MV/LV Substation CR***122 | 20 kV | 400V(3ph) & 230V(single ph) | LV | 50 kVA :Pole Substation | 0.05 | --> | 0.05 | 0.036 | 2 |  | --> | 0.047 | 0 | 0 | 0 | 0 | 0.051 | 0 |  | --> | E33 ex CAPPAMORE | CAPPAMORE: T41∥T42 | ARDNACRUSHA |  | 52.558 | -8.307
MV/LV Substation CR***124 | 20 kV | 400V(3ph) & 230V(single ph) | LV | 400 kVA :Kiosk Substation | 0.4 | --> | 0.4 | 0.361 | 2 |  | --> | 0.38 | 0 | 0 | 0 | 0.015 | 0.389 | 0 |  | --> | E15 ex BALLYCONNELL | BALLYCONNELL: T421∥T422 | GORTAWEE |  | 54.1071 | -7.4342
MV/LV Substation CR***124 | 20 kV | 400V(3ph) & 230V(single ph) | LV | 50 kVA :Pole Substation | 0.05 | --> | 0.05 | 0.037 | 1.6 |  | --> | 0.047 | 0 | 0 | 0 | 0.015 | 0.035 | 0 |  | --> | E12 ex GURRANEBANE | GURRANEBANE: T421∥T422 | OUGHTRAGH |  | 52.1043 | -9.898
MV/LV Substation CR***124X | 10 kV | 400V(3ph) & 230V(single ph) | LV | 100 kVA :Pole Substation | 0.1 | --> | 0.1 | 0.049 | 0.6 |  | --> | 0.095 | 0 | 0 | 0 | 0 | 0.107 | 0 |  | --> | C17 ex ATHBOY | ATHBOY: T42 | NAVAN |  | 53.715 | -7.0203
MV/LV Substation CR***124Y | 10 kV | 400V(3ph) & 230V(single ph) | LV | 50 kVA :Pole Substation | 0.05 | --> | 0.05 | 0 | 0 | Constrained,otherwise capacity available =50kVA. | --> | 0.047 | 0 | 0 | 0 | 0 | 0 | 0 | Constrained,otherwise capacity available =49kW. | --> | C14 ex TEMPLEMORE | TEMPLEMORE: T42 | IKERRIN |  | 52.7756 | -7.7427
MV/LV Substation CR***129 | 10 kV | 400V(3ph) & 230V(single ph) | LV | 400 kVA :Kiosk Substation | 0.4 | --> | 0.4 | 0.017 | 9.8 |  | --> | 0.38 | 0 | 0 | 0 | 0.019 | 0.431 | 0 |  | --> | C12 ex KILCOOLE | KILCOOLE: T41∥T42 | FASSAROE |  | 53.1007 | -6.0674
MV/LV Substation CR***129Y | 10 kV | 400V(3ph) & 230V(single ph) | LV | 100 kVA :Pole Substation | 0.1 | --> | 0.1 | 0 | 0 | Constrained,otherwise capacity available =80kVA. | --> | 0.095 | 0 | 0 | 0 | 0 | 0.103 | 0 |  | --> | E17 ex GLASMORE | GLASMORE: T421 | GLASMORE |  | 53.4501 | -6.2314
MV/LV Substation CR***132 | 10 kV | 400V(3ph) & 230V(single ph) | LV | 400 kVA :Kiosk Substation | 0.4 | --> | 0.4 | 0 | 0 | Constrained,otherwise capacity available =380kVA. | --> | 0.38 | 0 | 0 | 0 | 0.012 | 0.39 | 0 |  | --> | C21 ex ENNISTYMON | ENNISTYMON: T41∥T42 | ENNIS |  | 52.9224 | -9.3473
MV/LV Substation CR***132 | 20 kV | 400V(3ph) & 230V(single ph) | LV | 50 kVA :Pole Substation | 0.05 | --> | 0.05 | 0 | 2.5 |  | --> | 0.047 | 0 | 0 | 0 | 0.025 | 0.031 | 0 |  | --> | E17 ex CONG | CONG: T421∥T422 | CLOON |  | 53.5407 | -9.2176
MV/LV Substation CR***132Y | 10 kV | 400V(3ph) & 230V(single ph) | LV | 400 kVA :Kiosk Substation | 0.4 | --> | 0.4 | 0 | 0 | Constrained,otherwise capacity available =316kVA. | --> | 0.38 | 0 | 0 | 0 | 0.014 | 0 | 0 | Constrained,otherwise capacity available =397kW. | --> | C24 ex RAMSTOWN | RAMSTOWN: T41∥T42 | CRANE |  | 52.6765 | -6.3115
MV/LV Substation CR***139X | 10 kV | 400V(3ph) & 230V(single ph) | LV | 400 kVA :Building Structure | 0.4 | --> | 0.4 | 0 | 0 | Constrained,otherwise capacity available =381kVA. | --> | 0.38 | 0 | 0 | 0 | 0 | 0.402 | 0 |  | --> | C37 ex INCHICORE CENTRAL | INCHICORE CENTRAL: T45 | INCHICORE 220KV |  | 53.3351 | -6.3332
MV/LV Substation CR***144Z | 10 kV | 400V(3ph) & 230V(single ph) | LV | 400 kVA :Building Structure | 0.4 | --> | 0.4 | 0.129 | 0.9 |  | --> | 0.38 | 0 | 0 | 0 | 0.007 | 0.433 | 0 |  | --> | C15 ex RIVERSTOWN | RIVERSTOWN: T41∥T42 | KILBARRY |  | 51.9305 | -8.3958
MV/LV Substation CR***145 | 10 kV | 400V(3ph) & 230V(single ph) | LV | 50 kVA :Pole Substation | 0.05 | --> | 0.05 | 0 | 0 | Constrained,otherwise capacity available =34kVA. | --> | 0.047 | 0 | 0 | 0 | 0 | 0.051 | 0 |  | --> | C18 ex COOLCORCORAN | COOLCORCORAN: T41∥T42 | KNOCKEARAGH |  | 52.0856 | -9.5975
MV/LV Substation CR***146 | 10 kV | 400V(3ph) & 230V(single ph) | LV | 400 kVA :Kiosk Substation | 0.4 | --> | 0.4 | 0.277 | 1.3 |  | --> | 0.38 | 0 | 0 | 0 | 0.018 | 0.399 | 0 |  | --> | C13 ex DODDER ROAD | DODDER ROAD: T42 | MILLTOWN (DR) |  | 53.3 | -6.2776
MV/LV Substation CR***146Z | 10 kV | 400V(3ph) & 230V(single ph) | LV | 50 kVA :Pole Substation | 0.05 | --> | 0.05 | 0.05 | 5.9 |  | --> | 0.047 | 0 | 0 | 0 | 0 | 0.049 | 0 |  | --> | C17 ex BANDON | BANDON: T101 | BANDON |  | 51.7766 | -8.6617
MV/LV Substation CR***150X | 20 kV | 400V(3ph) & 230V(single ph) | LV | 50 kVA :Pole Substation | 0.05 | --> | 0.05 | 0.05 | 3.6 |  | --> | 0.047 | 0 | 0 | 0 | 0 | 0.049 | 0 |  | --> | C22 ex CASTLEREA | CASTLEREA: T41∥T42 | CARRICK ON SHANNON |  | 53.7598 | -8.5137
MV/LV Substation CR***151 | 10 kV | 400V(3ph) & 230V(single ph) | LV | 630 kVA :Building Structure | 0.63 | --> | 0.63 | 0.5 | 5 |  | --> | 0.598 | 0 | 0 | 0 | 0 | 0.5 | 0 |  | --> | C24 ex GALWAY 110KV | GALWAY 110KV: T102 | GALWAY 110KV |  | 53.2736 | -8.9972
MV/LV Substation CR***163 | 10 kV | 400V(3ph) & 230V(single ph) | LV | 50 kVA :Pole Substation | 0.05 | --> | 0.05 | 0.038 | 2.3 |  | --> | 0.047 | 0 | 0 | 0 | 0 | 0.051 | 0 |  | --> | C16 ex CASTLECOMER | CASTLECOMER: T41∥T42 | BALLYRAGGET |  | 52.8585 | -7.2239
MV/LV Substation CR***165Y | 10 kV | 400V(3ph) & 230V(single ph) | LV | 400 kVA :Kiosk Substation | 0.4 | --> | 0.4 | 0 | 0 | Constrained,otherwise capacity available =289kVA. | --> | 0.38 | 0 | 0 | 0 | 0.043 | 0.371 | 0 |  | --> | C12 ex MONEYCOOLEY | MONEYCOOLEY: T42 | GRIFFINRATH |  | 53.3555 | -6.5428
MV/LV Substation CR***167Z | 20 kV | 400V(3ph) & 230V(single ph) | LV | 50 kVA :Pole Substation | 0.05 | --> | 0.05 | 0.035 | 4.5 |  | --> | 0.047 | 0 | 0 | 0 | 0 | 0.051 | 0 |  | --> | E13 ex TELAYDON | TELAYDON: T421 | LISDRUM |  | 54.2706 | -6.9888
MV/LV Substation CR***168 | 10 kV | 400V(3ph) & 230V(single ph) | LV | 100 kVA :Pole Substation | 0.1 | --> | 0.1 | 0.053 | 0.9 |  | --> | 0.095 | 0 | 0 | 0 | 0 | 0.106 | 0 |  | --> | C14 ex DRUMQUIN | DRUMQUIN: T42 | ENNIS |  | 52.8112 | -8.9647
MV/LV Substation CR***172 | 10 kV | 400V(3ph) & 230V(single ph) | LV | 100 kVA :Pole Substation | 0.1 | --> | 0.1 | 0 | 0 | Constrained,otherwise capacity available =74kVA. | --> | 0.095 | 0 | 0 | 0 | 0 | 0.103 | 0 |  | --> | C18 ex KINSALE | KINSALE: T41∥T42 | BANDON |  | 51.7347 | -8.4808
MV/LV Substation CR***178X | 10 kV | 400V(3ph) & 230V(single ph) | LV | 400 kVA :Kiosk Substation | 0.4 | --> | 0.4 | 0.324 | 1.2 |  | --> | 0.38 | 0 | 0 | 0 | 0.006 | 0.405 | 0 |  | --> | C12 ex ABBEYFEALE | ABBEYFEALE: T42 | TRIEN |  | 52.3778 | -9.3028
MV/LV Substation CR***183 | 10 kV | 400V(3ph) & 230V(single ph) | LV | 100 kVA :Pole Substation | 0.1 | --> | 0.1 | 0.097 | 3.7 |  | --> | 0.095 | 0 | 0 | 0 | 0.003 | 0.096 | 0 |  | --> | C12 ex ROSS CARBERY | ROSS CARBERY: T41∥T42 | DUNMANWAY |  | 51.5677 | -8.9919
MV/LV Substation CR***184 | 10 kV | 400V(3ph) & 230V(single ph) | LV | 200 kVA :Pole Substation | 0.2 | --> | 0.2 | 0.179 | 9.9 |  | --> | 0.19 | 0 | 0 | 0 | 0 | 0.203 | 0 |  | --> | C21 ex ENNIS | ENNIS: T101 | ENNIS |  | 52.9045 | -8.93
MV/LV Substation CR***189Y | 10 kV | 400V(3ph) & 230V(single ph) | LV | 100 kVA :Pole Substation | 0.1 | --> | 0.1 | 0 | 0 | Constrained,otherwise capacity available =49kVA. | --> | 0.095 | 0 | 0 | 0 | 0 | 0.107 | 0 |  | --> | C11 ex GARDEN CITY | GARDEN CITY: T41∥T42 | ARKLOW |  | 52.685 | -6.3137
MV/LV Substation CR***191Z | 10 kV | 400V(3ph) & 230V(single ph) | LV | 50 kVA :Pole Substation | 0.05 | --> | 0.05 | 0.05 | 3.9 |  | --> | 0.047 | 0 | 0 | 0 | 0 | 0.049 | 0 |  | --> | C19 ex BALLYJAMESDUFF | BALLYJAMESDUFF: T41 | SHANKILL |  | 53.8031 | -7.2617
MV/LV Substation CR***192Y | 10 kV | 400V(3ph) & 230V(single ph) | LV | 200 kVA :Kiosk Substation | 0.2 | --> | 0.2 | 0 | 0 | Constrained,otherwise capacity available =170kVA. | --> | 0.19 | 0 | 0 | 0 | 0 | 0 | 0 | Constrained,otherwise capacity available =204kW. | --> | C24 ex RAMSTOWN | RAMSTOWN: T41∥T42 | CRANE |  | 52.6741 | -6.3166
MV/LV Substation CR***195 | 20 kV | 400V(3ph) & 230V(single ph) | LV | 100 kVA :Pole Substation | 0.1 | --> | 0.1 | 0.046 | 9.9 |  | --> | 0.095 | 0 | 0 | 0 | 0 | 0.107 | 0 |  | --> | C19 ex ENNIS | ENNIS: T101 | ENNIS |  | 52.8553 | -8.9124
MV/LV Substation CR***195Z | 10 kV | 400V(3ph) & 230V(single ph) | LV | 400 kVA :Building Structure | 0.4 | --> | 0.4 | 0 | 0 | Constrained,otherwise capacity available =136kVA. | --> | 0.38 | 0 | 0 | 0 | 0 | 0.407 | 0 |  | --> | E17 ex GLASMORE | GLASMORE: T421 | GLASMORE |  | 53.4509 | -6.2178
MV/LV Substation CR***196Z | 10 kV | 400V(3ph) & 230V(single ph) | LV | 400 kVA :Building Structure | 0.4 | --> | 0.4 | 0 | 0 | Constrained,otherwise capacity available =351kVA. | --> | 0.38 | 0 | 0 | 0 | 0.007 | 0.399 | 0 |  | --> | E17 ex GLASMORE | GLASMORE: T421 | GLASMORE |  | 53.4503 | -6.2197
MV/LV Substation CR***198 | 20 kV | 400V(3ph) & 230V(single ph) | LV | 50 kVA :Pole Substation | 0.05 | --> | 0.05 | 0.042 | 1.6 |  | --> | 0.047 | 0 | 0 | 0 | 0.003 | 0.047 | 0 |  | --> | E12 ex GURRANEBANE | GURRANEBANE: T421∥T422 | OUGHTRAGH |  | 52.1253 | -9.8964
MV/LV Substation CR***199Z | 10 kV | 400V(3ph) & 230V(single ph) | LV | 50 kVA :Pole Substation | 0.05 | --> | 0.05 | 0 | 0 | Constrained,otherwise capacity available =44kVA. | --> | 0.047 | 0 | 0 | 0 | 0 | 0.05 | 0 |  | --> | C11 ex NAAS | NAAS: T41 | NEWBRIDGE |  | 53.1934 | -6.6367
MV/LV Substation CR***202Z | 10 kV | 400V(3ph) & 230V(single ph) | LV | 50 kVA :Pole Substation | 0.05 | --> | 0.05 | 0.045 | 3.9 |  | --> | 0.047 | 0 | 0 | 0 | 0 | 0.05 | 0 |  | --> | C17 ex BALLYJAMESDUFF | BALLYJAMESDUFF: T41 | SHANKILL |  | 53.916 | -7.2623
MV/LV Substation CR***205 | 20 kV | 400V(3ph) & 230V(single ph) | LV | 100 kVA :Pole Substation | 0.1 | --> | 0.1 | 0.093 | 1.3 |  | --> | 0.095 | 0 | 0 | 0 | 0.004 | 0.096 | 0 |  | --> | E11 ex KILCARRAGH | KILCARRAGH: T421∥T422 | BUTLERSTOWN |  | 52.2331 | -6.9727
MV/LV Substation CR***207Y | 20 kV | 400V(3ph) & 230V(single ph) | LV | 100 kVA :Pole Substation | 0.1 | --> | 0.1 | 0.08 | 2.6 |  | --> | 0.095 | 0 | 0 | 0 | 0 | 0.103 | 0 |  | --> | E17 ex LISDRUM | LISDRUM: T422 | LISDRUM |  | 54.2188 | -7.0297
MV/LV Substation CR***217X | 20 kV | 400V(3ph) & 230V(single ph) | LV | 50 kVA :Pole Substation | 0.05 | --> | 0.05 | 0.045 | 1.2 |  | --> | 0.047 | 0 | 0 | 0 | 0 | 0 | 0 | Constrained,otherwise capacity available =50kW. | --> | E17 ex BUNCRANA | BUNCRANA: T421∥T422 | TRILLICK |  | 55.1465 | -7.2872
MV/LV Substation CR***223X | 10 kV | 400V(3ph) & 230V(single ph) | LV | 50 kVA :Pole Substation | 0.05 | --> | 0.05 | 0 | 0 | Constrained,otherwise capacity available =41kVA. | --> | 0.047 | 0 | 0 | 0 | 0 | 0.05 | 0 |  | --> | C11 ex KILMALLOCK | KILMALLOCK: T42 | CHARLEVILLE |  | 52.4441 | -8.4896
MV/LV Substation CR***225Y | 10 kV | 400V(3ph) & 230V(single ph) | LV | 400 kVA :Kiosk Substation | 0.4 | --> | 0.4 | 0.334 | 8.5 |  | --> | 0.38 | 0 | 0 | 0 | 0.005 | 0.404 | 0 |  | --> | C11 ex ARDGEEHA | ARDGEEHA: T41∥T42 | DOON |  | 52.3714 | -7.7048
MV/LV Substation CR***231 | 20 kV | 400V(3ph) & 230V(single ph) | LV | 50 kVA :Pole Substation | 0.05 | --> | 0.05 | 0.044 | 5.4 |  | --> | 0.047 | 0 | 0 | 0 | 0 | 0.05 | 0 |  | --> | E14 ex MOY | MOY: T421∥T422 | MOY |  | 54.133 | -9.1744
MV/LV Substation CR***234 | 10 kV | 400V(3ph) & 230V(single ph) | LV | 400 kVA :Building Structure | 0.4 | --> | 0.4 | 0.378 | 9.6 |  | --> | 0.38 | 0 | 0 | 0 | 0 | 0.403 | 0 |  | --> | C22 ex ARTANE | ARTANE: T102 | FINGLAS |  | 53.3936 | -6.2153
MV/LV Substation CR***234X | 20 kV | 400V(3ph) & 230V(single ph) | LV | 50 kVA :Pole Substation | 0.05 | --> | 0.05 | 0.045 | 3.6 |  | --> | 0.047 | 0 | 0 | 0 | 0 | 0.05 | 0 |  | --> | C22 ex CASTLEREA | CASTLEREA: T41∥T42 | CARRICK ON SHANNON |  | 53.7436 | -8.5461
MV/LV Substation CR***234X | 20 kV | 400V(3ph) & 230V(single ph) | LV | 50 kVA :Pole Substation | 0.05 | --> | 0.05 | 0.046 | 1 |  | --> | 0.047 | 0 | 0 | 0 | 0 | 0.049 | 0 |  | --> | E19 ex SHILLELAGH | SHILLELAGH: T421∥T422 | CARLOW |  | 52.7211 | -6.5287
MV/LV Substation CR***235Y | 20 kV | 400V(3ph) & 230V(single ph) | LV | 50 kVA :Pole Substation | 0.05 | --> | 0.05 | 0 | 0 | Constrained,otherwise capacity available =49kVA. | --> | 0.047 | 0 | 0 | 0 | 0 | 0.049 | 0 |  | --> | C19 ex ENNISTYMON | ENNISTYMON: T41∥T42 | ENNIS |  | 53.0892 | -9.1898
MV/LV Substation CR***236 | 10 kV | 400V(3ph) & 230V(single ph) | LV | 50 kVA :Pole Substation | 0.05 | --> | 0.05 | 0.041 | 2.7 |  | --> | 0.047 | 0 | 0 | 0 | 0 | 0.05 | 0 |  | --> | E19 ex LONGFORD | LONGFORD: T421 | RICHMOND |  | 53.6971 | -7.8011
MV/LV Substation CR***236Z | 10 kV | 400V(3ph) & 230V(single ph) | LV | 400 kVA :Kiosk Substation | 0.4 | --> | 0.4 | 0.297 | 0.9 |  | --> | 0.38 | 0 | 0 | 0 | 0.03 | 0.384 | 0 |  | --> | C14 ex MULGANNON | MULGANNON: T42 | WEXFORD |  | 52.3299 | -6.459
MV/LV Substation CR***240 | 10 kV | 400V(3ph) & 230V(single ph) | LV | 100 kVA :Pole Substation | 0.1 | --> | 0.1 | 0 | 0 | Constrained,otherwise capacity available =82kVA. | --> | 0.095 | 0 | 0 | 0 | 0 | 0.102 | 0 |  | --> | C12 ex SAGGART | SAGGART: T41∥T42 | GRANGE CASTLE |  | 53.272 | -6.4784
MV/LV Substation CR***241X | 20 kV | 400V(3ph) & 230V(single ph) | LV | 50 kVA :Pole Substation | 0.05 | --> | 0.05 | 0.044 | 2.2 |  | --> | 0.047 | 0 | 0 | 0 | 0 | 0 | 0 | Constrained,otherwise capacity available =50kW. | --> | E17 ex BALLYMACARRY | BALLYMACARRY: T421 | TRILLICK |  | 55.0702 | -7.4267
MV/LV Substation CR***248X | 20 kV | 400V(3ph) & 230V(single ph) | LV | 50 kVA :Pole Substation | 0.05 | --> | 0.05 | 0.05 | 1 |  | --> | 0.047 | 0 | 0 | 0 | 0 | 0 | 0 | Constrained,otherwise capacity available =49kW. | --> | E12 ex CARNDONAGH | CARNDONAGH: T421∥T422 | TRILLICK |  | 55.3539 | -7.3398
MV/LV Substation CR***251Y | 10 kV | 400V(3ph) & 230V(single ph) | LV | 50 kVA :Pole Substation | 0.05 | --> | 0.05 | 0.013 | 8.4 |  | --> | 0.047 | 0 | 0 | 0 | 0 | 0.054 | 0 |  | --> | C22 ex KILLOTERAN | KILLOTERAN: T102 | KILLOTERAN |  | 52.2427 | -7.1519
MV/LV Substation CR***252X | 20 kV | 400V(3ph) & 230V(single ph) | LV | 50 kVA :Pole Substation | 0.05 | --> | 0.05 | 0.043 | 6.9 |  | --> | 0.047 | 0 | 0 | 0 | 0 | 0 | 0 | Constrained,otherwise capacity available =50kW. | --> | E14 ex RATHKEALE | RATHKEALE: T421∥T422 | RATHKEALE |  | 52.5272 | -8.9148
MV/LV Substation CR***252Y | 10 kV | 400V(3ph) & 230V(single ph) | LV | 400 kVA :Kiosk Substation | 0.4 | --> | 0.4 | 0 | 0 | Constrained,otherwise capacity available =258kVA. | --> | 0.38 | 0 | 0 | 0 | 0.045 | 0 | 0 | Constrained,otherwise capacity available =374kW. | --> | C11 ex COLLIGAN | COLLIGAN: T41 | DUNGARVAN |  | 52.1041 | -7.6213
MV/LV Substation CR***262Y | 20 kV | 400V(3ph) & 230V(single ph) | LV | 200 kVA :Kiosk Substation | 0.2 | --> | 0.2 | 0.165 | 0.8 |  | --> | 0.19 | 0 | 0 | 0 | 0.006 | 0 | 0 | Constrained,otherwise capacity available =199kW. | --> | E17 ex KILMACTHOMAS | KILMACTHOMAS: T421∥T422 | DUNGARVAN |  | 52.2007 | -7.4255
MV/LV Substation CR***266 | 10 kV | 400V(3ph) & 230V(single ph) | LV | 400 kVA :Kiosk Substation | 0.4 | --> | 0.4 | 0.324 | 2 |  | --> | 0.38 | 0 | 0 | 0 | 0.009 | 0.402 | 0 |  | --> | C25 ex TYCOR | TYCOR: T41∥T42 | WATERFORD |  | 52.2611 | -7.1377
MV/LV Substation CR***266X | 10 kV | 400V(3ph) & 230V(single ph) | LV | 200 kVA :Kiosk Substation | 0.2 | --> | 0.2 | 0.145 | 5 |  | --> | 0.19 | 0 | 0 | 0 | 0 | 0.208 | 0 |  | --> | C18 ex BALLYRICKARD | BALLYRICKARD: T41∥T42 | TRALEE |  | 52.281 | -9.7122
MV/LV Substation CR***267 | 10 kV | 400V(3ph) & 230V(single ph) | LV | 400 kVA :Kiosk Substation | 0.4 | --> | 0.4 | 0.366 | 7.4 |  | --> | 0.38 | 0 | 0 | 0 | 0.006 | 0.398 | 0 |  | --> | C13 ex BALLYMUN | BALLYMUN: T41 | FINGLAS |  | 53.3873 | -6.2523
MV/LV Substation CR***267X | 20 kV | 400V(3ph) & 230V(single ph) | LV | 100 kVA :Pole Substation | 0.1 | --> | 0.1 | 0.04 | 2.5 |  | --> | 0.095 | 0 | 0 | 0 | 0 | 0.109 | 0 |  | --> | C26 ex ATHY | ATHY: T102 | ATHY |  | 53.1053 | -7.0145
MV/LV Substation CR***270 | 10 kV | 400V(3ph) & 230V(single ph) | LV | 630 kVA :Building Structure | 0.63 | --> | 0.63 | 0 | 0 | Constrained,otherwise capacity available =500kVA. | --> | 0.598 | 0 | 0 | 0 | 0.008 | 0.5 | 0 |  | --> | C12 ex GLASNEVIN | GLASNEVIN: T41 | FINGLAS |  | 53.3669 | -6.2623
MV/LV Substation CR***270 | 10 kV | 400V(3ph) & 230V(single ph) | LV | 400 kVA :Kiosk Substation | 0.4 | --> | 0.4 | 0.273 | 10.8 |  | --> | 0.38 | 0 | 0 | 0 | 0.035 | 0.382 | 0 |  | --> | C33 ex SALTHILL | SALTHILL: T101 | SALTHILL |  | 53.2728 | -9.0887
MV/LV Substation CR***273 | 10 kV | 400V(3ph) & 230V(single ph) | LV | 200 kVA :Kiosk Substation | 0.2 | --> | 0.2 | 0.159 | 2.1 |  | --> | 0.19 | 0 | 0 | 0 | 0.01 | 0.195 | 0 |  | --> | C16 ex LITTLE BRAY | LITTLE BRAY: T42 | FASSAROE |  | 53.2275 | -6.1288
MV/LV Substation CR***275 | 10 kV | 400V(3ph) & 230V(single ph) | LV | 100 kVA :Pole Substation | 0.1 | --> | 0.1 | 0.075 | 7.3 |  | --> | 0.095 | 0 | 0 | 0 | 0 | 0.103 | 0 |  | --> | C19 ex GARRYCASTLE | GARRYCASTLE: T41 | ATHLONE |  | 53.4039 | -7.8857
MV/LV Substation CR***277 | 10 kV | 400V(3ph) & 230V(single ph) | LV | 630 kVA :Kiosk Substation | 0.63 | --> | 0.63 | 0.315 | 6.1 |  | --> | 0.598 | 0 | 0 | 0 | 0.002 | 0.5 | 0 |  | --> | C12 ex KINGSBRIDGE | KINGSBRIDGE: T42 | INCHICORE 220KV |  | 53.3423 | -6.2958
MV/LV Substation CR***279Z | 10 kV | 400V(3ph) & 230V(single ph) | LV | 400 kVA :Building Structure | 0.4 | --> | 0.4 | 0 | 0 | Constrained,otherwise capacity available =386kVA. | --> | 0.38 | 0 | 0 | 0 | 0 | 0.401 | 0 |  | --> | C39 ex COLLEGE PARK | COLLEGE PARK: T103 | COLLEGE PARK |  | 53.4109 | -6.3771
MV/LV Substation CR***280 | 10 kV | 400V(3ph) & 230V(single ph) | LV | 200 kVA :Pole Substation | 0.2 | --> | 0.2 | 0.135 | 5.9 |  | --> | 0.19 | 0 | 0 | 0 | 0.008 | 0.201 | 0 |  | --> | C18 ex BANDON | BANDON: T101 | BANDON |  | 51.8015 | -8.6458
MV/LV Substation CR***282X | 10 kV | 400V(3ph) & 230V(single ph) | LV | 400 kVA :Kiosk Substation | 0.4 | --> | 0.4 | 0.199 | 2.8 |  | --> | 0.38 | 0 | 0 | 0 | 0.032 | 0 | 0 | Constrained,otherwise capacity available =397kW. | --> | C11 ex PALMERSTOWN | PALMERSTOWN: T41 | FINGLAS |  | 53.3572 | -6.3744
MV/LV Substation CR***283X | 10 kV | 400V(3ph) & 230V(single ph) | LV | 1000 kVA :Building Structure | 1 | --> | 1 | 0.5 | 6.1 |  | --> | 0.95 | 0 | 0 | 0 | 0 | 0.5 | 0 |  | --> | C10 ex BEDFORD ROW | BEDFORD ROW: T43 | FRANCIS STREET |  | 53.3447 | -6.2664
MV/LV Substation CR***283Y | 10 kV | 400V(3ph) & 230V(single ph) | LV | 200 kVA :Kiosk Substation | 0.2 | --> | 0.2 | 0.165 | 2.4 |  | --> | 0.19 | 0 | 0 | 0 | 0.006 | 0.199 | 0 |  | --> | C24 ex TINAHASK | TINAHASK: T41∥T42 | ARKLOW |  | 52.7875 | -6.1671
MV/LV Substation CR***284X | 10 kV | 400V(3ph) & 230V(single ph) | LV | 50 kVA :Pole Substation | 0.05 | --> | 0.05 | 0.044 | 3.4 |  | --> | 0.047 | 0 | 0 | 0 | 0 | 0 | 0 | Constrained,otherwise capacity available =50kW. | --> | C16 ex BALLYSHANNON | BALLYSHANNON: T41∥T42 | CATHALEENS FALL |  | 54.5189 | -8.219
MV/LV Substation CR***287X | 20 kV | 400V(3ph) & 230V(single ph) | LV | 200 kVA :Pole Substation | 0.2 | --> | 0.2 | 0 | 0 | Constrained,otherwise capacity available =170kVA. | --> | 0.19 | 0 | 0 | 0 | 0 | 0.204 | 0 |  | --> | C21 ex CASTLEISLAND | CASTLEISLAND: T41∥T42 | TRALEE |  | 52.2079 | -9.448
MV/LV Substation CR***288 | 20 kV | 400V(3ph) & 230V(single ph) | LV | 50 kVA :Pole Substation | 0.05 | --> | 0.05 | 0.05 | 1.6 |  | --> | 0.047 | 0 | 0 | 0 | 0 | 0.049 | 0 |  | --> | E12 ex GURRANEBANE | GURRANEBANE: T421∥T422 | OUGHTRAGH |  | 52.1374 | -9.8994
MV/LV Substation CR***288Y | 10 kV | 400V(3ph) & 230V(single ph) | LV | 200 kVA :Kiosk Substation | 0.2 | --> | 0.2 | 0 | 0 | Constrained,otherwise capacity available =116kVA. | --> | 0.19 | 0 | 0 | 0 | 0.022 | 0.189 | 0 |  | --> | C13 ex DOCK ROAD | DOCK ROAD: T41∥T42 | LIMERICK |  | 52.6346 | -8.667
MV/LV Substation CR***289 | 10 kV | 400V(3ph) & 230V(single ph) | LV | 100 kVA :Pole Substation | 0.1 | --> | 0.1 | 0.086 | 2.3 |  | --> | 0.095 | 0 | 0 | 0 | 0.003 | 0 | 0 | Constrained,otherwise capacity available =98kW. | --> | C20 ex KILRUSH | KILRUSH: T41∥T42 | TULLABRACK |  | 52.7472 | -9.4306
MV/LV Substation CR***290 | 10 kV | 400V(3ph) & 230V(single ph) | LV | 50 kVA :Pole Substation | 0.05 | --> | 0.05 | 0.049 | 9.9 |  | --> | 0.047 | 0 | 0 | 0 | 0 | 0.049 | 0 |  | --> | C19 ex ENNIS | ENNIS: T101 | ENNIS |  | 52.8387 | -8.9504
MV/LV Substation CR***297Y | 10 kV | 400V(3ph) & 230V(single ph) | LV | 100 kVA :Pole Substation | 0.1 | --> | 0.1 | 0 | 0 | Constrained,otherwise capacity available =60kVA. | --> | 0.095 | 0 | 0 | 0 | 0.017 | 0.088 | 0 |  | --> | C21 ex CARRICKMACROSS | CARRICKMACROSS: T41 | MEATH HILL |  | 53.9756 | -6.726
MV/LV Substation CR***298 | 10 kV | 400V(3ph) & 230V(single ph) | LV | 1000 kVA :Building Structure | 1 | --> | 1 | 0.5 | 6.1 |  | --> | 0.95 | 0 | 0 | 0 | 0 | 0.5 | 0 |  | --> | C10 ex BEDFORD ROW | BEDFORD ROW: T43 | FRANCIS STREET |  | 53.3445 | -6.2669
MV/LV Substation CR***299Y | 10 kV | 400V(3ph) & 230V(single ph) | LV | 50 kVA :Pole Substation | 0.05 | --> | 0.05 | 0.035 | 3.3 |  | --> | 0.047 | 0 | 0 | 0 | 0.009 | 0.042 | 0 |  | --> | E16 ex CRATLOE | CRATLOE: T421∥T422 | ARDNACRUSHA |  | 52.6887 | -8.7233
MV/LV Substation CR***300 | 20 kV | 400V(3ph) & 230V(single ph) | LV | 200 kVA :Pole Substation | 0.2 | --> | 0.2 | 0 | 0 | Constrained,otherwise capacity available =199kVA. | --> | 0.19 | 0 | 0 | 0 | 0 | 0.2 | 0 |  | --> | C12 ex SPIDDAL | SPIDDAL: T42 | SCREEB |  | 53.245 | -9.3228
MV/LV Substation CR***300 | 20 kV | 400V(3ph) & 230V(single ph) | LV | 200 kVA :Pole Substation | 0.2 | --> | 0.2 | 0.155 | 2.4 |  | --> | 0.19 | 0 | 0 | 0 | 0 | 0.207 | 0 |  | --> | E18 ex STRANORLAR | STRANORLAR: T422 | LETTERKENNY |  | 54.7855 | -7.6909
MV/LV Substation CR***307Y | 10 kV | 400V(3ph) & 230V(single ph) | LV | 400 kVA :Kiosk Substation | 0.4 | --> | 0.4 | 0 | 0 | Constrained,otherwise capacity available =328kVA. | --> | 0.38 | 0 | 0 | 0 | 0.018 | 0 | 0 | Constrained,otherwise capacity available =392kW. | --> | C11 ex COLLIGAN | COLLIGAN: T41 | DUNGARVAN |  | 52.103 | -7.6186
MV/LV Substation CR***310Z | 10 kV | 400V(3ph) & 230V(single ph) | LV | 50 kVA :Pole Substation | 0.05 | --> | 0.05 | 0.05 | 5.3 |  | --> | 0.047 | 0 | 0 | 0 | 0 | 0.049 | 0 |  | --> | C12 ex SMEARLA | SMEARLA: T42 | TRIEN |  | 52.4513 | -9.4983
MV/LV Substation CR***318 | 20 kV | 400V(3ph) & 230V(single ph) | LV | 630 kVA :Kiosk Substation | 0.63 | --> | 0.63 | 0 | 0 | Constrained,otherwise capacity available =475kVA. | --> | 0.598 | 0 | 0 | 0 | 0.011 | 0.5 | 0 |  | --> | E30 ex LOUGHREA | LOUGHREA: T41∥T42 | SOMERSET |  | 53.229 | -8.7349
MV/LV Substation CR***319Z | 20 kV | 400V(3ph) & 230V(single ph) | LV | 50 kVA :Pole Substation | 0.05 | --> | 0.05 | 0.044 | 6.9 |  | --> | 0.047 | 0 | 0 | 0 | 0 | 0 | 0 | Constrained,otherwise capacity available =50kW. | --> | E14 ex RATHKEALE | RATHKEALE: T421∥T422 | RATHKEALE |  | 52.5342 | -8.8625
MV/LV Substation CR***323 | 20 kV | 400V(3ph) & 230V(single ph) | LV | 400 kVA :Building Structure | 0.4 | --> | 0.4 | 0.383 | 6.7 |  | --> | 0.38 | 0 | 0 | 0 | 0 | 0 | 0 | Constrained,otherwise capacity available =402kW. | --> | E11 ex DUNFIRTH | DUNFIRTH: T122 | DUNFIRTH |  | 53.3969 | -6.8784
MV/LV Substation CR***323X | 10 kV | 400V(3ph) & 230V(single ph) | LV | 50 kVA :Pole Substation | 0.05 | --> | 0.05 | 0.048 | 2.7 |  | --> | 0.047 | 0 | 0 | 0 | 0 | 0.049 | 0 |  | --> | C21 ex CASTLEBLAYNEY | CASTLEBLAYNEY: T41 | DUNDALK |  | 54.1738 | -6.7867
MV/LV Substation CR***323Y | 20 kV | 400V(3ph) & 230V(single ph) | LV | 50 kVA :Pole Substation | 0.05 | --> | 0.05 | 0 | 0 | Constrained,otherwise capacity available =37kVA. | --> | 0.047 | 0 | 0 | 0 | 0.002 | 0.048 | 0 |  | --> | E47 ex CLAREGALWAY | CLAREGALWAY: T421 | GALWAY 110KV |  | 53.3998 | -8.7779
MV/LV Substation CR***325 | 10 kV | 400V(3ph) & 230V(single ph) | LV | 200 kVA :Pole Substation | 0.2 | --> | 0.2 | 0 | 0 | Constrained,otherwise capacity available =200kVA. | --> | 0.19 | 0 | 0 | 0 | 0 | 0.2 | 0 |  | --> | C15 ex SAGGART | SAGGART: T41∥T42 | GRANGE CASTLE |  | 53.257 | -6.4447
MV/LV Substation CR***325X | 20 kV | 400V(3ph) & 230V(single ph) | LV | 200 kVA :Kiosk Substation | 0.2 | --> | 0.2 | 0 | 0 | Constrained,otherwise capacity available =128kVA. | --> | 0.19 | 0 | 0 | 0 | 0.02 | 0 | 0 | Constrained,otherwise capacity available =189kW. | --> | E15 ex ASHBOURNE | ASHBOURNE: T421 | FINGLAS |  | 53.5082 | -6.4028
MV/LV Substation CR***332X | 10 kV | 400V(3ph) & 230V(single ph) | LV | 1000 kVA :Building Structure | 1 | --> | 1 | 0.5 | 6.6 |  | --> | 0.95 | 0 | 0 | 0 | 0 | 0.5 | 0 |  | --> | C20 ex MISERY HILL | MISERY HILL: T102 | POOLBEG |  | 53.3416 | -6.2597
MV/LV Substation CR***334X | 20 kV | 400V(3ph) & 230V(single ph) | LV | 50 kVA :Pole Substation | 0.05 | --> | 0.05 | 0.032 | 6.9 |  | --> | 0.047 | 0 | 0 | 0 | 0 | 0 | 0 | Constrained,otherwise capacity available =51kW. | --> | E14 ex RATHKEALE | RATHKEALE: T421∥T422 | RATHKEALE |  | 52.5205 | -8.726
MV/LV Substation CR***336X | 10 kV | 400V(3ph) & 230V(single ph) | LV | 400 kVA :Kiosk Substation | 0.4 | --> | 0.4 | 0.354 | 2.1 |  | --> | 0.38 | 0 | 0 | 0 | 0.011 | 0.395 | 0 |  | --> | C12 ex KILSARAN | KILSARAN: T42 | DRYBRIDGE |  | 53.898 | -6.3859
MV/LV Substation CR***348Z | 20 kV | 400V(3ph) & 230V(single ph) | LV | 50 kVA :Pole Substation | 0.05 | --> | 0.05 | 0 | 0 | Constrained,otherwise capacity available =11kVA. | --> | 0.047 | 0 | 0 | 0 | 0 | 0.054 | 0 |  | --> | E12 ex KILCULLEN | KILCULLEN: T424 | STRATFORD |  | 53.0201 | -6.7978
MV/LV Substation CR***352X | 20 kV | 400V(3ph) & 230V(single ph) | LV | 400 kVA :Kiosk Substation | 0.4 | --> | 0.4 | 0 | 0 | Constrained,otherwise capacity available =271kVA. | --> | 0.38 | 0 | 0 | 0 | 0 | 0.419 | 0 |  | --> | E12 ex KILCULLEN | KILCULLEN: T424 | STRATFORD |  | 53.0184 | -6.8032
MV/LV Substation CR***353Y | 20 kV | 400V(3ph) & 230V(single ph) | LV | 50 kVA :Pole Substation | 0.05 | --> | 0.05 | 0.046 | 4.5 |  | --> | 0.047 | 0 | 0 | 0 | 0 | 0.049 | 0 |  | --> | E13 ex TELAYDON | TELAYDON: T421 | LISDRUM |  | 54.2776 | -7.0381
MV/LV Substation CR***354 | 20 kV | 400V(3ph) & 230V(single ph) | LV | 50 kVA :Pole Substation | 0.05 | --> | 0.05 | 0 | 0 | Constrained,otherwise capacity available =50kVA. | --> | 0.047 | 0 | 0 | 0 | 0 | 0.049 | 0 |  | --> | E15 ex DULEEK | DULEEK: T421∥T422 | DRYBRIDGE |  | 53.6841 | -6.4253
MV/LV Substation CR***356Z | 10 kV | 400V(3ph) & 230V(single ph) | LV | 400 kVA :Building Structure | 0.4 | --> | 0.4 | 0 | 0 | Constrained,otherwise capacity available =288kVA. | --> | 0.38 | 0 | 0 | 0 | 0.011 | 0.405 | 0 |  | --> | C12 ex MONEYCOOLEY | MONEYCOOLEY: T42 | GRIFFINRATH |  | 53.3588 | -6.547
MV/LV Substation CR***357 | 10 kV | 400V(3ph) & 230V(single ph) | LV | 200 kVA :Kiosk Substation | 0.2 | --> | 0.2 | 0.146 | 0.6 |  | --> | 0.19 | 0 | 0 | 0 | 0.006 | 0.201 | 0 |  | --> | C14 ex BELFIELD | BELFIELD: T42 | BLACKROCK |  | 53.3076 | -6.1983
MV/LV Substation CR***360X | 10 kV | 400V(3ph) & 230V(single ph) | LV | 50 kVA :Pole Substation | 0.05 | --> | 0.05 | 0.048 | 2.3 |  | --> | 0.047 | 0 | 0 | 0 | 0 | 0.049 | 0 |  | --> | C15 ex CASTLECOMER | CASTLECOMER: T41∥T42 | BALLYRAGGET |  | 52.8666 | -7.1049
MV/LV Substation CR***361X | 20 kV | 400V(3ph) & 230V(single ph) | LV | 50 kVA :Pole Substation | 0.05 | --> | 0.05 | 0 | 0 | Constrained,otherwise capacity available =42kVA. | --> | 0.047 | 0 | 0 | 0 | 0 | 0.05 | 0 |  | --> | E12 ex KILCULLEN | KILCULLEN: T424 | STRATFORD |  | 53.0277 | -6.8117
MV/LV Substation CR***361X | 20 kV | 400V(3ph) & 230V(single ph) | LV | 200 kVA :Kiosk Substation | 0.2 | --> | 0.2 | 0.17 | 3.3 |  | --> | 0.19 | 0 | 0 | 0 | 0 | 0.204 | 0 |  | --> | E12 ex BIRDHILL | BIRDHILL: T422 | ARDNACRUSHA |  | 52.8056 | -8.4464
MV/LV Substation CR***361X | 20 kV | 400V(3ph) & 230V(single ph) | LV | 50 kVA :Pole Substation | 0.05 | --> | 0.05 | 0 | 0 | Constrained,otherwise capacity available =44kVA. | --> | 0.047 | 0 | 0 | 0 | 0.002 | 0.048 | 0 |  | --> | E11 ex KILCOLGAN | KILCOLGAN: T421 | GALWAY 110KV |  | 53.1834 | -8.9043
MV/LV Substation CR***362 | 10 kV | 400V(3ph) & 230V(single ph) | LV | 400 kVA :Kiosk Substation | 0.4 | --> | 0.4 | 0 | 0 | Constrained,otherwise capacity available =314kVA. | --> | 0.38 | 0 | 0 | 0 | 0.023 | 0.389 | 0 |  | --> | C18 ex HEADFORD ROAD | HEADFORD ROAD: T42 | GALWAY 110KV |  | 53.2926 | -9.0503
MV/LV Substation CR***362 | 10 kV | 400V(3ph) & 230V(single ph) | LV | 630 kVA :Kiosk Substation | 0.63 | --> | 0.63 | 0.45 | 4.6 |  | --> | 0.598 | 0 | 0 | 0 | 0 | 0.5 | 0 |  | --> | C18 ex DUN LAOGHAIRE | DUN LAOGHAIRE: T42 | BLACKROCK |  | 53.2959 | -6.1417
MV/LV Substation CR***364X | 20 kV | 400V(3ph) & 230V(single ph) | LV | 200 kVA :Kiosk Substation | 0.2 | --> | 0.2 | 0.2 | 5.4 |  | --> | 0.19 | 0 | 0 | 0 | 0 | 0.2 | 0 |  | --> | E19 ex ARDNAREE | ARDNAREE: T421 | MOY |  | 54.1344 | -9.1364
MV/LV Substation CR***371 | 10 kV | 400V(3ph) & 230V(single ph) | LV | 100 kVA :Pole Substation | 0.1 | --> | 0.1 | 0.091 | 1.3 |  | --> | 0.095 | 0 | 0 | 0 | 0 | 0.1 | 0 |  | --> | C19 ex BALLYBAY | BALLYBAY: T41∥T42 | LISDRUM |  | 54.1004 | -6.9177
MV/LV Substation CR***371X | 20 kV | 400V(3ph) & 230V(single ph) | LV | 50 kVA :Pole Substation | 0.05 | --> | 0.05 | 0.05 | 1.4 |  | --> | 0.047 | 0 | 0 | 0 | 0 | 0.049 | 0 |  | --> | E18 ex GARRANACANTY | GARRANACANTY: T422 | TIPPERARY |  | 52.5594 | -8.1609
MV/LV Substation CR***375 | 10 kV | 400V(3ph) & 230V(single ph) | LV | 630 kVA :Kiosk Substation | 0.63 | --> | 0.63 | 0.33 | 1.1 |  | --> | 0.598 | 0 | 0 | 0 | 0.017 | 0.5 | 0 |  | --> | C16 ex KIMMAGE | KIMMAGE: T42 | INCHICORE 220KV |  | 53.3224 | -6.3064
MV/LV Substation CR***376X | 10 kV | 400V(3ph) & 230V(single ph) | LV | 400 kVA :Building Structure | 0.4 | --> | 0.4 | 0 | 0 | Constrained,otherwise capacity available =347kVA. | --> | 0.38 | 0 | 0 | 0 | 0 | 0.407 | 0 |  | --> | C28 ex CLONDALKIN | CLONDALKIN: T44 | INCHICORE 220KV |  | 53.332 | -6.3922
MV/LV Substation CR***378Z | 10 kV | 400V(3ph) & 230V(single ph) | LV | 400 kVA :Building Structure | 0.4 | --> | 0.4 | 0.389 | 1.6 |  | --> | 0.38 | 0 | 0 | 0 | 0 | 0.401 | 0 |  | --> | C22 ex BALLYMOUNT | BALLYMOUNT: T42 | INCHICORE 220KV |  | 53.3221 | -6.3657
MV/LV Substation CR***380X | 20 kV | 400V(3ph) & 230V(single ph) | LV | 200 kVA :Kiosk Substation | 0.2 | --> | 0.2 | 0 | 0 | Constrained,otherwise capacity available =184kVA. | --> | 0.19 | 0 | 0 | 0 | 0 | 0.202 | 0 |  | --> | E17 ex KILCOLGAN | KILCOLGAN: T421 | GALWAY 110KV |  | 53.2356 | -8.7484
MV/LV Substation CR***390 | 20 kV | 400V(3ph) & 230V(single ph) | LV | 400 kVA :Kiosk Substation | 0.4 | --> | 0.4 | 0.275 | 4.4 |  | --> | 0.38 | 0 | 0 | 0 | 0 | 0.419 | 0 |  | --> | E11 ex MOHILL | MOHILL: T421∥T422 | CARRICK ON SHANNON |  | 53.9231 | -7.8416
MV/LV Substation CR***391X | 10 kV | 400V(3ph) & 230V(single ph) | LV | 630 kVA :Kiosk Substation | 0.63 | --> | 0.63 | 0 | 0 | Constrained,otherwise capacity available =418kVA. | --> | 0.598 | 0 | 0 | 0 | 0.003 | 0.5 | 0 |  | --> | C12 ex SEMPERIT | SEMPERIT: T42 | GRANGE CASTLE |  | 53.3366 | -6.3635
MV/LV Substation CR***392X | 10 kV | 400V(3ph) & 230V(single ph) | LV | 400 kVA :Kiosk Substation | 0.4 | --> | 0.4 | 0 | 0 | Constrained,otherwise capacity available =284kVA. | --> | 0.38 | 0 | 0 | 0 | 0 | 0.417 | 0 |  | --> | C12 ex SEMPERIT | SEMPERIT: T42 | GRANGE CASTLE |  | 53.3379 | -6.367
MV/LV Substation CR***394X | 10 kV | 400V(3ph) & 230V(single ph) | LV | 200 kVA :Kiosk Substation | 0.2 | --> | 0.2 | 0.117 | 2.8 |  | --> | 0.19 | 0 | 0 | 0 | 0 | 0 | 0 | Constrained,otherwise capacity available =212kW. | --> | C17 ex PALMERSTOWN | PALMERSTOWN: T41 | FINGLAS |  | 53.3374 | -6.3703
MV/LV Substation CR***395 | 10 kV | 400V(3ph) & 230V(single ph) | LV | 200 kVA :Pole Substation | 0.2 | --> | 0.2 | 0 | 0 | Constrained,otherwise capacity available =200kVA. | --> | 0.19 | 0 | 0 | 0 | 0 | 0 | 0 | Constrained,otherwise capacity available =200kW. | --> | E12 ex KILLYBEGS | KILLYBEGS: | N/A |  | 54.6247 | -8.2843
MV/LV Substation CR***395X | 10 kV | 400V(3ph) & 230V(single ph) | LV | 100 kVA :Pole Substation | 0.1 | --> | 0.1 | 0.077 | 3.9 |  | --> | 0.095 | 0 | 0 | 0 | 0 | 0.103 | 0 |  | --> | C17 ex BALLYJAMESDUFF | BALLYJAMESDUFF: T41 | SHANKILL |  | 53.9177 | -7.2642
MV/LV Substation CR***395Y | 10 kV | 400V(3ph) & 230V(single ph) | LV | 200 kVA :Kiosk Substation | 0.2 | --> | 0.2 | 0 | 0 | Constrained,otherwise capacity available =165kVA. | --> | 0.19 | 0 | 0 | 0 | 0 | 0 | 0 | Constrained,otherwise capacity available =205kW. | --> | C15 ex PORTARLINGTON | PORTARLINGTON: T41∥T42 | PORTLAOISE |  | 53.1564 | -7.1874
MV/LV Substation CR***399 | 20 kV | 400V(3ph) & 230V(single ph) | LV | 400 kVA :Kiosk Substation | 0.4 | --> | 0.4 | 0.322 | 2.8 |  | --> | 0.38 | 0 | 0 | 0 | 0.046 | 0.363 | 0 |  | --> | C12 ex CARRIGLAWN | CARRIGLAWN: T41∥T42 | WEXFORD |  | 52.3533 | -6.4561
MV/LV Substation CR***399 | 10 kV | 400V(3ph) & 230V(single ph) | LV | 1000 kVA :Building Structure | 1 | --> | 1 | 0.5 | 5 |  | --> | 0.95 | 0 | 0 | 0 | 0 | 0.5 | 0 |  | --> | C11 ex CRUMLIN | CRUMLIN: T41 | INCHICORE 220KV |  | 53.3299 | -6.3013
MV/LV Substation CR***4002 | 10 kV | 400V(3ph) & 230V(single ph) | LV | 100 kVA :Pole Substation | 0.1 | --> | 0.1 | 0 | 0 | Constrained,otherwise capacity available =97kVA. | --> | 0.095 | 0 | 0 | 0 | 0 | 0.1 | 0 |  | --> | C17 ex OUGHTERARD | OUGHTERARD: T41∥T42 | GALWAY 110KV |  | 53.4165 | -9.33
MV/LV Substation CR***4005 | 20 kV | 400V(3ph) & 230V(single ph) | LV | 50 kVA :Pole Substation | 0.05 | --> | 0.05 | 0.05 | 2.5 |  | --> | 0.047 | 0 | 0 | 0 | 0 | 0.049 | 0 |  | --> | E17 ex CONG | CONG: T421∥T422 | CLOON |  | 53.5391 | -9.2201
MV/LV Substation CR***4014 | 20 kV | 400V(3ph) & 230V(single ph) | LV | 50 kVA :Pole Substation | 0.05 | --> | 0.05 | 0 | 0 | Constrained,otherwise capacity available =30kVA. | --> | 0.047 | 0 | 0 | 0 | 0.011 | 0.04 | 0 |  | --> | E17 ex KILCOLGAN | KILCOLGAN: T421 | GALWAY 110KV |  | 53.2357 | -8.7507
MV/LV Substation CR***4016 | 20 kV | 400V(3ph) & 230V(single ph) | LV | 50 kVA :Pole Substation | 0.05 | --> | 0.05 | 0.047 | 0.9 |  | --> | 0.047 | 0 | 0 | 0 | 0 | 0.049 | 0 |  | --> | C16 ex CARRAROE | CARRAROE: T42 | SCREEB |  | 53.1449 | -9.7874
MV/LV Substation CR***4017 | 10 kV | 400V(3ph) & 230V(single ph) | LV | 50 kVA :Pole Substation | 0.05 | --> | 0.05 | 0.049 | 1.2 |  | --> | 0.047 | 0 | 0 | 0 | 0 | 0.049 | 0 |  | --> | C12 ex ABBEYFEALE | ABBEYFEALE: T42 | TRIEN |  | 52.376 | -9.2924
MV/LV Substation CR***4018 | 10 kV | 400V(3ph) & 230V(single ph) | LV | 630 kVA :Building Structure | 0.63 | --> | 0.63 | 0.5 | 14.2 |  | --> | 0.598 | 0 | 0 | 0 | 0 | 0.5 | 0 |  | --> | C18 ex HEUSTON SQUARE | HEUSTON SQUARE: T102 | INCHICORE 220KV |  | 53.3491 | -6.2954
MV/LV Substation CR***401X | 10 kV | 400V(3ph) & 230V(single ph) | LV | 200 kVA :Pole Substation | 0.2 | --> | 0.2 | 0 | 0 | Constrained,otherwise capacity available =85kVA. | --> | 0.19 | 0 | 0 | 0 | 0 | 0 | 0 | Constrained,otherwise capacity available =217kW. | --> | C18 ex FERMOY NORTH | FERMOY NORTH: T41∥T42 | BARRYMORE |  | 52.137 | -8.3263
MV/LV Substation CR***401X | 10 kV | 400V(3ph) & 230V(single ph) | LV | 100 kVA :Pole Substation | 0.1 | --> | 0.1 | 0 | 0 | Constrained,otherwise capacity available =4kVA. | --> | 0.095 | 0 | 0 | 0 | 0 | 0 | 0 | Constrained,otherwise capacity available =114kW. | --> | C21 ex BIRR | BIRR: T41 | DALLOW |  | 53.0784 | -7.8989
MV/LV Substation CR***4022 | 20 kV | 400V(3ph) & 230V(single ph) | LV | 200 kVA :Building Structure | 0.2 | --> | 0.2 | 0 | 0 | Constrained,otherwise capacity available =165kVA. | --> | 0.19 | 0 | 0 | 0 | 0 | 0.205 | 0 |  | --> | E15 ex CREAGH | CREAGH: T421∥T422 | ATHLONE |  | 53.3342 | -8.1984
MV/LV Substation CR***4023 | 10 kV | 400V(3ph) & 230V(single ph) | LV | 50 kVA :Pole Substation | 0.05 | --> | 0.05 | 0.05 | 5.5 |  | --> | 0.047 | 0 | 0 | 0 | 0 | 0 | 0 | Constrained,otherwise capacity available =49kW. | --> | C22 ex ENNISKEANE | ENNISKEANE: T41∥T42 | BANDON |  | 51.7476 | -8.9932
MV/LV Substation CR***402Z | 20 kV | 400V(3ph) & 230V(single ph) | LV | 100 kVA :Pole Substation | 0.1 | --> | 0.1 | 0 | 0 | Constrained,otherwise capacity available =100kVA. | --> | 0.095 | 0 | 0 | 0 | 0 | 0.1 | 0 |  | --> | E19 ex BALTRASNA | BALTRASNA: T121 | BALTRASNA |  | 53.5347 | -6.4328
MV/LV Substation CR***4039 | 10 kV | 400V(3ph) & 230V(single ph) | LV | 50 kVA :Pole Substation | 0.05 | --> | 0.05 | 0.046 | 3.3 |  | --> | 0.047 | 0 | 0 | 0 | 0 | 0.049 | 0 |  | --> | E16 ex CRATLOE | CRATLOE: T421∥T422 | ARDNACRUSHA |  | 52.6816 | -8.7108
MV/LV Substation CR***403Y | 20 kV | 400V(3ph) & 230V(single ph) | LV | 200 kVA :Pole Substation | 0.2 | --> | 0.2 | 0 | 0 | Constrained,otherwise capacity available =193kVA. | --> | 0.19 | 0 | 0 | 0 | 0 | 0.2 | 0 |  | --> | E18 ex COLLOONEY | COLLOONEY: T422 | SLIGO |  | 54.089 | -8.3191
MV/LV Substation CR***404 | 10 kV | 400V(3ph) & 230V(single ph) | LV | 400 kVA :Kiosk Substation | 0.4 | --> | 0.4 | 0.27 | 2.1 |  | --> | 0.38 | 0 | 0 | 0 | 0.059 | 0.358 | 0 |  | --> | C14 ex TEMPLEOGUE | TEMPLEOGUE: T42 | MILLTOWN (DR) |  | 53.2971 | -6.3138
MV/LV Substation CR***4050 | 10 kV | 400V(3ph) & 230V(single ph) | LV | 50 kVA :Pole Substation | 0.05 | --> | 0.05 | 0.049 | 2.4 |  | --> | 0.047 | 0 | 0 | 0 | 0 | 0 | 0 | Constrained,otherwise capacity available =49kW. | --> | C18 ex FOYNES | FOYNES: T42 | RATHKEALE |  | 52.5771 | -9.036
MV/LV Substation CR***4056 | 10 kV | 400V(3ph) & 230V(single ph) | LV | 50 kVA :Pole Substation | 0.05 | --> | 0.05 | 0.045 | 2.2 |  | --> | 0.047 | 0 | 0 | 0 | 0 | 0 | 0 | Constrained,otherwise capacity available =50kW. | --> | C15 ex GLENGOOLE | GLENGOOLE: T41 | THURLES |  | 52.6586 | -7.6023
MV/LV Substation CR***4056 | 10 kV | 400V(3ph) & 230V(single ph) | LV | 200 kVA :Building Structure | 0.2 | --> | 0.2 | 0 | 0 | Constrained,otherwise capacity available =134kVA. | --> | 0.19 | 0 | 0 | 0 | 0 | 0.21 | 0 |  | --> | C20 ex KILDARE | KILDARE: T41∥T42 | NEWBRIDGE |  | 53.1702 | -6.9133
MV/LV Substation CR***406 | 10 kV | 400V(3ph) & 230V(single ph) | LV | 200 kVA :Pole Substation | 0.2 | --> | 0.2 | 0.147 | 1.2 |  | --> | 0.19 | 0 | 0 | 0 | 0.038 | 0.167 | 0 |  | --> | C16 ex SCREEB | SCREEB: T41 | SCREEB |  | 53.4581 | -9.5386
MV/LV Substation CR***4060 | 10 kV | 400V(3ph) & 230V(single ph) | LV | 200 kVA :Kiosk Substation | 0.2 | --> | 0.2 | 0 | 0 | Constrained,otherwise capacity available =200kVA. | --> | 0.19 | 0 | 0 | 0 | 0 | 0 | 0 | Constrained,otherwise capacity available =200kW. | --> | C24 ex RAMSTOWN | RAMSTOWN: T41∥T42 | CRANE |  | 52.6782 | -6.311
MV/LV Substation CR***4069 | 20 kV | 400V(3ph) & 230V(single ph) | LV | 100 kVA :Pole Substation | 0.1 | --> | 0.1 | 0.1 | 2.5 |  | --> | 0.095 | 0 | 0 | 0 | 0 | 0.1 | 0 |  | --> | E17 ex CONG | CONG: T421∥T422 | CLOON |  | 53.5427 | -9.2143
MV/LV Substation CR***406X | 10 kV | 400V(3ph) & 230V(single ph) | LV | 200 kVA :Pole Substation | 0.2 | --> | 0.2 | 0.113 | 3.9 |  | --> | 0.19 | 0 | 0 | 0 | 0 | 0 | 0 | Constrained,otherwise capacity available =213kW. | --> | C15 ex DERRYBEG | DERRYBEG: T41∥T42 | ARDNAGAPPARY |  | 55.0786 | -8.2895
MV/LV Substation CR***4087 | 20 kV | 400V(3ph) & 230V(single ph) | LV | 100 kVA :Pole Substation | 0.1 | --> | 0.1 | 0.1 | 2.5 |  | --> | 0.095 | 0 | 0 | 0 | 0 | 0.1 | 0 |  | --> | E17 ex CONG | CONG: T421∥T422 | CLOON |  | 53.5422 | -9.2122
MV/LV Substation CR***4087 | 20 kV | 400V(3ph) & 230V(single ph) | LV | 50 kVA :Pole Substation | 0.05 | --> | 0.05 | 0.049 | 1.6 |  | --> | 0.047 | 0 | 0 | 0 | 0 | 0.049 | 0 |  | --> | E12 ex GURRANEBANE | GURRANEBANE: T421∥T422 | OUGHTRAGH |  | 52.127 | -9.8964
MV/LV Substation CR***4088 | 10 kV | 400V(3ph) & 230V(single ph) | LV | 50 kVA :Pole Substation | 0.05 | --> | 0.05 | 0.03 | 1.3 |  | --> | 0.047 | 0 | 0 | 0 | 0 | 0.052 | 0 |  | --> | C19 ex BALLYBAY | BALLYBAY: T41∥T42 | LISDRUM |  | 54.0971 | -6.905
MV/LV Substation CR***4093 | 10 kV | 400V(3ph) & 230V(single ph) | LV | 200 kVA :Pole Substation | 0.2 | --> | 0.2 | 0.2 | 2.9 |  | --> | 0.19 | 0 | 0 | 0 | 0 | 0.2 | 0 |  | --> | C15 ex DUNLEER | DUNLEER: T41∥T42 | DRYBRIDGE |  | 53.805 | -6.3324
MV/LV Substation CR***4097 | 10 kV | 400V(3ph) & 230V(single ph) | LV | 400 kVA :Building Structure | 0.4 | --> | 0.4 | 0 | 0 | Constrained,otherwise capacity available =332kVA. | --> | 0.38 | 0 | 0 | 0 | 0 | 0 | 0 | Constrained,otherwise capacity available =410kW. | --> | C24 ex RAMSTOWN | RAMSTOWN: T41∥T42 | CRANE |  | 52.6746 | -6.3143
MV/LV Substation CR***410 | 20 kV | 400V(3ph) & 230V(single ph) | LV | 200 kVA :Pole Substation | 0.2 | --> | 0.2 | 0.098 | 6.9 |  | --> | 0.19 | 0 | 0 | 0 | 0.003 | 0 | 0 | Constrained,otherwise capacity available =212kW. | --> | E14 ex RATHKEALE | RATHKEALE: T421∥T422 | RATHKEALE |  | 52.5345 | -8.8716
MV/LV Substation CR***4103 | 10 kV | 400V(3ph) & 230V(single ph) | LV | 50 kVA :Pole Substation | 0.05 | --> | 0.05 | 0.04 | 1.5 |  | --> | 0.047 | 0 | 0 | 0 | 0 | 0.051 | 0 |  | --> | C17 ex SALLINS | SALLINS: T41 | GRIFFINRATH |  | 53.2895 | -6.6885
MV/LV Substation CR***4103 | 10 kV | 400V(3ph) & 230V(single ph) | LV | 400 kVA :Kiosk Substation | 0.4 | --> | 0.4 | 0 | 0 | Constrained,otherwise capacity available =356kVA. | --> | 0.38 | 0 | 0 | 0 | 0.001 | 0.405 | 0 |  | --> | C20 ex BALLYBEGGAN | BALLYBEGGAN: T43∥T44 | TRALEE |  | 52.2681 | -9.6947
MV/LV Substation CR***411 | 10 kV | 400V(3ph) & 230V(single ph) | LV | 50 kVA :Pole Substation | 0.05 | --> | 0.05 | 0.048 | 9.9 |  | --> | 0.047 | 0 | 0 | 0 | 0 | 0.049 | 0 |  | --> | C18 ex CONVOY | CONVOY: T41∥T42 | LETTERKENNY |  | 54.8665 | -7.5695
MV/LV Substation CR***4113 | 20 kV | 400V(3ph) & 230V(single ph) | LV | 400 kVA :Kiosk Substation | 0.4 | --> | 0.4 | 0 | 0 | Constrained,otherwise capacity available =226kVA. | --> | 0.38 | 0 | 0 | 0 | 0.081 | 0.341 | 0 |  | --> | E21 ex BALTRASNA | BALTRASNA: T121 | BALTRASNA |  | 53.5036 | -6.3833
MV/LV Substation CR***4114 | 20 kV | 400V(3ph) & 230V(single ph) | LV | 100 kVA :Pole Substation | 0.1 | --> | 0.1 | 0 | 0 | Constrained,otherwise capacity available =100kVA. | --> | 0.095 | 0 | 0 | 0 | 0 | 0.1 | 0 |  | --> | C22 ex ATHLONE | ATHLONE: T41 | ATHLONE |  | 53.4211 | -8.0636
MV/LV Substation CR***4119 | 20 kV | 400V(3ph) & 230V(single ph) | LV | 50 kVA :Pole Substation | 0.05 | --> | 0.05 | 0.05 | 26.7 |  | --> | 0.047 | 0 | 0 | 0 | 0 | 0.049 | 0 |  | --> | E21 ex WEXFORD | WEXFORD: T121∥T122 | WEXFORD |  | 52.3822 | -6.5039
MV/LV Substation CR***4124 | 10 kV | 400V(3ph) & 230V(single ph) | LV | 400 kVA :Kiosk Substation | 0.4 | --> | 0.4 | 0 | 0 | Constrained,otherwise capacity available =362kVA. | --> | 0.38 | 0 | 0 | 0 | 0.002 | 0.403 | 0 |  | --> | C20 ex POPPINTREE | POPPINTREE: T102 | FINGLAS |  | 53.4017 | -6.2782
MV/LV Substation CR***4126 | 20 kV | 400V(3ph) & 230V(single ph) | LV | 50 kVA :Pole Substation | 0.05 | --> | 0.05 | 0.049 | 1.6 |  | --> | 0.047 | 0 | 0 | 0 | 0 | 0.049 | 0 |  | --> | E12 ex GURRANEBANE | GURRANEBANE: T421∥T422 | OUGHTRAGH |  | 52.1318 | -9.8961
MV/LV Substation CR***4127 | 10 kV | 400V(3ph) & 230V(single ph) | LV | 1000 kVA :Building Structure | 1 | --> | 1 | 0.5 | 7.6 |  | --> | 0.95 | 0 | 0 | 0 | 0 | 0.5 | 0 |  | --> | C25 ex TRINITY | TRINITY: T101 | POOLBEG |  | 53.3461 | -6.2463
MV/LV Substation CR***4129 | 20 kV | 400V(3ph) & 230V(single ph) | LV | 50 kVA :Pole Substation | 0.05 | --> | 0.05 | 0 | 0 | Constrained,otherwise capacity available =42kVA. | --> | 0.047 | 0 | 0 | 0 | 0 | 0.05 | 0 |  | --> | C17 ex CLONES | CLONES: T41∥T42 | SHANKILL |  | 54.197 | -7.1928
MV/LV Substation CR***4134 | 20 kV | 400V(3ph) & 230V(single ph) | LV | 50 kVA :Pole Substation | 0.05 | --> | 0.05 | 0.046 | 26.7 |  | --> | 0.047 | 0 | 0 | 0 | 0 | 0.049 | 0 |  | --> | E21 ex WEXFORD | WEXFORD: T121∥T122 | WEXFORD |  | 52.3887 | -6.509
MV/LV Substation CR***4147 | 10 kV | 400V(3ph) & 230V(single ph) | LV | 400 kVA :Kiosk Substation | 0.4 | --> | 0.4 | 0 | 0 | Constrained,otherwise capacity available =306kVA. | --> | 0.38 | 0 | 0 | 0 | 0.011 | 0.402 | 0 |  | --> | C12 ex CULLION | CULLION: T41∥T42 | LETTERKENNY |  | 54.9368 | -7.7501
MV/LV Substation CR***414Y | 20 kV | 400V(3ph) & 230V(single ph) | LV | 50 kVA :Pole Substation | 0.05 | --> | 0.05 | 0 | 0 | Constrained,otherwise capacity available =50kVA. | --> | 0.047 | 0 | 0 | 0 | 0 | 0.049 | 0 |  | --> | C24 ex ATHLONE | ATHLONE: T41 | ATHLONE |  | 53.374 | -7.9935
MV/LV Substation CR***4150 | 10 kV | 400V(3ph) & 230V(single ph) | LV | 200 kVA :Pole Substation | 0.2 | --> | 0.2 | 0.2 | 2.3 |  | --> | 0.19 | 0 | 0 | 0 | 0 | 0 | 0 | Constrained,otherwise capacity available =200kW. | --> | C15 ex KILRUSH | KILRUSH: T41∥T42 | TULLABRACK |  | 52.642 | -9.4776
MV/LV Substation CR***4173 | 10 kV | 400V(3ph) & 230V(single ph) | LV | 400 kVA :Kiosk Substation | 0.4 | --> | 0.4 | 0.352 | 9.6 |  | --> | 0.38 | 0 | 0 | 0 | 0.003 | 0.403 | 0 |  | --> | C22 ex ARTANE | ARTANE: T102 | FINGLAS |  | 53.393 | -6.2165
MV/LV Substation CR***4174 | 10 kV | 400V(3ph) & 230V(single ph) | LV | 630 kVA :Kiosk Substation | 0.63 | --> | 0.63 | 0.5 | 5.4 |  | --> | 0.598 | 0 | 0 | 0 | 0 | 0.5 | 0 |  | --> | C18 ex TEMPLEOGUE | TEMPLEOGUE: T41 | MILLTOWN (DR) |  | 53.289 | -6.3133
MV/LV Substation CR***4174 | 20 kV | 400V(3ph) & 230V(single ph) | LV | 50 kVA :Pole Substation | 0.05 | --> | 0.05 | 0.05 | 2.5 |  | --> | 0.047 | 0 | 0 | 0 | 0 | 0.049 | 0 |  | --> | C19 ex GRAIGUE | GRAIGUE: T41 | CARLOW |  | 52.7597 | -6.9815
MV/LV Substation CR***417Y | 20 kV | 400V(3ph) & 230V(single ph) | LV | 100 kVA :Pole Substation | 0.1 | --> | 0.1 | 0 | 26.7 |  | --> | 0.095 | 0 | 0 | 0 | 0 | 0.122 | 0 |  | --> | E17 ex WEXFORD | WEXFORD: T121∥T122 | WEXFORD |  | 52.3394 | -6.5849
MV/LV Substation CR***417Y | 10 kV | 400V(3ph) & 230V(single ph) | LV | 200 kVA :Kiosk Substation | 0.2 | --> | 0.2 | 0 | 0 | Constrained,otherwise capacity available =185kVA. | --> | 0.19 | 0 | 0 | 0 | 0.003 | 0.199 | 0 |  | --> | C21 ex CARRICKMACROSS | CARRICKMACROSS: T41 | MEATH HILL |  | 53.9739 | -6.7255
MV/LV Substation CR***417Z | 10 kV | 400V(3ph) & 230V(single ph) | LV | 200 kVA :Kiosk Substation | 0.2 | --> | 0.2 | 0.046 | 0.9 |  | --> | 0.19 | 0 | 0 | 0 | 0.029 | 0.192 | 0 |  | --> | C14 ex MULGANNON | MULGANNON: T42 | WEXFORD |  | 52.3291 | -6.4614
MV/LV Substation CR***418 | 10 kV | 400V(3ph) & 230V(single ph) | LV | 200 kVA :Pole Substation | 0.2 | --> | 0.2 | 0 | 0 | Constrained,otherwise capacity available =141kVA. | --> | 0.19 | 0 | 0 | 0 | 0.008 | 0.2 | 0 |  | --> | C17 ex CARRIGALINE | CARRIGALINE: T41∥T42 | BARNAHELY |  | 51.8019 | -8.3062
MV/LV Substation CR***4182 | 10 kV | 400V(3ph) & 230V(single ph) | LV | 630 kVA :Kiosk Substation | 0.63 | --> | 0.63 | 0 | 0 | Constrained,otherwise capacity available =500kVA. | --> | 0.598 | 0 | 0 | 0 | 0 | 0.5 | 0 |  | --> | C17 ex UNIDARE | UNIDARE: T41 | FINGLAS |  | 53.4188 | -6.3181
MV/LV Substation CR***4182 | 10 kV | 400V(3ph) & 230V(single ph) | LV | 630 kVA :Kiosk Substation | 0.63 | --> | 0.63 | 0.5 | 3 |  | --> | 0.598 | 0 | 0 | 0 | 0 | 0.5 | 0 |  | --> | C14 ex CRUMLIN | CRUMLIN: T42 | INCHICORE 220KV |  | 53.3163 | -6.3219
MV/LV Substation CR***4186 | 10 kV | 400V(3ph) & 230V(single ph) | LV | 200 kVA :Pole Substation | 0.2 | --> | 0.2 | 0.156 | 2.3 |  | --> | 0.19 | 0 | 0 | 0 | 0 | 0.206 | 0 |  | --> | C15 ex CASTLECOMER | CASTLECOMER: T41∥T42 | BALLYRAGGET |  | 52.8656 | -7.1151
MV/LV Substation CR***4187 | 10 kV | 400V(3ph) & 230V(single ph) | LV | 400 kVA :Kiosk Substation | 0.4 | --> | 0.4 | 0 | 0 | Constrained,otherwise capacity available =353kVA. | --> | 0.38 | 0 | 0 | 0 | 0 | 0.407 | 0 |  | --> | C12 ex ORANMORE | ORANMORE: T44 | GALWAY 110KV |  | 53.277 | -8.9691
MV/LV Substation CR***4192 | 10 kV | 400V(3ph) & 230V(single ph) | LV | 50 kVA :Pole Substation | 0.05 | --> | 0.05 | 0 | 0 | Constrained,otherwise capacity available =38kVA. | --> | 0.047 | 0 | 0 | 0 | 0 | 0.051 | 0 |  | --> | C14 ex CLONAKILTY | CLONAKILTY: T41∥T42 | DUNMANWAY |  | 51.5664 | -8.9202
MV/LV Substation CR***4193 | 10 kV | 400V(3ph) & 230V(single ph) | LV | 1000 kVA :Building Structure | 1 | --> | 1 | 0.5 | 2.6 |  | --> | 0.95 | 0 | 0 | 0 | 0 | 0.5 | 0 |  | --> | C12 ex MONKSTOWN | MONKSTOWN: T42 | BLACKROCK |  | 53.2801 | -6.1656
MV/LV Substation CR***4197 | 10 kV | 400V(3ph) & 230V(single ph) | LV | 200 kVA :Kiosk Substation | 0.2 | --> | 0.2 | 0 | 0 | Constrained,otherwise capacity available =198kVA. | --> | 0.19 | 0 | 0 | 0 | 0 | 0.2 | 0 |  | --> | C41 ex COLLEGE PARK | COLLEGE PARK: T103 | COLLEGE PARK |  | 53.4144 | -6.3827
MV/LV Substation CR***419Z | 20 kV | 400V(3ph) & 230V(single ph) | LV | 50 kVA :Pole Substation | 0.05 | --> | 0.05 | 0.041 | 5.6 |  | --> | 0.047 | 0 | 0 | 0 | 0 | 0.05 | 0 |  | --> | E13 ex CRANE | CRANE: T122 | CRANE |  | 52.4385 | -6.3571
MV/LV Substation CR***4204 | 10 kV | 400V(3ph) & 230V(single ph) | LV | 50 kVA :Pole Substation | 0.05 | --> | 0.05 | 0.049 | 9.9 |  | --> | 0.047 | 0 | 0 | 0 | 0 | 0.049 | 0 |  | --> | C21 ex ENNIS | ENNIS: T101 | ENNIS |  | 52.9365 | -8.8971
MV/LV Substation CR***421 | 10 kV | 400V(3ph) & 230V(single ph) | LV | 50 kVA :Pole Substation | 0.05 | --> | 0.05 | 0 | 0 | Constrained,otherwise capacity available =41kVA. | --> | 0.047 | 0 | 0 | 0 | 0 | 0 | 0 | Constrained,otherwise capacity available =50kW. | --> | C18 ex FERMOY NORTH | FERMOY NORTH: T41∥T42 | BARRYMORE |  | 52.1374 | -8.3455
MV/LV Substation CR***4223 | 20 kV | 400V(3ph) & 230V(single ph) | LV | 400 kVA :Kiosk Substation | 0.4 | --> | 0.4 | 0.352 | 1.8 |  | --> | 0.38 | 0 | 0 | 0 | 0.002 | 0.405 | 0 |  | --> | E18 ex CURRALEIGH | CURRALEIGH: T421∥T422 | KILBARRY |  | 51.9158 | -8.5805
MV/LV Substation CR***4225 | 10 kV | 400V(3ph) & 230V(single ph) | LV | 1000 kVA :Building Structure | 1 | --> | 1 | 0.5 | 3.4 |  | --> | 0.95 | 0 | 0 | 0 | 0 | 0.5 | 0 |  | --> | C25 ex GALWAY 110KV | GALWAY 110KV: T103 | GALWAY 110KV |  | 53.2865 | -9.023
MV/LV Substation CR***4242 | 10 kV | 400V(3ph) & 230V(single ph) | LV | 1000 kVA :Building Structure | 1 | --> | 1 | 0.5 | 4.6 |  | --> | 0.95 | 0 | 0 | 0 | 0 | 0.5 | 0 |  | --> | C24 ex LIBERTY STREET | LIBERTY STREET: T102 | LIBERTY STREET |  | 51.8977 | -8.4693
MV/LV Substation CR***4250 | 20 kV | 400V(3ph) & 230V(single ph) | LV | 50 kVA :Pole Substation | 0.05 | --> | 0.05 | 0 | 0 | Constrained,otherwise capacity available =41kVA. | --> | 0.047 | 0 | 0 | 0 | 0 | 0 | 0 | Constrained,otherwise capacity available =50kW. | --> | C15 ex MOUNTRATH | MOUNTRATH: T41∥T42 | PORTLAOISE |  | 52.9011 | -7.4572
MV/LV Substation CR***4255 | 10 kV | 400V(3ph) & 230V(single ph) | LV | 400 kVA :Kiosk Substation | 0.4 | --> | 0.4 | 0.355 | 3.4 |  | --> | 0.38 | 0 | 0 | 0 | 0 | 0.407 | 0 |  | --> | C12 ex MAYFIELD | MAYFIELD: T42 | KILBARRY |  | 51.9085 | -8.4323
MV/LV Substation CR***427 | 10 kV | 400V(3ph) & 230V(single ph) | LV | 50 kVA :Pole Substation | 0.05 | --> | 0.05 | 0 | 0 | Constrained,otherwise capacity available =27kVA. | --> | 0.047 | 0 | 0 | 0 | 0.015 | 0.036 | 0 |  | --> | C23 ex CASTLEISLAND | CASTLEISLAND: T41∥T42 | TRALEE |  | 52.2477 | -9.4473
MV/LV Substation CR***428Y | 10 kV | 400V(3ph) & 230V(single ph) | LV | 200 kVA :Pole Substation | 0.2 | --> | 0.2 | 0.17 | 1.4 |  | --> | 0.19 | 0 | 0 | 0 | 0.017 | 0.186 | 0 |  | --> | C17 ex ROSCOMMON | ROSCOMMON: T41 | LANESBORO |  | 53.6207 | -8.2013
MV/LV Substation CR***429 | 10 kV | 400V(3ph) & 230V(single ph) | LV | 50 kVA :Pole Substation | 0.05 | --> | 0.05 | 0 | 0 | Constrained,otherwise capacity available =45kVA. | --> | 0.047 | 0 | 0 | 0 | 0 | 0 | 0 | Constrained,otherwise capacity available =50kW. | --> | C18 ex FERMOY NORTH | FERMOY NORTH: T41∥T42 | BARRYMORE |  | 52.1374 | -8.3928
MV/LV Substation CR***4290 | 10 kV | 400V(3ph) & 230V(single ph) | LV | 1000 kVA :Building Structure | 1 | --> | 1 | 0.5 | 7.6 |  | --> | 0.95 | 0 | 0 | 0 | 0 | 0.5 | 0 |  | --> | C25 ex TRINITY | TRINITY: T101 | POOLBEG |  | 53.3461 | -6.2462
MV/LV Substation CR***4296 | 20 kV | 400V(3ph) & 230V(single ph) | LV | 50 kVA :Pole Substation | 0.05 | --> | 0.05 | 0.05 | 3.6 |  | --> | 0.047 | 0 | 0 | 0 | 0 | 0.049 | 0 |  | --> | E20 ex KILLINICK | KILLINICK: T421∥T422 | WEXFORD |  | 52.2406 | -6.5024
MV/LV Substation CR***4306 | 10 kV | 400V(3ph) & 230V(single ph) | LV | 50 kVA :Pole Substation | 0.05 | --> | 0.05 | 0 | 0 | Constrained,otherwise capacity available =50kVA. | --> | 0.047 | 0 | 0 | 0 | 0 | 0.049 | 0 |  | --> | C20 ex ORANMORE | ORANMORE: T44 | GALWAY 110KV |  | 53.319 | -8.9456
MV/LV Substation CR***4309 | 10 kV | 400V(3ph) & 230V(single ph) | LV | 400 kVA :Building Structure | 0.4 | --> | 0.4 | 0 | 0 | Constrained,otherwise capacity available =348kVA. | --> | 0.38 | 0 | 0 | 0 | 0 | 0.407 | 0 |  | --> | C13 ex DENNEHYS CROSS | DENNEHYS CROSS: T41 | TRABEG |  | 51.8928 | -8.5065
MV/LV Substation CR***4334 | 10 kV | 400V(3ph) & 230V(single ph) | LV | 50 kVA :Pole Substation | 0.05 | --> | 0.05 | 0.044 | 2.1 |  | --> | 0.047 | 0 | 0 | 0 | 0 | 0.05 | 0 |  | --> | C11 ex KILSARAN | KILSARAN: T42 | DRYBRIDGE |  | 53.9227 | -6.3832
MV/LV Substation CR***4348 | 20 kV | 400V(3ph) & 230V(single ph) | LV | 630 kVA :Kiosk Substation | 0.63 | --> | 0.63 | 0 | 0 | Constrained,otherwise capacity available =500kVA. | --> | 0.598 | 0 | 0 | 0 | 0.105 | 0.5 | 0 |  | --> | E13 ex GLASMORE | GLASMORE: T421 | GLASMORE |  | 53.4703 | -6.25
MV/LV Substation CR***4349 | 20 kV | 400V(3ph) & 230V(single ph) | LV | 630 kVA :Kiosk Substation | 0.63 | --> | 0.63 | 0 | 0 | Constrained,otherwise capacity available =500kVA. | --> | 0.598 | 0 | 0 | 0 | 0.117 | 0.5 | 0 |  | --> | E13 ex GLASMORE | GLASMORE: T421 | GLASMORE |  | 53.4694 | -6.2484
MV/LV Substation CR***435 | 20 kV | 400V(3ph) & 230V(single ph) | LV | 50 kVA :Pole Substation | 0.05 | --> | 0.05 | 0 | 0 | Constrained,otherwise capacity available =37kVA. | --> | 0.047 | 0 | 0 | 0 | 0 | 0.051 | 0 |  | --> | E15 ex MANORHAMILTON | MANORHAMILTON: T422 | SLIGO |  | 54.3569 | -8.0418
MV/LV Substation CR***4358 | 20 kV | 400V(3ph) & 230V(single ph) | LV | 630 kVA :Kiosk Substation | 0.63 | --> | 0.63 | 0 | 0 | Constrained,otherwise capacity available =500kVA. | --> | 0.598 | 0 | 0 | 0 | 0.126 | 0.498 | 0 |  | --> | E13 ex GLASMORE | GLASMORE: T421 | GLASMORE |  | 53.4686 | -6.2503
MV/LV Substation CR***437 | 20 kV | 400V(3ph) & 230V(single ph) | LV | 400 kVA :Kiosk Substation | 0.4 | --> | 0.4 | 0.337 | 2.8 |  | --> | 0.38 | 0 | 0 | 0 | 0.008 | 0.401 | 0 |  | --> | C12 ex CARRIGLAWN | CARRIGLAWN: T41∥T42 | WEXFORD |  | 52.3539 | -6.4519
MV/LV Substation CR***438 | 20 kV | 400V(3ph) & 230V(single ph) | LV | 50 kVA :Pole Substation | 0.05 | --> | 0.05 | 0.033 | 2.8 |  | --> | 0.047 | 0 | 0 | 0 | 0.011 | 0.04 | 0 |  | --> | C12 ex CARRIGLAWN | CARRIGLAWN: T41∥T42 | WEXFORD |  | 52.3506 | -6.461
MV/LV Substation CR***4384 | 10 kV | 400V(3ph) & 230V(single ph) | LV | 400 kVA :Kiosk Substation | 0.4 | --> | 0.4 | 0 | 0 | Constrained,otherwise capacity available =386kVA. | --> | 0.38 | 0 | 0 | 0 | 0 | 0.401 | 0 |  | --> | C11 ex ROSEHILL | ROSEHILL: T41 | KILKENNY |  | 52.6535 | -7.267
MV/LV Substation CR***439Y | 10 kV | 400V(3ph) & 230V(single ph) | LV | 630 kVA :Building Structure | 0.63 | --> | 0.63 | 0.29 | 7.3 |  | --> | 0.598 | 0 | 0 | 0 | 0.054 | 0.5 | 0 |  | --> | C11 ex GARRYCASTLE | GARRYCASTLE: T41 | ATHLONE |  | 53.4175 | -7.9084
MV/LV Substation CR***4426 | 10 kV | 400V(3ph) & 230V(single ph) | LV | 100 kVA :Pole Substation | 0.1 | --> | 0.1 | 0.1 | 7.3 |  | --> | 0.095 | 0 | 0 | 0 | 0 | 0.1 | 0 |  | --> | C19 ex GARRYCASTLE | GARRYCASTLE: T41 | ATHLONE |  | 53.4032 | -7.8843
MV/LV Substation CR***442Y | 10 kV | 400V(3ph) & 230V(single ph) | LV | 630 kVA :Building Structure | 0.63 | --> | 0.63 | 0.391 | 1.5 |  | --> | 0.598 | 0 | 0 | 0 | 0.003 | 0.5 | 0 |  | --> | C16 ex DERRYCRAMPH | DERRYCRAMPH: T41∥T42 | SHANKILL |  | 53.9821 | -7.3414
MV/LV Substation CR***451X | 20 kV | 400V(3ph) & 230V(single ph) | LV | 200 kVA :Pole Substation | 0.2 | --> | 0.2 | 0 | 0 | Constrained,otherwise capacity available =185kVA. | --> | 0.19 | 0 | 0 | 0 | 0 | 0.202 | 0 |  | --> | E19 ex CAVAN | CAVAN: T421 | SHANKILL |  | 53.9549 | -7.4324
MV/LV Substation CR***456Z | 10 kV | 400V(3ph) & 230V(single ph) | LV | 200 kVA :Pole Substation | 0.2 | --> | 0.2 | 0.181 | 2.4 |  | --> | 0.19 | 0 | 0 | 0 | 0 | 0.202 | 0 |  | --> | C14 ex BALLYMAHON | BALLYMAHON: T41∥T42 | ATHLONE |  | 53.6252 | -7.8151
MV/LV Substation CR***457X | 20 kV | 400V(3ph) & 230V(single ph) | LV | 100 kVA :Pole Substation | 0.1 | --> | 0.1 | 0 | 0 | Constrained,otherwise capacity available =94kVA. | --> | 0.095 | 0 | 0 | 0 | 0 | 0.1 | 0 |  | --> | E11 ex CAVAN | CAVAN: T421 | SHANKILL |  | 54.0513 | -7.3085
MV/LV Substation CR***457Y | 10 kV | 400V(3ph) & 230V(single ph) | LV | 50 kVA :Pole Substation | 0.05 | --> | 0.05 | 0.05 | 4.3 |  | --> | 0.047 | 0 | 0 | 0 | 0 | 0.049 | 0 |  | --> | C19 ex BAILIEBORO | BAILIEBORO: T41∥T42 | MEATH HILL |  | 53.941 | -6.9974
MV/LV Substation CR***460 | 20 kV | 400V(3ph) & 230V(single ph) | LV | 200 kVA :Pole Substation | 0.2 | --> | 0.2 | 0.118 | 1.7 |  | --> | 0.19 | 0 | 0 | 0 | 0.011 | 0 | 0 | Constrained,otherwise capacity available =200kW. | --> | E18 ex CREESLOUGH | CREESLOUGH: T421 | ARDNAGAPPARY |  | 55.1213 | -7.9083
MV/LV Substation CR***460Y | 10 kV | 400V(3ph) & 230V(single ph) | LV | 50 kVA :Pole Substation | 0.05 | --> | 0.05 | 0.05 | 5.5 |  | --> | 0.047 | 0 | 0 | 0 | 0 | 0.049 | 0 |  | --> | C18 ex ABBEYLAND | ABBEYLAND: T42 | NAVAN |  | 53.6301 | -6.7972
MV/LV Substation CR***467X | 20 kV | 400V(3ph) & 230V(single ph) | LV | 50 kVA :Pole Substation | 0.05 | --> | 0.05 | 0.038 | 1.4 |  | --> | 0.047 | 0 | 0 | 0 | 0 | 0.051 | 0 |  | --> | E20 ex GARRANACANTY | GARRANACANTY: T422 | TIPPERARY |  | 52.4798 | -8.119
MV/LV Substation CR***471 | 20 kV | 400V(3ph) & 230V(single ph) | LV | 50 kVA :Pole Substation | 0.05 | --> | 0.05 | 0.048 | 1.8 |  | --> | 0.047 | 0 | 0 | 0 | 0 | 0.049 | 0 |  | --> | C18 ex ROSCOMMON | ROSCOMMON: T42 | LANESBORO |  | 53.6301 | -8.1436
MV/LV Substation CR***472X | 20 kV | 400V(3ph) & 230V(single ph) | LV | 50 kVA :Pole Substation | 0.05 | --> | 0.05 | 0.046 | 1.7 |  | --> | 0.047 | 0 | 0 | 0 | 0 | 0.049 | 0 |  | --> | E15 ex GORT | GORT: T41∥T42 | ENNIS |  | 53.161 | -8.7887
MV/LV Substation CR***473X | 20 kV | 400V(3ph) & 230V(single ph) | LV | 50 kVA :Pole Substation | 0.05 | --> | 0.05 | 0 | 0 | Constrained,otherwise capacity available =36kVA. | --> | 0.047 | 0 | 0 | 0 | 0 | 0.051 | 0 |  | --> | E14 ex EMYVALE | EMYVALE: T422 | LISDRUM |  | 54.3203 | -6.966
MV/LV Substation CR***474X | 10 kV | 400V(3ph) & 230V(single ph) | LV | 100 kVA :Pole Substation | 0.1 | --> | 0.1 | 0.083 | 3.9 |  | --> | 0.095 | 0 | 0 | 0 | 0 | 0.102 | 0 |  | --> | C17 ex BALLYJAMESDUFF | BALLYJAMESDUFF: T41 | SHANKILL |  | 53.9186 | -7.2655
MV/LV Substation CR***475 | 20 kV | 400V(3ph) & 230V(single ph) | LV | 50 kVA :Pole Substation | 0.05 | --> | 0.05 | 0.044 | 2.6 |  | --> | 0.047 | 0 | 0 | 0 | 0 | 0.05 | 0 |  | --> | E13 ex KILCOCK | KILCOCK: T421 | GRIFFINRATH |  | 53.5119 | -6.6179
MV/LV Substation CR***475X | 20 kV | 400V(3ph) & 230V(single ph) | LV | 200 kVA :Pole Substation | 0.2 | --> | 0.2 | 0.19 | 1.5 |  | --> | 0.19 | 0 | 0 | 0 | 0 | 0.201 | 0 |  | --> | E11 ex ARDFINNAN | ARDFINNAN: T421 | CAHIR |  | 52.2895 | -8.053
MV/LV Substation CR***476X | 20 kV | 400V(3ph) & 230V(single ph) | LV | 50 kVA :Pole Substation | 0.05 | --> | 0.05 | 0.006 | 1.6 |  | --> | 0.047 | 0 | 0 | 0 | 0 | 0.055 | 0 |  | --> | E12 ex GURRANEBANE | GURRANEBANE: T421∥T422 | OUGHTRAGH |  | 52.111 | -9.9017
MV/LV Substation CR***480 | 10 kV | 400V(3ph) & 230V(single ph) | LV | 200 kVA :Kiosk Substation | 0.2 | --> | 0.2 | 0.148 | 4.2 |  | --> | 0.19 | 0 | 0 | 0 | 0.021 | 0 | 0 | Constrained,otherwise capacity available =185kW. | --> | C15 ex BUNDORAN | BUNDORAN: T41∥T42 | CATHALEENS FALL |  | 54.4764 | -8.3141
MV/LV Substation CR***481 | 20 kV | 400V(3ph) & 230V(single ph) | LV | 100 kVA :Pole Substation | 0.1 | --> | 0.1 | 0.076 | 6.9 |  | --> | 0.095 | 0 | 0 | 0 | 0.003 | 0 | 0 | Constrained,otherwise capacity available =99kW. | --> | E18 ex SPRINGS | SPRINGS: T421∥T422 | DUNGARVAN |  | 52.0531 | -7.5508
MV/LV Substation CR***483 | 10 kV | 400V(3ph) & 230V(single ph) | LV | 200 kVA :Pole Substation | 0.2 | --> | 0.2 | 0.199 | 3.9 |  | --> | 0.19 | 0 | 0 | 0 | 0 | 0.2 | 0 |  | --> | C19 ex BALLYJAMESDUFF | BALLYJAMESDUFF: T41 | SHANKILL |  | 53.8278 | -7.2948
MV/LV Substation CR***488 | 10 kV | 400V(3ph) & 230V(single ph) | LV | 400 kVA :Kiosk Substation | 0.4 | --> | 0.4 | 0.4 | 5.4 |  | --> | 0.38 | 0 | 0 | 0 | 0 | 0.4 | 0 |  | --> | C18 ex TEMPLEOGUE | TEMPLEOGUE: T41 | MILLTOWN (DR) |  | 53.2889 | -6.3137
MV/LV Substation CR***496 | 10 kV | 400V(3ph) & 230V(single ph) | LV | 50 kVA :Pole Substation | 0.05 | --> | 0.05 | 0 | 0 | Constrained,otherwise capacity available =35kVA. | --> | 0.047 | 0 | 0 | 0 | 0 | 0.051 | 0 |  | --> | C17 ex BALLYGAR | BALLYGAR: T41 | ATHLONE |  | 53.5229 | -8.3457
MV/LV Substation CR***498 | 10 kV | 400V(3ph) & 230V(single ph) | LV | 50 kVA :Pole Substation | 0.05 | --> | 0.05 | 0.027 | 4.2 |  | --> | 0.047 | 0 | 0 | 0 | 0.003 | 0 | 0 | Constrained,otherwise capacity available =49kW. | --> | C15 ex BUNDORAN | BUNDORAN: T41∥T42 | CATHALEENS FALL |  | 54.4385 | -8.4351
MV/LV Substation CR***498 | 20 kV | 400V(3ph) & 230V(single ph) | LV | 200 kVA :Pole Substation | 0.2 | --> | 0.2 | 0 | 0 | Constrained,otherwise capacity available =172kVA. | --> | 0.19 | 0 | 0 | 0 | 0 | 0 | 0 | Constrained,otherwise capacity available =203kW. | --> | E11 ex BEALNABLATH | BEALNABLATH: T421 | BANDON |  | 51.8444 | -8.8348
MV/LV Substation CR***499 | 20 kV | 400V(3ph) & 230V(single ph) | LV | 200 kVA :Pole Substation | 0.2 | --> | 0.2 | 0 | 0 | Constrained,otherwise capacity available =163kVA. | --> | 0.19 | 0 | 0 | 0 | 0.003 | 0 | 0 | Constrained,otherwise capacity available =202kW. | --> | E11 ex BEALNABLATH | BEALNABLATH: T421 | BANDON |  | 51.8421 | -8.8315
MV/LV Substation CR***500X | 20 kV | 400V(3ph) & 230V(single ph) | LV | 50 kVA :Pole Substation | 0.05 | --> | 0.05 | 0 | 0 | Constrained,otherwise capacity available =50kVA. | --> | 0.047 | 0 | 0 | 0 | 0 | 0.049 | 0 |  | --> | C15 ex BALLYHAUNIS | BALLYHAUNIS: T41∥T42 | DALTON |  | 53.7268 | -8.5731
MV/LV Substation CR***501 | 20 kV | 400V(3ph) & 230V(single ph) | LV | 50 kVA :Pole Substation | 0.05 | --> | 0.05 | 0 | 0 | Constrained,otherwise capacity available =31kVA. | --> | 0.047 | 0 | 0 | 0 | 0.003 | 0.048 | 0 |  | --> | E18 ex JULIANSTOWN | JULIANSTOWN: T421∥T422 | DRYBRIDGE |  | 53.6806 | -6.3555
MV/LV Substation CR***502 | 20 kV | 400V(3ph) & 230V(single ph) | LV | 50 kVA :Pole Substation | 0.05 | --> | 0.05 | 0.042 | 2.5 |  | --> | 0.047 | 0 | 0 | 0 | 0.004 | 0.046 | 0 |  | --> | E13 ex TULLOW | TULLOW: T421 | CARLOW |  | 52.7267 | -6.7544
MV/LV Substation CR***504 | 20 kV | 400V(3ph) & 230V(single ph) | LV | 100 kVA :Pole Substation | 0.1 | --> | 0.1 | 0.085 | 1 |  | --> | 0.095 | 0 | 0 | 0 | 0 | 0.102 | 0 |  | --> | E13 ex SHILLELAGH | SHILLELAGH: T421∥T422 | CARLOW |  | 52.7644 | -6.4264
MV/LV Substation CR***505 | 10 kV | 400V(3ph) & 230V(single ph) | LV | 630 kVA :Kiosk Substation | 0.63 | --> | 0.63 | 0 | 0 | Constrained,otherwise capacity available =500kVA. | --> | 0.598 | 0 | 0 | 0 | 0.021 | 0.5 | 0 |  | --> | C11 ex CLONTARF | CLONTARF: T42 | FINGLAS |  | 53.3769 | -6.2086
MV/LV Substation CR***513X | 10 kV | 400V(3ph) & 230V(single ph) | LV | 100 kVA :Pole Substation | 0.1 | --> | 0.1 | 0.092 | 2.2 |  | --> | 0.095 | 0 | 0 | 0 | 0 | 0 | 0 | Constrained,otherwise capacity available =100kW. | --> | C16 ex NEWCASTLEWEST | NEWCASTLEWEST: T41∥T42 | RATHKEALE |  | 52.4979 | -9.0623
MV/LV Substation CR***517Z | 10 kV | 400V(3ph) & 230V(single ph) | LV | 400 kVA :Kiosk Substation | 0.4 | --> | 0.4 | 0 | 0 | Constrained,otherwise capacity available =345kVA. | --> | 0.38 | 0 | 0 | 0 | 0.007 | 0.401 | 0 |  | --> | C39 ex COLLEGE PARK | COLLEGE PARK: T103 | COLLEGE PARK |  | 53.4191 | -6.3927
MV/LV Substation CR***518 | 10 kV | 400V(3ph) & 230V(single ph) | LV | 50 kVA :Pole Substation | 0.05 | --> | 0.05 | 0.029 | 0.1 |  | --> | 0.047 | 0 | 0 | 0 | 0 | 0 | 0 | Constrained,otherwise capacity available =52kW. | --> | C23 ex CREGG ROAD | CREGG ROAD: T41∥T42 | BALLYDINE |  | 52.3721 | -7.3637
MV/LV Substation CR***518Z | 10 kV | 400V(3ph) & 230V(single ph) | LV | 400 kVA :Kiosk Substation | 0.4 | --> | 0.4 | 0 | 0 | Constrained,otherwise capacity available =298kVA. | --> | 0.38 | 0 | 0 | 0 | 0.005 | 0.41 | 0 |  | --> | C24 ex POPPINTREE | POPPINTREE: T102 | FINGLAS |  | 53.4075 | -6.2917
MV/LV Substation CR***520 | 20 kV | 400V(3ph) & 230V(single ph) | LV | 50 kVA :Pole Substation | 0.05 | --> | 0.05 | 0.045 | 6.9 |  | --> | 0.047 | 0 | 0 | 0 | 0 | 0 | 0 | Constrained,otherwise capacity available =50kW. | --> | E18 ex SPRINGS | SPRINGS: T421∥T422 | DUNGARVAN |  | 51.9832 | -7.6616
MV/LV Substation CR***522 | 20 kV | 400V(3ph) & 230V(single ph) | LV | 50 kVA :Pole Substation | 0.05 | --> | 0.05 | 0.017 | 6.9 |  | --> | 0.047 | 0 | 0 | 0 | 0 | 0 | 0 | Constrained,otherwise capacity available =54kW. | --> | E14 ex RATHKEALE | RATHKEALE: T421∥T422 | RATHKEALE |  | 52.5283 | -8.7253
MV/LV Substation CR***524Z | 10 kV | 400V(3ph) & 230V(single ph) | LV | 400 kVA :Kiosk Substation | 0.4 | --> | 0.4 | 0 | 0 | Constrained,otherwise capacity available =327kVA. | --> | 0.38 | 0 | 0 | 0 | 0.007 | 0.403 | 0 |  | --> | C39 ex COLLEGE PARK | COLLEGE PARK: T103 | COLLEGE PARK |  | 53.4198 | -6.3976
MV/LV Substation CR***525Y | 10 kV | 400V(3ph) & 230V(single ph) | LV | 200 kVA :Kiosk Substation | 0.2 | --> | 0.2 | 0.01 | 7.3 |  | --> | 0.19 | 0 | 0 | 0 | 0 | 0.228 | 0 |  | --> | C19 ex GARRYCASTLE | GARRYCASTLE: T41 | ATHLONE |  | 53.404 | -7.8849
MV/LV Substation CR***526Z | 10 kV | 400V(3ph) & 230V(single ph) | LV | 400 kVA :Kiosk Substation | 0.4 | --> | 0.4 | 0 | 0 | Constrained,otherwise capacity available =289kVA. | --> | 0.38 | 0 | 0 | 0 | 0.016 | 0.4 | 0 |  | --> | C39 ex COLLEGE PARK | COLLEGE PARK: T103 | COLLEGE PARK |  | 53.4187 | -6.3962
MV/LV Substation CR***530X | 10 kV | 400V(3ph) & 230V(single ph) | LV | 100 kVA :Pole Substation | 0.1 | --> | 0.1 | 0.059 | 2.6 |  | --> | 0.095 | 0 | 0 | 0 | 0.003 | 0.103 | 0 |  | --> | E13 ex AGHADA | AGHADA: T721 | N/A |  | 51.8392 | -8.2102
MV/LV Substation CR***532X | 10 kV | 400V(3ph) & 230V(single ph) | LV | 630 kVA :Building Structure | 0.63 | --> | 0.63 | 0 | 0 | Constrained,otherwise capacity available =500kVA. | --> | 0.598 | 0 | 0 | 0 | 0 | 0.5 | 0 |  | --> | C28 ex CLONDALKIN | CLONDALKIN: T44 | INCHICORE 220KV |  | 53.3319 | -6.391
MV/LV Substation CR***534 | 10 kV | 400V(3ph) & 230V(single ph) | LV | 50 kVA :Pole Substation | 0.05 | --> | 0.05 | 0.049 | 0.7 |  | --> | 0.047 | 0 | 0 | 0 | 0.009 | 0.04 | 0 |  | --> | C15 ex KILMARTIN | KILMARTIN: T41 | ARKLOW |  | 53.0198 | -6.0788
MV/LV Substation CR***537 | 20 kV | 400V(3ph) & 230V(single ph) | LV | 100 kVA :Pole Substation | 0.1 | --> | 0.1 | 0 | 0 | Constrained,otherwise capacity available =85kVA. | --> | 0.095 | 0 | 0 | 0 | 0.003 | 0.099 | 0 |  | --> | C21 ex MILFORD (NR) | MILFORD (NR): T41∥T42 | LETTERKENNY |  | 55.1398 | -7.6971
MV/LV Substation CR***537Y | 20 kV | 400V(3ph) & 230V(single ph) | LV | 100 kVA :Pole Substation | 0.1 | --> | 0.1 | 0.082 | 2 |  | --> | 0.095 | 0 | 0 | 0 | 0 | 0.102 | 0 |  | --> | E15 ex BALLYCONNELL | BALLYCONNELL: T421∥T422 | GORTAWEE |  | 54.106 | -7.4384
MV/LV Substation CR***540 | 20 kV | 400V(3ph) & 230V(single ph) | LV | 100 kVA :Pole Substation | 0.1 | --> | 0.1 | 0.087 | 2.7 |  | --> | 0.095 | 0 | 0 | 0 | 0.002 | 0.099 | 0 |  | --> | C17 ex KILLESHANDRA | KILLESHANDRA: T41∥T42 | GORTAWEE |  | 54.0648 | -7.472
MV/LV Substation CR***541X | 10 kV | 400V(3ph) & 230V(single ph) | LV | 50 kVA :Pole Substation | 0.05 | --> | 0.05 | 0 | 0 | Constrained,otherwise capacity available =30kVA. | --> | 0.047 | 0 | 0 | 0 | 0 | 0 | 0 | Constrained,otherwise capacity available =52kW. | --> | C18 ex FERMOY NORTH | FERMOY NORTH: T41∥T42 | BARRYMORE |  | 52.1423 | -8.3354
MV/LV Substation CR***542 | 10 kV | 400V(3ph) & 230V(single ph) | LV | 630 kVA :Kiosk Substation | 0.63 | --> | 0.63 | 0.5 | 2 |  | --> | 0.598 | 0 | 0 | 0 | 0 | 0.5 | 0 |  | --> | C16 ex KENMARE | KENMARE: T42 | KNOCKEARAGH |  | 51.8814 | -9.5857
MV/LV Substation CR***546X | 10 kV | 400V(3ph) & 230V(single ph) | LV | 200 kVA :Kiosk Substation | 0.2 | --> | 0.2 | 0.141 | 11.3 |  | --> | 0.19 | 0 | 0 | 0 | 0.014 | 0.193 | 0 |  | --> | C12 ex ENNIS | ENNIS: T102 | ENNIS |  | 52.8358 | -8.9751
MV/LV Substation CR***547Z | 10 kV | 400V(3ph) & 230V(single ph) | LV | 400 kVA :Building Structure | 0.4 | --> | 0.4 | 0 | 0 | Constrained,otherwise capacity available =278kVA. | --> | 0.38 | 0 | 0 | 0 | 0 | 0.418 | 0 |  | --> | C12 ex MONEYCOOLEY | MONEYCOOLEY: T42 | GRIFFINRATH |  | 53.3583 | -6.5495
MV/LV Substation CR***552 | 10 kV | 400V(3ph) & 230V(single ph) | LV | 200 kVA :Pole Substation | 0.2 | --> | 0.2 | 0.117 | 3.9 |  | --> | 0.19 | 0 | 0 | 0 | 0 | 0 | 0 | Constrained,otherwise capacity available =212kW. | --> | C13 ex DERRYBEG | DERRYBEG: T41∥T42 | ARDNAGAPPARY |  | 55.0269 | -8.262
MV/LV Substation CR***552X | 10 kV | 400V(3ph) & 230V(single ph) | LV | 630 kVA :Building Structure | 0.63 | --> | 0.63 | 0.438 | 1.2 |  | --> | 0.598 | 0 | 0 | 0 | 0 | 0.5 | 0 |  | --> | C17 ex TRIMMS LANE | TRIMMS LANE: T41 | SALTHILL |  | 53.2673 | -9.0605
MV/LV Substation CR***553 | 10 kV | 400V(3ph) & 230V(single ph) | LV | 400 kVA :Kiosk Substation | 0.4 | --> | 0.4 | 0.192 | 0.8 |  | --> | 0.38 | 0 | 0 | 0 | 0 | 0.431 | 0 |  | --> | C13 ex BELFIELD | BELFIELD: T41 | BLACKROCK |  | 53.31 | -6.216
MV/LV Substation CR***553Y | 10 kV | 400V(3ph) & 230V(single ph) | LV | 1000 kVA :Building Structure | 1 | --> | 1 | 0 | 0 | Constrained,otherwise capacity available =500kVA. | --> | 0.95 | 0 | 0 | 0 | 0 | 0.5 | 0 |  | --> | C20 ex DOCK ROAD | DOCK ROAD: T41∥T42 | LIMERICK |  | 52.6402 | -8.6454
MV/LV Substation CR***556X | 20 kV | 400V(3ph) & 230V(single ph) | LV | 100 kVA :Pole Substation | 0.1 | --> | 0.1 | 0.031 | 1.4 |  | --> | 0.095 | 0 | 0 | 0 | 0.003 | 0.106 | 0 |  | --> | C17 ex ROSCOMMON | ROSCOMMON: T41 | LANESBORO |  | 53.5929 | -8.3621
MV/LV Substation CR***560 | 10 kV | 400V(3ph) & 230V(single ph) | LV | 50 kVA :Pole Substation | 0.05 | --> | 0.05 | 0.044 | 3.6 |  | --> | 0.047 | 0 | 0 | 0 | 0 | 0.05 | 0 |  | --> | C18 ex CASTLEREA | CASTLEREA: T41∥T42 | CARRICK ON SHANNON |  | 53.7593 | -8.4633
MV/LV Substation CR***565 | 20 kV | 400V(3ph) & 230V(single ph) | LV | 50 kVA :Pole Substation | 0.05 | --> | 0.05 | 0.043 | 3.4 |  | --> | 0.047 | 0 | 0 | 0 | 0 | 0.05 | 0 |  | --> | E20 ex CLONMINCH | CLONMINCH: T422 | THORNSBERRY |  | 53.3326 | -7.2773
MV/LV Substation CR***565X | 20 kV | 400V(3ph) & 230V(single ph) | LV | 1000 kVA :Building Structure | 1 | --> | 1 | 0 | 0 | Constrained,otherwise capacity available =500kVA. | --> | 0.95 | 0 | 0 | 0 | 0 | 0.5 | 0 |  | --> | E20 ex COLLOONEY | COLLOONEY: T422 | SLIGO |  | 54.2154 | -8.5286
MV/LV Substation CR***566 | 10 kV | 400V(3ph) & 230V(single ph) | LV | 200 kVA :Pole Substation | 0.2 | --> | 0.2 | 0.191 | 2.2 |  | --> | 0.19 | 0 | 0 | 0 | 0 | 0 | 0 | Constrained,otherwise capacity available =200kW. | --> | C19 ex GLENGOOLE | GLENGOOLE: T41 | THURLES |  | 52.5907 | -7.5648
MV/LV Substation CR***569 | 20 kV | 400V(3ph) & 230V(single ph) | LV | 400 kVA :Kiosk Substation | 0.4 | --> | 0.4 | 0.239 | 4.3 |  | --> | 0.38 | 0 | 0 | 0 | 0.007 | 0 | 0 | Constrained,otherwise capacity available =417kW. | --> | E12 ex MOVILLE | MOVILLE: T421∥T422 | TRILLICK |  | 55.1894 | -7.0403
MV/LV Substation CR***570 | 20 kV | 400V(3ph) & 230V(single ph) | LV | 50 kVA :Pole Substation | 0.05 | --> | 0.05 | 0 | 0 | Constrained,otherwise capacity available =41kVA. | --> | 0.047 | 0 | 0 | 0 | 0 | 0.05 | 0 |  | --> | C14 ex MILFORD (NR) | MILFORD (NR): T41∥T42 | LETTERKENNY |  | 55.2064 | -7.63
MV/LV Substation CR***570Y | 20 kV | 400V(3ph) & 230V(single ph) | LV | 50 kVA :Pole Substation | 0.05 | --> | 0.05 | 0.044 | 4.5 |  | --> | 0.047 | 0 | 0 | 0 | 0 | 0.05 | 0 |  | --> | E19 ex TELAYDON | TELAYDON: T421 | LISDRUM |  | 54.2722 | -6.9181
MV/LV Substation CR***571 | 10 kV | 400V(3ph) & 230V(single ph) | LV | 400 kVA :Kiosk Substation | 0.4 | --> | 0.4 | 0.271 | 2.2 |  | --> | 0.38 | 0 | 0 | 0 | 0 | 0.419 | 0 |  | --> | C11 ex ROSSGEIR | ROSSGEIR: T41∥T42 | LETTERKENNY |  | 54.8371 | -7.4919
MV/LV Substation CR***572Y | 10 kV | 400V(3ph) & 230V(single ph) | LV | 630 kVA :Kiosk Substation | 0.63 | --> | 0.63 | 0 | 0 | Constrained,otherwise capacity available =500kVA. | --> | 0.598 | 0 | 0 | 0 | 0 | 0 | 0 | Constrained,otherwise capacity available =500kW. | --> | C13 ex FERMOY NORTH | FERMOY NORTH: T41∥T42 | BARRYMORE |  | 52.1508 | -8.2751
MV/LV Substation CR***584X | 20 kV | 400V(3ph) & 230V(single ph) | LV | 400 kVA :Kiosk Substation | 0.4 | --> | 0.4 | 0 | 0 | Constrained,otherwise capacity available =340kVA. | --> | 0.38 | 0 | 0 | 0 | 0.024 | 0.384 | 0 |  | --> | E30 ex LOUGHREA | LOUGHREA: T41∥T42 | SOMERSET |  | 53.2284 | -8.638
MV/LV Substation CR***584X | 10 kV | 400V(3ph) & 230V(single ph) | LV | 100 kVA :Pole Substation | 0.1 | --> | 0.1 | 0.08 | 3.9 |  | --> | 0.095 | 0 | 0 | 0 | 0 | 0.103 | 0 |  | --> | C17 ex BALLYJAMESDUFF | BALLYJAMESDUFF: T41 | SHANKILL |  | 53.8936 | -7.2987
MV/LV Substation CR***588Y | 20 kV | 400V(3ph) & 230V(single ph) | LV | 50 kVA :Pole Substation | 0.05 | --> | 0.05 | 0.018 | 0.7 |  | --> | 0.047 | 0 | 0 | 0 | 0 | 0.054 | 0 |  | --> | C20 ex KNOCKMULLEN | KNOCKMULLEN: T42 | GREAT ISLAND |  | 52.361 | -6.9434
MV/LV Substation CR***589 | 10 kV | 400V(3ph) & 230V(single ph) | LV | 50 kVA :Pole Substation | 0.05 | --> | 0.05 | 0.036 | 3.1 |  | --> | 0.047 | 0 | 0 | 0 | 0 | 0 | 0 | Constrained,otherwise capacity available =51kW. | --> | C18 ex GLENGOOLE | GLENGOOLE: T42 | THURLES |  | 52.5604 | -7.6684
MV/LV Substation CR***593X | 10 kV | 400V(3ph) & 230V(single ph) | LV | 50 kVA :Pole Substation | 0.05 | --> | 0.05 | 0 | 4.3 |  | --> | 0.047 | 0 | 0 | 0 | 0.021 | 0.039 | 0 |  | --> | C19 ex BAILIEBORO | BAILIEBORO: T41∥T42 | MEATH HILL |  | 53.9398 | -6.9978
MV/LV Substation CR***594Z | 20 kV | 400V(3ph) & 230V(single ph) | LV | 50 kVA :Pole Substation | 0.05 | --> | 0.05 | 0.038 | 0.2 |  | --> | 0.047 | 0 | 0 | 0 | 0 | 0.051 | 0 |  | --> | C18 ex NEWBROOK | NEWBROOK: T42 | MULLINGAR |  | 53.4478 | -7.5743
MV/LV Substation CR***595 | 20 kV | 400V(3ph) & 230V(single ph) | LV | 100 kVA :Pole Substation | 0.1 | --> | 0.1 | 0.058 | 1.7 |  | --> | 0.095 | 0 | 0 | 0 | 0.024 | 0 | 0 | Constrained,otherwise capacity available =80kW. | --> | E18 ex CREESLOUGH | CREESLOUGH: T421 | ARDNAGAPPARY |  | 55.1221 | -7.9085
MV/LV Substation CR***596Y | 20 kV | 400V(3ph) & 230V(single ph) | LV | 50 kVA :Pole Substation | 0.05 | --> | 0.05 | 0.042 | 1 |  | --> | 0.047 | 0 | 0 | 0 | 0.001 | 0.049 | 0 |  | --> | E19 ex SHILLELAGH | SHILLELAGH: T421∥T422 | CARLOW |  | 52.7161 | -6.5207
MV/LV Substation CR***598 | 20 kV | 400V(3ph) & 230V(single ph) | LV | 100 kVA :Pole Substation | 0.1 | --> | 0.1 | 0.056 | 7.4 |  | --> | 0.095 | 0 | 0 | 0 | 0.003 | 0.103 | 0 |  | --> | E21 ex BANOGE | BANOGE: T122 | BANOGE |  | 52.6809 | -6.3907
MV/LV Substation CR***606Y | 20 kV | 400V(3ph) & 230V(single ph) | LV | 50 kVA :Pole Substation | 0.05 | --> | 0.05 | 0.05 | 1.6 |  | --> | 0.047 | 0 | 0 | 0 | 0 | 0 | 0 | Constrained,otherwise capacity available =49kW. | --> | E11 ex CASTLETOWNBERE | CASTLETOWNBERE: T421 | BALLYLICKY |  | 51.6767 | -9.9488
MV/LV Substation CR***609 | 10 kV | 400V(3ph) & 230V(single ph) | LV | 50 kVA :Pole Substation | 0.05 | --> | 0.05 | 0.042 | 2.7 |  | --> | 0.047 | 0 | 0 | 0 | 0 | 0.05 | 0 |  | --> | C21 ex CASTLEBLAYNEY | CASTLEBLAYNEY: T41 | DUNDALK |  | 54.1594 | -6.8171
MV/LV Substation CR***612Y | 10 kV | 400V(3ph) & 230V(single ph) | LV | 50 kVA :Pole Substation | 0.05 | --> | 0.05 | 0 | 0 | Constrained,otherwise capacity available =44kVA. | --> | 0.047 | 0 | 0 | 0 | 0.003 | 0.047 | 0 |  | --> | C23 ex ATHLONE | ATHLONE: T41 | ATHLONE |  | 53.4485 | -7.9327
MV/LV Substation CR***613 | 20 kV | 400V(3ph) & 230V(single ph) | LV | 100 kVA :Pole Substation | 0.1 | --> | 0.1 | 0.055 | 3.6 |  | --> | 0.095 | 0 | 0 | 0 | 0.004 | 0.102 | 0 |  | --> | E11 ex KILLINICK | KILLINICK: T421∥T422 | WEXFORD |  | 52.1763 | -6.5879
MV/LV Substation CR***613Y | 10 kV | 400V(3ph) & 230V(single ph) | LV | 50 kVA :Pole Substation | 0.05 | --> | 0.05 | 0.047 | 3.9 |  | --> | 0.047 | 0 | 0 | 0 | 0 | 0.049 | 0 |  | --> | C19 ex BALLYJAMESDUFF | BALLYJAMESDUFF: T41 | SHANKILL |  | 53.8275 | -7.2926
MV/LV Substation CR***615Y | 10 kV | 400V(3ph) & 230V(single ph) | LV | 50 kVA :Pole Substation | 0.05 | --> | 0.05 | 0.034 | 3.3 |  | --> | 0.047 | 0 | 0 | 0 | 0 | 0.051 | 0 |  | --> | E16 ex CRATLOE | CRATLOE: T421∥T422 | ARDNACRUSHA |  | 52.6917 | -8.7709
MV/LV Substation CR***622Y | 10 kV | 400V(3ph) & 230V(single ph) | LV | 50 kVA :Pole Substation | 0.05 | --> | 0.05 | 0 | 0 | Constrained,otherwise capacity available =47kVA. | --> | 0.047 | 0 | 0 | 0 | 0 | 0 | 0 | Constrained,otherwise capacity available =49kW. | --> | C18 ex FERMOY NORTH | FERMOY NORTH: T41∥T42 | BARRYMORE |  | 52.1464 | -8.3293
MV/LV Substation CR***624 | 10 kV | 400V(3ph) & 230V(single ph) | LV | 50 kVA :Pole Substation | 0.05 | --> | 0.05 | 0.046 | 1.9 |  | --> | 0.047 | 0 | 0 | 0 | 0 | 0.049 | 0 |  | --> | C16 ex VIRGINIA | VIRGINIA: T41∥T42 | MEATH HILL |  | 53.7789 | -7.0408
MV/LV Substation CR***626 | 10 kV | 400V(3ph) & 230V(single ph) | LV | 50 kVA :Pole Substation | 0.05 | --> | 0.05 | 0.035 | 2.3 |  | --> | 0.047 | 0 | 0 | 0 | 0 | 0.051 | 0 |  | --> | C15 ex CASTLECOMER | CASTLECOMER: T41∥T42 | BALLYRAGGET |  | 52.8454 | -7.1272
MV/LV Substation CR***626 | 20 kV | 400V(3ph) & 230V(single ph) | LV | 50 kVA :Pole Substation | 0.05 | --> | 0.05 | 0 | 0 | Constrained,otherwise capacity available =50kVA. | --> | 0.047 | 0 | 0 | 0 | 0 | 0.049 | 0 |  | --> | E18 ex PATRICKSWELL | PATRICKSWELL: T421∥T422 | LIMERICK |  | 52.5743 | -8.666
MV/LV Substation CR***630 | 20 kV | 400V(3ph) & 230V(single ph) | LV | 50 kVA :Pole Substation | 0.05 | --> | 0.05 | 0.039 | 4.3 |  | --> | 0.047 | 0 | 0 | 0 | 0 | 0 | 0 | Constrained,otherwise capacity available =51kW. | --> | E12 ex MOVILLE | MOVILLE: T421∥T422 | TRILLICK |  | 55.2016 | -7.0056
MV/LV Substation CR***630X | 20 kV | 400V(3ph) & 230V(single ph) | LV | 100 kVA :Pole Substation | 0.1 | --> | 0.1 | 0 | 0 | Constrained,otherwise capacity available =41kVA. | --> | 0.095 | 0 | 0 | 0 | 0 | 0.108 | 0 |  | --> | E19 ex CAVAN | CAVAN: T421 | SHANKILL |  | 53.996 | -7.4447
MV/LV Substation CR***634Z | 10 kV | 400V(3ph) & 230V(single ph) | LV | 630 kVA :Kiosk Substation | 0.63 | --> | 0.63 | 0.496 | 4.5 |  | --> | 0.598 | 0 | 0 | 0 | 0.044 | 0.5 | 0 |  | --> | C15 ex MAYFIELD | MAYFIELD: T41 | KILBARRY |  | 51.9207 | -8.4065
MV/LV Substation CR***637 | 10 kV | 400V(3ph) & 230V(single ph) | LV | 50 kVA :Pole Substation | 0.05 | --> | 0.05 | 0 | 0 | Constrained,otherwise capacity available =49kVA. | --> | 0.047 | 0 | 0 | 0 | 0 | 0.049 | 0 |  | --> | C13 ex BUTTEVANT | BUTTEVANT: T41∥T42 | MALLOW |  | 52.2087 | -8.5611
MV/LV Substation CR***643Y | 20 kV | 400V(3ph) & 230V(single ph) | LV | 100 kVA :Pole Substation | 0.1 | --> | 0.1 | 0.086 | 1.2 |  | --> | 0.095 | 0 | 0 | 0 | 0.003 | 0.098 | 0 |  | --> | E16 ex BALLYDEHOB | BALLYDEHOB: T421 | DUNMANWAY |  | 51.4671 | -9.7274
MV/LV Substation CR***644 | 10 kV | 400V(3ph) & 230V(single ph) | LV | 400 kVA :Kiosk Substation | 0.4 | --> | 0.4 | 0.27 | 2 |  | --> | 0.38 | 0 | 0 | 0 | 0.021 | 0.398 | 0 |  | --> | C20 ex FAIRVIEW | FAIRVIEW: T41 | MCDERMOTT |  | 53.3695 | -6.2374
MV/LV Substation CR***652 | 20 kV | 400V(3ph) & 230V(single ph) | LV | 100 kVA :Pole Substation | 0.1 | --> | 0.1 | 0 | 0 | Constrained,otherwise capacity available =91kVA. | --> | 0.095 | 0 | 0 | 0 | 0 | 0.1 | 0 |  | --> | E13 ex BALLINROBE | BALLINROBE: T421∥T422 | DALTON |  | 53.6364 | -9.2622
MV/LV Substation CR***653 | 20 kV | 400V(3ph) & 230V(single ph) | LV | 400 kVA :Kiosk Substation | 0.4 | --> | 0.4 | 0.275 | 1.6 |  | --> | 0.38 | 0 | 0 | 0 | 0.003 | 0.416 | 0 |  | --> | E16 ex DINGLE | DINGLE: T422 | OUGHTRAGH |  | 52.1419 | -10.2643
MV/LV Substation CR***661X | 20 kV | 400V(3ph) & 230V(single ph) | LV | 200 kVA :Pole Substation | 0.2 | --> | 0.2 | 0.145 | 1.2 |  | --> | 0.19 | 0 | 0 | 0 | 0.014 | 0.193 | 0 |  | --> | E16 ex BALLYDEHOB | BALLYDEHOB: T421 | DUNMANWAY |  | 51.4682 | -9.7252
MV/LV Substation CR***663 | 20 kV | 400V(3ph) & 230V(single ph) | LV | 50 kVA :Pole Substation | 0.05 | --> | 0.05 | 0.042 | 3.2 |  | --> | 0.047 | 0 | 0 | 0 | 0 | 0.05 | 0 |  | --> | C18 ex BOYLE | BOYLE: T41∥T42 | CARRICK ON SHANNON |  | 53.9164 | -8.2227
MV/LV Substation CR***664 | 20 kV | 400V(3ph) & 230V(single ph) | LV | 100 kVA :Pole Substation | 0.1 | --> | 0.1 | 0.088 | 3.2 |  | --> | 0.095 | 0 | 0 | 0 | 0 | 0.101 | 0 |  | --> | C18 ex BOYLE | BOYLE: T41∥T42 | CARRICK ON SHANNON |  | 53.9121 | -8.2217
MV/LV Substation CR***666 | 20 kV | 400V(3ph) & 230V(single ph) | LV | 50 kVA :Pole Substation | 0.05 | --> | 0.05 | 0 | 0 | Constrained,otherwise capacity available =43kVA. | --> | 0.047 | 0 | 0 | 0 | 0 | 0.05 | 0 |  | --> | E15 ex CREAGH | CREAGH: T421∥T422 | ATHLONE |  | 53.2733 | -7.9981
MV/LV Substation CR***669 | 20 kV | 400V(3ph) & 230V(single ph) | LV | 50 kVA :Pole Substation | 0.05 | --> | 0.05 | 0.036 | 5.3 |  | --> | 0.047 | 0 | 0 | 0 | 0 | 0.051 | 0 |  | --> | E15 ex BUSH | BUSH: T421∥T422 | DUNDALK |  | 54.0126 | -6.1618
MV/LV Substation CR***671 | 10 kV | 400V(3ph) & 230V(single ph) | LV | 400 kVA :Kiosk Substation | 0.4 | --> | 0.4 | 0.272 | 4.1 |  | --> | 0.38 | 0 | 0 | 0 | 0.007 | 0.412 | 0 |  | --> | C21 ex KIMMAGE | KIMMAGE: T41 | INCHICORE 220KV |  | 53.3011 | -6.2838
MV/LV Substation CR***687 | 20 kV | 400V(3ph) & 230V(single ph) | LV | 50 kVA :Pole Substation | 0.05 | --> | 0.05 | 0.036 | 1.7 |  | --> | 0.047 | 0 | 0 | 0 | 0 | 0.051 | 0 |  | --> | E15 ex GORT | GORT: T41∥T42 | ENNIS |  | 53.164 | -8.7865
MV/LV Substation CR***691 | 20 kV | 400V(3ph) & 230V(single ph) | LV | 50 kVA :Pole Substation | 0.05 | --> | 0.05 | 0.05 | 1.5 |  | --> | 0.047 | 0 | 0 | 0 | 0 | 0.049 | 0 |  | --> | E12 ex OLDCASTLE | OLDCASTLE: T422 | MULLINGAR |  | 53.7505 | -7.1769
MV/LV Substation CR***693 | 10 kV | 400V(3ph) & 230V(single ph) | LV | 400 kVA :Building Structure | 0.4 | --> | 0.4 | 0 | 0 | Constrained,otherwise capacity available =200kVA. | --> | 0.38 | 0 | 0 | 0 | 0.006 | 0.424 | 0 |  | --> | C12 ex WHITEHALL | WHITEHALL: T41 | FINGLAS |  | 53.3778 | -6.2468
MV/LV Substation CR***696X | 20 kV | 400V(3ph) & 230V(single ph) | LV | 400 kVA :Building Structure | 0.4 | --> | 0.4 | 0 | 0 | Constrained,otherwise capacity available =400kVA. | --> | 0.38 | 0 | 0 | 0 | 0 | 0.4 | 0 |  | --> | C21 ex MILFORD (NR) | MILFORD (NR): T41∥T42 | LETTERKENNY |  | 55.1558 | -7.7119
MV/LV Substation CR***697X | 10 kV | 400V(3ph) & 230V(single ph) | LV | 1000 kVA :Building Structure | 1 | --> | 1 | 0 | 0 | Constrained,otherwise capacity available =500kVA. | --> | 0.95 | 0 | 0 | 0 | 0 | 0.5 | 0 |  | --> | C13 ex NORTH QUAYS | NORTH QUAYS: T101 | POOLBEG |  | 53.3553 | -6.2417
MV/LV Substation CR***701 | 10 kV | 400V(3ph) & 230V(single ph) | LV | 200 kVA :Kiosk Substation | 0.2 | --> | 0.2 | 0 | 0 | Constrained,otherwise capacity available =122kVA. | --> | 0.19 | 0 | 0 | 0 | 0.002 | 0.209 | 0 |  | --> | C11 ex LOUGHLINSTOWN | LOUGHLINSTOWN: T41 | CARRICKMINES |  | 53.2454 | -6.124
MV/LV Substation CR***702 | 10 kV | 400V(3ph) & 230V(single ph) | LV | 200 kVA :Kiosk Substation | 0.2 | --> | 0.2 | 0 | 0 | Constrained,otherwise capacity available =140kVA. | --> | 0.19 | 0 | 0 | 0 | 0 | 0.209 | 0 |  | --> | C11 ex LOUGHLINSTOWN | LOUGHLINSTOWN: T41 | CARRICKMINES |  | 53.2447 | -6.123
MV/LV Substation CR***704 | 10 kV | 400V(3ph) & 230V(single ph) | LV | 400 kVA :Building Structure | 0.4 | --> | 0.4 | 0.171 | 2 |  | --> | 0.38 | 0 | 0 | 0 | 0.003 | 0.431 | 0 |  | --> | C17 ex BALLYTIVNAN | BALLYTIVNAN: T41 | SLIGO |  | 54.3046 | -8.515
MV/LV Substation CR***708X | 10 kV | 400V(3ph) & 230V(single ph) | LV | 100 kVA :Pole Substation | 0.1 | --> | 0.1 | 0.089 | 3.8 |  | --> | 0.095 | 0 | 0 | 0 | 0 | 0 | 0 | Constrained,otherwise capacity available =101kW. | --> | C18 ex TURLOUGH ROAD | TURLOUGH ROAD: T41∥T42 | CASTLEBAR |  | 53.9199 | -9.2553
MV/LV Substation CR***710Y | 20 kV | 400V(3ph) & 230V(single ph) | LV | 50 kVA :Pole Substation | 0.05 | --> | 0.05 | 0 | 0 | Constrained,otherwise capacity available =49kVA. | --> | 0.047 | 0 | 0 | 0 | 0 | 0.049 | 0 |  | --> | E21 ex FINEA | FINEA: T421∥T422 | SHANKILL |  | 53.8623 | -7.3155
MV/LV Substation CR***720X | 10 kV | 400V(3ph) & 230V(single ph) | LV | 100 kVA :Pole Substation | 0.1 | --> | 0.1 | 0 | 0 | Constrained,otherwise capacity available =52kVA. | --> | 0.095 | 0 | 0 | 0 | 0.003 | 0 | 0 | Constrained,otherwise capacity available =103kW. | --> | C21 ex BIRR | BIRR: T41 | DALLOW |  | 53.0791 | -7.8933
MV/LV Substation CR***723X | 20 kV | 400V(3ph) & 230V(single ph) | LV | 50 kVA :Pole Substation | 0.05 | --> | 0.05 | 0.033 | 2.5 |  | --> | 0.047 | 0 | 0 | 0 | 0 | 0.051 | 0 |  | --> | E17 ex CONG | CONG: T421∥T422 | CLOON |  | 53.5047 | -9.2202
MV/LV Substation CR***730X | 20 kV | 400V(3ph) & 230V(single ph) | LV | 100 kVA :Pole Substation | 0.1 | --> | 0.1 | 0.07 | 2.8 |  | --> | 0.095 | 0 | 0 | 0 | 0 | 0.104 | 0 |  | --> | C12 ex CARRIGLAWN | CARRIGLAWN: T41∥T42 | WEXFORD |  | 52.3603 | -6.4528
MV/LV Substation CR***733X | 20 kV | 400V(3ph) & 230V(single ph) | LV | 50 kVA :Pole Substation | 0.05 | --> | 0.05 | 0 | 0 | Constrained,otherwise capacity available =50kVA. | --> | 0.047 | 0 | 0 | 0 | 0 | 0.049 | 0 |  | --> | C11 ex KILDARE | KILDARE: T41∥T42 | NEWBRIDGE |  | 53.1592 | -6.96
MV/LV Substation CR***733Y | 20 kV | 400V(3ph) & 230V(single ph) | LV | 100 kVA :Pole Substation | 0.1 | --> | 0.1 | 0 | 0 | Constrained,otherwise capacity available =88kVA. | --> | 0.095 | 0 | 0 | 0 | 0 | 0.101 | 0 |  | --> | E17 ex CAVAN | CAVAN: T421 | SHANKILL |  | 54.1046 | -7.4347
MV/LV Substation CR***733Z | 20 kV | 400V(3ph) & 230V(single ph) | LV | 50 kVA :Pole Substation | 0.05 | --> | 0.05 | 0.041 | 3 |  | --> | 0.047 | 0 | 0 | 0 | 0 | 0.05 | 0 |  | --> | C16 ex LOUGHANALLA | LOUGHANALLA: T41∥T42 | MULLINGAR |  | 53.6473 | -7.2148
MV/LV Substation CR***734X | 10 kV | 400V(3ph) & 230V(single ph) | LV | 200 kVA :Kiosk Substation | 0.2 | --> | 0.2 | 0.176 | 0.9 |  | --> | 0.19 | 0 | 0 | 0 | 0.005 | 0.197 | 0 |  | --> | C15 ex CRANNY | CRANNY: T41 | ENNIS |  | 52.7242 | -9.3193
MV/LV Substation CR***736 | 10 kV | 400V(3ph) & 230V(single ph) | LV | 630 kVA :Kiosk Substation | 0.63 | --> | 0.63 | 0.5 | 5 |  | --> | 0.598 | 0 | 0 | 0 | 0 | 0.5 | 0 |  | --> | C11 ex CRUMLIN | CRUMLIN: T41 | INCHICORE 220KV |  | 53.3299 | -6.3034
MV/LV Substation CR***738 | 10 kV | 400V(3ph) & 230V(single ph) | LV | 100 kVA :Pole Substation | 0.1 | --> | 0.1 | 0.074 | 3.4 |  | --> | 0.095 | 0 | 0 | 0 | 0.01 | 0 | 0 | Constrained,otherwise capacity available =93kW. | --> | C16 ex BALLYSHANNON | BALLYSHANNON: T41∥T42 | CATHALEENS FALL |  | 54.5211 | -8.2261
MV/LV Substation CR***739X | 20 kV | 400V(3ph) & 230V(single ph) | LV | 100 kVA :Pole Substation | 0.1 | --> | 0.1 | 0 | 0 | Constrained,otherwise capacity available =78kVA. | --> | 0.095 | 0 | 0 | 0 | 0 | 0.103 | 0 |  | --> | E12 ex KILCULLEN | KILCULLEN: T424 | STRATFORD |  | 53.0203 | -6.8059
MV/LV Substation CR***739Y | 20 kV | 400V(3ph) & 230V(single ph) | LV | 50 kVA :Pole Substation | 0.05 | --> | 0.05 | 0.046 | 7.7 |  | --> | 0.047 | 0 | 0 | 0 | 0 | 0 | 0 | Constrained,otherwise capacity available =49kW. | --> | E12 ex CHURCHTOWN | CHURCHTOWN: T422 | RATHKEALE |  | 52.4167 | -9.1126
MV/LV Substation CR***741Y | 10 kV | 400V(3ph) & 230V(single ph) | LV | 200 kVA :Kiosk Substation | 0.2 | --> | 0.2 | 0.14 | 1.5 |  | --> | 0.19 | 0 | 0 | 0 | 0.001 | 0.208 | 0 |  | --> | C11 ex DERRYCRAMPH | DERRYCRAMPH: T41∥T42 | SHANKILL |  | 53.977 | -7.3549
MV/LV Substation CR***750X | 20 kV | 400V(3ph) & 230V(single ph) | LV | 50 kVA :Pole Substation | 0.05 | --> | 0.05 | 0.04 | 2 |  | --> | 0.047 | 0 | 0 | 0 | 0 | 0.051 | 0 |  | --> | E15 ex BALLYCONNELL | BALLYCONNELL: T421∥T422 | GORTAWEE |  | 54.0983 | -7.5581
MV/LV Substation CR***758 | 10 kV | 400V(3ph) & 230V(single ph) | LV | 50 kVA :Pole Substation | 0.05 | --> | 0.05 | 0.043 | 4 |  | --> | 0.047 | 0 | 0 | 0 | 0.003 | 0 | 0 | Constrained,otherwise capacity available =47kW. | --> | C19 ex LISMORE | LISMORE: T41∥T42 | DUNGARVAN |  | 52.1436 | -8.0513
MV/LV Substation CR***763 | 10 kV | 400V(3ph) & 230V(single ph) | LV | 630 kVA :Kiosk Substation | 0.63 | --> | 0.63 | 0.309 | 7 |  | --> | 0.598 | 0 | 0 | 0 | 0.01 | 0.5 | 0 |  | --> | C14 ex PEMBROKE | PEMBROKE: T41∥T43 | RINGSEND |  | 53.3368 | -6.2376
MV/LV Substation CR***763 | 10 kV | 400V(3ph) & 230V(single ph) | LV | 400 kVA :Kiosk Substation | 0.4 | --> | 0.4 | 0 | 0 | Constrained,otherwise capacity available =271kVA. | --> | 0.38 | 0 | 0 | 0 | 0.01 | 0.408 | 0 |  | --> | C17 ex OUGHTERARD | OUGHTERARD: T41∥T42 | GALWAY 110KV |  | 53.428 | -9.3208
MV/LV Substation CR***763Y | 10 kV | 400V(3ph) & 230V(single ph) | LV | 400 kVA :Kiosk Substation | 0.4 | --> | 0.4 | 0.342 | 0.9 |  | --> | 0.38 | 0 | 0 | 0 | 0.007 | 0.401 | 0 |  | --> | C12 ex RIVERSTOWN | RIVERSTOWN: T41∥T42 | KILBARRY |  | 51.9351 | -8.3935
MV/LV Substation CR***764 | 10 kV | 400V(3ph) & 230V(single ph) | LV | 400 kVA :Kiosk Substation | 0.4 | --> | 0.4 | 0.073 | 0.1 | Constrained,otherwise capacity available =355kVA. | --> | 0.38 | 0 | 0 | 0 | 0 | 0.407 | 0 |  | --> | C23 ex SRAH | SRAH: T43 | THORNSBERRY |  | 53.2974 | -7.4952
MV/LV Substation CR***764Y | 10 kV | 400V(3ph) & 230V(single ph) | LV | 400 kVA :Kiosk Substation | 0.4 | --> | 0.4 | 0 | 0 | Constrained,otherwise capacity available =289kVA. | --> | 0.38 | 0 | 0 | 0 | 0.003 | 0 | 0 | Constrained,otherwise capacity available =414kW. | --> | C14 ex HOLYCROSS ROAD | HOLYCROSS ROAD: T41∥T42 | THURLES |  | 52.6771 | -7.8159
MV/LV Substation CR***767X | 10 kV | 400V(3ph) & 230V(single ph) | LV | 630 kVA :Kiosk Substation | 0.63 | --> | 0.63 | 0.5 | 12.2 |  | --> | 0.598 | 0 | 0 | 0 | 0.009 | 0.5 | 0 |  | --> | C28 ex SALTHILL | SALTHILL: T102 | SALTHILL |  | 53.251 | -9.1564
MV/LV Substation CR***768X | 10 kV | 400V(3ph) & 230V(single ph) | LV | 200 kVA :Kiosk Substation | 0.2 | --> | 0.2 | 0.181 | 12.2 |  | --> | 0.19 | 0 | 0 | 0 | 0.005 | 0.197 | 0 |  | --> | C28 ex SALTHILL | SALTHILL: T102 | SALTHILL |  | 53.2518 | -9.1586
MV/LV Substation CR***773 | 10 kV | 400V(3ph) & 230V(single ph) | LV | 200 kVA :Pole Substation | 0.2 | --> | 0.2 | 0.168 | 9.8 |  | --> | 0.19 | 0 | 0 | 0 | 0 | 0.204 | 0 |  | --> | C13 ex KILCOOLE | KILCOOLE: T41∥T42 | FASSAROE |  | 53.1006 | -6.0733
MV/LV Substation CR***775 | 10 kV | 400V(3ph) & 230V(single ph) | LV | 200 kVA :Kiosk Substation | 0.2 | --> | 0.2 | 0.124 | 4.6 |  | --> | 0.19 | 0 | 0 | 0 | 0.018 | 0.192 | 0 |  | --> | C15 ex BALLINCLEA | BALLINCLEA: T41 | CHERRYWOOD |  | 53.2746 | -6.1004
MV/LV Substation CR***775X | 20 kV | 400V(3ph) & 230V(single ph) | LV | 50 kVA :Pole Substation | 0.05 | --> | 0.05 | 0 | 0 | Constrained,otherwise capacity available =46kVA. | --> | 0.047 | 0 | 0 | 0 | 0 | 0 | 0 | Constrained,otherwise capacity available =49kW. | --> | E22 ex BUNCLODY | BUNCLODY: T421∥T422 | CRANE |  | 52.7028 | -6.7005
MV/LV Substation CR***777X | 20 kV | 400V(3ph) & 230V(single ph) | LV | 50 kVA :Pole Substation | 0.05 | --> | 0.05 | 0.048 | 1.5 |  | --> | 0.047 | 0 | 0 | 0 | 0 | 0.049 | 0 |  | --> | E12 ex OLDCASTLE | OLDCASTLE: T422 | MULLINGAR |  | 53.7485 | -7.1719
MV/LV Substation CR***778X | 20 kV | 400V(3ph) & 230V(single ph) | LV | 50 kVA :Pole Substation | 0.05 | --> | 0.05 | 0.042 | 0.1 |  | --> | 0.047 | 0 | 0 | 0 | 0 | 0.05 | 0 |  | --> | C12 ex SCARIFF | SCARIFF: T42 | ENNIS |  | 52.953 | -8.377
MV/LV Substation CR***779Y | 20 kV | 400V(3ph) & 230V(single ph) | LV | 50 kVA :Pole Substation | 0.05 | --> | 0.05 | 0.041 | 2.5 |  | --> | 0.047 | 0 | 0 | 0 | 0 | 0.05 | 0 |  | --> | E13 ex TULLOW | TULLOW: T421 | CARLOW |  | 52.725 | -6.7579
MV/LV Substation CR***780Y | 10 kV | 400V(3ph) & 230V(single ph) | LV | 50 kVA :Pole Substation | 0.05 | --> | 0.05 | 0 | 0 | Constrained,otherwise capacity available =32kVA. | --> | 0.047 | 0 | 0 | 0 | 0 | 0.051 | 0 |  | --> | C11 ex NAAS | NAAS: T41 | NEWBRIDGE |  | 53.1893 | -6.6421
MV/LV Substation CR***788Y | 20 kV | 400V(3ph) & 230V(single ph) | LV | 200 kVA :Kiosk Substation | 0.2 | --> | 0.2 | 0.171 | 6.9 |  | --> | 0.19 | 0 | 0 | 0 | 0 | 0 | 0 | Constrained,otherwise capacity available =203kW. | --> | E14 ex RATHKEALE | RATHKEALE: T421∥T422 | RATHKEALE |  | 52.5195 | -8.7141
MV/LV Substation CR***789Y | 10 kV | 400V(3ph) & 230V(single ph) | LV | 100 kVA :Pole Substation | 0.1 | --> | 0.1 | 0.091 | 2.3 |  | --> | 0.095 | 0 | 0 | 0 | 0.008 | 0.092 | 0 |  | --> | E18 ex BLESSINGTON | BLESSINGTON: T422 | KILTEEL |  | 53.1921 | -6.5127
MV/LV Substation CR***791Y | 20 kV | 400V(3ph) & 230V(single ph) | LV | 50 kVA :Pole Substation | 0.05 | --> | 0.05 | 0.05 | 1.6 |  | --> | 0.047 | 0 | 0 | 0 | 0 | 0 | 0 | Constrained,otherwise capacity available =49kW. | --> | E11 ex CASTLETOWNBERE | CASTLETOWNBERE: T421 | BALLYLICKY |  | 51.6845 | -9.943
MV/LV Substation CR***793 | 20 kV | 400V(3ph) & 230V(single ph) | LV | 100 kVA :Pole Substation | 0.1 | --> | 0.1 | 0.096 | 1.2 |  | --> | 0.095 | 0 | 0 | 0 | 0 | 0 | 0 | Constrained,otherwise capacity available =100kW. | --> | E17 ex BUNCRANA | BUNCRANA: T421∥T422 | TRILLICK |  | 55.1533 | -7.4312
MV/LV Substation CR***794 | 10 kV | 400V(3ph) & 230V(single ph) | LV | 200 kVA :Kiosk Substation | 0.2 | --> | 0.2 | 0 | 0 | Constrained,otherwise capacity available =186kVA. | --> | 0.19 | 0 | 0 | 0 | 0 | 0.201 | 0 |  | --> | C11 ex GARDEN CITY | GARDEN CITY: T41∥T42 | ARKLOW |  | 52.6781 | -6.3024
MV/LV Substation CR***803 | 10 kV | 400V(3ph) & 230V(single ph) | LV | 630 kVA :Kiosk Substation | 0.63 | --> | 0.63 | 0.5 | 2.5 |  | --> | 0.598 | 0 | 0 | 0 | 0.007 | 0.5 | 0 |  | --> | C17 ex GRAIGUE | GRAIGUE: T41 | CARLOW |  | 52.8269 | -6.9443
MV/LV Substation CR***803 | 20 kV | 400V(3ph) & 230V(single ph) | LV | 100 kVA :Pole Substation | 0.1 | --> | 0.1 | 0 | 0 | Constrained,otherwise capacity available =89kVA. | --> | 0.095 | 0 | 0 | 0 | 0 | 0 | 0 | Constrained,otherwise capacity available =101kW. | --> | E12 ex FERNS | FERNS: T421 | CRANE |  | 52.5719 | -6.5201
MV/LV Substation CR***810Y | 20 kV | 400V(3ph) & 230V(single ph) | LV | 630 kVA :Kiosk Substation | 0.63 | --> | 0.63 | 0 | 0 | Constrained,otherwise capacity available =460kVA. | --> | 0.598 | 0 | 0 | 0 | 0.021 | 0.5 | 0 |  | --> | C21 ex PORTARLINGTON | PORTARLINGTON: T43 | BLAKE |  | 53.168 | -7.184
MV/LV Substation CR***811 | 10 kV | 400V(3ph) & 230V(single ph) | LV | 630 kVA :Building Structure | 0.63 | --> | 0.63 | 0.419 | 0.6 |  | --> | 0.598 | 0 | 0 | 0 | 0.021 | 0.5 | 0 |  | --> | C13 ex CLONDALKIN | CLONDALKIN: T41 | INCHICORE 220KV |  | 53.3258 | -6.3661
MV/LV Substation CR***811 | 10 kV | 400V(3ph) & 230V(single ph) | LV | 50 kVA :Pole Substation | 0.05 | --> | 0.05 | 0.029 | 1.3 |  | --> | 0.047 | 0 | 0 | 0 | 0.004 | 0 | 0 | Constrained,otherwise capacity available =48kW. | --> | C23 ex KILKEE | KILKEE: T41 | TULLABRACK |  | 52.5987 | -9.7764
MV/LV Substation CR***812X | 10 kV | 400V(3ph) & 230V(single ph) | LV | 1000 kVA :Building Structure | 1 | --> | 1 | 0 | 0 | Constrained,otherwise capacity available =500kVA. | --> | 0.95 | 0 | 0 | 0 | 0 | 0.5 | 0 |  | --> | C19 ex CAMDEN ROW | CAMDEN ROW: T41 | FRANCIS STREET |  | 53.3389 | -6.2644
MV/LV Substation CR***816 | 20 kV | 400V(3ph) & 230V(single ph) | LV | 100 kVA :Pole Substation | 0.1 | --> | 0.1 | 0.1 | 1.6 |  | --> | 0.095 | 0 | 0 | 0 | 0 | 0.1 | 0 |  | --> | E18 ex GURRANEBANE | GURRANEBANE: T421∥T422 | OUGHTRAGH |  | 51.911 | -10.2279
MV/LV Substation CR***817 | 10 kV | 400V(3ph) & 230V(single ph) | LV | 400 kVA :Kiosk Substation | 0.4 | --> | 0.4 | 0 | 0 | Constrained,otherwise capacity available =317kVA. | --> | 0.38 | 0 | 0 | 0 | 0.014 | 0.397 | 0 |  | --> | C11 ex LOUGHLINSTOWN | LOUGHLINSTOWN: T41 | CARRICKMINES |  | 53.2458 | -6.1214
MV/LV Substation CR***823Y | 10 kV | 400V(3ph) & 230V(single ph) | LV | 400 kVA :Kiosk Substation | 0.4 | --> | 0.4 | 0.329 | 1 |  | --> | 0.38 | 0 | 0 | 0 | 0 | 0.411 | 0 |  | --> | C11 ex ABBEYLAND | ABBEYLAND: T41 | NAVAN |  | 53.643 | -6.7084
MV/LV Substation CR***825 | 10 kV | 400V(3ph) & 230V(single ph) | LV | 400 kVA :Kiosk Substation | 0.4 | --> | 0.4 | 0 | 0 | Constrained,otherwise capacity available =317kVA. | --> | 0.38 | 0 | 0 | 0 | 0.003 | 0.409 | 0 |  | --> | C12 ex CLONTARF | CLONTARF: T42 | FINGLAS |  | 53.3608 | -6.1869
MV/LV Substation CR***825 | 10 kV | 400V(3ph) & 230V(single ph) | LV | 200 kVA :Pole Substation | 0.2 | --> | 0.2 | 0.183 | 3.9 |  | --> | 0.19 | 0 | 0 | 0 | 0.004 | 0 | 0 | Constrained,otherwise capacity available =198kW. | --> | C13 ex DERRYBEG | DERRYBEG: T41∥T42 | ARDNAGAPPARY |  | 55.0233 | -8.2655
MV/LV Substation CR***826 | 10 kV | 400V(3ph) & 230V(single ph) | LV | 200 kVA :Pole Substation | 0.2 | --> | 0.2 | 0.2 | 3.8 |  | --> | 0.19 | 0 | 0 | 0 | 0 | 0.2 | 0 |  | --> | C19 ex KINGSCOURT | KINGSCOURT: T41 | MEATH HILL |  | 53.8399 | -6.7328
MV/LV Substation CR***826Y | 20 kV | 400V(3ph) & 230V(single ph) | LV | 400 kVA :Building Structure | 0.4 | --> | 0.4 | 0.39 | 4.5 |  | --> | 0.38 | 0 | 0 | 0 | 0 | 0.401 | 0 |  | --> | E13 ex TELAYDON | TELAYDON: T421 | LISDRUM |  | 54.2664 | -6.989
MV/LV Substation CR***827Y | 20 kV | 400V(3ph) & 230V(single ph) | LV | 100 kVA :Pole Substation | 0.1 | --> | 0.1 | 0 | 0 | Constrained,otherwise capacity available =100kVA. | --> | 0.095 | 0 | 0 | 0 | 0 | 0.1 | 0 |  | --> | C17 ex CLONES | CLONES: T41∥T42 | SHANKILL |  | 54.2151 | -7.0998
MV/LV Substation CR***832X | 10 kV | 400V(3ph) & 230V(single ph) | LV | 200 kVA :Kiosk Substation | 0.2 | --> | 0.2 | 0.14 | 12.2 |  | --> | 0.19 | 0 | 0 | 0 | 0.017 | 0.191 | 0 |  | --> | C28 ex SALTHILL | SALTHILL: T102 | SALTHILL |  | 53.2527 | -9.1547
MV/LV Substation CR***833 | 20 kV | 400V(3ph) & 230V(single ph) | LV | 50 kVA :Pole Substation | 0.05 | --> | 0.05 | 0 | 0 | Constrained,otherwise capacity available =46kVA. | --> | 0.047 | 0 | 0 | 0 | 0 | 0.049 | 0 |  | --> | C22 ex ENNISTYMON | ENNISTYMON: T41∥T42 | ENNIS |  | 53.0059 | -9.3659
MV/LV Substation CR***839 | 20 kV | 400V(3ph) & 230V(single ph) | LV | 400 kVA :Kiosk Substation | 0.4 | --> | 0.4 | 0.293 | 1.3 |  | --> | 0.38 | 0 | 0 | 0 | 0.006 | 0.41 | 0 |  | --> | E11 ex KILCARRAGH | KILCARRAGH: T421∥T422 | BUTLERSTOWN |  | 52.23 | -6.975
MV/LV Substation CR***846X | 10 kV | 400V(3ph) & 230V(single ph) | LV | 1000 kVA :Building Structure | 1 | --> | 1 | 0 | 0 | Constrained,otherwise capacity available =500kVA. | --> | 0.95 | 0 | 0 | 0 | 0 | 0.5 | 0 |  | --> | C13 ex NORTH QUAYS | NORTH QUAYS: T101 | POOLBEG |  | 53.3553 | -6.2416
MV/LV Substation CR***852X | 20 kV | 400V(3ph) & 230V(single ph) | LV | 50 kVA :Pole Substation | 0.05 | --> | 0.05 | 0.048 | 2.6 |  | --> | 0.047 | 0 | 0 | 0 | 0 | 0.049 | 0 |  | --> | E13 ex KILCOCK | KILCOCK: T421 | GRIFFINRATH |  | 53.5127 | -6.6153
MV/LV Substation CR***856 | 20 kV | 400V(3ph) & 230V(single ph) | LV | 50 kVA :Pole Substation | 0.05 | --> | 0.05 | 0 | 0 | Constrained,otherwise capacity available =50kVA. | --> | 0.047 | 0 | 0 | 0 | 0 | 0.049 | 0 |  | --> | E43 ex CLAREGALWAY | CLAREGALWAY: T421 | GALWAY 110KV |  | 53.3401 | -8.8665
MV/LV Substation CR***857X | 20 kV | 400V(3ph) & 230V(single ph) | LV | 200 kVA :Pole Substation | 0.2 | --> | 0.2 | 0 | 0 | Constrained,otherwise capacity available =171kVA. | --> | 0.19 | 0 | 0 | 0 | 0 | 0.203 | 0 |  | --> | E17 ex BALTINGLASS | BALTINGLASS: T421∥T422 | STRATFORD |  | 52.9001 | -6.5829
MV/LV Substation CR***859X | 10 kV | 400V(3ph) & 230V(single ph) | LV | 50 kVA :Pole Substation | 0.05 | --> | 0.05 | 0 | 0 | Constrained,otherwise capacity available =25kVA. | --> | 0.047 | 0 | 0 | 0 | 0 | 0 | 0 | Constrained,otherwise capacity available =53kW. | --> | C21 ex BIRR | BIRR: T41 | DALLOW |  | 53.0809 | -7.8938
MV/LV Substation CR***864Y | 20 kV | 400V(3ph) & 230V(single ph) | LV | 50 kVA :Pole Substation | 0.05 | --> | 0.05 | 0 | 0 | Constrained,otherwise capacity available =50kVA. | --> | 0.047 | 0 | 0 | 0 | 0 | 0.049 | 0 |  | --> | E17 ex BALTINGLASS | BALTINGLASS: T421∥T422 | STRATFORD |  | 52.9012 | -6.5842
MV/LV Substation CR***868Y | 10 kV | 400V(3ph) & 230V(single ph) | LV | 100 kVA :Pole Substation | 0.1 | --> | 0.1 | 0.095 | 4.6 |  | --> | 0.095 | 0 | 0 | 0 | 0 | 0.1 | 0 |  | --> | C14 ex BALLYJAMESDUFF | BALLYJAMESDUFF: T42 | SHANKILL |  | 53.8389 | -7.0962
MV/LV Substation CR***871Y | 20 kV | 400V(3ph) & 230V(single ph) | LV | 50 kVA :Pole Substation | 0.05 | --> | 0.05 | 0.049 | 7.7 |  | --> | 0.047 | 0 | 0 | 0 | 0.008 | 0 | 0 | Constrained,otherwise capacity available =41kW. | --> | E12 ex CHURCHTOWN | CHURCHTOWN: T422 | RATHKEALE |  | 52.4187 | -9.1125
MV/LV Substation CR***877 | 10 kV | 400V(3ph) & 230V(single ph) | LV | 200 kVA :Pole Substation | 0.2 | --> | 0.2 | 0.163 | 3 |  | --> | 0.19 | 0 | 0 | 0 | 0 | 0.205 | 0 |  | --> | C12 ex KILMEADEN | KILMEADEN: T42 | BUTLERSTOWN |  | 52.2329 | -7.2413
MV/LV Substation CR***880Y | 10 kV | 400V(3ph) & 230V(single ph) | LV | 50 kVA :Pole Substation | 0.05 | --> | 0.05 | 0.045 | 1.4 |  | --> | 0.047 | 0 | 0 | 0 | 0 | 0.05 | 0 |  | --> | C13 ex ROSCOMMON | ROSCOMMON: T41 | LANESBORO |  | 53.6337 | -8.1702
MV/LV Substation CR***882 | 20 kV | 400V(3ph) & 230V(single ph) | LV | 50 kVA :Pole Substation | 0.05 | --> | 0.05 | 0 | 0 | Constrained,otherwise capacity available =48kVA. | --> | 0.047 | 0 | 0 | 0 | 0 | 0.049 | 0 |  | --> | C15 ex BALLYHAUNIS | BALLYHAUNIS: T41∥T42 | DALTON |  | 53.7241 | -8.5578
MV/LV Substation CR***886X | 10 kV | 400V(3ph) & 230V(single ph) | LV | 50 kVA :Pole Substation | 0.05 | --> | 0.05 | 0.033 | 2.2 |  | --> | 0.047 | 0 | 0 | 0 | 0 | 0.051 | 0 |  | --> | C14 ex KELLS | KELLS: T41∥T42 | NAVAN |  | 53.7573 | -6.8388
MV/LV Substation CR***895 | 10 kV | 400V(3ph) & 230V(single ph) | LV | 50 kVA :Pole Substation | 0.05 | --> | 0.05 | 0.049 | 3.3 |  | --> | 0.047 | 0 | 0 | 0 | 0 | 0.049 | 0 |  | --> | C19 ex SHERCOCK | SHERCOCK: T41∥T42 | MEATH HILL |  | 53.9697 | -6.9396
MV/LV Substation CR***897X | 10 kV | 400V(3ph) & 230V(single ph) | LV | 630 kVA :Building Structure | 0.63 | --> | 0.63 | 0.5 | 14.2 |  | --> | 0.598 | 0 | 0 | 0 | 0 | 0.5 | 0 |  | --> | C18 ex HEUSTON SQUARE | HEUSTON SQUARE: T102 | INCHICORE 220KV |  | 53.3492 | -6.2954
MV/LV Substation CR***899X | 10 kV | 400V(3ph) & 230V(single ph) | LV | 100 kVA :Pole Substation | 0.1 | --> | 0.1 | 0 | 0 | Constrained,otherwise capacity available =85kVA. | --> | 0.095 | 0 | 0 | 0 | 0.003 | 0.099 | 0 |  | --> | C21 ex ENNISTYMON | ENNISTYMON: T41∥T42 | ENNIS |  | 52.9264 | -9.3451
MV/LV Substation CR***901X | 10 kV | 400V(3ph) & 230V(single ph) | LV | 200 kVA :Kiosk Substation | 0.2 | --> | 0.2 | 0.163 | 2.3 |  | --> | 0.19 | 0 | 0 | 0 | 0.009 | 0.196 | 0 |  | --> | C15 ex CASTLECOMER | CASTLECOMER: T41∥T42 | BALLYRAGGET |  | 52.8641 | -7.1153
MV/LV Substation CR***907 | 20 kV | 400V(3ph) & 230V(single ph) | LV | 200 kVA :Pole Substation | 0.2 | --> | 0.2 | 0 | 0 | Constrained,otherwise capacity available =174kVA. | --> | 0.19 | 0 | 0 | 0 | 0.003 | 0.2 | 0 |  | --> | E30 ex LOUGHREA | LOUGHREA: T41∥T42 | SOMERSET |  | 53.2313 | -8.7372
MV/LV Substation CR***913X | 10 kV | 400V(3ph) & 230V(single ph) | LV | 100 kVA :Pole Substation | 0.1 | --> | 0.1 | 0.094 | 3.5 |  | --> | 0.095 | 0 | 0 | 0 | 0.015 | 0.085 | 0 |  | --> | C12 ex TELAYDON | TELAYDON: T42 | LISDRUM |  | 54.2705 | -6.9378
MV/LV Substation CR***915X | 20 kV | 400V(3ph) & 230V(single ph) | LV | 100 kVA :Pole Substation | 0.1 | --> | 0.1 | 0.081 | 7.4 |  | --> | 0.095 | 0 | 0 | 0 | 0 | 0.102 | 0 |  | --> | E21 ex BANOGE | BANOGE: T122 | BANOGE |  | 52.6789 | -6.3926
MV/LV Substation CR***916 | 10 kV | 400V(3ph) & 230V(single ph) | LV | 50 kVA :Pole Substation | 0.05 | --> | 0.05 | 0.049 | 3.6 |  | --> | 0.047 | 0 | 0 | 0 | 0 | 0.049 | 0 |  | --> | E16 ex BALLYCROSSAUN | BALLYCROSSAUN: T421∥T422 | SOMERSET |  | 53.1083 | -8.2855
MV/LV Substation CR***919 | 10 kV | 400V(3ph) & 230V(single ph) | LV | 50 kVA :Pole Substation | 0.05 | --> | 0.05 | 0.049 | 3.3 |  | --> | 0.047 | 0 | 0 | 0 | 0 | 0.049 | 0 |  | --> | E16 ex CRATLOE | CRATLOE: T421∥T422 | ARDNACRUSHA |  | 52.6837 | -8.7415
MV/LV Substation CR***920 | 10 kV | 400V(3ph) & 230V(single ph) | LV | 50 kVA :Pole Substation | 0.05 | --> | 0.05 | 0.037 | 0.9 |  | --> | 0.047 | 0 | 0 | 0 | 0 | 0.051 | 0 |  | --> | C14 ex DRUMQUIN | DRUMQUIN: T42 | ENNIS |  | 52.7681 | -9.026
MV/LV Substation CR***920 | 10 kV | 400V(3ph) & 230V(single ph) | LV | 50 kVA :Pole Substation | 0.05 | --> | 0.05 | 0.027 | 3.3 |  | --> | 0.047 | 0 | 0 | 0 | 0.021 | 0.03 | 0 |  | --> | E16 ex CRATLOE | CRATLOE: T421∥T422 | ARDNACRUSHA |  | 52.6902 | -8.7418
MV/LV Substation CR***926 | 20 kV | 400V(3ph) & 230V(single ph) | LV | 50 kVA :Pole Substation | 0.05 | --> | 0.05 | 0.049 | 4.7 |  | --> | 0.047 | 0 | 0 | 0 | 0 | 0.049 | 0 |  | --> | E13 ex EDGEWORTHSTOWN | EDGEWORTHSTOWN: T421∥T422 | RICHMOND |  | 53.7148 | -7.5829
MV/LV Substation CR***930 | 20 kV | 400V(3ph) & 230V(single ph) | LV | 50 kVA :Pole Substation | 0.05 | --> | 0.05 | 0.033 | 3.3 |  | --> | 0.047 | 0 | 0 | 0 | 0 | 0.051 | 0 |  | --> | E21 ex CRATLOE | CRATLOE: T421∥T422 | ARDNACRUSHA |  | 52.7007 | -8.7667
MV/LV Substation CR***931 | 20 kV | 400V(3ph) & 230V(single ph) | LV | 50 kVA :Pole Substation | 0.05 | --> | 0.05 | 0.038 | 3.3 |  | --> | 0.047 | 0 | 0 | 0 | 0.003 | 0.047 | 0 |  | --> | E21 ex CRATLOE | CRATLOE: T421∥T422 | ARDNACRUSHA |  | 52.6998 | -8.7634
MV/LV Substation CR***932 | 20 kV | 400V(3ph) & 230V(single ph) | LV | 100 kVA :Pole Substation | 0.1 | --> | 0.1 | 0.07 | 3.3 |  | --> | 0.095 | 0 | 0 | 0 | 0.016 | 0.087 | 0 |  | --> | E21 ex CRATLOE | CRATLOE: T421∥T422 | ARDNACRUSHA |  | 52.6991 | -8.7575
MV/LV Substation CR***932 | 10 kV | 400V(3ph) & 230V(single ph) | LV | 50 kVA :Pole Substation | 0.05 | --> | 0.05 | 0.033 | 3.9 |  | --> | 0.047 | 0 | 0 | 0 | 0.004 | 0 | 0 | Constrained,otherwise capacity available =47kW. | --> | C13 ex DERRYBEG | DERRYBEG: T41∥T42 | ARDNAGAPPARY |  | 55.0243 | -8.2643
MV/LV Substation CR***941 | 10 kV | 400V(3ph) & 230V(single ph) | LV | 200 kVA :Pole Substation | 0.2 | --> | 0.2 | 0 | 0 | Constrained,otherwise capacity available =32kVA. | --> | 0.19 | 0 | 0 | 0 | 0 | 0.224 | 0 |  | --> | C11 ex LITTLE BRAY | LITTLE BRAY: T41 | FASSAROE |  | 53.2236 | -6.1257
MV/LV Substation CR***945 | 10 kV | 400V(3ph) & 230V(single ph) | LV | 50 kVA :Pole Substation | 0.05 | --> | 0.05 | 0.041 | 2.3 |  | --> | 0.047 | 0 | 0 | 0 | 0 | 0.05 | 0 |  | --> | C15 ex CASTLECOMER | CASTLECOMER: T41∥T42 | BALLYRAGGET |  | 52.8442 | -7.1315
MV/LV Substation CR***949Y | 10 kV | 400V(3ph) & 230V(single ph) | LV | 100 kVA :Pole Substation | 0.1 | --> | 0.1 | 0 | 0 | Constrained,otherwise capacity available =61kVA. | --> | 0.095 | 0 | 0 | 0 | 0 | 0.105 | 0 |  | --> | C11 ex NAAS | NAAS: T41 | NEWBRIDGE |  | 53.2065 | -6.6395
MV/LV Substation CR***950Y | 20 kV | 400V(3ph) & 230V(single ph) | LV | 400 kVA :Kiosk Substation | 0.4 | --> | 0.4 | 0 | 0 | Constrained,otherwise capacity available =338kVA. | --> | 0.38 | 0 | 0 | 0 | 0.016 | 0 | 0 | Constrained,otherwise capacity available =392kW. | --> | E17 ex PORTLAOISE | PORTLAOISE: T423∥T424 | PORTLAOISE |  | 52.9481 | -7.3092
MV/LV Substation CR***954X | 20 kV | 400V(3ph) & 230V(single ph) | LV | 200 kVA :Kiosk Substation | 0.2 | --> | 0.2 | 0 | 0 | Constrained,otherwise capacity available =183kVA. | --> | 0.19 | 0 | 0 | 0 | 0.003 | 0.199 | 0 |  | --> | E14 ex DALTON | DALTON: T421∥T422 | DALTON |  | 53.7841 | -8.9181
MV/LV Substation CR***954Z | 10 kV | 400V(3ph) & 230V(single ph) | LV | 400 kVA :Kiosk Substation | 0.4 | --> | 0.4 | 0 | 0 | Constrained,otherwise capacity available =332kVA. | --> | 0.38 | 0 | 0 | 0 | 0 | 0.41 | 0 |  | --> | C11 ex NAAS | NAAS: T41 | NEWBRIDGE |  | 53.2077 | -6.6594
MV/LV Substation CR***965 | 10 kV | 400V(3ph) & 230V(single ph) | LV | 630 kVA :Building Structure | 0.63 | --> | 0.63 | 0.5 | 4.6 |  | --> | 0.598 | 0 | 0 | 0 | 0 | 0.5 | 0 |  | --> | C24 ex CABRA | CABRA: T101 | FINGLAS |  | 53.3642 | -6.2724
MV/LV Substation CR***969X | 10 kV | 400V(3ph) & 230V(single ph) | LV | 50 kVA :Pole Substation | 0.05 | --> | 0.05 | 0 | 0 | Constrained,otherwise capacity available =44kVA. | --> | 0.047 | 0 | 0 | 0 | 0 | 0.05 | 0 |  | --> | C20 ex ORANMORE | ORANMORE: T44 | GALWAY 110KV |  | 53.3193 | -8.9427
MV/LV Substation CR***969Z | 10 kV | 400V(3ph) & 230V(single ph) | LV | 200 kVA :Kiosk Substation | 0.2 | --> | 0.2 | 0 | 0 | Constrained,otherwise capacity available =172kVA. | --> | 0.19 | 0 | 0 | 0 | 0.003 | 0.2 | 0 |  | --> | C13 ex ATHGARVAN | ATHGARVAN: T41 | NEWBRIDGE |  | 53.1609 | -6.8062
MV/LV Substation CR***971 | 10 kV | 400V(3ph) & 230V(single ph) | LV | 50 kVA :Pole Substation | 0.05 | --> | 0.05 | 0.047 | 0.3 |  | --> | 0.047 | 0 | 0 | 0 | 0 | 0.049 | 0 |  | --> | C15 ex DRUMBEAR | DRUMBEAR: T41∥T42 | LISDRUM |  | 54.2262 | -6.9248
MV/LV Substation CR***971X | 10 kV | 400V(3ph) & 230V(single ph) | LV | 400 kVA :Kiosk Substation | 0.4 | --> | 0.4 | 0 | 0 | Constrained,otherwise capacity available =356kVA. | --> | 0.38 | 0 | 0 | 0 | 0 | 0.406 | 0 |  | --> | C11 ex GARDEN CITY | GARDEN CITY: T41∥T42 | ARKLOW |  | 52.6799 | -6.301
MV/LV Substation CR***974X | 20 kV | 400V(3ph) & 230V(single ph) | LV | 100 kVA :Pole Substation | 0.1 | --> | 0.1 | 0 | 0 | Constrained,otherwise capacity available =100kVA. | --> | 0.095 | 0 | 0 | 0 | 0 | 0.1 | 0 |  | --> | E23 ex ATHENRY | ATHENRY: T423 | GALWAY 110KV |  | 53.2915 | -8.5478
MV/LV Substation CR***978Y | 20 kV | 400V(3ph) & 230V(single ph) | LV | 50 kVA :Pole Substation | 0.05 | --> | 0.05 | 0 | 0 | Constrained,otherwise capacity available =36kVA. | --> | 0.047 | 0 | 0 | 0 | 0 | 0.051 | 0 |  | --> | E17 ex DULEEK | DULEEK: T421∥T422 | DRYBRIDGE |  | 53.6455 | -6.6059
MV/LV Substation CR***979Y | 10 kV | 400V(3ph) & 230V(single ph) | LV | 630 kVA :Kiosk Substation | 0.63 | --> | 0.63 | 0.5 | 7.7 |  | --> | 0.598 | 0 | 0 | 0 | 0 | 0.5 | 0 |  | --> | C12 ex GARRYCASTLE | GARRYCASTLE: T42 | ATHLONE |  | 53.4103 | -7.8997
MV/LV Substation CR***981 | 10 kV | 400V(3ph) & 230V(single ph) | LV | 100 kVA :Pole Substation | 0.1 | --> | 0.1 | 0.082 | 2 |  | --> | 0.095 | 0 | 0 | 0 | 0.011 | 0.09 | 0 |  | --> | C17 ex BALLYTIVNAN | BALLYTIVNAN: T41 | SLIGO |  | 54.3019 | -8.5143
MV/LV Substation CR***981X | 20 kV | 400V(3ph) & 230V(single ph) | LV | 100 kVA :Pole Substation | 0.1 | --> | 0.1 | 0.062 | 6.9 |  | --> | 0.095 | 0 | 0 | 0 | 0.003 | 0 | 0 | Constrained,otherwise capacity available =102kW. | --> | E14 ex RATHKEALE | RATHKEALE: T421∥T422 | RATHKEALE |  | 52.5211 | -8.7131
MV/LV Substation CR***983 | 10 kV | 400V(3ph) & 230V(single ph) | LV | 100 kVA :Pole Substation | 0.1 | --> | 0.1 | 0 | 0 | Constrained,otherwise capacity available =96kVA. | --> | 0.095 | 0 | 0 | 0 | 0 | 0.1 | 0 |  | --> | C20 ex ENNISTYMON | ENNISTYMON: T41∥T42 | ENNIS |  | 52.8675 | -9.1496
MV/LV Substation CR***992Y | 10 kV | 400V(3ph) & 230V(single ph) | LV | 400 kVA :Kiosk Substation | 0.4 | --> | 0.4 | 0.312 | 2.4 |  | --> | 0.38 | 0 | 0 | 0 | 0.003 | 0.41 | 0 |  | --> | C18 ex BALLYMAHON | BALLYMAHON: T41∥T42 | ATHLONE |  | 53.5586 | -7.7535
MV/LV Substation CR***995Y | 10 kV | 400V(3ph) & 230V(single ph) | LV | 200 kVA :Kiosk Substation | 0.2 | --> | 0.2 | 0 | 0 | Constrained,otherwise capacity available =139kVA. | --> | 0.19 | 0 | 0 | 0 | 0.012 | 0.196 | 0 |  | --> | C11 ex NAAS | NAAS: T41 | NEWBRIDGE |  | 53.2092 | -6.658
MV/LV Substation CR***997 | 10 kV | 400V(3ph) & 230V(single ph) | LV | 200 kVA :Pole Substation | 0.2 | --> | 0.2 | 0 | 0 | Constrained,otherwise capacity available =105kVA. | --> | 0.19 | 0 | 0 | 0 | 0 | 0.214 | 0 |  | --> | C24 ex ATHLONE | ATHLONE: T41 | ATHLONE |  | 53.4219 | -7.9747
MV/LV Substation CR***999X | 10 kV | 400V(3ph) & 230V(single ph) | LV | 200 kVA :Kiosk Substation | 0.2 | --> | 0.2 | 0.178 | 3.7 |  | --> | 0.19 | 0 | 0 | 0 | 0 | 0.203 | 0 |  | --> | C12 ex ROSS CARBERY | ROSS CARBERY: T41∥T42 | DUNMANWAY |  | 51.5678 | -9.0049
MV/LV Substation CS***408Y | 10 kV | 400V(3ph) & 230V(single ph) | LV | 630 kVA :Building Structure | 0.63 | --> | 0.63 | 0.5 | 15.8 |  | --> | 0.598 | 0 | 0 | 0 | 0 | 0.5 | 0 |  | --> | C26 ex CASTLEVIEW | CASTLEVIEW: T102 | CASTLEVIEW |  | 51.89 | -8.4086
MV/LV Substation CT***145 | 20 kV | 400V(3ph) & 230V(single ph) | LV | 50 kVA :Pole Substation | 0.05 | --> | 0.05 | 0.027 | 3.3 |  | --> | 0.047 | 0 | 0 | 0 | 0 | 0.052 | 0 |  | --> | E14 ex BIRDHILL | BIRDHILL: T422 | ARDNACRUSHA |  | 52.8362 | -8.2735
MV/LV Substation CT***4251 | 10 kV | 400V(3ph) & 230V(single ph) | LV | 400 kVA :Building Structure | 0.4 | --> | 0.4 | 0.4 | 2 |  | --> | 0.38 | 0 | 0 | 0 | 0 | 0.4 | 0 |  | --> | C18 ex CARRICKMACROSS | CARRICKMACROSS: T42 | MEATH HILL |  | 53.9698 | -6.7134
MV/LV Substation CU***003 | 10 kV | 400V(3ph) & 230V(single ph) | LV | 200 kVA :Pole Substation | 0.2 | --> | 0.2 | 0 | 0 | Constrained,otherwise capacity available =117kVA. | --> | 0.19 | 0 | 0 | 0 | 0.003 | 0.209 | 0 |  | --> | C12 ex CHARLESTOWN | CHARLESTOWN: T41 | TONROE |  | 54.002 | -8.7731
MV/LV Substation CU***004 | 10 kV | 400V(3ph) & 230V(single ph) | LV | 630 kVA :Kiosk Substation | 0.63 | --> | 0.63 | 0.389 | 2.8 |  | --> | 0.598 | 0 | 0 | 0 | 0.011 | 0.5 | 0 |  | --> | C12 ex COES ROAD | COES ROAD: T41∥T42 | DUNDALK |  | 54.0063 | -6.3886
MV/LV Substation CU***007X | 10 kV | 400V(3ph) & 230V(single ph) | LV | 630 kVA :Building Structure | 0.63 | --> | 0.63 | 0 | 0 | Constrained,otherwise capacity available =479kVA. | --> | 0.598 | 0 | 0 | 0 | 0 | 0.5 | 0 |  | --> | C14 ex GLOUCESTER PLACE | GLOUCESTER PLACE: T42 | MCDERMOTT |  | 53.3524 | -6.2558
MV/LV Substation CU***008 | 20 kV | 400V(3ph) & 230V(single ph) | LV | 50 kVA :Pole Substation | 0.05 | --> | 0.05 | 0.027 | 1.7 |  | --> | 0.047 | 0 | 0 | 0 | 0 | 0.052 | 0 |  | --> | C17 ex TULLA | TULLA: T41 | ENNIS |  | 52.8565 | -8.7565
MV/LV Substation CU***010 | 10 kV | 400V(3ph) & 230V(single ph) | LV | 400 kVA :Building Structure | 0.4 | --> | 0.4 | 0.238 | 5 |  | --> | 0.38 | 0 | 0 | 0 | 0.007 | 0.417 | 0 |  | --> | C14 ex BALLYTIVNAN | BALLYTIVNAN: T42 | SLIGO |  | 54.2745 | -8.4781
MV/LV Substation CU***012Y | 10 kV | 400V(3ph) & 230V(single ph) | LV | 50 kVA :Pole Substation | 0.05 | --> | 0.05 | 0.049 | 0.7 |  | --> | 0.047 | 0 | 0 | 0 | 0 | 0.049 | 0 |  | --> | C12 ex AGHAMORE | AGHAMORE: T42 | LANESBORO |  | 53.7296 | -8.0302
MV/LV Substation CU***016 | 10 kV | 400V(3ph) & 230V(single ph) | LV | 400 kVA :Kiosk Substation | 0.4 | --> | 0.4 | 0.32 | 1.2 |  | --> | 0.38 | 0 | 0 | 0 | 0.008 | 0 | 0 | Constrained,otherwise capacity available =404kW. | --> | C13 ex KNOCKAPHUNTA | KNOCKAPHUNTA: T41∥T42 | CASTLEBAR |  | 53.8538 | -9.2908
MV/LV Substation CU***017 | 10 kV | 400V(3ph) & 230V(single ph) | LV | 630 kVA :Kiosk Substation | 0.63 | --> | 0.63 | 0 | 8.5 |  | --> | 0.598 | 0 | 0 | 0 | 0.025 | 0.5 | 0 |  | --> | C15 ex MILLTOWN (DR) | MILLTOWN (DR): T101 | POOLBEG |  | 53.3243 | -6.2516
MV/LV Substation CU***017 | 10 kV | 400V(3ph) & 230V(single ph) | LV | 100 kVA :Pole Substation | 0.1 | --> | 0.1 | 0 | 0 | Constrained,otherwise capacity available =89kVA. | --> | 0.095 | 0 | 0 | 0 | 0 | 0.101 | 0 |  | --> | C30 ex CLAREGALWAY | CLAREGALWAY: T42 | GALWAY 110KV |  | 53.4023 | -9.0127
MV/LV Substation CU***017 | 10 kV | 400V(3ph) & 230V(single ph) | LV | 400 kVA :Kiosk Substation | 0.4 | --> | 0.4 | 0 | 0 | Constrained,otherwise capacity available =297kVA. | --> | 0.38 | 0 | 0 | 0 | 0.008 | 0.407 | 0 |  | --> | C16 ex LOUGHREA | LOUGHREA: T41∥T42 | SOMERSET |  | 53.1969 | -8.5885
MV/LV Substation CU***017Y | 10 kV | 400V(3ph) & 230V(single ph) | LV | 200 kVA :Kiosk Substation | 0.2 | --> | 0.2 | 0.194 | 10.8 |  | --> | 0.19 | 0 | 0 | 0 | 0 | 0.2 | 0 |  | --> | C29 ex SALTHILL | SALTHILL: T101 | SALTHILL |  | 53.2804 | -9.0904
MV/LV Substation CU***018 | 10 kV | 400V(3ph) & 230V(single ph) | LV | 400 kVA :Kiosk Substation | 0.4 | --> | 0.4 | 0.343 | 9.8 |  | --> | 0.38 | 0 | 0 | 0 | 0 | 0.408 | 0 |  | --> | C20 ex COOKSTOWN | COOKSTOWN: T102 | CARRICKMINES |  | 53.2723 | -6.377
MV/LV Substation CU***020 | 20 kV | 400V(3ph) & 230V(single ph) | LV | 100 kVA :Pole Substation | 0.1 | --> | 0.1 | 0.072 | 1.7 |  | --> | 0.095 | 0 | 0 | 0 | 0 | 0.103 | 0 |  | --> | C17 ex TULLA | TULLA: T41 | ENNIS |  | 52.8609 | -8.7652
MV/LV Substation CU***023 | 10 kV | 400V(3ph) & 230V(single ph) | LV | 630 kVA :Building Structure | 0.63 | --> | 0.63 | 0 | 0 | Constrained,otherwise capacity available =372kVA. | --> | 0.598 | 0 | 0 | 0 | 0.003 | 0.5 | 0 |  | --> | C17 ex ATHGARVAN | ATHGARVAN: T41 | NEWBRIDGE |  | 53.1775 | -6.7963
MV/LV Substation CU***025Y | 20 kV | 400V(3ph) & 230V(single ph) | LV | 200 kVA :Kiosk Substation | 0.2 | --> | 0.2 | 0.148 | 1.4 |  | --> | 0.19 | 0 | 0 | 0 | 0.007 | 0.2 | 0 |  | --> | E18 ex GARRANACANTY | GARRANACANTY: T422 | TIPPERARY |  | 52.5117 | -8.2222
MV/LV Substation CU***025Y | 10 kV | 400V(3ph) & 230V(single ph) | LV | 200 kVA :Kiosk Substation | 0.2 | --> | 0.2 | 0.148 | 12.2 |  | --> | 0.19 | 0 | 0 | 0 | 0.017 | 0.189 | 0 |  | --> | C36 ex SALTHILL | SALTHILL: T102 | SALTHILL |  | 53.2855 | -9.0853
MV/LV Substation CU***026 | 10 kV | 400V(3ph) & 230V(single ph) | LV | 100 kVA :Pole Substation | 0.1 | --> | 0.1 | 0 | 2.5 |  | --> | 0.095 | 0 | 0 | 0 | 0 | 0.114 | 0 |  | --> | C26 ex ATHY | ATHY: T102 | ATHY |  | 53.0058 | -7.0047
MV/LV Substation CU***026Y | 20 kV | 400V(3ph) & 230V(single ph) | LV | 400 kVA :Building Structure | 0.4 | --> | 0.4 | 0.328 | 2.8 |  | --> | 0.38 | 0 | 0 | 0 | 0 | 0 | 0 | Constrained,otherwise capacity available =411kW. | --> | C21 ex LEE BRIDGE | LEE BRIDGE: T41 | MACROOM |  | 51.9426 | -9.1561
MV/LV Substation CU***036X | 20 kV | 400V(3ph) & 230V(single ph) | LV | 100 kVA :Pole Substation | 0.1 | --> | 0.1 | 0.094 | 1.5 |  | --> | 0.095 | 0 | 0 | 0 | 0 | 0.1 | 0 |  | --> | E11 ex ARDFINNAN | ARDFINNAN: T421 | CAHIR |  | 52.2996 | -8.0825
MV/LV Substation CU***037 | 10 kV | 400V(3ph) & 230V(single ph) | LV | 200 kVA :Pole Substation | 0.2 | --> | 0.2 | 0.165 | 5.8 |  | --> | 0.19 | 0 | 0 | 0 | 0 | 0.205 | 0 |  | --> | C22 ex CLOON | CLOON: T42 | CLOON |  | 53.5166 | -8.8452
MV/LV Substation CU***040 | 10 kV | 400V(3ph) & 230V(single ph) | LV | 200 kVA :Kiosk Substation | 0.2 | --> | 0.2 | 0.178 | 9.9 |  | --> | 0.19 | 0 | 0 | 0 | 0.008 | 0.194 | 0 |  | --> | C17 ex ENNIS | ENNIS: T101 | ENNIS |  | 52.8484 | -8.9931
MV/LV Substation CU***046X | 10 kV | 400V(3ph) & 230V(single ph) | LV | 400 kVA :Kiosk Substation | 0.4 | --> | 0.4 | 0.234 | 4.3 |  | --> | 0.38 | 0 | 0 | 0 | 0 | 0.425 | 0 |  | --> | C18 ex WHITESTOWN | WHITESTOWN: T42 | COOKSTOWN |  | 53.2759 | -6.3776
MV/LV Substation CU***047 | 20 kV | 400V(3ph) & 230V(single ph) | LV | 50 kVA :Pole Substation | 0.05 | --> | 0.05 | 0.05 | 2.5 |  | --> | 0.047 | 0 | 0 | 0 | 0 | 0.049 | 0 |  | --> | C16 ex CURRA | CURRA: T41 | SOMERSET |  | 53.1158 | -8.4335
MV/LV Substation CU***047X | 10 kV | 400V(3ph) & 230V(single ph) | LV | 400 kVA :Kiosk Substation | 0.4 | --> | 0.4 | 0.301 | 4.3 |  | --> | 0.38 | 0 | 0 | 0 | 0 | 0.414 | 0 |  | --> | C18 ex WHITESTOWN | WHITESTOWN: T42 | COOKSTOWN |  | 53.2756 | -6.375
MV/LV Substation CU***052 | 20 kV | 400V(3ph) & 230V(single ph) | LV | 100 kVA :Pole Substation | 0.1 | --> | 0.1 | 0 | 0 | Constrained,otherwise capacity available =87kVA. | --> | 0.095 | 0 | 0 | 0 | 0 | 0.101 | 0 |  | --> | C21 ex CASTLEISLAND | CASTLEISLAND: T41∥T42 | TRALEE |  | 52.1851 | -9.4934
MV/LV Substation CU***055 | 10 kV | 400V(3ph) & 230V(single ph) | LV | 400 kVA :Kiosk Substation | 0.4 | --> | 0.4 | 0.203 | 0.9 |  | --> | 0.38 | 0 | 0 | 0 | 0.066 | 0.36 | 0 |  | --> | C19 ex BRAY | BRAY: T41 | FASSAROE |  | 53.1933 | -6.0972
MV/LV Substation CU***056 | 10 kV | 400V(3ph) & 230V(single ph) | LV | 200 kVA :Pole Substation | 0.2 | --> | 0.2 | 0.137 | 3.5 |  | --> | 0.19 | 0 | 0 | 0 | 0 | 0.209 | 0 |  | --> | C12 ex TELAYDON | TELAYDON: T42 | LISDRUM |  | 54.2585 | -6.9589
MV/LV Substation CU***059 | 20 kV | 400V(3ph) & 230V(single ph) | LV | 50 kVA :Pole Substation | 0.05 | --> | 0.05 | 0 | 0 | Constrained,otherwise capacity available =47kVA. | --> | 0.047 | 0 | 0 | 0 | 0 | 0 | 0 | Constrained,otherwise capacity available =49kW. | --> | C18 ex COOLCARRON | COOLCARRON: T41 | BARRYMORE |  | 52.1258 | -8.2497
MV/LV Substation CU***060X | 10 kV | 400V(3ph) & 230V(single ph) | LV | 400 kVA :Kiosk Substation | 0.4 | --> | 0.4 | 0 | 0 | Constrained,otherwise capacity available =314kVA. | --> | 0.38 | 0 | 0 | 0 | 0 | 0.413 | 0 |  | --> | C13 ex LOUGHLINSTOWN | LOUGHLINSTOWN: T41 | CARRICKMINES |  | 53.2618 | -6.113
MV/LV Substation CU***061 | 20 kV | 400V(3ph) & 230V(single ph) | LV | 50 kVA :Pole Substation | 0.05 | --> | 0.05 | 0.022 | 1.4 |  | --> | 0.047 | 0 | 0 | 0 | 0 | 0.053 | 0 |  | --> | E18 ex GARRANACANTY | GARRANACANTY: T422 | TIPPERARY |  | 52.5108 | -8.2736
MV/LV Substation CU***061X | 10 kV | 400V(3ph) & 230V(single ph) | LV | 50 kVA :Pole Substation | 0.05 | --> | 0.05 | 0.05 | 4.3 |  | --> | 0.047 | 0 | 0 | 0 | 0 | 0.049 | 0 |  | --> | C26 ex BAILIEBORO | BAILIEBORO: T41∥T42 | MEATH HILL |  | 53.9177 | -6.9607
MV/LV Substation CU***062Y | 10 kV | 400V(3ph) & 230V(single ph) | LV | 50 kVA :Pole Substation | 0.05 | --> | 0.05 | 0.05 | 0.4 |  | --> | 0.047 | 0 | 0 | 0 | 0 | 0 | 0 | Constrained,otherwise capacity available =49kW. | --> | C15 ex GARRYSPILLANE | GARRYSPILLANE: T41 | TIPPERARY |  | 52.3962 | -8.3276
MV/LV Substation CU***063 | 10 kV | 400V(3ph) & 230V(single ph) | LV | 400 kVA :Building Structure | 0.4 | --> | 0.4 | 0 | 0 | Constrained,otherwise capacity available =135kVA. | --> | 0.38 | 0 | 0 | 0 | 0.003 | 0 | 0 | Constrained,otherwise capacity available =437kW. | --> | C19 ex BIRR | BIRR: T41 | DALLOW |  | 53.0962 | -7.9103
MV/LV Substation CU***067X | 10 kV | 400V(3ph) & 230V(single ph) | LV | 200 kVA :Pole Substation | 0.2 | --> | 0.2 | 0 | 0 | Constrained,otherwise capacity available =156kVA. | --> | 0.19 | 0 | 0 | 0 | 0 | 0.206 | 0 |  | --> | C18 ex KILDARE | KILDARE: T41∥T42 | NEWBRIDGE |  | 53.1534 | -6.8887
MV/LV Substation CU***069 | 10 kV | 400V(3ph) & 230V(single ph) | LV | 100 kVA :Pole Substation | 0.1 | --> | 0.1 | 0 | 0 | Constrained,otherwise capacity available =80kVA. | --> | 0.095 | 0 | 0 | 0 | 0 | 0 | 0 | Constrained,otherwise capacity available =103kW. | --> | C16 ex RATHDOWNEY | RATHDOWNEY: T42 | IKERRIN |  | 52.8991 | -7.5094
MV/LV Substation CU***075X | 10 kV | 400V(3ph) & 230V(single ph) | LV | 200 kVA :Building Structure | 0.2 | --> | 0.2 | 0.164 | 2.7 |  | --> | 0.19 | 0 | 0 | 0 | 0.062 | 0.14 | 0 |  | --> | C22 ex BALLYARD | BALLYARD: T41∥T42 | TRALEE |  | 52.2385 | -9.7936
MV/LV Substation CU***079X | 10 kV | 400V(3ph) & 230V(single ph) | LV | 630 kVA :Building Structure | 0.63 | --> | 0.63 | 0.316 | 1.7 |  | --> | 0.598 | 0 | 0 | 0 | 0 | 0.5 | 0 |  | --> | C20 ex BISHOPSTOWN | BISHOPSTOWN: T42 | KILBARRY |  | 51.8808 | -8.5211
MV/LV Substation CU***080 | 10 kV | 400V(3ph) & 230V(single ph) | LV | 100 kVA :Pole Substation | 0.1 | --> | 0.1 | 0.098 | 0.8 |  | --> | 0.095 | 0 | 0 | 0 | 0 | 0.1 | 0 |  | --> | C15 ex KILSHANNY | KILSHANNY: T41 | CAHIR |  | 52.2825 | -8.2514
MV/LV Substation CU***086 | 10 kV | 400V(3ph) & 230V(single ph) | LV | 50 kVA :Pole Substation | 0.05 | --> | 0.05 | 0.038 | 2.1 |  | --> | 0.047 | 0 | 0 | 0 | 0.003 | 0.047 | 0 |  | --> | C16 ex LITTLE BRAY | LITTLE BRAY: T42 | FASSAROE |  | 53.2189 | -6.1273
MV/LV Substation CU***086 | 20 kV | 400V(3ph) & 230V(single ph) | LV | 200 kVA :Pole Substation | 0.2 | --> | 0.2 | 0.196 | 7.4 |  | --> | 0.19 | 0 | 0 | 0 | 0.003 | 0.196 | 0 |  | --> | E22 ex BANOGE | BANOGE: T122 | BANOGE |  | 52.6424 | -6.3116
MV/LV Substation CU***086X | 20 kV | 400V(3ph) & 230V(single ph) | LV | 100 kVA :Pole Substation | 0.1 | --> | 0.1 | 0.064 | 7.4 |  | --> | 0.095 | 0 | 0 | 0 | 0.007 | 0.098 | 0 |  | --> | C24 ex MULLINGAR | MULLINGAR: T102 | MULLINGAR |  | 53.5501 | -7.3543
MV/LV Substation CU***087X | 20 kV | 400V(3ph) & 230V(single ph) | LV | 50 kVA :Pole Substation | 0.05 | --> | 0.05 | 0.044 | 0.8 |  | --> | 0.047 | 0 | 0 | 0 | 0 | 0 | 0 | Constrained,otherwise capacity available =50kW. | --> | C11 ex BANTRY | BANTRY: T41∥T42 | BALLYLICKY |  | 51.6502 | -9.3818
MV/LV Substation CU***094X | 20 kV | 400V(3ph) & 230V(single ph) | LV | 200 kVA :Pole Substation | 0.2 | --> | 0.2 | 0.176 | 0.9 |  | --> | 0.19 | 0 | 0 | 0 | 0.003 | 0.2 | 0 |  | --> | C16 ex CARRAROE | CARRAROE: T42 | SCREEB |  | 53.265 | -9.6078
MV/LV Substation CU***096 | 20 kV | 400V(3ph) & 230V(single ph) | LV | 50 kVA :Pole Substation | 0.05 | --> | 0.05 | 0.05 | 6.2 |  | --> | 0.047 | 0 | 0 | 0 | 0 | 0.049 | 0 |  | --> | E17 ex BAGENALSTOWN | BAGENALSTOWN: T421∥T422 | CARLOW |  | 52.7075 | -6.9257
MV/LV Substation CU***097 | 10 kV | 400V(3ph) & 230V(single ph) | LV | 200 kVA :Pole Substation | 0.2 | --> | 0.2 | 0.116 | 0.9 |  | --> | 0.19 | 0 | 0 | 0 | 0.016 | 0.195 | 0 |  | --> | C20 ex RATHMULLAN | RATHMULLAN: T42 | DRYBRIDGE |  | 53.7079 | -6.3493
MV/LV Substation CU***097Y | 10 kV | 400V(3ph) & 230V(single ph) | LV | 50 kVA :Pole Substation | 0.05 | --> | 0.05 | 0.049 | 1.2 |  | --> | 0.047 | 0 | 0 | 0 | 0 | 0 | 0 | Constrained,otherwise capacity available =49kW. | --> | C20 ex KNOCKAPHUNTA | KNOCKAPHUNTA: T41∥T42 | CASTLEBAR |  | 53.8193 | -9.1945
MV/LV Substation CU***098X | 10 kV | 400V(3ph) & 230V(single ph) | LV | 50 kVA :Pole Substation | 0.05 | --> | 0.05 | 0.048 | 6.4 |  | --> | 0.047 | 0 | 0 | 0 | 0 | 0.049 | 0 |  | --> | C14 ex AGHAGAD | AGHAGAD: T41∥T42 | SLIGO |  | 54.3322 | -8.4973
MV/LV Substation CU***103Z | 10 kV | 400V(3ph) & 230V(single ph) | LV | 50 kVA :Pole Substation | 0.05 | --> | 0.05 | 0.049 | 4 |  | --> | 0.047 | 0 | 0 | 0 | 0.007 | 0 | 0 | Constrained,otherwise capacity available =42kW. | --> | C19 ex LISMORE | LISMORE: T41∥T42 | DUNGARVAN |  | 52.1032 | -7.9823
MV/LV Substation CU***104X | 10 kV | 400V(3ph) & 230V(single ph) | LV | 33 kVA :Pole Substation | 0.033 | --> | 0.033 | 0 | 0 | Constrained,otherwise capacity available =30kVA. | --> | 0.031 | 0 | 0 | 0 | 0 | 0.032 | 0 |  | --> | C16 ex MILFORD (NR) | MILFORD (NR): T41∥T42 | LETTERKENNY |  | 55.0457 | -7.8274
MV/LV Substation CU***107X | 10 kV | 400V(3ph) & 230V(single ph) | LV | 50 kVA :Pole Substation | 0.05 | --> | 0.05 | 0.046 | 2.7 |  | --> | 0.047 | 0 | 0 | 0 | 0.004 | 0.045 | 0 |  | --> | C13 ex OLDCASTLE | OLDCASTLE: T41 | MULLINGAR |  | 53.7698 | -7.1519
MV/LV Substation CU***108 | 10 kV | 400V(3ph) & 230V(single ph) | LV | 50 kVA :Pole Substation | 0.05 | --> | 0.05 | 0.039 | 4 |  | --> | 0.047 | 0 | 0 | 0 | 0 | 0 | 0 | Constrained,otherwise capacity available =51kW. | --> | C19 ex LISMORE | LISMORE: T41∥T42 | DUNGARVAN |  | 52.1136 | -7.9621
MV/LV Substation CU***115X | 10 kV | 400V(3ph) & 230V(single ph) | LV | 100 kVA :Pole Substation | 0.1 | --> | 0.1 | 0.077 | 5.8 |  | --> | 0.095 | 0 | 0 | 0 | 0 | 0.103 | 0 |  | --> | C22 ex CLOON | CLOON: T42 | CLOON |  | 53.5172 | -8.8434
MV/LV Substation CU***117X | 20 kV | 400V(3ph) & 230V(single ph) | LV | 200 kVA :Pole Substation | 0.2 | --> | 0.2 | 0 | 0 | Constrained,otherwise capacity available =131kVA. | --> | 0.19 | 0 | 0 | 0 | 0 | 0.21 | 0 |  | --> | C22 ex ATHLONE | ATHLONE: T41 | ATHLONE |  | 53.4735 | -8.1442
MV/LV Substation CU***118X | 10 kV | 400V(3ph) & 230V(single ph) | LV | 50 kVA :Pole Substation | 0.05 | --> | 0.05 | 0 | 0 | Constrained,otherwise capacity available =49kVA. | --> | 0.047 | 0 | 0 | 0 | 0 | 0.049 | 0 |  | --> | C16 ex MILFORD (NR) | MILFORD (NR): T41∥T42 | LETTERKENNY |  | 55.0503 | -7.8314
MV/LV Substation CU***121X | 10 kV | 400V(3ph) & 230V(single ph) | LV | 200 kVA :Pole Substation | 0.2 | --> | 0.2 | 0.189 | 1.3 |  | --> | 0.19 | 0 | 0 | 0 | 0 | 0 | 0 | Constrained,otherwise capacity available =201kW. | --> | C25 ex KILKEE | KILKEE: T41 | TULLABRACK |  | 52.6753 | -9.6548
MV/LV Substation CU***125Y | 10 kV | 400V(3ph) & 230V(single ph) | LV | 50 kVA :Pole Substation | 0.05 | --> | 0.05 | 0.048 | 1.2 |  | --> | 0.047 | 0 | 0 | 0 | 0 | 0 | 0 | Constrained,otherwise capacity available =49kW. | --> | C20 ex KNOCKAPHUNTA | KNOCKAPHUNTA: T41∥T42 | CASTLEBAR |  | 53.8118 | -9.2
MV/LV Substation CU***126X | 10 kV | 400V(3ph) & 230V(single ph) | LV | 630 kVA :Kiosk Substation | 0.63 | --> | 0.63 | 0.5 | 5.4 |  | --> | 0.598 | 0 | 0 | 0 | 0.009 | 0.5 | 0 |  | --> | C14 ex ARDNAREE | ARDNAREE: T42 | MOY |  | 54.1143 | -9.1594
MV/LV Substation CU***129Y | 10 kV | 400V(3ph) & 230V(single ph) | LV | 50 kVA :Pole Substation | 0.05 | --> | 0.05 | 0.043 | 5.6 |  | --> | 0.047 | 0 | 0 | 0 | 0 | 0.05 | 0 |  | --> | E14 ex CRANE | CRANE: T122 | CRANE |  | 52.542 | -6.6653
MV/LV Substation CU***129Z | 10 kV | 400V(3ph) & 230V(single ph) | LV | 400 kVA :Kiosk Substation | 0.4 | --> | 0.4 | 0.295 | 2.3 |  | --> | 0.38 | 0 | 0 | 0 | 0.016 | 0.399 | 0 |  | --> | C17 ex TRABEG | TRABEG: T102 | TRABEG |  | 51.8641 | -8.4722
MV/LV Substation CU***131Y | 20 kV | 400V(3ph) & 230V(single ph) | LV | 50 kVA :Pole Substation | 0.05 | --> | 0.05 | 0 | 0 | Constrained,otherwise capacity available =48kVA. | --> | 0.047 | 0 | 0 | 0 | 0 | 0.049 | 0 |  | --> | E18 ex DALTON | DALTON: T421∥T422 | DALTON |  | 53.6807 | -8.8879
MV/LV Substation CU***132X | 10 kV | 400V(3ph) & 230V(single ph) | LV | 400 kVA :Building Structure | 0.4 | --> | 0.4 | 0.39 | 2.8 |  | --> | 0.38 | 0 | 0 | 0 | 0 | 0.401 | 0 |  | --> | C20 ex INCHICORE NORTH | INCHICORE NORTH: T41 | INCHICORE 220KV |  | 53.3278 | -6.3502
MV/LV Substation CU***134 | 20 kV | 400V(3ph) & 230V(single ph) | LV | 630 kVA :Kiosk Substation | 0.63 | --> | 0.63 | 0 | 0 | Constrained,otherwise capacity available =383kVA. | --> | 0.598 | 0 | 0 | 0 | 0 | 0.5 | 0 |  | --> | E17 ex HEADFORD | HEADFORD: T42 | CLOON |  | 53.4448 | -8.9872
MV/LV Substation CU***135Z | 20 kV | 400V(3ph) & 230V(single ph) | LV | 50 kVA :Pole Substation | 0.05 | --> | 0.05 | 0 | 0 | Constrained,otherwise capacity available =45kVA. | --> | 0.047 | 0 | 0 | 0 | 0 | 0.05 | 0 |  | --> | E23 ex BALTRASNA | BALTRASNA: T121 | BALTRASNA |  | 53.571 | -6.3152
MV/LV Substation CU***137 | 10 kV | 400V(3ph) & 230V(single ph) | LV | 400 kVA :Kiosk Substation | 0.4 | --> | 0.4 | 0 | 0 | Constrained,otherwise capacity available =283kVA. | --> | 0.38 | 0 | 0 | 0 | 0.01 | 0 | 0 | Constrained,otherwise capacity available =407kW. | --> | C19 ex COLLIGAN | COLLIGAN: T41 | DUNGARVAN |  | 52.0878 | -7.6219
MV/LV Substation CU***137 | 10 kV | 400V(3ph) & 230V(single ph) | LV | 200 kVA :Pole Substation | 0.2 | --> | 0.2 | 0.145 | 0.7 |  | --> | 0.19 | 0 | 0 | 0 | 0.004 | 0.204 | 0 |  | --> | C14 ex KNOCKMULLEN | KNOCKMULLEN: T42 | GREAT ISLAND |  | 52.3839 | -6.9317
MV/LV Substation CU***141Z | 10 kV | 400V(3ph) & 230V(single ph) | LV | 50 kVA :Pole Substation | 0.05 | --> | 0.05 | 0 | 0 | Constrained,otherwise capacity available =49kVA. | --> | 0.047 | 0 | 0 | 0 | 0 | 0 | 0 | Constrained,otherwise capacity available =49kW. | --> | C20 ex PORTLAOISE | PORTLAOISE: T42 | PORTLAOISE |  | 53.0356 | -7.2766
MV/LV Substation CU***143X | 20 kV | 400V(3ph) & 230V(single ph) | LV | 50 kVA :Pole Substation | 0.05 | --> | 0.05 | 0 | 0 | Constrained,otherwise capacity available =48kVA. | --> | 0.047 | 0 | 0 | 0 | 0 | 0.049 | 0 |  | --> | E15 ex MANORHAMILTON | MANORHAMILTON: T422 | SLIGO |  | 54.2868 | -8.0458
MV/LV Substation CU***147Z | 10 kV | 400V(3ph) & 230V(single ph) | LV | 400 kVA :Kiosk Substation | 0.4 | --> | 0.4 | 0.313 | 5.9 |  | --> | 0.38 | 0 | 0 | 0 | 0 | 0.413 | 0 |  | --> | C11 ex BANDON | BANDON: T101 | BANDON |  | 51.7534 | -8.7315
MV/LV Substation CU***151 | 10 kV | 400V(3ph) & 230V(single ph) | LV | 400 kVA :Kiosk Substation | 0.4 | --> | 0.4 | 0.247 | 3.3 |  | --> | 0.38 | 0 | 0 | 0 | 0.037 | 0 | 0 | Constrained,otherwise capacity available =384kW. | --> | C18 ex PALMERSTOWN | PALMERSTOWN: T42 | FINGLAS |  | 53.351 | -6.3636
MV/LV Substation CU***156 | 20 kV | 400V(3ph) & 230V(single ph) | LV | 150 kVA :Pole Substation | 0.15 | --> | 0.15 | 0.149 | 1.4 |  | --> | 0.142 | 0 | 0 | 0 | 0 | 0 | 0 | Constrained,otherwise capacity available =149kW. | --> | C18 ex DEERPARK | DEERPARK: T41∥T42 | BALLYDINE |  | 52.4261 | -7.4171
MV/LV Substation CU***158 | 10 kV | 400V(3ph) & 230V(single ph) | LV | 630 kVA :Building Structure | 0.63 | --> | 0.63 | 0.473 | 1.7 |  | --> | 0.598 | 0 | 0 | 0 | 0.003 | 0.5 | 0 |  | --> | C20 ex BISHOPSTOWN | BISHOPSTOWN: T42 | KILBARRY |  | 51.878 | -8.5293
MV/LV Substation CU***165Y | 10 kV | 400V(3ph) & 230V(single ph) | LV | 200 kVA :Kiosk Substation | 0.2 | --> | 0.2 | 0 | 0 |  | --> | 0.19 | 0 | 0 | 0 | 0.015 | 0.217 | 0 |  | --> | C20 ex RAHEEN | RAHEEN: T42 | LIMERICK |  | 52.6301 | -8.6422
MV/LV Substation CU***166 | 10 kV | 400V(3ph) & 230V(single ph) | LV | 50 kVA :Pole Substation | 0.05 | --> | 0.05 | 0.048 | 5.9 |  | --> | 0.047 | 0 | 0 | 0 | 0 | 0.049 | 0 |  | --> | C15 ex NEWMARKET (SR) | NEWMARKET (SR): T41∥T42 | GLENLARA |  | 52.2071 | -9.0337
MV/LV Substation CU***167Y | 20 kV | 400V(3ph) & 230V(single ph) | LV | 50 kVA :Pole Substation | 0.05 | --> | 0.05 | 0 | 0 | Constrained,otherwise capacity available =48kVA. | --> | 0.047 | 0 | 0 | 0 | 0 | 0.049 | 0 |  | --> | C18 ex KANTURK | KANTURK: T41∥T42 | GLENLARA |  | 52.0869 | -8.9374
MV/LV Substation CU***169Y | 20 kV | 400V(3ph) & 230V(single ph) | LV | 100 kVA :Pole Substation | 0.1 | --> | 0.1 | 0 | 0 | Constrained,otherwise capacity available =91kVA. | --> | 0.095 | 0 | 0 | 0 | 0.003 | 0 | 0 | Constrained,otherwise capacity available =97kW. | --> | C12 ex LEE BRIDGE | LEE BRIDGE: T42 | MACROOM |  | 51.9461 | -9.1662
MV/LV Substation CU***174 | 10 kV | 400V(3ph) & 230V(single ph) | LV | 400 kVA :Kiosk Substation | 0.4 | --> | 0.4 | 0.4 | 4.3 |  | --> | 0.38 | 0 | 0 | 0 | 0 | 0.4 | 0 |  | --> | C18 ex WHITESTOWN | WHITESTOWN: T42 | COOKSTOWN |  | 53.2748 | -6.3761
MV/LV Substation CU***176 | 10 kV | 400V(3ph) & 230V(single ph) | LV | 45 kVA :Pole Substation | 0.045 | --> | 0.045 | 0.033 | 3.7 |  | --> | 0.042 | 0 | 0 | 0 | 0 | 0.045 | 0 |  | --> | C21 ex ROSS CARBERY | ROSS CARBERY: T41∥T42 | DUNMANWAY |  | 51.613 | -8.9524
MV/LV Substation CU***181X | 10 kV | 400V(3ph) & 230V(single ph) | LV | 400 kVA :Kiosk Substation | 0.4 | --> | 0.4 | 0.364 | 0.9 |  | --> | 0.38 | 0 | 0 | 0 | 0.018 | 0.386 | 0 |  | --> | C12 ex RIVERSTOWN | RIVERSTOWN: T41∥T42 | KILBARRY |  | 51.9464 | -8.3973
MV/LV Substation CU***182X | 10 kV | 400V(3ph) & 230V(single ph) | LV | 50 kVA :Pole Substation | 0.05 | --> | 0.05 | 0.025 | 2.7 |  | --> | 0.047 | 0 | 0 | 0 | 0 | 0.053 | 0 |  | --> | C22 ex BALLYARD | BALLYARD: T41∥T42 | TRALEE |  | 52.2466 | -9.6898
MV/LV Substation CU***184Y | 20 kV | 400V(3ph) & 230V(single ph) | LV | 100 kVA :Pole Substation | 0.1 | --> | 0.1 | 0.081 | 5.6 |  | --> | 0.095 | 0 | 0 | 0 | 0 | 0.102 | 0 |  | --> | E17 ex CRANE | CRANE: T122 | CRANE |  | 52.5521 | -6.3378
MV/LV Substation CU***185 | 10 kV | 400V(3ph) & 230V(single ph) | LV | 50 kVA :Pole Substation | 0.05 | --> | 0.05 | 0 | 0 | Constrained,otherwise capacity available =30kVA. | --> | 0.047 | 0 | 0 | 0 | 0 | 0.052 | 0 |  | --> | C16 ex KANTURK | KANTURK: T41∥T42 | GLENLARA |  | 52.1936 | -8.9045
MV/LV Substation CU***192Y | 20 kV | 400V(3ph) & 230V(single ph) | LV | 50 kVA :Pole Substation | 0.05 | --> | 0.05 | 0 | 0 | Constrained,otherwise capacity available =47kVA. | --> | 0.047 | 0 | 0 | 0 | 0 | 0 | 0 | Constrained,otherwise capacity available =49kW. | --> | C15 ex CLOONLOUGH | CLOONLOUGH: T41∥T42 | BARRYMORE |  | 52.2474 | -8.3011
MV/LV Substation CU***196Y | 20 kV | 400V(3ph) & 230V(single ph) | LV | 50 kVA :Pole Substation | 0.05 | --> | 0.05 | 0 | 0 | Constrained,otherwise capacity available =40kVA. | --> | 0.047 | 0 | 0 | 0 | 0 | 0.051 | 0 |  | --> | C15 ex KANTURK | KANTURK: T41∥T42 | GLENLARA |  | 52.1363 | -8.8386
MV/LV Substation CU***200X | 10 kV | 400V(3ph) & 230V(single ph) | LV | 400 kVA :Kiosk Substation | 0.4 | --> | 0.4 | 0 | 0 | Constrained,otherwise capacity available =319kVA. | --> | 0.38 | 0 | 0 | 0 | 0.003 | 0 | 0 | Constrained,otherwise capacity available =409kW. | --> | C13 ex DONEGAL | DONEGAL: T41∥T42 | CATHALEENS FALL |  | 54.6434 | -8.0932
MV/LV Substation CU***207Y | 10 kV | 400V(3ph) & 230V(single ph) | LV | 200 kVA :Kiosk Substation | 0.2 | --> | 0.2 | 0.165 | 2.8 |  | --> | 0.19 | 0 | 0 | 0 | 0.007 | 0.198 | 0 |  | --> | C11 ex CORBALLY | CORBALLY: T41∥T42 | ARDNACRUSHA |  | 52.6729 | -8.6124
MV/LV Substation CU***209Y | 20 kV | 400V(3ph) & 230V(single ph) | LV | 50 kVA :Pole Substation | 0.05 | --> | 0.05 | 0.05 | 4.4 |  | --> | 0.047 | 0 | 0 | 0 | 0 | 0 | 0 | Constrained,otherwise capacity available =49kW. | --> | E19 ex SLANE | SLANE: T421 | DRYBRIDGE |  | 53.7125 | -6.6284
MV/LV Substation CU***211 | 10 kV | 400V(3ph) & 230V(single ph) | LV | 50 kVA :Pole Substation | 0.05 | --> | 0.05 | 0.031 | 2.6 |  | --> | 0.047 | 0 | 0 | 0 | 0.003 | 0.048 | 0 |  | --> | C14 ex CLOONBANNIN | CLOONBANNIN: T42 | GLENLARA |  | 52.1114 | -9.1203
MV/LV Substation CU***211X | 10 kV | 400V(3ph) & 230V(single ph) | LV | 400 kVA :Kiosk Substation | 0.4 | --> | 0.4 | 0.245 | 4.3 |  | --> | 0.38 | 0 | 0 | 0 | 0 | 0.424 | 0 |  | --> | C18 ex WHITESTOWN | WHITESTOWN: T42 | COOKSTOWN |  | 53.2738 | -6.3751
MV/LV Substation CU***211Y | 10 kV | 400V(3ph) & 230V(single ph) | LV | 50 kVA :Pole Substation | 0.05 | --> | 0.05 | 0.042 | 8.3 |  | --> | 0.047 | 0 | 0 | 0 | 0 | 0.05 | 0 |  | --> | C17 ex BALLYBEG | BALLYBEG: T101 | CARRICKMINES |  | 52.9292 | -6.0503
MV/LV Substation CU***213X | 10 kV | 400V(3ph) & 230V(single ph) | LV | 400 kVA :Kiosk Substation | 0.4 | --> | 0.4 | 0.264 | 4.3 |  | --> | 0.38 | 0 | 0 | 0 | 0 | 0.421 | 0 |  | --> | C18 ex WHITESTOWN | WHITESTOWN: T42 | COOKSTOWN |  | 53.2734 | -6.3777
MV/LV Substation CU***216Y | 10 kV | 400V(3ph) & 230V(single ph) | LV | 50 kVA :Pole Substation | 0.05 | --> | 0.05 | 0.047 | 0.7 |  | --> | 0.047 | 0 | 0 | 0 | 0 | 0.049 | 0 |  | --> | C15 ex KILMARTIN | KILMARTIN: T41 | ARKLOW |  | 53.0407 | -6.0925
MV/LV Substation CU***217X | 20 kV | 400V(3ph) & 230V(single ph) | LV | 50 kVA :Pole Substation | 0.05 | --> | 0.05 | 0.033 | 4.4 |  | --> | 0.047 | 0 | 0 | 0 | 0 | 0.051 | 0 |  | --> | E15 ex MOHILL | MOHILL: T421∥T422 | CARRICK ON SHANNON |  | 54.023 | -7.7959
MV/LV Substation CU***218X | 10 kV | 400V(3ph) & 230V(single ph) | LV | 50 kVA :Pole Substation | 0.05 | --> | 0.05 | 0.026 | 2.5 |  | --> | 0.047 | 0 | 0 | 0 | 0 | 0.052 | 0 |  | --> | C26 ex ATHY | ATHY: T102 | ATHY |  | 53.0794 | -7.0201
MV/LV Substation CU***220 | 10 kV | 400V(3ph) & 230V(single ph) | LV | 50 kVA :Pole Substation | 0.05 | --> | 0.05 | 0.032 | 3.6 |  | --> | 0.047 | 0 | 0 | 0 | 0 | 0.051 | 0 |  | --> | C18 ex CASTLEBLAYNEY | CASTLEBLAYNEY: T42 | DUNDALK |  | 54.149 | -6.6907
MV/LV Substation CU***222 | 20 kV | 400V(3ph) & 230V(single ph) | LV | 100 kVA :Pole Substation | 0.1 | --> | 0.1 | 0.096 | 1.5 |  | --> | 0.095 | 0 | 0 | 0 | 0 | 0.1 | 0 |  | --> | E18 ex ACHILL | ACHILL: T422 | CARROWBEG |  | 53.9183 | -9.7949
MV/LV Substation CU***225 | 20 kV | 400V(3ph) & 230V(single ph) | LV | 50 kVA :Pole Substation | 0.05 | --> | 0.05 | 0 | 0 | Constrained,otherwise capacity available =46kVA. | --> | 0.047 | 0 | 0 | 0 | 0.003 | 0.046 | 0 |  | --> | E13 ex BALLINROBE | BALLINROBE: T421∥T422 | DALTON |  | 53.623 | -9.2933
MV/LV Substation CU***231Z | 20 kV | 400V(3ph) & 230V(single ph) | LV | 100 kVA :Pole Substation | 0.1 | --> | 0.1 | 0.064 | 1.5 |  | --> | 0.095 | 0 | 0 | 0 | 0 | 0.105 | 0 |  | --> | E12 ex OLDCASTLE | OLDCASTLE: T422 | MULLINGAR |  | 53.7698 | -7.1493
MV/LV Substation CU***232Y | 10 kV | 400V(3ph) & 230V(single ph) | LV | 400 kVA :Building Structure | 0.4 | --> | 0.4 | 0.323 | 1.1 |  | --> | 0.38 | 0 | 0 | 0 | 0 | 0.411 | 0 |  | --> | C20 ex CAHIRCALLA | CAHIRCALLA: T41∥T42 | ENNIS |  | 52.8312 | -8.994
MV/LV Substation CU***234Y | 20 kV | 400V(3ph) & 230V(single ph) | LV | 50 kVA :Pole Substation | 0.05 | --> | 0.05 | 0.038 | 11.9 |  | --> | 0.047 | 0 | 0 | 0 | 0 | 0 | 0 | Constrained,otherwise capacity available =51kW. | --> | E11 ex WESTPORT | WESTPORT: T421∥T422 | CASTLEBAR |  | 53.6899 | -9.8606
MV/LV Substation CU***237X | 10 kV | 400V(3ph) & 230V(single ph) | LV | 630 kVA :Building Structure | 0.63 | --> | 0.63 | 0.438 | 4.3 |  | --> | 0.598 | 0 | 0 | 0 | 0 | 0.5 | 0 |  | --> | C17 ex SHERIFF STREET | SHERIFF STREET: T41 | FRANCIS STREET |  | 53.3501 | -6.2456
MV/LV Substation CU***239Y | 10 kV | 400V(3ph) & 230V(single ph) | LV | 400 kVA :Kiosk Substation | 0.4 | --> | 0.4 | 0.3 | 8.9 |  | --> | 0.38 | 0 | 0 | 0 | 0.012 | 0.403 | 0 |  | --> | C19 ex SINGLAND | SINGLAND: T101 | SINGLAND |  | 52.6646 | -8.5775
MV/LV Substation CU***242 | 20 kV | 400V(3ph) & 230V(single ph) | LV | 50 kVA :Pole Substation | 0.05 | --> | 0.05 | 0.043 | 26.7 |  | --> | 0.047 | 0 | 0 | 0 | 0.004 | 0.046 | 0 |  | --> | E21 ex WEXFORD | WEXFORD: T121∥T122 | WEXFORD |  | 52.3466 | -6.522
MV/LV Substation CU***245 | 10 kV | 400V(3ph) & 230V(single ph) | LV | 50 kVA :Pole Substation | 0.05 | --> | 0.05 | 0.01 | 5.9 |  | --> | 0.047 | 0 | 0 | 0 | 0 | 0.055 | 0 |  | --> | C13 ex BANDON | BANDON: T101 | BANDON |  | 51.754 | -8.78
MV/LV Substation CU***248X | 10 kV | 400V(3ph) & 230V(single ph) | LV | 50 kVA :Pole Substation | 0.05 | --> | 0.05 | 0.022 | 1.7 |  | --> | 0.047 | 0 | 0 | 0 | 0.007 | 0.045 | 0 |  | --> | C24 ex BISHOPSTOWN | BISHOPSTOWN: T42 | KILBARRY |  | 51.8714 | -8.5632
MV/LV Substation CU***255 | 10 kV | 400V(3ph) & 230V(single ph) | LV | 400 kVA :Kiosk Substation | 0.4 | --> | 0.4 | 0 | 0 | Constrained,otherwise capacity available =364kVA. | --> | 0.38 | 0 | 0 | 0 | 0.028 | 0.376 | 0 |  | --> | C16 ex KANTURK | KANTURK: T41∥T42 | GLENLARA |  | 52.1894 | -8.9109
MV/LV Substation CU***267 | 20 kV | 400V(3ph) & 230V(single ph) | LV | 50 kVA :Pole Substation | 0.05 | --> | 0.05 | 0.05 | 3.7 |  | --> | 0.047 | 0 | 0 | 0 | 0 | 0 | 0 | Constrained,otherwise capacity available =49kW. | --> | E20 ex FOXHOLE | FOXHOLE: T421∥T422 | DUNGARVAN |  | 51.9177 | -7.9628
MV/LV Substation CU***268Z | 10 kV | 400V(3ph) & 230V(single ph) | LV | 400 kVA :Kiosk Substation | 0.4 | --> | 0.4 | 0 | 0 | Constrained,otherwise capacity available =300kVA. | --> | 0.38 | 0 | 0 | 0 | 0.007 | 0.408 | 0 |  | --> | C39 ex COLLEGE PARK | COLLEGE PARK: T103 | COLLEGE PARK |  | 53.4153 | -6.3871
MV/LV Substation CU***273X | 10 kV | 400V(3ph) & 230V(single ph) | LV | 630 kVA :Building Structure | 0.63 | --> | 0.63 | 0.5 | 2 |  | --> | 0.598 | 0 | 0 | 0 | 0 | 0.5 | 0 |  | --> | C22 ex SOUTH KING STREET | SOUTH KING STREET: T41 | FRANCIS STREET |  | 53.3374 | -6.2636
MV/LV Substation CU***274X | 20 kV | 400V(3ph) & 230V(single ph) | LV | 200 kVA :Pole Substation | 0.2 | --> | 0.2 | 0.183 | 5.6 |  | --> | 0.19 | 0 | 0 | 0 | 0 | 0.202 | 0 |  | --> | E13 ex CRANE | CRANE: T122 | CRANE |  | 52.4276 | -6.3767
MV/LV Substation CU***275 | 10 kV | 400V(3ph) & 230V(single ph) | LV | 50 kVA :Pole Substation | 0.05 | --> | 0.05 | 0.042 | 5.8 |  | --> | 0.047 | 0 | 0 | 0 | 0.004 | 0.046 | 0 |  | --> | C14 ex CLOON | CLOON: T42 | CLOON |  | 53.449 | -8.871
MV/LV Substation CU***282X | 20 kV | 400V(3ph) & 230V(single ph) | LV | 200 kVA :Kiosk Substation | 0.2 | --> | 0.2 | 0.166 | 3.6 |  | --> | 0.19 | 0 | 0 | 0 | 0.021 | 0.182 | 0 |  | --> | E12 ex KILLINICK | KILLINICK: T421∥T422 | WEXFORD |  | 52.2386 | -6.3461
MV/LV Substation CU***282Y | 10 kV | 400V(3ph) & 230V(single ph) | LV | 400 kVA :Kiosk Substation | 0.4 | --> | 0.4 | 0.4 | 3 |  | --> | 0.38 | 0 | 0 | 0 | 0 | 0.4 | 0 |  | --> | C12 ex KILMEADEN | KILMEADEN: T42 | BUTLERSTOWN |  | 52.2486 | -7.2802
MV/LV Substation CU***293Y | 10 kV | 400V(3ph) & 230V(single ph) | LV | 200 kVA :Kiosk Substation | 0.2 | --> | 0.2 | 0.155 | 2.6 |  | --> | 0.19 | 0 | 0 | 0 | 0.007 | 0.199 | 0 |  | --> | E13 ex AGHADA | AGHADA: T721 | N/A |  | 51.8359 | -8.2089
MV/LV Substation CU***299X | 10 kV | 400V(3ph) & 230V(single ph) | LV | 50 kVA :Pole Substation | 0.05 | --> | 0.05 | 0 | 0 | Constrained,otherwise capacity available =29kVA. | --> | 0.047 | 0 | 0 | 0 | 0.003 | 0.049 | 0 |  | --> | C17 ex ROSEHILL | ROSEHILL: T41 | KILKENNY |  | 52.602 | -7.3034
MV/LV Substation CU***301Y | 20 kV | 400V(3ph) & 230V(single ph) | LV | 100 kVA :Pole Substation | 0.1 | --> | 0.1 | 0.09 | 2.8 |  | --> | 0.095 | 0 | 0 | 0 | 0 | 0 | 0 | Constrained,otherwise capacity available =101kW. | --> | C21 ex LEE BRIDGE | LEE BRIDGE: T41 | MACROOM |  | 51.9364 | -9.1423
MV/LV Substation CU***303Y | 10 kV | 400V(3ph) & 230V(single ph) | LV | 100 kVA :Pole Substation | 0.1 | --> | 0.1 | 0.094 | 5.6 |  | --> | 0.095 | 0 | 0 | 0 | 0 | 0.1 | 0 |  | --> | E14 ex CRANE | CRANE: T122 | CRANE |  | 52.5408 | -6.6711
MV/LV Substation CU***304X | 20 kV | 400V(3ph) & 230V(single ph) | LV | 50 kVA :Pole Substation | 0.05 | --> | 0.05 | 0 | 0 | Constrained,otherwise capacity available =50kVA. | --> | 0.047 | 0 | 0 | 0 | 0 | 0 | 0 | Constrained,otherwise capacity available =49kW. | --> | C18 ex TOOMEVARA | TOOMEVARA: T42 | NENAGH |  | 52.8117 | -8.061
MV/LV Substation CU***305 | 20 kV | 400V(3ph) & 230V(single ph) | LV | 50 kVA :Pole Substation | 0.05 | --> | 0.05 | 0.044 | 2.6 |  | --> | 0.047 | 0 | 0 | 0 | 0.003 | 0.047 | 0 |  | --> | E13 ex KILCOCK | KILCOCK: T421 | GRIFFINRATH |  | 53.4939 | -6.6025
MV/LV Substation CU***308Y | 20 kV | 400V(3ph) & 230V(single ph) | LV | 50 kVA :Pole Substation | 0.05 | --> | 0.05 | 0 | 0 | Constrained,otherwise capacity available =46kVA. | --> | 0.047 | 0 | 0 | 0 | 0 | 0.049 | 0 |  | --> | C22 ex ATHLONE | ATHLONE: T41 | ATHLONE |  | 53.4666 | -8.0138
MV/LV Substation CU***318Z | 20 kV | 400V(3ph) & 230V(single ph) | LV | 200 kVA :Pole Substation | 0.2 | --> | 0.2 | 0.2 | 7.4 |  | --> | 0.19 | 0 | 0 | 0 | 0 | 0.2 | 0 |  | --> | C24 ex MULLINGAR | MULLINGAR: T102 | MULLINGAR |  | 53.5495 | -7.3535
MV/LV Substation CU***318Z | 10 kV | 400V(3ph) & 230V(single ph) | LV | 200 kVA :Kiosk Substation | 0.2 | --> | 0.2 | 0 | 0 | Constrained,otherwise capacity available =145kVA. | --> | 0.19 | 0 | 0 | 0 | 0 | 0.208 | 0 |  | --> | C39 ex COLLEGE PARK | COLLEGE PARK: T103 | COLLEGE PARK |  | 53.4157 | -6.3887
MV/LV Substation CU***321Y | 10 kV | 400V(3ph) & 230V(single ph) | LV | 50 kVA :Pole Substation | 0.05 | --> | 0.05 | 0.05 | 8.4 |  | --> | 0.047 | 0 | 0 | 0 | 0 | 0.049 | 0 |  | --> | C13 ex MULLINGAR | MULLINGAR: T101 | MULLINGAR |  | 53.5521 | -7.3322
MV/LV Substation CU***331 | 10 kV | 400V(3ph) & 230V(single ph) | LV | 400 kVA :Kiosk Substation | 0.4 | --> | 0.4 | 0.242 | 2.6 |  | --> | 0.38 | 0 | 0 | 0 | 0.043 | 0.378 | 0 |  | --> | C23 ex SALLYNOGGIN ROAD | SALLYNOGGIN ROAD: T41 | CHERRYWOOD |  | 53.2748 | -6.1044
MV/LV Substation CU***337X | 10 kV | 400V(3ph) & 230V(single ph) | LV | 100 kVA :Pole Substation | 0.1 | --> | 0.1 | 0.099 | 1.3 |  | --> | 0.095 | 0 | 0 | 0 | 0 | 0.1 | 0 |  | --> | C17 ex BALLYBAY | BALLYBAY: T41∥T42 | LISDRUM |  | 54.1199 | -6.9032
MV/LV Substation CU***338X | 10 kV | 400V(3ph) & 230V(single ph) | LV | 400 kVA :Kiosk Substation | 0.4 | --> | 0.4 | 0 | 0 | Constrained,otherwise capacity available =340kVA. | --> | 0.38 | 0 | 0 | 0 | 0.003 | 0.406 | 0 |  | --> | C20 ex BALLYBEGGAN | BALLYBEGGAN: T43∥T44 | TRALEE |  | 52.2684 | -9.6895
MV/LV Substation CU***342 | 20 kV | 400V(3ph) & 230V(single ph) | LV | 50 kVA :Pole Substation | 0.05 | --> | 0.05 | 0 | 0 | Constrained,otherwise capacity available =47kVA. | --> | 0.047 | 0 | 0 | 0 | 0 | 0.049 | 0 |  | --> | E15 ex CREAGH | CREAGH: T421∥T422 | ATHLONE |  | 53.2791 | -8.0086
MV/LV Substation CU***346Y | 10 kV | 400V(3ph) & 230V(single ph) | LV | 100 kVA :Pole Substation | 0.1 | --> | 0.1 | 0.096 | 0.3 |  | --> | 0.095 | 0 | 0 | 0 | 0 | 0.1 | 0 |  | --> | C25 ex NENAGH | NENAGH: T41 | NENAGH |  | 52.8149 | -8.1249
MV/LV Substation CU***347 | 20 kV | 400V(3ph) & 230V(single ph) | LV | 50 kVA :Pole Substation | 0.05 | --> | 0.05 | 0 | 0 | Constrained,otherwise capacity available =48kVA. | --> | 0.047 | 0 | 0 | 0 | 0 | 0.049 | 0 |  | --> | E13 ex BALLINROBE | BALLINROBE: T421∥T422 | DALTON |  | 53.6231 | -9.3016
MV/LV Substation CU***352 | 10 kV | 400V(3ph) & 230V(single ph) | LV | 50 kVA :Pole Substation | 0.05 | --> | 0.05 | 0.04 | 2.4 |  | --> | 0.047 | 0 | 0 | 0 | 0 | 0.051 | 0 |  | --> | C11 ex PORTLAW | PORTLAW: T41∥T42 | BUTLERSTOWN |  | 52.2914 | -7.3593
MV/LV Substation CU***369 | 10 kV | 400V(3ph) & 230V(single ph) | LV | 50 kVA :Pole Substation | 0.05 | --> | 0.05 | 0 | 0 | Constrained,otherwise capacity available =44kVA. | --> | 0.047 | 0 | 0 | 0 | 0.003 | 0.047 | 0 |  | --> | C16 ex MILFORD (NR) | MILFORD (NR): T41∥T42 | LETTERKENNY |  | 55.0494 | -7.833
MV/LV Substation CU***370X | 10 kV | 400V(3ph) & 230V(single ph) | LV | 50 kVA :Pole Substation | 0.05 | --> | 0.05 | 0.045 | 2.7 |  | --> | 0.047 | 0 | 0 | 0 | 0 | 0.05 | 0 |  | --> | C22 ex BALLYARD | BALLYARD: T41∥T42 | TRALEE |  | 52.2397 | -9.7321
MV/LV Substation CU***370X | 10 kV | 400V(3ph) & 230V(single ph) | LV | 50 kVA :Pole Substation | 0.05 | --> | 0.05 | 0.046 | 2.4 |  | --> | 0.047 | 0 | 0 | 0 | 0 | 0.049 | 0 |  | --> | C14 ex BALLYMAHON | BALLYMAHON: T41∥T42 | ATHLONE |  | 53.6221 | -7.7646
MV/LV Substation CU***372Z | 20 kV | 400V(3ph) & 230V(single ph) | LV | 200 kVA :Kiosk Substation | 0.2 | --> | 0.2 | 0 | 0 | Constrained,otherwise capacity available =92kVA. | --> | 0.19 | 0 | 0 | 0 | 0.008 | 0.207 | 0 |  | --> | C15 ex KILMONEY | KILMONEY: T41∥T42 | TRABEG |  | 51.7704 | -8.4971
MV/LV Substation CU***373X | 10 kV | 400V(3ph) & 230V(single ph) | LV | 200 kVA :Kiosk Substation | 0.2 | --> | 0.2 | 0 | 0 | Constrained,otherwise capacity available =154kVA. | --> | 0.19 | 0 | 0 | 0 | 0.01 | 0.196 | 0 |  | --> | C28 ex CLAREGALWAY | CLAREGALWAY: T42 | GALWAY 110KV |  | 53.3383 | -8.942
MV/LV Substation CU***374X | 10 kV | 400V(3ph) & 230V(single ph) | LV | 50 kVA :Pole Substation | 0.05 | --> | 0.05 | 0.05 | 2.7 |  | --> | 0.047 | 0 | 0 | 0 | 0.003 | 0.046 | 0 |  | --> | C22 ex BALLYARD | BALLYARD: T41∥T42 | TRALEE |  | 52.2425 | -9.7797
MV/LV Substation CU***374X | 10 kV | 400V(3ph) & 230V(single ph) | LV | 200 kVA :Kiosk Substation | 0.2 | --> | 0.2 | 0 | 0 | Constrained,otherwise capacity available =161kVA. | --> | 0.19 | 0 | 0 | 0 | 0.003 | 0.202 | 0 |  | --> | C28 ex CLAREGALWAY | CLAREGALWAY: T42 | GALWAY 110KV |  | 53.3391 | -8.9402
MV/LV Substation CU***384Y | 10 kV | 400V(3ph) & 230V(single ph) | LV | 50 kVA :Pole Substation | 0.05 | --> | 0.05 | 0.048 | 0.7 |  | --> | 0.047 | 0 | 0 | 0 | 0 | 0.049 | 0 |  | --> | C15 ex KILMARTIN | KILMARTIN: T41 | ARKLOW |  | 53.0422 | -6.0889
MV/LV Substation CU***389 | 20 kV | 400V(3ph) & 230V(single ph) | LV | 50 kVA :Pole Substation | 0.05 | --> | 0.05 | 0.033 | 1.5 |  | --> | 0.047 | 0 | 0 | 0 | 0 | 0.051 | 0 |  | --> | E11 ex ARDFINNAN | ARDFINNAN: T421 | CAHIR |  | 52.2842 | -8.0266
MV/LV Substation CU***399Z | 20 kV | 400V(3ph) & 230V(single ph) | LV | 200 kVA :Pole Substation | 0.2 | --> | 0.2 | 0.168 | 1.8 |  | --> | 0.19 | 0 | 0 | 0 | 0 | 0.204 | 0 |  | --> | E19 ex CURRALEIGH | CURRALEIGH: T421∥T422 | KILBARRY |  | 51.9009 | -8.667
MV/LV Substation CU***4004 | 20 kV | 400V(3ph) & 230V(single ph) | LV | 50 kVA :Pole Substation | 0.05 | --> | 0.05 | 0.049 | 7.4 |  | --> | 0.047 | 0 | 0 | 0 | 0 | 0.049 | 0 |  | --> | C24 ex MULLINGAR | MULLINGAR: T102 | MULLINGAR |  | 53.5553 | -7.3538
MV/LV Substation CU***4004 | 20 kV | 400V(3ph) & 230V(single ph) | LV | 200 kVA :Kiosk Substation | 0.2 | --> | 0.2 | 0 | 0 | Constrained,otherwise capacity available =181kVA. | --> | 0.19 | 0 | 0 | 0 | 0 | 0.202 | 0 |  | --> | E14 ex DALTON | DALTON: T421∥T422 | DALTON |  | 53.7975 | -8.9201
MV/LV Substation CU***4009 | 10 kV | 400V(3ph) & 230V(single ph) | LV | 50 kVA :Pole Substation | 0.05 | --> | 0.05 | 0.049 | 0.9 |  | --> | 0.047 | 0 | 0 | 0 | 0 | 0.049 | 0 |  | --> | C11 ex BRAY | BRAY: T41 | FASSAROE |  | 53.1864 | -6.2135
MV/LV Substation CU***4014 | 20 kV | 400V(3ph) & 230V(single ph) | LV | 50 kVA :Pole Substation | 0.05 | --> | 0.05 | 0 | 0 | Constrained,otherwise capacity available =48kVA. | --> | 0.047 | 0 | 0 | 0 | 0 | 0.049 | 0 |  | --> | E17 ex DALTON | DALTON: T421∥T422 | DALTON |  | 53.7167 | -8.9227
MV/LV Substation CU***4021 | 10 kV | 400V(3ph) & 230V(single ph) | LV | 400 kVA :Kiosk Substation | 0.4 | --> | 0.4 | 0.4 | 3.7 |  | --> | 0.38 | 0 | 0 | 0 | 0 | 0.4 | 0 |  | --> | C12 ex BALLINASLOE | BALLINASLOE: T41∥T42 | SOMERSET |  | 53.3261 | -8.2276
MV/LV Substation CU***4029 | 20 kV | 400V(3ph) & 230V(single ph) | LV | 50 kVA :Pole Substation | 0.05 | --> | 0.05 | 0 | 0 | Constrained,otherwise capacity available =50kVA. | --> | 0.047 | 0 | 0 | 0 | 0 | 0.049 | 0 |  | --> | E23 ex ATHENRY | ATHENRY: T423 | GALWAY 110KV |  | 53.2716 | -8.6771
MV/LV Substation CU***4036 | 20 kV | 400V(3ph) & 230V(single ph) | LV | 50 kVA :Pole Substation | 0.05 | --> | 0.05 | 0 | 0 | Constrained,otherwise capacity available =48kVA. | --> | 0.047 | 0 | 0 | 0 | 0.008 | 0.041 | 0 |  | --> | E19 ex EDENDERRY | EDENDERRY: T421∥T422 | BLAKE |  | 53.4912 | -7.137
MV/LV Substation CU***4038 | 10 kV | 400V(3ph) & 230V(single ph) | LV | 100 kVA :Pole Substation | 0.1 | --> | 0.1 | 0.1 | 1.5 |  | --> | 0.095 | 0 | 0 | 0 | 0 | 0.1 | 0 |  | --> | C15 ex TUBBERCURRY | TUBBERCURRY: T42 | TONROE |  | 54.099 | -8.7781
MV/LV Substation CU***403X | 10 kV | 400V(3ph) & 230V(single ph) | LV | 50 kVA :Pole Substation | 0.05 | --> | 0.05 | 0.036 | 1.3 |  | --> | 0.047 | 0 | 0 | 0 | 0 | 0.051 | 0 |  | --> | C18 ex BALLYBAY | BALLYBAY: T41∥T42 | LISDRUM |  | 54.1357 | -6.9102
MV/LV Substation CU***403Y | 10 kV | 400V(3ph) & 230V(single ph) | LV | 400 kVA :Kiosk Substation | 0.4 | --> | 0.4 | 0.365 | 0.7 |  | --> | 0.38 | 0 | 0 | 0 | 0 | 0.405 | 0 |  | --> | C12 ex AGHAMORE | AGHAMORE: T42 | LANESBORO |  | 53.6715 | -7.9809
MV/LV Substation CU***4040 | 20 kV | 400V(3ph) & 230V(single ph) | LV | 400 kVA :Kiosk Substation | 0.4 | --> | 0.4 | 0.397 | 5.4 |  | --> | 0.38 | 0 | 0 | 0 | 0.007 | 0.392 | 0 |  | --> | E14 ex MOY | MOY: T421∥T422 | MOY |  | 54.137 | -9.1698
MV/LV Substation CU***4044 | 20 kV | 400V(3ph) & 230V(single ph) | LV | 50 kVA :Pole Substation | 0.05 | --> | 0.05 | 0 | 0 | Constrained,otherwise capacity available =37kVA. | --> | 0.047 | 0 | 0 | 0 | 0 | 0 | 0 | Constrained,otherwise capacity available =51kW. | --> | E11 ex BEALNABLATH | BEALNABLATH: T421 | BANDON |  | 51.8308 | -8.869
MV/LV Substation CU***4048 | 10 kV | 400V(3ph) & 230V(single ph) | LV | 50 kVA :Pole Substation | 0.05 | --> | 0.05 | 0.05 | 2.7 |  | --> | 0.047 | 0 | 0 | 0 | 0 | 0.049 | 0 |  | --> | C22 ex BALLYARD | BALLYARD: T41∥T42 | TRALEE |  | 52.2088 | -9.8925
MV/LV Substation CU***405 | 10 kV | 400V(3ph) & 230V(single ph) | LV | 400 kVA :Kiosk Substation | 0.4 | --> | 0.4 | 0 | 0 | Constrained,otherwise capacity available =321kVA. | --> | 0.38 | 0 | 0 | 0 | 0.004 | 0.407 | 0 |  | --> | C14 ex BALLYBEGGAN | BALLYBEGGAN: T43∥T44 | TRALEE |  | 52.2847 | -9.699
MV/LV Substation CU***405 | 20 kV | 400V(3ph) & 230V(single ph) | LV | 100 kVA :Pole Substation | 0.1 | --> | 0.1 | 0 | 0 | Constrained,otherwise capacity available =100kVA. | --> | 0.095 | 0 | 0 | 0 | 0 | 0 | 0 | Constrained,otherwise capacity available =100kW. | --> | E22 ex BEALNABLATH | BEALNABLATH: T421 | BANDON |  | 51.8204 | -8.889
MV/LV Substation CU***4052 | 10 kV | 400V(3ph) & 230V(single ph) | LV | 50 kVA :Pole Substation | 0.05 | --> | 0.05 | 0.045 | 8.3 |  | --> | 0.047 | 0 | 0 | 0 | 0 | 0.05 | 0 |  | --> | C17 ex BALLYBEG | BALLYBEG: T101 | CARRICKMINES |  | 52.9269 | -6.0526
MV/LV Substation CU***4060 | 20 kV | 400V(3ph) & 230V(single ph) | LV | 50 kVA :Pole Substation | 0.05 | --> | 0.05 | 0 | 0 | Constrained,otherwise capacity available =36kVA. | --> | 0.047 | 0 | 0 | 0 | 0 | 0.051 | 0 |  | --> | E23 ex ATHENRY | ATHENRY: T423 | GALWAY 110KV |  | 53.2732 | -8.6646
MV/LV Substation CU***4061 | 10 kV | 400V(3ph) & 230V(single ph) | LV | 100 kVA :Pole Substation | 0.1 | --> | 0.1 | 0.085 | 5.6 |  | --> | 0.095 | 0 | 0 | 0 | 0 | 0.102 | 0 |  | --> | E14 ex CRANE | CRANE: T122 | CRANE |  | 52.5435 | -6.6671
MV/LV Substation CU***4061 | 20 kV | 400V(3ph) & 230V(single ph) | LV | 50 kVA :Pole Substation | 0.05 | --> | 0.05 | 0.05 | 3.2 |  | --> | 0.047 | 0 | 0 | 0 | 0 | 0 | 0 | Constrained,otherwise capacity available =49kW. | --> | E14 ex BANGOR ERRIS | BANGOR ERRIS: T421 | BELLACORICK |  | 54.2897 | -9.7638
MV/LV Substation CU***4067 | 20 kV | 400V(3ph) & 230V(single ph) | LV | 100 kVA :Pole Substation | 0.1 | --> | 0.1 | 0.083 | 1.6 |  | --> | 0.095 | 0 | 0 | 0 | 0 | 0.102 | 0 |  | --> | E16 ex GURRANEBANE | GURRANEBANE: T421∥T422 | OUGHTRAGH |  | 51.8155 | -10.1561
MV/LV Substation CU***4067 | 10 kV | 400V(3ph) & 230V(single ph) | LV | 400 kVA :Kiosk Substation | 0.4 | --> | 0.4 | 0.379 | 1.1 |  | --> | 0.38 | 0 | 0 | 0 | 0 | 0.403 | 0 |  | --> | C20 ex CAHIRCALLA | CAHIRCALLA: T41∥T42 | ENNIS |  | 52.8334 | -9.0033
MV/LV Substation CU***407Z | 10 kV | 400V(3ph) & 230V(single ph) | LV | 200 kVA :Kiosk Substation | 0.2 | --> | 0.2 | 0 | 0 | Constrained,otherwise capacity available =130kVA. | --> | 0.19 | 0 | 0 | 0 | 0.022 | 0.187 | 0 |  | --> | C17 ex KILDARE | KILDARE: T41∥T42 | NEWBRIDGE |  | 53.1646 | -6.907
MV/LV Substation CU***4081 | 10 kV | 400V(3ph) & 230V(single ph) | LV | 1000 kVA :Building Structure | 1 | --> | 1 | 0.5 | 2.1 |  | --> | 0.95 | 0 | 0 | 0 | 0 | 0.5 | 0 |  | --> | C20 ex SALLYNOGGIN ROAD | SALLYNOGGIN ROAD: T42 | CHERRYWOOD |  | 53.2839 | -6.1427
MV/LV Substation CU***4083 | 10 kV | 400V(3ph) & 230V(single ph) | LV | 1000 kVA :Building Structure | 1 | --> | 1 | 0.5 | 2.1 |  | --> | 0.95 | 0 | 0 | 0 | 0 | 0.5 | 0 |  | --> | C20 ex SALLYNOGGIN ROAD | SALLYNOGGIN ROAD: T42 | CHERRYWOOD |  | 53.2839 | -6.1427
MV/LV Substation CU***4104 | 10 kV | 400V(3ph) & 230V(single ph) | LV | 50 kVA :Pole Substation | 0.05 | --> | 0.05 | 0.026 | 1.4 |  | --> | 0.047 | 0 | 0 | 0 | 0.015 | 0 | 0 | Constrained,otherwise capacity available =36kW. | --> | C11 ex DEERPARK | DEERPARK: T41∥T42 | BALLYDINE |  | 52.3177 | -7.3632
MV/LV Substation CU***410X | 20 kV | 400V(3ph) & 230V(single ph) | LV | 50 kVA :Pole Substation | 0.05 | --> | 0.05 | 0 | 0 | Constrained,otherwise capacity available =20kVA. | --> | 0.047 | 0 | 0 | 0 | 0 | 0.054 | 0 |  | --> | E17 ex BALTRASNA | BALTRASNA: T121 | BALTRASNA |  | 53.5401 | -6.4464
MV/LV Substation CU***4110 | 10 kV | 400V(3ph) & 230V(single ph) | LV | 630 kVA :Kiosk Substation | 0.63 | --> | 0.63 | 0.5 | 4.3 |  | --> | 0.598 | 0 | 0 | 0 | 0.018 | 0.5 | 0 |  | --> | C23 ex CITYWEST | CITYWEST: T101 | INCHICORE 220KV |  | 53.2876 | -6.4289
MV/LV Substation CU***4115 | 10 kV | 400V(3ph) & 230V(single ph) | LV | 400 kVA :Kiosk Substation | 0.4 | --> | 0.4 | 0 | 0 | Constrained,otherwise capacity available =354kVA. | --> | 0.38 | 0 | 0 | 0 | 0.06 | 0.343 | 0 |  | --> | C30 ex CLONDALKIN | CLONDALKIN: T44 | INCHICORE 220KV |  | 53.3252 | -6.4169
MV/LV Substation CU***4118 | 10 kV | 400V(3ph) & 230V(single ph) | LV | 400 kVA :Kiosk Substation | 0.4 | --> | 0.4 | 0.4 | 2.9 |  | --> | 0.38 | 0 | 0 | 0 | 0 | 0.4 | 0 |  | --> | C20 ex SANDYFORD | SANDYFORD: T42 | CARRICKMINES |  | 53.269 | -6.2281
MV/LV Substation CU***4119 | 20 kV | 400V(3ph) & 230V(single ph) | LV | 50 kVA :Pole Substation | 0.05 | --> | 0.05 | 0 | 0 | Constrained,otherwise capacity available =50kVA. | --> | 0.047 | 0 | 0 | 0 | 0 | 0 | 0 | Constrained,otherwise capacity available =49kW. | --> | E18 ex BEALNABLATH | BEALNABLATH: T421 | BANDON |  | 51.8674 | -8.7555
MV/LV Substation CU***4122 | 10 kV | 400V(3ph) & 230V(single ph) | LV | 100 kVA :Pole Substation | 0.1 | --> | 0.1 | 0.099 | 2.7 |  | --> | 0.095 | 0 | 0 | 0 | 0 | 0.1 | 0 |  | --> | C22 ex BALLYARD | BALLYARD: T41∥T42 | TRALEE |  | 52.2486 | -9.7365
MV/LV Substation CU***4123 | 20 kV | 400V(3ph) & 230V(single ph) | LV | 100 kVA :Pole Substation | 0.1 | --> | 0.1 | 0 | 0 | Constrained,otherwise capacity available =100kVA. | --> | 0.095 | 0 | 0 | 0 | 0 | 0.1 | 0 |  | --> | C21 ex MILFORD (NR) | MILFORD (NR): T41∥T42 | LETTERKENNY |  | 55.1481 | -7.8381
MV/LV Substation CU***4129 | 10 kV | 400V(3ph) & 230V(single ph) | LV | 400 kVA :Kiosk Substation | 0.4 | --> | 0.4 | 0.4 | 2.9 |  | --> | 0.38 | 0 | 0 | 0 | 0 | 0.4 | 0 |  | --> | C20 ex SANDYFORD | SANDYFORD: T42 | CARRICKMINES |  | 53.2706 | -6.2272
MV/LV Substation CU***4134 | 20 kV | 400V(3ph) & 230V(single ph) | LV | 50 kVA :Pole Substation | 0.05 | --> | 0.05 | 0.05 | 3.7 |  | --> | 0.047 | 0 | 0 | 0 | 0 | 0 | 0 | Constrained,otherwise capacity available =49kW. | --> | E13 ex FOXHOLE | FOXHOLE: T421∥T422 | DUNGARVAN |  | 51.9613 | -7.7141
MV/LV Substation CU***4138 | 20 kV | 400V(3ph) & 230V(single ph) | LV | 50 kVA :Pole Substation | 0.05 | --> | 0.05 | 0.02 | 4.1 |  | --> | 0.047 | 0 | 0 | 0 | 0 | 0 | 0 | Constrained,otherwise capacity available =54kW. | --> | E13 ex CHARLEVILLE | CHARLEVILLE: T422 | CHARLEVILLE |  | 52.3457 | -8.5623
MV/LV Substation CU***4147 | 10 kV | 400V(3ph) & 230V(single ph) | LV | 400 kVA :Building Structure | 0.4 | --> | 0.4 | 0.382 | 4.6 |  | --> | 0.38 | 0 | 0 | 0 | 0 | 0.402 | 0 |  | --> | C18 ex DUN LAOGHAIRE | DUN LAOGHAIRE: T42 | BLACKROCK |  | 53.2951 | -6.144
MV/LV Substation CU***4155 | 20 kV | 400V(3ph) & 230V(single ph) | LV | 50 kVA :Pole Substation | 0.05 | --> | 0.05 | 0.05 | 2.7 |  | --> | 0.047 | 0 | 0 | 0 | 0 | 0.049 | 0 |  | --> | E18 ex TULLOW | TULLOW: T422 | CARLOW |  | 52.8621 | -6.5719
MV/LV Substation CU***4156 | 20 kV | 400V(3ph) & 230V(single ph) | LV | 100 kVA :Pole Substation | 0.1 | --> | 0.1 | 0 | 0 | Constrained,otherwise capacity available =100kVA. | --> | 0.095 | 0 | 0 | 0 | 0 | 0.1 | 0 |  | --> | C21 ex CASTLEISLAND | CASTLEISLAND: T41∥T42 | TRALEE |  | 52.1566 | -9.4913
MV/LV Substation CU***4156 | 20 kV | 400V(3ph) & 230V(single ph) | LV | 50 kVA :Pole Substation | 0.05 | --> | 0.05 | 0.05 | 1.5 |  | --> | 0.047 | 0 | 0 | 0 | 0 | 0.049 | 0 |  | --> | E11 ex ARDFINNAN | ARDFINNAN: T421 | CAHIR |  | 52.2695 | -7.8581
MV/LV Substation CU***4157 | 10 kV | 400V(3ph) & 230V(single ph) | LV | 100 kVA :Pole Substation | 0.1 | --> | 0.1 | 0 | 0 | Constrained,otherwise capacity available =100kVA. | --> | 0.095 | 0 | 0 | 0 | 0 | 0.1 | 0 |  | --> | C16 ex CLONAKILTY | CLONAKILTY: T41∥T42 | DUNMANWAY |  | 51.6349 | -8.8678
MV/LV Substation CU***4165 | 10 kV | 400V(3ph) & 230V(single ph) | LV | 50 kVA :Pole Substation | 0.05 | --> | 0.05 | 0.05 | 3.4 |  | --> | 0.047 | 0 | 0 | 0 | 0 | 0.049 | 0 |  | --> | C18 ex TRAMORE | TRAMORE: T42 | BUTLERSTOWN |  | 52.1878 | -7.1765
MV/LV Substation CU***4167 | 10 kV | 400V(3ph) & 230V(single ph) | LV | 400 kVA :Kiosk Substation | 0.4 | --> | 0.4 | 0 | 0 | Constrained,otherwise capacity available =233kVA. | --> | 0.38 | 0 | 0 | 0 | 0.017 | 0.407 | 0 |  | --> | C18 ex KILDARE | KILDARE: T41∥T42 | NEWBRIDGE |  | 53.153 | -6.9078
MV/LV Substation CU***4175 | 10 kV | 400V(3ph) & 230V(single ph) | LV | 50 kVA :Pole Substation | 0.05 | --> | 0.05 | 0.022 | 3.9 |  | --> | 0.047 | 0 | 0 | 0 | 0 | 0.053 | 0 |  | --> | C19 ex BALLYJAMESDUFF | BALLYJAMESDUFF: T41 | SHANKILL |  | 53.8067 | -7.2718
MV/LV Substation CU***4181 | 10 kV | 400V(3ph) & 230V(single ph) | LV | 400 kVA :Kiosk Substation | 0.4 | --> | 0.4 | 0 | 0 | Constrained,otherwise capacity available =333kVA. | --> | 0.38 | 0 | 0 | 0 | 0.007 | 0.402 | 0 |  | --> | C12 ex ORANMORE | ORANMORE: T44 | GALWAY 110KV |  | 53.2741 | -8.9633
MV/LV Substation CU***4185 | 10 kV | 400V(3ph) & 230V(single ph) | LV | 50 kVA :Pole Substation | 0.05 | --> | 0.05 | 0.05 | 3 |  | --> | 0.047 | 0 | 0 | 0 | 0 | 0.049 | 0 |  | --> | C12 ex KILMEADEN | KILMEADEN: T42 | BUTLERSTOWN |  | 52.2456 | -7.2716
MV/LV Substation CU***4187 | 20 kV | 400V(3ph) & 230V(single ph) | LV | 50 kVA :Pole Substation | 0.05 | --> | 0.05 | 0.05 | 3.3 |  | --> | 0.047 | 0 | 0 | 0 | 0 | 0.049 | 0 |  | --> | E13 ex BIRDHILL | BIRDHILL: T421 | ARDNACRUSHA |  | 52.7561 | -8.4715
MV/LV Substation CU***418Y | 20 kV | 400V(3ph) & 230V(single ph) | LV | 100 kVA :Pole Substation | 0.1 | --> | 0.1 | 0 | 0 | Constrained,otherwise capacity available =70kVA. | --> | 0.095 | 0 | 0 | 0 | 0 | 0.104 | 0 |  | --> | C17 ex KINSALE | KINSALE: T41∥T42 | BANDON |  | 51.8042 | -8.6349
MV/LV Substation CU***419 | 10 kV | 400V(3ph) & 230V(single ph) | LV | 100 kVA :Pole Substation | 0.1 | --> | 0.1 | 0.09 | 2.6 |  | --> | 0.095 | 0 | 0 | 0 | 0 | 0.101 | 0 |  | --> | C14 ex CLOONBANNIN | CLOONBANNIN: T42 | GLENLARA |  | 52.1156 | -9.1247
MV/LV Substation CU***4192 | 10 kV | 400V(3ph) & 230V(single ph) | LV | 400 kVA :Kiosk Substation | 0.4 | --> | 0.4 | 0.371 | 1.7 |  | --> | 0.38 | 0 | 0 | 0 | 0 | 0.403 | 0 |  | --> | C15 ex TULLA | TULLA: T41 | ENNIS |  | 52.8701 | -8.7598
MV/LV Substation CU***4199 | 20 kV | 400V(3ph) & 230V(single ph) | LV | 50 kVA :Pole Substation | 0.05 | --> | 0.05 | 0 | 0 | Constrained,otherwise capacity available =50kVA. | --> | 0.047 | 0 | 0 | 0 | 0 | 0 | 0 | Constrained,otherwise capacity available =49kW. | --> | C14 ex FERMOY NORTH | FERMOY NORTH: T41∥T42 | BARRYMORE |  | 52.1934 | -8.3217
MV/LV Substation CU***4201 | 20 kV | 400V(3ph) & 230V(single ph) | LV | 100 kVA :Pole Substation | 0.1 | --> | 0.1 | 0.1 | 1.6 |  | --> | 0.095 | 0 | 0 | 0 | 0 | 0.1 | 0 |  | --> | E12 ex MILLTOWN (SR) | MILLTOWN (SR): T422 | OUGHTRAGH |  | 51.9943 | -9.8586
MV/LV Substation CU***4221 | 20 kV | 400V(3ph) & 230V(single ph) | LV | 50 kVA :Pole Substation | 0.05 | --> | 0.05 | 0.05 | 7.7 |  | --> | 0.047 | 0 | 0 | 0 | 0 | 0 | 0 | Constrained,otherwise capacity available =49kW. | --> | E12 ex CHURCHTOWN | CHURCHTOWN: T422 | RATHKEALE |  | 52.446 | -9.0733
MV/LV Substation CU***4257 | 20 kV | 400V(3ph) & 230V(single ph) | LV | 50 kVA :Pole Substation | 0.05 | --> | 0.05 | 0 | 0 | Constrained,otherwise capacity available =50kVA. | --> | 0.047 | 0 | 0 | 0 | 0 | 0.049 | 0 |  | --> | E12 ex KILCOCK | KILCOCK: T422 | GRIFFINRATH |  | 53.4617 | -6.5779
MV/LV Substation CU***4269 | 20 kV | 400V(3ph) & 230V(single ph) | LV | 400 kVA :Building Structure | 0.4 | --> | 0.4 | 0 | 0 | Constrained,otherwise capacity available =309kVA. | --> | 0.38 | 0 | 0 | 0 | 0 | 0.414 | 0 |  | --> | C15 ex KILMONEY | KILMONEY: T41∥T42 | TRABEG |  | 51.7695 | -8.4946
MV/LV Substation CU***4271 | 10 kV | 400V(3ph) & 230V(single ph) | LV | 630 kVA :Building Structure | 0.63 | --> | 0.63 | 0.067 | 0.1 | Constrained,otherwise capacity available =396kVA. | --> | 0.598 | 0 | 0 | 0 | 0 | 0.5 | 0 |  | --> | C11 ex BISHOPSTOWN | BISHOPSTOWN: T41 | KILBARRY |  | 51.8915 | -8.5144
MV/LV Substation CU***429 | 20 kV | 400V(3ph) & 230V(single ph) | LV | 50 kVA :Pole Substation | 0.05 | --> | 0.05 | 0.037 | 5.4 |  | --> | 0.047 | 0 | 0 | 0 | 0.003 | 0.047 | 0 |  | --> | E14 ex MOY | MOY: T421∥T422 | MOY |  | 54.1382 | -9.1648
MV/LV Substation CU***4295 | 10 kV | 400V(3ph) & 230V(single ph) | LV | 400 kVA :Kiosk Substation | 0.4 | --> | 0.4 | 0 | 0 | Constrained,otherwise capacity available =288kVA. | --> | 0.38 | 0 | 0 | 0 | 0.039 | 0.376 | 0 |  | --> | C11 ex MORRISTOWN | MORRISTOWN: T41∥T42 | NEWBRIDGE |  | 53.1689 | -6.8169
MV/LV Substation CU***4298 | 10 kV | 400V(3ph) & 230V(single ph) | LV | 400 kVA :Building Structure | 0.4 | --> | 0.4 | 0 | 0 | Constrained,otherwise capacity available =400kVA. | --> | 0.38 | 0 | 0 | 0 | 0 | 0.4 | 0 |  | --> | C11 ex GARRYOWEN | GARRYOWEN: T41 | LIMERICK |  | 52.6512 | -8.5956
MV/LV Substation CU***430 | 20 kV | 400V(3ph) & 230V(single ph) | LV | 200 kVA :Pole Substation | 0.2 | --> | 0.2 | 0.188 | 0.9 |  | --> | 0.19 | 0 | 0 | 0 | 0 | 0.201 | 0 |  | --> | C16 ex CARRAROE | CARRAROE: T42 | SCREEB |  | 53.2622 | -9.612
MV/LV Substation CU***4300 | 10 kV | 400V(3ph) & 230V(single ph) | LV | 630 kVA :Kiosk Substation | 0.63 | --> | 0.63 | 0.5 | 5.8 |  | --> | 0.598 | 0 | 0 | 0 | 0.064 | 0.5 | 0 |  | --> | C22 ex CLOON | CLOON: T42 | CLOON |  | 53.5103 | -8.858
MV/LV Substation CU***4323 | 20 kV | 400V(3ph) & 230V(single ph) | LV | 50 kVA :Pole Substation | 0.05 | --> | 0.05 | 0.05 | 12.9 |  | --> | 0.047 | 0 | 0 | 0 | 0 | 0.049 | 0 |  | --> | E22 ex COOLROE | COOLROE: T122 | COOLROE |  | 51.9021 | -8.6636
MV/LV Substation CU***4330 | 10 kV | 400V(3ph) & 230V(single ph) | LV | 50 kVA :Pole Substation | 0.05 | --> | 0.05 | 0.05 | 2.4 |  | --> | 0.047 | 0 | 0 | 0 | 0 | 0.049 | 0 |  | --> | C11 ex PORTLAW | PORTLAW: T41∥T42 | BUTLERSTOWN |  | 52.2985 | -7.3466
MV/LV Substation CU***4338 | 10 kV | 400V(3ph) & 230V(single ph) | LV | 400 kVA :Building Structure | 0.4 | --> | 0.4 | 0 | 0 | Constrained,otherwise capacity available =295kVA. | --> | 0.38 | 0 | 0 | 0 | 0 | 0.416 | 0 |  | --> | C15 ex CARRIGALINE | CARRIGALINE: T41∥T42 | BARNAHELY |  | 51.8269 | -8.3935
MV/LV Substation CU***433Y | 20 kV | 400V(3ph) & 230V(single ph) | LV | 50 kVA :Pole Substation | 0.05 | --> | 0.05 | 0 | 0 | Constrained,otherwise capacity available =49kVA. | --> | 0.047 | 0 | 0 | 0 | 0 | 0.049 | 0 |  | --> | E17 ex CREAGH | CREAGH: T421∥T422 | ATHLONE |  | 53.3132 | -8.2874
MV/LV Substation CU***4349 | 10 kV | 400V(3ph) & 230V(single ph) | LV | 400 kVA :Kiosk Substation | 0.4 | --> | 0.4 | 0.4 | 5.9 |  | --> | 0.38 | 0 | 0 | 0 | 0 | 0.4 | 0 |  | --> | C13 ex BANDON | BANDON: T101 | BANDON |  | 51.7486 | -8.7568
MV/LV Substation CU***4350 | 10 kV | 400V(3ph) & 230V(single ph) | LV | 400 kVA :Kiosk Substation | 0.4 | --> | 0.4 | 0.4 | 5.9 |  | --> | 0.38 | 0 | 0 | 0 | 0 | 0.4 | 0 |  | --> | C13 ex BANDON | BANDON: T101 | BANDON |  | 51.7477 | -8.7574
MV/LV Substation CU***4369 | 20 kV | 400V(3ph) & 230V(single ph) | LV | 200 kVA :Pole Substation | 0.2 | --> | 0.2 | 0.2 | 0.4 |  | --> | 0.19 | 0 | 0 | 0 | 0 | 0.2 | 0 |  | --> | E33 ex TRIM | TRIM: T421 | NAVAN |  | 53.4637 | -6.8599
MV/LV Substation CU***436X | 20 kV | 400V(3ph) & 230V(single ph) | LV | 50 kVA :Pole Substation | 0.05 | --> | 0.05 | 0.036 | 1.4 |  | --> | 0.047 | 0 | 0 | 0 | 0 | 0.051 | 0 |  | --> | E18 ex GARRANACANTY | GARRANACANTY: T422 | TIPPERARY |  | 52.5126 | -8.2721
MV/LV Substation CU***437 | 10 kV | 400V(3ph) & 230V(single ph) | LV | 200 kVA :Pole Substation | 0.2 | --> | 0.2 | 0 | 0 | Constrained,otherwise capacity available =113kVA. | --> | 0.19 | 0 | 0 | 0 | 0.011 | 0 | 0 | Constrained,otherwise capacity available =201kW. | --> | C15 ex BANAGHER | BANAGHER: T42 | DALLOW |  | 53.1883 | -7.9766
MV/LV Substation CU***438Y | 10 kV | 400V(3ph) & 230V(single ph) | LV | 50 kVA :Pole Substation | 0.05 | --> | 0.05 | 0.049 | 5.9 |  | --> | 0.047 | 0 | 0 | 0 | 0 | 0.049 | 0 |  | --> | C13 ex BANDON | BANDON: T101 | BANDON |  | 51.7584 | -8.7677
MV/LV Substation CU***4395 | 10 kV | 400V(3ph) & 230V(single ph) | LV | 400 kVA :Kiosk Substation | 0.4 | --> | 0.4 | 0.4 | 1 |  | --> | 0.38 | 0 | 0 | 0 | 0 | 0.4 | 0 |  | --> | C16 ex KILCULLEN | KILCULLEN: T42 | STRATFORD |  | 53.1227 | -6.8261
MV/LV Substation CU***4396 | 20 kV | 400V(3ph) & 230V(single ph) | LV | 50 kVA :Pole Substation | 0.05 | --> | 0.05 | 0.05 | 26.7 |  | --> | 0.047 | 0 | 0 | 0 | 0 | 0.049 | 0 |  | --> | E21 ex WEXFORD | WEXFORD: T121∥T122 | WEXFORD |  | 52.4035 | -6.3697
MV/LV Substation CU***4413 | 10 kV | 400V(3ph) & 230V(single ph) | LV | 100 kVA :Pole Substation | 0.1 | --> | 0.1 | 0.085 | 0.5 |  | --> | 0.095 | 0 | 0 | 0 | 0 | 0.102 | 0 |  | --> | C23 ex BALLINDERRY | BALLINDERRY: T41 | MULLINGAR |  | 53.5197 | -7.3159
MV/LV Substation CU***4416 | 10 kV | 400V(3ph) & 230V(single ph) | LV | 630 kVA :Kiosk Substation | 0.63 | --> | 0.63 | 0 | 0 | Constrained,otherwise capacity available =500kVA. | --> | 0.598 | 0 | 0 | 0 | 0 | 0.5 | 0 |  | --> | C11 ex MORRISTOWN | MORRISTOWN: T41∥T42 | NEWBRIDGE |  | 53.171 | -6.8191
MV/LV Substation CU***441Y | 10 kV | 400V(3ph) & 230V(single ph) | LV | 630 kVA :Building Structure | 0.63 | --> | 0.63 | 0 | 0 | Constrained,otherwise capacity available =490kVA. | --> | 0.598 | 0 | 0 | 0 | 0 | 0.5 | 0 |  | --> | C23 ex ATHLONE | ATHLONE: T41 | ATHLONE |  | 53.4238 | -7.9404
MV/LV Substation CU***442X | 10 kV | 400V(3ph) & 230V(single ph) | LV | 630 kVA :Building Structure | 0.63 | --> | 0.63 | 0.5 | 1.2 |  | --> | 0.598 | 0 | 0 | 0 | 0 | 0.5 | 0 |  | --> | C17 ex TRIMMS LANE | TRIMMS LANE: T41 | SALTHILL |  | 53.2708 | -9.0538
MV/LV Substation CU***4432 | 10 kV | 400V(3ph) & 230V(single ph) | LV | 50 kVA :Pole Substation | 0.05 | --> | 0.05 | 0.05 | 1.2 |  | --> | 0.047 | 0 | 0 | 0 | 0 | 0.049 | 0 |  | --> | C26 ex KYLEERAGH | KYLEERAGH: T42 | NENAGH |  | 52.9292 | -8.2406
MV/LV Substation CU***4432 | 10 kV | 400V(3ph) & 230V(single ph) | LV | 50 kVA :Pole Substation | 0.05 | --> | 0.05 | 0 | 0 | Constrained,otherwise capacity available =50kVA. | --> | 0.047 | 0 | 0 | 0 | 0 | 0.049 | 0 |  | --> | C16 ex CLAREGALWAY | CLAREGALWAY: T42 | GALWAY 110KV |  | 53.4296 | -8.9025
MV/LV Substation CU***4442 | 10 kV | 400V(3ph) & 230V(single ph) | LV | 400 kVA :Kiosk Substation | 0.4 | --> | 0.4 | 0 | 0 | Constrained,otherwise capacity available =400kVA. | --> | 0.38 | 0 | 0 | 0 | 0 | 0.4 | 0 |  | --> | C19 ex MALAHIDE | MALAHIDE: T41 | GLASMORE |  | 53.4502 | -6.167
MV/LV Substation CU***4447 | 20 kV | 400V(3ph) & 230V(single ph) | LV | 50 kVA :Pole Substation | 0.05 | --> | 0.05 | 0 | 0 | Constrained,otherwise capacity available =50kVA. | --> | 0.047 | 0 | 0 | 0 | 0 | 0 | 0 | Constrained,otherwise capacity available =49kW. | --> | C18 ex TOOMEVARA | TOOMEVARA: T42 | NENAGH |  | 52.7725 | -8.0266
MV/LV Substation CU***444Y | 10 kV | 400V(3ph) & 230V(single ph) | LV | 400 kVA :Kiosk Substation | 0.4 | --> | 0.4 | 0.067 | 0.1 | Constrained,otherwise capacity available =382kVA. | --> | 0.38 | 0 | 0 | 0 | 0 | 0.402 | 0 |  | --> | C19 ex BISHOPSTOWN | BISHOPSTOWN: T41 | KILBARRY |  | 51.8721 | -8.5466
MV/LV Substation CU***446Y | 10 kV | 400V(3ph) & 230V(single ph) | LV | 200 kVA :Kiosk Substation | 0.2 | --> | 0.2 | 0.167 | 7 |  | --> | 0.19 | 0 | 0 | 0 | 0.003 | 0.201 | 0 |  | --> | C19 ex BUSHFIELD | BUSHFIELD: T41 | ATHLONE |  | 53.4306 | -7.9191
MV/LV Substation CU***4477 | 20 kV | 400V(3ph) & 230V(single ph) | LV | 50 kVA :Pole Substation | 0.05 | --> | 0.05 | 0 | 0 | Constrained,otherwise capacity available =50kVA. | --> | 0.047 | 0 | 0 | 0 | 0 | 0.049 | 0 |  | --> | C22 ex ATHLONE | ATHLONE: T41 | ATHLONE |  | 53.488 | -8.097
MV/LV Substation CU***448 | 10 kV | 400V(3ph) & 230V(single ph) | LV | 100 kVA :Pole Substation | 0.1 | --> | 0.1 | 0 | 0 | Constrained,otherwise capacity available =77kVA. | --> | 0.095 | 0 | 0 | 0 | 0 | 0.103 | 0 |  | --> | C12 ex CRANMORE | CRANMORE: T41∥T42 | SLIGO |  | 54.2412 | -8.4623
MV/LV Substation CU***4510 | 20 kV | 400V(3ph) & 230V(single ph) | LV | 630 kVA :Kiosk Substation | 0.63 | --> | 0.63 | 0.5 | 26.7 |  | --> | 0.598 | 0 | 0 | 0 | 0 | 0.5 | 0 |  | --> | E21 ex WEXFORD | WEXFORD: T121∥T122 | WEXFORD |  | 52.396 | -6.377
MV/LV Substation CU***452 | 20 kV | 400V(3ph) & 230V(single ph) | LV | 100 kVA :Pole Substation | 0.1 | --> | 0.1 | 0.008 | 26.7 |  | --> | 0.095 | 0 | 0 | 0 | 0.006 | 0.107 | 0 |  | --> | E21 ex WEXFORD | WEXFORD: T121∥T122 | WEXFORD |  | 52.3931 | -6.3888
MV/LV Substation CU***452X | 20 kV | 400V(3ph) & 230V(single ph) | LV | 50 kVA :Pole Substation | 0.05 | --> | 0.05 | 0.036 | 1.6 |  | --> | 0.047 | 0 | 0 | 0 | 0.008 | 0.042 | 0 |  | --> | E12 ex GURRANEBANE | GURRANEBANE: T421∥T422 | OUGHTRAGH |  | 52.0662 | -9.9102
MV/LV Substation CU***454 | 20 kV | 400V(3ph) & 230V(single ph) | LV | 200 kVA :Kiosk Substation | 0.2 | --> | 0.2 | 0.164 | 8.3 |  | --> | 0.19 | 0 | 0 | 0 | 0.014 | 0.19 | 0 |  | --> | E18 ex BALTRASNA | BALTRASNA: T122 | BALTRASNA |  | 53.5095 | -6.4622
MV/LV Substation CU***460 | 10 kV | 400V(3ph) & 230V(single ph) | LV | 100 kVA :Pole Substation | 0.1 | --> | 0.1 | 0 | 0 | Constrained,otherwise capacity available =92kVA. | --> | 0.095 | 0 | 0 | 0 | 0.003 | 0 | 0 | Constrained,otherwise capacity available =97kW. | --> | C13 ex CURRAGLASS | CURRAGLASS: T41 | BARRYMORE |  | 52.0941 | -8.0507
MV/LV Substation CU***4606 | 10 kV | 400V(3ph) & 230V(single ph) | LV | 630 kVA :Building Structure | 0.63 | --> | 0.63 | 0.5 | 2 |  | --> | 0.598 | 0 | 0 | 0 | 0 | 0.5 | 0 |  | --> | C22 ex SOUTH KING STREET | SOUTH KING STREET: T41 | FRANCIS STREET |  | 53.3385 | -6.2635
MV/LV Substation CU***4607 | 10 kV | 400V(3ph) & 230V(single ph) | LV | 400 kVA :Kiosk Substation | 0.4 | --> | 0.4 | 0.364 | 2 |  | --> | 0.38 | 0 | 0 | 0 | 0 | 0.405 | 0 |  | --> | C22 ex SOUTH KING STREET | SOUTH KING STREET: T41 | FRANCIS STREET |  | 53.3385 | -6.2635
MV/LV Substation CU***464Y | 20 kV | 400V(3ph) & 230V(single ph) | LV | 400 kVA :Kiosk Substation | 0.4 | --> | 0.4 | 0.337 | 1.3 |  | --> | 0.38 | 0 | 0 | 0 | 0.018 | 0.39 | 0 |  | --> | E11 ex KILCARRAGH | KILCARRAGH: T421∥T422 | BUTLERSTOWN |  | 52.2307 | -6.9772
MV/LV Substation CU***470 | 10 kV | 400V(3ph) & 230V(single ph) | LV | 100 kVA :Pole Substation | 0.1 | --> | 0.1 | 0.08 | 2.6 |  | --> | 0.095 | 0 | 0 | 0 | 0 | 0.103 | 0 |  | --> | C14 ex CLOONBANNIN | CLOONBANNIN: T42 | GLENLARA |  | 52.114 | -9.1228
MV/LV Substation CU***471Y | 20 kV | 400V(3ph) & 230V(single ph) | LV | 50 kVA :Pole Substation | 0.05 | --> | 0.05 | 0.034 | 3.3 |  | --> | 0.047 | 0 | 0 | 0 | 0 | 0.051 | 0 |  | --> | E17 ex KNOCKMULLEN | KNOCKMULLEN: T421 | GREAT ISLAND |  | 52.3755 | -6.855
MV/LV Substation CU***477Z | 10 kV | 400V(3ph) & 230V(single ph) | LV | 630 kVA :Building Structure | 0.63 | --> | 0.63 | 0 | 0 | Constrained,otherwise capacity available =343kVA. | --> | 0.598 | 0 | 0 | 0 | 0.062 | 0.5 | 0 |  | --> | C31 ex SEMPERIT | SEMPERIT: T43 | GRANGE CASTLE |  | 53.3297 | -6.3744
MV/LV Substation CU***479 | 20 kV | 400V(3ph) & 230V(single ph) | LV | 50 kVA :Pole Substation | 0.05 | --> | 0.05 | 0 | 0 | Constrained,otherwise capacity available =48kVA. | --> | 0.047 | 0 | 0 | 0 | 0 | 0.049 | 0 |  | --> | C11 ex TIMOLEAGUE | TIMOLEAGUE: T41 | BANDON |  | 51.6145 | -8.7362
MV/LV Substation CU***482 | 20 kV | 400V(3ph) & 230V(single ph) | LV | 100 kVA :Pole Substation | 0.1 | --> | 0.1 | 0.076 | 1.6 |  | --> | 0.095 | 0 | 0 | 0 | 0 | 0.103 | 0 |  | --> | C18 ex NEWTOWNCUNNINGHAM | NEWTOWNCUNNINGHAM: T41∥T42 | LETTERKENNY |  | 55.0553 | -7.4017
MV/LV Substation CU***486Z | 20 kV | 400V(3ph) & 230V(single ph) | LV | 400 kVA :Kiosk Substation | 0.4 | --> | 0.4 | 0.335 | 3.7 |  | --> | 0.38 | 0 | 0 | 0 | 0.01 | 0 | 0 | Constrained,otherwise capacity available =399kW. | --> | E18 ex FOXHOLE | FOXHOLE: T421∥T422 | DUNGARVAN |  | 52.0705 | -7.8253
MV/LV Substation CU***498Z | 10 kV | 400V(3ph) & 230V(single ph) | LV | 50 kVA :Pole Substation | 0.05 | --> | 0.05 | 0.045 | 1.7 |  | --> | 0.047 | 0 | 0 | 0 | 0 | 0.05 | 0 |  | --> | C24 ex BISHOPSTOWN | BISHOPSTOWN: T42 | KILBARRY |  | 51.8751 | -8.5638
MV/LV Substation CU***499 | 20 kV | 400V(3ph) & 230V(single ph) | LV | 50 kVA :Pole Substation | 0.05 | --> | 0.05 | 0.05 | 1.6 |  | --> | 0.047 | 0 | 0 | 0 | 0 | 0.049 | 0 |  | --> | E21 ex MILLTOWN (SR) | MILLTOWN (SR): T421 | OUGHTRAGH |  | 52.0907 | -9.6621
MV/LV Substation CU***501 | 10 kV | 400V(3ph) & 230V(single ph) | LV | 50 kVA :Pole Substation | 0.05 | --> | 0.05 | 0.05 | 2.1 |  | --> | 0.047 | 0 | 0 | 0 | 0 | 0.049 | 0 |  | --> | C15 ex MILFORD (MWR) | MILFORD (MWR): T41 | CHARLEVILLE |  | 52.3339 | -8.7985
MV/LV Substation CU***501 | 20 kV | 400V(3ph) & 230V(single ph) | LV | 50 kVA :Pole Substation | 0.05 | --> | 0.05 | 0 | 0 | Constrained,otherwise capacity available =32kVA. | --> | 0.047 | 0 | 0 | 0 | 0.004 | 0.047 | 0 |  | --> | C11 ex TIMOLEAGUE | TIMOLEAGUE: T41 | BANDON |  | 51.6308 | -8.7139
MV/LV Substation CU***504 | 20 kV | 400V(3ph) & 230V(single ph) | LV | 100 kVA :Pole Substation | 0.1 | --> | 0.1 | 0.086 | 3.6 |  | --> | 0.095 | 0 | 0 | 0 | 0 | 0.101 | 0 |  | --> | E15 ex JENKINSTOWN | JENKINSTOWN: T421∥T422 | DUNDALK |  | 54.1058 | -6.3591
MV/LV Substation CU***504Y | 20 kV | 400V(3ph) & 230V(single ph) | LV | 200 kVA :Kiosk Substation | 0.2 | --> | 0.2 | 0.161 | 26.7 |  | --> | 0.19 | 0 | 0 | 0 | 0.003 | 0.202 | 0 |  | --> | E21 ex WEXFORD | WEXFORD: T121∥T122 | WEXFORD |  | 52.4203 | -6.5311
MV/LV Substation CU***506 | 10 kV | 400V(3ph) & 230V(single ph) | LV | 50 kVA :Pole Substation | 0.05 | --> | 0.05 | 0 | 0 | Constrained,otherwise capacity available =46kVA. | --> | 0.047 | 0 | 0 | 0 | 0.004 | 0.045 | 0 |  | --> | C14 ex BLAKE | BLAKE: T41∥T42 | BLAKE |  | 53.2826 | -6.9448
MV/LV Substation CU***507 | 10 kV | 400V(3ph) & 230V(single ph) | LV | 100 kVA :Pole Substation | 0.1 | --> | 0.1 | 0 | 0 | Constrained,otherwise capacity available =43kVA. | --> | 0.095 | 0 | 0 | 0 | 0.028 | 0.078 | 0 |  | --> | C30 ex CLAREGALWAY | CLAREGALWAY: T42 | GALWAY 110KV |  | 53.3992 | -8.9948
MV/LV Substation CU***507Y | 10 kV | 400V(3ph) & 230V(single ph) | LV | 400 kVA :Kiosk Substation | 0.4 | --> | 0.4 | 0 | 0 | Constrained,otherwise capacity available =324kVA. | --> | 0.38 | 0 | 0 | 0 | 0.005 | 0.406 | 0 |  | --> | C12 ex KILLACLOYNE | KILLACLOYNE: T41∥T42 | MIDLETON |  | 51.9149 | -8.2557
MV/LV Substation CU***511Y | 10 kV | 400V(3ph) & 230V(single ph) | LV | 400 kVA :Kiosk Substation | 0.4 | --> | 0.4 | 0 | 0 | Constrained,otherwise capacity available =201kVA. | --> | 0.38 | 0 | 0 | 0 | 0.035 | 0.393 | 0 |  | --> | C12 ex KILLACLOYNE | KILLACLOYNE: T41∥T42 | MIDLETON |  | 51.9147 | -8.2594
MV/LV Substation CU***523Y | 10 kV | 400V(3ph) & 230V(single ph) | LV | 100 kVA :Pole Substation | 0.1 | --> | 0.1 | 0.089 | 4.6 |  | --> | 0.095 | 0 | 0 | 0 | 0 | 0.101 | 0 |  | --> | E16 ex BALLYRAGGET | BALLYRAGGET: T421∥T422 | BALLYRAGGET |  | 52.8195 | -7.4758
MV/LV Substation CU***527X | 20 kV | 400V(3ph) & 230V(single ph) | LV | 50 kVA :Pole Substation | 0.05 | --> | 0.05 | 0 | 0 | Constrained,otherwise capacity available =50kVA. | --> | 0.047 | 0 | 0 | 0 | 0 | 0.049 | 0 |  | --> | C17 ex CHARLESTOWN | CHARLESTOWN: T41 | TONROE |  | 53.8902 | -8.6985
MV/LV Substation CU***528X | 10 kV | 400V(3ph) & 230V(single ph) | LV | 50 kVA :Pole Substation | 0.05 | --> | 0.05 | 0 | 0 | Constrained,otherwise capacity available =45kVA. | --> | 0.047 | 0 | 0 | 0 | 0 | 0 | 0 | Constrained,otherwise capacity available =50kW. | --> | C11 ex PORTARLINGTON | PORTARLINGTON: T41∥T42 | PORTLAOISE |  | 53.1857 | -7.1744
MV/LV Substation CU***531 | 10 kV | 400V(3ph) & 230V(single ph) | LV | 400 kVA :Kiosk Substation | 0.4 | --> | 0.4 | 0.321 | 2.8 |  | --> | 0.38 | 0 | 0 | 0 | 0 | 0.411 | 0 |  | --> | C15 ex RINEANNA | RINEANNA: T42 | DRUMLINE |  | 52.7054 | -8.8648
MV/LV Substation CU***531 | 10 kV | 400V(3ph) & 230V(single ph) | LV | 50 kVA :Pole Substation | 0.05 | --> | 0.05 | 0.008 | 2.2 |  | --> | 0.047 | 0 | 0 | 0 | 0 | 0 | 0 | Constrained,otherwise capacity available =55kW. | --> | C19 ex GLENGOOLE | GLENGOOLE: T41 | THURLES |  | 52.6114 | -7.5978
MV/LV Substation CU***533 | 20 kV | 400V(3ph) & 230V(single ph) | LV | 50 kVA :Pole Substation | 0.05 | --> | 0.05 | 0.03 | 1 |  | --> | 0.047 | 0 | 0 | 0 | 0.017 | 0 | 0 | Constrained,otherwise capacity available =34kW. | --> | C25 ex KILCLOHER | KILCLOHER: T42 | DUNGARVAN |  | 52.208 | -7.7521
MV/LV Substation CU***533Z | 20 kV | 400V(3ph) & 230V(single ph) | LV | 200 kVA :Pole Substation | 0.2 | --> | 0.2 | 0.188 | 26.7 |  | --> | 0.19 | 0 | 0 | 0 | 0 | 0.201 | 0 |  | --> | E21 ex WEXFORD | WEXFORD: T121∥T122 | WEXFORD |  | 52.384 | -6.3769
MV/LV Substation CU***542X | 20 kV | 400V(3ph) & 230V(single ph) | LV | 50 kVA :Pole Substation | 0.05 | --> | 0.05 | 0.05 | 1.7 |  | --> | 0.047 | 0 | 0 | 0 | 0 | 0.049 | 0 |  | --> | E15 ex GORT | GORT: T41∥T42 | ENNIS |  | 53.1067 | -8.8051
MV/LV Substation CU***543 | 20 kV | 400V(3ph) & 230V(single ph) | LV | 30 kVA :Pole Substation | 0.03 | --> | 0.03 | 0.014 | 3.7 |  | --> | 0.028 | 0 | 0 | 0 | 0 | 0 | 0 | Constrained,otherwise capacity available =31kW. | --> | E13 ex FOXHOLE | FOXHOLE: T421∥T422 | DUNGARVAN |  | 51.9868 | -7.7469
MV/LV Substation CU***545 | 20 kV | 400V(3ph) & 230V(single ph) | LV | 400 kVA :Kiosk Substation | 0.4 | --> | 0.4 | 0 | 0 | Constrained,otherwise capacity available =356kVA. | --> | 0.38 | 0 | 0 | 0 | 0 | 0.406 | 0 |  | --> | E17 ex DRUMLINE | DRUMLINE: T421∥T422 | DRUMLINE |  | 52.7608 | -8.8949
MV/LV Substation CU***547X | 20 kV | 400V(3ph) & 230V(single ph) | LV | 100 kVA :Pole Substation | 0.1 | --> | 0.1 | 0 | 0 | Constrained,otherwise capacity available =84kVA. | --> | 0.095 | 0 | 0 | 0 | 0 | 0 | 0 | Constrained,otherwise capacity available =102kW. | --> | E22 ex BUNCLODY | BUNCLODY: T421∥T422 | CRANE |  | 52.6705 | -6.6223
MV/LV Substation CU***548Y | 10 kV | 400V(3ph) & 230V(single ph) | LV | 50 kVA :Pole Substation | 0.05 | --> | 0.05 | 0 | 0 | Constrained,otherwise capacity available =44kVA. | --> | 0.047 | 0 | 0 | 0 | 0.008 | 0 | 0 | Constrained,otherwise capacity available =41kW. | --> | C20 ex TEMPLEMORE | TEMPLEMORE: T42 | IKERRIN |  | 52.8301 | -7.8555
MV/LV Substation CU***549 | 20 kV | 400V(3ph) & 230V(single ph) | LV | 50 kVA :Pole Substation | 0.05 | --> | 0.05 | 0 | 0 | Constrained,otherwise capacity available =48kVA. | --> | 0.047 | 0 | 0 | 0 | 0 | 0.049 | 0 |  | --> | E25 ex PATRICKSWELL | PATRICKSWELL: T421∥T422 | LIMERICK |  | 52.6399 | -8.8371
MV/LV Substation CU***550X | 10 kV | 400V(3ph) & 230V(single ph) | LV | 50 kVA :Pole Substation | 0.05 | --> | 0.05 | 0.031 | 0 |  | --> | 0.047 | 0 | 0 | 0 | 0.007 | 0.044 | 0 |  | --> | C17 ex GRAIGUENAMANAGH | GRAIGUENAMANAGH: T41∥T42 | KILKENNY |  | 52.5828 | -7.0096
MV/LV Substation CU***552Y | 10 kV | 400V(3ph) & 230V(single ph) | LV | 50 kVA :Pole Substation | 0.05 | --> | 0.05 | 0.034 | 3.3 |  | --> | 0.047 | 0 | 0 | 0 | 0 | 0.051 | 0 |  | --> | E11 ex KNOCKMULLEN | KNOCKMULLEN: T421 | GREAT ISLAND |  | 52.4575 | -6.8773
MV/LV Substation CU***557X | 20 kV | 400V(3ph) & 230V(single ph) | LV | 50 kVA :Pole Substation | 0.05 | --> | 0.05 | 0 | 0 | Constrained,otherwise capacity available =40kVA. | --> | 0.047 | 0 | 0 | 0 | 0.003 | 0.047 | 0 |  | --> | E23 ex BALTRASNA | BALTRASNA: T121 | BALTRASNA |  | 53.575 | -6.4407
MV/LV Substation CU***558 | 20 kV | 400V(3ph) & 230V(single ph) | LV | 100 kVA :Pole Substation | 0.1 | --> | 0.1 | 0 | 0 | Constrained,otherwise capacity available =27kVA. | --> | 0.095 | 0 | 0 | 0 | 0.015 | 0 | 0 | Constrained,otherwise capacity available =94kW. | --> | C15 ex CLOONLOUGH | CLOONLOUGH: T41∥T42 | BARRYMORE |  | 52.2489 | -8.308
MV/LV Substation CU***560 | 10 kV | 400V(3ph) & 230V(single ph) | LV | 200 kVA :Pole Substation | 0.2 | --> | 0.2 | 0 | 0 | Constrained,otherwise capacity available =194kVA. | --> | 0.19 | 0 | 0 | 0 | 0 | 0.2 | 0 |  | --> | C22 ex SKIBBEREEN | SKIBBEREEN: T41∥T42 | DUNMANWAY |  | 51.5633 | -9.2711
MV/LV Substation CU***562 | 20 kV | 400V(3ph) & 230V(single ph) | LV | 50 kVA :Pole Substation | 0.05 | --> | 0.05 | 0.046 | 3.7 |  | --> | 0.047 | 0 | 0 | 0 | 0 | 0 | 0 | Constrained,otherwise capacity available =49kW. | --> | E13 ex FOXHOLE | FOXHOLE: T421∥T422 | DUNGARVAN |  | 51.9654 | -7.7223
MV/LV Substation CU***562Y | 20 kV | 400V(3ph) & 230V(single ph) | LV | 400 kVA :Kiosk Substation | 0.4 | --> | 0.4 | 0.351 | 5.3 |  | --> | 0.38 | 0 | 0 | 0 | 0.011 | 0.395 | 0 |  | --> | E17 ex BUSH | BUSH: T421∥T422 | DUNDALK |  | 54.0352 | -6.1819
MV/LV Substation CU***565 | 10 kV | 400V(3ph) & 230V(single ph) | LV | 50 kVA :Pole Substation | 0.05 | --> | 0.05 | 0.045 | 3.4 |  | --> | 0.047 | 0 | 0 | 0 | 0 | 0.05 | 0 |  | --> | C20 ex GRAIGUE | GRAIGUE: T42 | CARLOW |  | 52.8535 | -6.9779
MV/LV Substation CU***569X | 20 kV | 400V(3ph) & 230V(single ph) | LV | 200 kVA :Pole Substation | 0.2 | --> | 0.2 | 0.191 | 1.5 |  | --> | 0.19 | 0 | 0 | 0 | 0 | 0.2 | 0 |  | --> | E17 ex ACHILL | ACHILL: T422 | CARROWBEG |  | 53.9726 | -10.1598
MV/LV Substation CU***569X | 10 kV | 400V(3ph) & 230V(single ph) | LV | 50 kVA :Pole Substation | 0.05 | --> | 0.05 | 0 | 0 | Constrained,otherwise capacity available =30kVA. | --> | 0.047 | 0 | 0 | 0 | 0 | 0.052 | 0 |  | --> | C17 ex KILDARE | KILDARE: T41∥T42 | NEWBRIDGE |  | 53.16 | -6.881
MV/LV Substation CU***569Y | 20 kV | 400V(3ph) & 230V(single ph) | LV | 50 kVA :Pole Substation | 0.05 | --> | 0.05 | 0 | 0 | Constrained,otherwise capacity available =40kVA. | --> | 0.047 | 0 | 0 | 0 | 0 | 0 | 0 | Constrained,otherwise capacity available =51kW. | --> | C14 ex FERMOY NORTH | FERMOY NORTH: T41∥T42 | BARRYMORE |  | 52.1601 | -8.2725
MV/LV Substation CU***570 | 10 kV | 400V(3ph) & 230V(single ph) | LV | 630 kVA :Building Structure | 0.63 | --> | 0.63 | 0.227 | 9.9 |  | --> | 0.598 | 0 | 0 | 0 | 0 | 0.5 | 0 |  | --> | C17 ex ENNIS | ENNIS: T101 | ENNIS |  | 52.8434 | -8.9849
MV/LV Substation CU***571 | 20 kV | 400V(3ph) & 230V(single ph) | LV | 50 kVA :Pole Substation | 0.05 | --> | 0.05 | 0.023 | 1.6 |  | --> | 0.047 | 0 | 0 | 0 | 0 | 0.053 | 0 |  | --> | E17 ex INCH | INCH: T421∥T422 | OUGHTRAGH |  | 52.2238 | -9.9044
MV/LV Substation CU***572 | 10 kV | 400V(3ph) & 230V(single ph) | LV | 100 kVA :Pole Substation | 0.1 | --> | 0.1 | 0.076 | 0.7 |  | --> | 0.095 | 0 | 0 | 0 | 0 | 0.103 | 0 |  | --> | C26 ex GLENTIES | GLENTIES: T41 | BINBANE |  | 54.8371 | -8.4445
MV/LV Substation CU***575Y | 10 kV | 400V(3ph) & 230V(single ph) | LV | 200 kVA :Pole Substation | 0.2 | --> | 0.2 | 0.164 | 4.9 |  | --> | 0.19 | 0 | 0 | 0 | 0.007 | 0.198 | 0 |  | --> | C21 ex BALLINCOLLIG | BALLINCOLLIG: T41 | KILBARRY |  | 51.8717 | -8.5719
MV/LV Substation CU***577X | 20 kV | 400V(3ph) & 230V(single ph) | LV | 50 kVA :Pole Substation | 0.05 | --> | 0.05 | 0.049 | 2.5 |  | --> | 0.047 | 0 | 0 | 0 | 0 | 0.049 | 0 |  | --> | E17 ex CONG | CONG: T421∥T422 | CLOON |  | 53.5418 | -9.2648
MV/LV Substation CU***578X | 20 kV | 400V(3ph) & 230V(single ph) | LV | 50 kVA :Pole Substation | 0.05 | --> | 0.05 | 0.049 | 3.6 |  | --> | 0.047 | 0 | 0 | 0 | 0 | 0.049 | 0 |  | --> | E15 ex JENKINSTOWN | JENKINSTOWN: T421∥T422 | DUNDALK |  | 54.0347 | -6.379
MV/LV Substation CU***582 | 10 kV | 400V(3ph) & 230V(single ph) | LV | 1000 kVA :Building Structure | 1 | --> | 1 | 0.5 | 8.5 |  | --> | 0.95 | 0 | 0 | 0 | 0.052 | 0.5 | 0 |  | --> | C13 ex MILLTOWN (DR) | MILLTOWN (DR): T101 | POOLBEG |  | 53.3241 | -6.2488
MV/LV Substation CU***585 | 10 kV | 400V(3ph) & 230V(single ph) | LV | 200 kVA :Pole Substation | 0.2 | --> | 0.2 | 0 | 0 | Constrained,otherwise capacity available =186kVA. | --> | 0.19 | 0 | 0 | 0 | 0.008 | 0.193 | 0 |  | --> | C12 ex CHARLESTOWN | CHARLESTOWN: T41 | TONROE |  | 54.0059 | -8.7733
MV/LV Substation CU***586Z | 20 kV | 400V(3ph) & 230V(single ph) | LV | 100 kVA :Pole Substation | 0.1 | --> | 0.1 | 0.093 | 0.8 |  | --> | 0.095 | 0 | 0 | 0 | 0 | 0 | 0 | Constrained,otherwise capacity available =100kW. | --> | C11 ex BANTRY | BANTRY: T41∥T42 | BALLYLICKY |  | 51.6512 | -9.383
MV/LV Substation CU***593X | 10 kV | 400V(3ph) & 230V(single ph) | LV | 200 kVA :Kiosk Substation | 0.2 | --> | 0.2 | 0 | 0 | Constrained,otherwise capacity available =119kVA. | --> | 0.19 | 0 | 0 | 0 | 0 | 0.212 | 0 |  | --> | C19 ex PARKMORE | PARKMORE: T41∥T42 | GALWAY 110KV |  | 53.2916 | -8.9912
MV/LV Substation CU***597 | 10 kV | 400V(3ph) & 230V(single ph) | LV | 50 kVA :Pole Substation | 0.05 | --> | 0.05 | 0.039 | 2.7 |  | --> | 0.047 | 0 | 0 | 0 | 0 | 0.051 | 0 |  | --> | C22 ex BALLYARD | BALLYARD: T41∥T42 | TRALEE |  | 52.243 | -9.7874
MV/LV Substation CU***598 | 20 kV | 400V(3ph) & 230V(single ph) | LV | 50 kVA :Pole Substation | 0.05 | --> | 0.05 | 0.029 | 3.3 |  | --> | 0.047 | 0 | 0 | 0 | 0 | 0.052 | 0 |  | --> | E17 ex KNOCKMULLEN | KNOCKMULLEN: T421 | GREAT ISLAND |  | 52.3713 | -6.859
MV/LV Substation CU***599 | 10 kV | 400V(3ph) & 230V(single ph) | LV | 100 kVA :Pole Substation | 0.1 | --> | 0.1 | 0 | 0 | Constrained,otherwise capacity available =84kVA. | --> | 0.095 | 0 | 0 | 0 | 0.007 | 0 | 0 | Constrained,otherwise capacity available =95kW. | --> | C15 ex BANAGHER | BANAGHER: T42 | DALLOW |  | 53.1888 | -7.9836
MV/LV Substation CU***599 | 10 kV | 400V(3ph) & 230V(single ph) | LV | 200 kVA :Kiosk Substation | 0.2 | --> | 0.2 | 0 | 0 | Constrained,otherwise capacity available =175kVA. | --> | 0.19 | 0 | 0 | 0 | 0.014 | 0.189 | 0 |  | --> | C18 ex HEADFORD | HEADFORD: T42 | CLOON |  | 53.4709 | -9.1124
MV/LV Substation CU***601Y | 10 kV | 400V(3ph) & 230V(single ph) | LV | 400 kVA :Kiosk Substation | 0.4 | --> | 0.4 | 0 | 0 | Constrained,otherwise capacity available =258kVA. | --> | 0.38 | 0 | 0 | 0 | 0.011 | 0.41 | 0 |  | --> | C12 ex KILLACLOYNE | KILLACLOYNE: T41∥T42 | MIDLETON |  | 51.9147 | -8.2526
MV/LV Substation CU***601Z | 10 kV | 400V(3ph) & 230V(single ph) | LV | 50 kVA :Pole Substation | 0.05 | --> | 0.05 | 0.048 | 1.5 |  | --> | 0.047 | 0 | 0 | 0 | 0 | 0.049 | 0 |  | --> | C19 ex SALLINS | SALLINS: T41 | GRIFFINRATH |  | 53.2934 | -6.7467
MV/LV Substation CU***605Z | 10 kV | 400V(3ph) & 230V(single ph) | LV | 50 kVA :Pole Substation | 0.05 | --> | 0.05 | 0.05 | 1 |  | --> | 0.047 | 0 | 0 | 0 | 0 | 0.049 | 0 |  | --> | C16 ex KILCULLEN | KILCULLEN: T42 | STRATFORD |  | 53.1176 | -6.8242
MV/LV Substation CU***609Z | 10 kV | 400V(3ph) & 230V(single ph) | LV | 630 kVA :Building Structure | 0.63 | --> | 0.63 | 0.5 | 1.7 |  | --> | 0.598 | 0 | 0 | 0 | 0 | 0.5 | 0 |  | --> | C20 ex BISHOPSTOWN | BISHOPSTOWN: T42 | KILBARRY |  | 51.879 | -8.5253
MV/LV Substation CU***610X | 10 kV | 400V(3ph) & 230V(single ph) | LV | 50 kVA :Pole Substation | 0.05 | --> | 0.05 | 0.016 | 4.3 |  | --> | 0.047 | 0 | 0 | 0 | 0 | 0.054 | 0 |  | --> | C19 ex BAILIEBORO | BAILIEBORO: T41∥T42 | MEATH HILL |  | 53.8477 | -7.0251
MV/LV Substation CU***616Y | 10 kV | 400V(3ph) & 230V(single ph) | LV | 200 kVA :Kiosk Substation | 0.2 | --> | 0.2 | 0.17 | 3.7 |  | --> | 0.19 | 0 | 0 | 0 | 0.009 | 0.195 | 0 |  | --> | C17 ex BALLINASLOE | BALLINASLOE: T41∥T42 | SOMERSET |  | 53.3214 | -8.2138
MV/LV Substation CU***622X | 20 kV | 400V(3ph) & 230V(single ph) | LV | 50 kVA :Pole Substation | 0.05 | --> | 0.05 | 0.033 | 1.5 |  | --> | 0.047 | 0 | 0 | 0 | 0 | 0.051 | 0 |  | --> | C17 ex MOUNT MISERY | MOUNT MISERY: T41 | WATERFORD |  | 52.3003 | -7.0471
MV/LV Substation CU***625Z | 10 kV | 400V(3ph) & 230V(single ph) | LV | 630 kVA :Kiosk Substation | 0.63 | --> | 0.63 | 0 | 0 | Constrained,otherwise capacity available =423kVA. | --> | 0.598 | 0 | 0 | 0 | 0.056 | 0.5 | 0 |  | --> | C12 ex ATHGARVAN | ATHGARVAN: T44 | NEWBRIDGE |  | 53.1674 | -6.8006
MV/LV Substation CU***626Z | 10 kV | 400V(3ph) & 230V(single ph) | LV | 400 kVA :Kiosk Substation | 0.4 | --> | 0.4 | 0 | 0 | Constrained,otherwise capacity available =289kVA. | --> | 0.38 | 0 | 0 | 0 | 0.015 | 0.401 | 0 |  | --> | C12 ex ATHGARVAN | ATHGARVAN: T44 | NEWBRIDGE |  | 53.1685 | -6.801
MV/LV Substation CU***630 | 20 kV | 400V(3ph) & 230V(single ph) | LV | 200 kVA :Pole Substation | 0.2 | --> | 0.2 | 0.184 | 2.4 |  | --> | 0.19 | 0 | 0 | 0 | 0 | 0.202 | 0 |  | --> | E11 ex KILGARVAN | KILGARVAN: T421 | KNOCKEARAGH |  | 51.7679 | -9.7587
MV/LV Substation CU***646X | 20 kV | 400V(3ph) & 230V(single ph) | LV | 200 kVA :Kiosk Substation | 0.2 | --> | 0.2 | 0 | 0 | Constrained,otherwise capacity available =195kVA. | --> | 0.19 | 0 | 0 | 0 | 0 | 0.2 | 0 |  | --> | E14 ex KILCOCK | KILCOCK: T422 | GRIFFINRATH |  | 53.4375 | -6.6985
MV/LV Substation CU***657X | 10 kV | 400V(3ph) & 230V(single ph) | LV | 400 kVA :Kiosk Substation | 0.4 | --> | 0.4 | 0 | 0 | Constrained,otherwise capacity available =297kVA. | --> | 0.38 | 0 | 0 | 0 | 0.005 | 0.41 | 0 |  | --> | C19 ex MILFORD (NR) | MILFORD (NR): T41∥T42 | LETTERKENNY |  | 55.033 | -7.6476
MV/LV Substation CU***660Y | 10 kV | 400V(3ph) & 230V(single ph) | LV | 50 kVA :Pole Substation | 0.05 | --> | 0.05 | 0.048 | 2.8 |  | --> | 0.047 | 0 | 0 | 0 | 0 | 0.049 | 0 |  | --> | C15 ex TULLYNAMALRA | TULLYNAMALRA: T41∥T42 | MEATH HILL |  | 54.0412 | -6.7366
MV/LV Substation CU***661 | 10 kV | 400V(3ph) & 230V(single ph) | LV | 100 kVA :Pole Substation | 0.1 | --> | 0.1 | 0.088 | 5.3 |  | --> | 0.095 | 0 | 0 | 0 | 0.004 | 0.097 | 0 |  | --> | C12 ex SMEARLA | SMEARLA: T42 | TRIEN |  | 52.4536 | -9.505
MV/LV Substation CU***663X | 10 kV | 400V(3ph) & 230V(single ph) | LV | 200 kVA :Kiosk Substation | 0.2 | --> | 0.2 | 0 | 0 | Constrained,otherwise capacity available =181kVA. | --> | 0.19 | 0 | 0 | 0 | 0 | 0.202 | 0 |  | --> | C20 ex BALLYGAR | BALLYGAR: T42 | ATHLONE |  | 53.5223 | -8.3216
MV/LV Substation CU***670Y | 10 kV | 400V(3ph) & 230V(single ph) | LV | 50 kVA :Pole Substation | 0.05 | --> | 0.05 | 0.05 | 5.9 |  | --> | 0.047 | 0 | 0 | 0 | 0 | 0.049 | 0 |  | --> | C20 ex BANDON | BANDON: T101 | BANDON |  | 51.7388 | -8.8097
MV/LV Substation CU***673 | 10 kV | 400V(3ph) & 230V(single ph) | LV | 50 kVA :Pole Substation | 0.05 | --> | 0.05 | 0 | 0 | Constrained,otherwise capacity available =29kVA. | --> | 0.047 | 0 | 0 | 0 | 0 | 0.052 | 0 |  | --> | C24 ex KILMONEY | KILMONEY: T41∥T42 | TRABEG |  | 51.8477 | -8.4311
MV/LV Substation CU***678 | 20 kV | 400V(3ph) & 230V(single ph) | LV | 630 kVA :Kiosk Substation | 0.63 | --> | 0.63 | 0.444 | 3.3 |  | --> | 0.598 | 0 | 0 | 0 | 0.01 | 0.5 | 0 |  | --> | E17 ex BIRDHILL | BIRDHILL: T421 | ARDNACRUSHA |  | 52.8133 | -8.4373
MV/LV Substation CU***678 | 20 kV | 400V(3ph) & 230V(single ph) | LV | 50 kVA :Pole Substation | 0.05 | --> | 0.05 | 0.032 | 5.8 |  | --> | 0.047 | 0 | 0 | 0 | 0 | 0.051 | 0 |  | --> | E12 ex DUNMANWAY | DUNMANWAY: T422 | DUNMANWAY |  | 51.6729 | -9.116
MV/LV Substation CU***703X | 10 kV | 400V(3ph) & 230V(single ph) | LV | 100 kVA :Pole Substation | 0.1 | --> | 0.1 | 0 | 0 | Constrained,otherwise capacity available =75kVA. | --> | 0.095 | 0 | 0 | 0 | 0.003 | 0.1 | 0 |  | --> | C13 ex ATHGARVAN | ATHGARVAN: T41 | NEWBRIDGE |  | 53.1487 | -6.8085
MV/LV Substation CU***704X | 20 kV | 400V(3ph) & 230V(single ph) | LV | 50 kVA :Pole Substation | 0.05 | --> | 0.05 | 0.034 | 1.5 |  | --> | 0.047 | 0 | 0 | 0 | 0 | 0.051 | 0 |  | --> | C17 ex MOUNT MISERY | MOUNT MISERY: T41 | WATERFORD |  | 52.3028 | -7.0544
MV/LV Substation CU***713 | 20 kV | 400V(3ph) & 230V(single ph) | LV | 100 kVA :Pole Substation | 0.1 | --> | 0.1 | 0 | 0 | Constrained,otherwise capacity available =84kVA. | --> | 0.095 | 0 | 0 | 0 | 0 | 0.102 | 0 |  | --> | E18 ex BALLINROBE | BALLINROBE: T421∥T422 | DALTON |  | 53.6665 | -9.3506
MV/LV Substation CU***714X | 10 kV | 400V(3ph) & 230V(single ph) | LV | 200 kVA :Kiosk Substation | 0.2 | --> | 0.2 | 0.159 | 10.8 |  | --> | 0.19 | 0 | 0 | 0 | 0.014 | 0.191 | 0 |  | --> | C23 ex SALTHILL | SALTHILL: T101 | SALTHILL |  | 53.2741 | -9.1114
MV/LV Substation CU***715 | 10 kV | 400V(3ph) & 230V(single ph) | LV | 200 kVA :Pole Substation | 0.2 | --> | 0.2 | 0.045 | 0 | Constrained,otherwise capacity available =186kVA. | --> | 0.19 | 0 | 0 | 0 | 0 | 0.201 | 0 |  | --> | C15 ex TALBOTS INCH | TALBOTS INCH: T41∥T42 | KILKENNY |  | 52.6623 | -7.4434
MV/LV Substation CU***715 | 10 kV | 400V(3ph) & 230V(single ph) | LV | 200 kVA :Pole Substation | 0.2 | --> | 0.2 | 0.174 | 1.5 |  | --> | 0.19 | 0 | 0 | 0 | 0 | 0.203 | 0 |  | --> | C19 ex SALLINS | SALLINS: T41 | GRIFFINRATH |  | 53.2863 | -6.7518
MV/LV Substation CU***723X | 10 kV | 400V(3ph) & 230V(single ph) | LV | 200 kVA :Kiosk Substation | 0.2 | --> | 0.2 | 0 | 0 | Constrained,otherwise capacity available =172kVA. | --> | 0.19 | 0 | 0 | 0 | 0.011 | 0.192 | 0 |  | --> | C12 ex ORANMORE | ORANMORE: T44 | GALWAY 110KV |  | 53.274 | -8.9666
MV/LV Substation CU***724X | 10 kV | 400V(3ph) & 230V(single ph) | LV | 400 kVA :Building Structure | 0.4 | --> | 0.4 | 0.23 | 8.5 |  | --> | 0.38 | 0 | 0 | 0 | 0 | 0.422 | 0 |  | --> | C12 ex ARDGEEHA | ARDGEEHA: T41∥T42 | DOON |  | 52.3632 | -7.6946
MV/LV Substation CU***726X | 20 kV | 400V(3ph) & 230V(single ph) | LV | 100 kVA :Pole Substation | 0.1 | --> | 0.1 | 0.074 | 5.8 |  | --> | 0.095 | 0 | 0 | 0 | 0 | 0.103 | 0 |  | --> | E12 ex DUNMANWAY | DUNMANWAY: T422 | DUNMANWAY |  | 51.6611 | -9.2567
MV/LV Substation CU***727 | 10 kV | 400V(3ph) & 230V(single ph) | LV | 100 kVA :Pole Substation | 0.1 | --> | 0.1 | 0.082 | 0.3 |  | --> | 0.095 | 0 | 0 | 0 | 0.002 | 0.1 | 0 |  | --> | C25 ex NENAGH | NENAGH: T41 | NENAGH |  | 52.8588 | -8.1586
MV/LV Substation CU***727X | 10 kV | 400V(3ph) & 230V(single ph) | LV | 50 kVA :Pole Substation | 0.05 | --> | 0.05 | 0.044 | 8.4 |  | --> | 0.047 | 0 | 0 | 0 | 0 | 0.05 | 0 |  | --> | C13 ex MULLINGAR | MULLINGAR: T101 | MULLINGAR |  | 53.5603 | -7.3285
MV/LV Substation CU***729X | 10 kV | 400V(3ph) & 230V(single ph) | LV | 200 kVA :Kiosk Substation | 0.2 | --> | 0.2 | 0.191 | 1.3 |  | --> | 0.19 | 0 | 0 | 0 | 0 | 0 | 0 | Constrained,otherwise capacity available =200kW. | --> | C25 ex KILKEE | KILKEE: T41 | TULLABRACK |  | 52.6758 | -9.6562
MV/LV Substation CU***737Y | 10 kV | 400V(3ph) & 230V(single ph) | LV | 50 kVA :Pole Substation | 0.05 | --> | 0.05 | 0.05 | 1 |  | --> | 0.047 | 0 | 0 | 0 | 0 | 0 | 0 | Constrained,otherwise capacity available =49kW. | --> | C12 ex LOUGHTAGALLA | LOUGHTAGALLA: T41∥T42 | THURLES |  | 52.6132 | -7.7782
MV/LV Substation CU***741Z | 10 kV | 400V(3ph) & 230V(single ph) | LV | 100 kVA :Pole Substation | 0.1 | --> | 0.1 | 0 | 0 | Constrained,otherwise capacity available =94kVA. | --> | 0.095 | 0 | 0 | 0 | 0 | 0.1 | 0 |  | --> | C18 ex KILDARE | KILDARE: T41∥T42 | NEWBRIDGE |  | 53.1444 | -6.8657
MV/LV Substation CU***756Y | 20 kV | 400V(3ph) & 230V(single ph) | LV | 50 kVA :Pole Substation | 0.05 | --> | 0.05 | 0 | 0 | Constrained,otherwise capacity available =47kVA. | --> | 0.047 | 0 | 0 | 0 | 0 | 0 | 0 | Constrained,otherwise capacity available =49kW. | --> | C18 ex COOLCARRON | COOLCARRON: T41 | BARRYMORE |  | 52.1298 | -8.1879
MV/LV Substation CU***763X | 10 kV | 400V(3ph) & 230V(single ph) | LV | 100 kVA :Pole Substation | 0.1 | --> | 0.1 | 0.098 | 2.1 |  | --> | 0.095 | 0 | 0 | 0 | 0 | 0.1 | 0 |  | --> | C12 ex GRANAGH | GRANAGH: T41∥T42 | WATERFORD |  | 52.282 | -7.186
MV/LV Substation CU***766 | 20 kV | 400V(3ph) & 230V(single ph) | LV | 50 kVA :Pole Substation | 0.05 | --> | 0.05 | 0.043 | 0.8 |  | --> | 0.047 | 0 | 0 | 0 | 0.003 | 0 | 0 | Constrained,otherwise capacity available =47kW. | --> | C11 ex BANTRY | BANTRY: T41∥T42 | BALLYLICKY |  | 51.6511 | -9.3763
MV/LV Substation CU***767Z | 10 kV | 400V(3ph) & 230V(single ph) | LV | 400 kVA :Kiosk Substation | 0.4 | --> | 0.4 | 0.374 | 0.8 |  | --> | 0.38 | 0 | 0 | 0 | 0 | 0 | 0 | Constrained,otherwise capacity available =403kW. | --> | C16 ex BANTRY | BANTRY: T41∥T42 | BALLYLICKY |  | 51.6875 | -9.4367
MV/LV Substation CU***770X | 20 kV | 400V(3ph) & 230V(single ph) | LV | 50 kVA :Pole Substation | 0.05 | --> | 0.05 | 0 | 0 | Constrained,otherwise capacity available =42kVA. | --> | 0.047 | 0 | 0 | 0 | 0 | 0.05 | 0 |  | --> | E14 ex DALTON | DALTON: T421∥T422 | DALTON |  | 53.7949 | -8.9225
MV/LV Substation CU***776X | 10 kV | 400V(3ph) & 230V(single ph) | LV | 200 kVA :Kiosk Substation | 0.2 | --> | 0.2 | 0 | 0 | Constrained,otherwise capacity available =180kVA. | --> | 0.19 | 0 | 0 | 0 | 0.003 | 0.2 | 0 |  | --> | C16 ex KANTURK | KANTURK: T41∥T42 | GLENLARA |  | 52.1881 | -8.9132
MV/LV Substation CU***777 | 20 kV | 400V(3ph) & 230V(single ph) | LV | 50 kVA :Pole Substation | 0.05 | --> | 0.05 | 0 | 0 | Constrained,otherwise capacity available =48kVA. | --> | 0.047 | 0 | 0 | 0 | 0 | 0 | 0 | Constrained,otherwise capacity available =49kW. | --> | C14 ex FERMOY NORTH | FERMOY NORTH: T41∥T42 | BARRYMORE |  | 52.1927 | -8.33
MV/LV Substation CU***782 | 20 kV | 400V(3ph) & 230V(single ph) | LV | 50 kVA :Pole Substation | 0.05 | --> | 0.05 | 0.05 | 1.9 |  | --> | 0.047 | 0 | 0 | 0 | 0 | 0 | 0 | Constrained,otherwise capacity available =49kW. | --> | E15 ex GWEEDORE | GWEEDORE: T421 | ARDNAGAPPARY |  | 55.0209 | -8.1489
MV/LV Substation CU***782Y | 20 kV | 400V(3ph) & 230V(single ph) | LV | 100 kVA :Pole Substation | 0.1 | --> | 0.1 | 0.085 | 26.7 |  | --> | 0.095 | 0 | 0 | 0 | 0.01 | 0.091 | 0 |  | --> | E21 ex WEXFORD | WEXFORD: T121∥T122 | WEXFORD |  | 52.3964 | -6.3934
MV/LV Substation CU***785X | 10 kV | 400V(3ph) & 230V(single ph) | LV | 100 kVA :Pole Substation | 0.1 | --> | 0.1 | 0.057 | 4.6 |  | --> | 0.095 | 0 | 0 | 0 | 0.007 | 0.098 | 0 |  | --> | E16 ex BALLYRAGGET | BALLYRAGGET: T421∥T422 | BALLYRAGGET |  | 52.819 | -7.4737
MV/LV Substation CU***797Y | 10 kV | 400V(3ph) & 230V(single ph) | LV | 200 kVA :Kiosk Substation | 0.2 | --> | 0.2 | 0.171 | 2.4 |  | --> | 0.19 | 0 | 0 | 0 | 0 | 0.203 | 0 |  | --> | C11 ex PORTLAW | PORTLAW: T41∥T42 | BUTLERSTOWN |  | 52.2921 | -7.3155
MV/LV Substation CU***805 | 10 kV | 400V(3ph) & 230V(single ph) | LV | 100 kVA :Pole Substation | 0.1 | --> | 0.1 | 0.041 | 9.8 |  | --> | 0.095 | 0 | 0 | 0 | 0.007 | 0.101 | 0 |  | --> | C14 ex KILCOOLE | KILCOOLE: T41∥T42 | FASSAROE |  | 53.1104 | -6.088
MV/LV Substation CU***807Y | 10 kV | 400V(3ph) & 230V(single ph) | LV | 200 kVA :Kiosk Substation | 0.2 | --> | 0.2 | 0 | 0 | Constrained,otherwise capacity available =179kVA. | --> | 0.19 | 0 | 0 | 0 | 0.003 | 0.2 | 0 |  | --> | C14 ex RAHEEN | RAHEEN: T42 | LIMERICK |  | 52.631 | -8.66
MV/LV Substation CU***812Z | 10 kV | 400V(3ph) & 230V(single ph) | LV | 630 kVA :Kiosk Substation | 0.63 | --> | 0.63 | 0 | 0 | Constrained,otherwise capacity available =500kVA. | --> | 0.598 | 0 | 0 | 0 | 0 | 0.5 | 0 |  | --> | C11 ex ATHGARVAN | ATHGARVAN: T41 | NEWBRIDGE |  | 53.1651 | -6.8039
MV/LV Substation CU***814 | 20 kV | 400V(3ph) & 230V(single ph) | LV | 50 kVA :Pole Substation | 0.05 | --> | 0.05 | 0 | 0 | Constrained,otherwise capacity available =23kVA. | --> | 0.047 | 0 | 0 | 0 | 0.008 | 0.044 | 0 |  | --> | E19 ex BALTRASNA | BALTRASNA: T121 | BALTRASNA |  | 53.5394 | -6.442
MV/LV Substation CU***814X | 10 kV | 400V(3ph) & 230V(single ph) | LV | 100 kVA :Pole Substation | 0.1 | --> | 0.1 | 0 | 0 | Constrained,otherwise capacity available =83kVA. | --> | 0.095 | 0 | 0 | 0 | 0 | 0 | 0 | Constrained,otherwise capacity available =102kW. | --> | C13 ex CURRAGLASS | CURRAGLASS: T41 | BARRYMORE |  | 52.0937 | -8.0429
MV/LV Substation CU***817 | 20 kV | 400V(3ph) & 230V(single ph) | LV | 50 kVA :Pole Substation | 0.05 | --> | 0.05 | 0 | 1.8 |  | --> | 0.047 | 0 | 0 | 0 | 0 | 0.058 | 0 |  | --> | E19 ex CURRALEIGH | CURRALEIGH: T421∥T422 | KILBARRY |  | 51.9052 | -8.6644
MV/LV Substation CU***819 | 20 kV | 400V(3ph) & 230V(single ph) | LV | 50 kVA :Pole Substation | 0.05 | --> | 0.05 | 0 | 2 |  | --> | 0.047 | 0 | 0 | 0 | 0 | 0.06 | 0 |  | --> | E12 ex BALLYCONNELL | BALLYCONNELL: T421∥T422 | GORTAWEE |  | 54.1134 | -7.5797
MV/LV Substation CU***822Z | 20 kV | 400V(3ph) & 230V(single ph) | LV | 100 kVA :Pole Substation | 0.1 | --> | 0.1 | 0.087 | 0.8 |  | --> | 0.095 | 0 | 0 | 0 | 0 | 0 | 0 | Constrained,otherwise capacity available =101kW. | --> | C11 ex BANTRY | BANTRY: T41∥T42 | BALLYLICKY |  | 51.6499 | -9.3792
MV/LV Substation CU***839X | 20 kV | 400V(3ph) & 230V(single ph) | LV | 50 kVA :Pole Substation | 0.05 | --> | 0.05 | 0 | 0 | Constrained,otherwise capacity available =41kVA. | --> | 0.047 | 0 | 0 | 0 | 0 | 0.05 | 0 |  | --> | E14 ex DALTON | DALTON: T421∥T422 | DALTON |  | 53.7979 | -8.9208
MV/LV Substation CU***840 | 20 kV | 400V(3ph) & 230V(single ph) | LV | 50 kVA :Pole Substation | 0.05 | --> | 0.05 | 0.043 | 3.7 |  | --> | 0.047 | 0 | 0 | 0 | 0 | 0 | 0 | Constrained,otherwise capacity available =50kW. | --> | E18 ex FOXHOLE | FOXHOLE: T421∥T422 | DUNGARVAN |  | 52.0467 | -7.8119
MV/LV Substation CU***844 | 10 kV | 400V(3ph) & 230V(single ph) | LV | 50 kVA :Pole Substation | 0.05 | --> | 0.05 | 0.043 | 0 |  | --> | 0.047 | 0 | 0 | 0 | 0.003 | 0.047 | 0 |  | --> | C15 ex TALBOTS INCH | TALBOTS INCH: T41∥T42 | KILKENNY |  | 52.6611 | -7.4546
MV/LV Substation CU***846 | 20 kV | 400V(3ph) & 230V(single ph) | LV | 100 kVA :Pole Substation | 0.1 | --> | 0.1 | 0 | 0 | Constrained,otherwise capacity available =78kVA. | --> | 0.095 | 0 | 0 | 0 | 0 | 0.103 | 0 |  | --> | C13 ex CLONAKILTY | CLONAKILTY: T41∥T42 | DUNMANWAY |  | 51.6148 | -8.7542
MV/LV Substation CU***846 | 10 kV | 400V(3ph) & 230V(single ph) | LV | 100 kVA :Pole Substation | 0.1 | --> | 0.1 | 0.075 | 0.9 |  | --> | 0.095 | 0 | 0 | 0 | 0.003 | 0.1 | 0 |  | --> | C15 ex DRUMQUIN | DRUMQUIN: T42 | ENNIS |  | 52.7468 | -9.1483
MV/LV Substation CU***846X | 10 kV | 400V(3ph) & 230V(single ph) | LV | 100 kVA :Pole Substation | 0.1 | --> | 0.1 | 0 | 0 | Constrained,otherwise capacity available =79kVA. | --> | 0.095 | 0 | 0 | 0 | 0 | 0.103 | 0 |  | --> | C26 ex CLIFDEN | CLIFDEN: T41∥T42 | GALWAY 110KV |  | 53.4891 | -10.0036
MV/LV Substation CU***850X | 20 kV | 400V(3ph) & 230V(single ph) | LV | 50 kVA :Pole Substation | 0.05 | --> | 0.05 | 0.042 | 5.8 |  | --> | 0.047 | 0 | 0 | 0 | 0 | 0.05 | 0 |  | --> | E12 ex DUNMANWAY | DUNMANWAY: T422 | DUNMANWAY |  | 51.6634 | -9.1304
MV/LV Substation CU***859 | 10 kV | 400V(3ph) & 230V(single ph) | LV | 400 kVA :Kiosk Substation | 0.4 | --> | 0.4 | 0 | 0 | Constrained,otherwise capacity available =369kVA. | --> | 0.38 | 0 | 0 | 0 | 0 | 0 | 0 | Constrained,otherwise capacity available =404kW. | --> | C15 ex BANAGHER | BANAGHER: T42 | DALLOW |  | 53.1877 | -7.9827
MV/LV Substation CU***862 | 20 kV | 400V(3ph) & 230V(single ph) | LV | 200 kVA :Pole Substation | 0.2 | --> | 0.2 | 0.111 | 4.3 |  | --> | 0.19 | 0 | 0 | 0 | 0.008 | 0 | 0 | Constrained,otherwise capacity available =204kW. | --> | E13 ex MOVILLE | MOVILLE: T421∥T422 | TRILLICK |  | 55.2862 | -7.1667
MV/LV Substation CU***870X | 10 kV | 400V(3ph) & 230V(single ph) | LV | 1000 kVA :Building Structure | 1 | --> | 1 | 0 | 0 | Constrained,otherwise capacity available =500kVA. | --> | 0.95 | 0 | 0 | 0 | 0 | 0.5 | 0 |  | --> | C13 ex MONEENAGEISHA | MONEENAGEISHA: T41 | GALWAY 110KV |  | 53.2818 | -9.0407
MV/LV Substation CU***871X | 10 kV | 400V(3ph) & 230V(single ph) | LV | 1000 kVA :Building Structure | 1 | --> | 1 | 0 | 0 | Constrained,otherwise capacity available =500kVA. | --> | 0.95 | 0 | 0 | 0 | 0 | 0.5 | 0 |  | --> | C13 ex MONEENAGEISHA | MONEENAGEISHA: T41 | GALWAY 110KV |  | 53.2818 | -9.0407
MV/LV Substation CU***872 | 10 kV | 400V(3ph) & 230V(single ph) | LV | 50 kVA :Pole Substation | 0.05 | --> | 0.05 | 0.041 | 2.7 |  | --> | 0.047 | 0 | 0 | 0 | 0 | 0.05 | 0 |  | --> | C11 ex CALLAN | CALLAN: T41∥T42 | KILKENNY |  | 52.6141 | -7.3739
MV/LV Substation CU***875 | 10 kV | 400V(3ph) & 230V(single ph) | LV | 630 kVA :Building Structure | 0.63 | --> | 0.63 | 0.5 | 7.6 |  | --> | 0.598 | 0 | 0 | 0 | 0 | 0.5 | 0 |  | --> | C26 ex TRINITY | TRINITY: T102 | POOLBEG |  | 53.3423 | -6.249
MV/LV Substation CU***877 | 20 kV | 400V(3ph) & 230V(single ph) | LV | 100 kVA :Pole Substation | 0.1 | --> | 0.1 | 0.091 | 0.8 |  | --> | 0.095 | 0 | 0 | 0 | 0 | 0 | 0 | Constrained,otherwise capacity available =100kW. | --> | E17 ex KILMACTHOMAS | KILMACTHOMAS: T421∥T422 | DUNGARVAN |  | 52.2017 | -7.4373
MV/LV Substation CU***878X | 10 kV | 400V(3ph) & 230V(single ph) | LV | 50 kVA :Pole Substation | 0.05 | --> | 0.05 | 0.033 | 0.6 |  | --> | 0.047 | 0 | 0 | 0 | 0 | 0 | 0 | Constrained,otherwise capacity available =51kW. | --> | C20 ex CLONSHAUGH | CLONSHAUGH: T41 | FINGLAS |  | 53.4183 | -6.2217
MV/LV Substation CU***879 | 20 kV | 400V(3ph) & 230V(single ph) | LV | 50 kVA :Pole Substation | 0.05 | --> | 0.05 | 0.031 | 3.2 |  | --> | 0.047 | 0 | 0 | 0 | 0.003 | 0 | 0 | Constrained,otherwise capacity available =48kW. | --> | E14 ex BANGOR ERRIS | BANGOR ERRIS: T421 | BELLACORICK |  | 54.3131 | -9.813
MV/LV Substation CU***879X | 10 kV | 400V(3ph) & 230V(single ph) | LV | 50 kVA :Pole Substation | 0.05 | --> | 0.05 | 0.036 | 0.6 |  | --> | 0.047 | 0 | 0 | 0 | 0 | 0 | 0 | Constrained,otherwise capacity available =51kW. | --> | C20 ex CLONSHAUGH | CLONSHAUGH: T41 | FINGLAS |  | 53.4238 | -6.22
MV/LV Substation CU***880X | 10 kV | 400V(3ph) & 230V(single ph) | LV | 50 kVA :Pole Substation | 0.05 | --> | 0.05 | 0.041 | 1.5 |  | --> | 0.047 | 0 | 0 | 0 | 0 | 0.05 | 0 |  | --> | C19 ex SALLINS | SALLINS: T41 | GRIFFINRATH |  | 53.2933 | -6.7419
MV/LV Substation CU***883Y | 20 kV | 400V(3ph) & 230V(single ph) | LV | 50 kVA :Pole Substation | 0.05 | --> | 0.05 | 0.05 | 4.4 |  | --> | 0.047 | 0 | 0 | 0 | 0 | 0 | 0 | Constrained,otherwise capacity available =49kW. | --> | E21 ex SLANE | SLANE: T421 | DRYBRIDGE |  | 53.6781 | -6.5358
MV/LV Substation CU***885 | 20 kV | 400V(3ph) & 230V(single ph) | LV | 50 kVA :Pole Substation | 0.05 | --> | 0.05 | 0 | 0 | Constrained,otherwise capacity available =49kVA. | --> | 0.047 | 0 | 0 | 0 | 0.003 | 0.046 | 0 |  | --> | C21 ex CASTLEISLAND | CASTLEISLAND: T41∥T42 | TRALEE |  | 52.1988 | -9.5547
MV/LV Substation CU***889X | 10 kV | 400V(3ph) & 230V(single ph) | LV | 50 kVA :Pole Substation | 0.05 | --> | 0.05 | 0.047 | 1.2 |  | --> | 0.047 | 0 | 0 | 0 | 0 | 0 | 0 | Constrained,otherwise capacity available =49kW. | --> | C20 ex KNOCKAPHUNTA | KNOCKAPHUNTA: T41∥T42 | CASTLEBAR |  | 53.8276 | -9.2755
MV/LV Substation CU***893X | 20 kV | 400V(3ph) & 230V(single ph) | LV | 50 kVA :Pole Substation | 0.05 | --> | 0.05 | 0 | 0 | Constrained,otherwise capacity available =50kVA. | --> | 0.047 | 0 | 0 | 0 | 0 | 0.049 | 0 |  | --> | E47 ex CLAREGALWAY | CLAREGALWAY: T421 | GALWAY 110KV |  | 53.43 | -8.7579
MV/LV Substation CU***894X | 20 kV | 400V(3ph) & 230V(single ph) | LV | 400 kVA :Kiosk Substation | 0.4 | --> | 0.4 | 0.344 | 1.7 |  | --> | 0.38 | 0 | 0 | 0 | 0.015 | 0.392 | 0 |  | --> | C17 ex TULLA | TULLA: T41 | ENNIS |  | 52.8655 | -8.763
MV/LV Substation CU***896X | 10 kV | 400V(3ph) & 230V(single ph) | LV | 50 kVA :Pole Substation | 0.05 | --> | 0.05 | 0 | 0 | Constrained,otherwise capacity available =50kVA. | --> | 0.047 | 0 | 0 | 0 | 0 | 0.049 | 0 |  | --> | C19 ex RECESS | RECESS: T41 | GALWAY 110KV |  | 53.4235 | -9.9064
MV/LV Substation CU***898 | 20 kV | 400V(3ph) & 230V(single ph) | LV | 200 kVA :Pole Substation | 0.2 | --> | 0.2 | 0 | 0 | Constrained,otherwise capacity available =166kVA. | --> | 0.19 | 0 | 0 | 0 | 0.008 | 0.196 | 0 |  | --> | C21 ex CASTLEISLAND | CASTLEISLAND: T41∥T42 | TRALEE |  | 52.1847 | -9.4969
MV/LV Substation CU***901 | 10 kV | 400V(3ph) & 230V(single ph) | LV | 50 kVA :Pole Substation | 0.05 | --> | 0.05 | 0.05 | 2.1 |  | --> | 0.047 | 0 | 0 | 0 | 0 | 0.049 | 0 |  | --> | C16 ex LITTLE BRAY | LITTLE BRAY: T42 | FASSAROE |  | 53.2156 | -6.1267
MV/LV Substation CU***904 | 10 kV | 400V(3ph) & 230V(single ph) | LV | 200 kVA :Kiosk Substation | 0.2 | --> | 0.2 | 0.176 | 5.1 |  | --> | 0.19 | 0 | 0 | 0 | 0 | 0.203 | 0 |  | --> | E16 ex BALLYBUNION | BALLYBUNION: T421∥T422 | TRIEN |  | 52.4532 | -9.5087
MV/LV Substation CU***904 | 20 kV | 400V(3ph) & 230V(single ph) | LV | 50 kVA :Pole Substation | 0.05 | --> | 0.05 | 0 | 0 | Constrained,otherwise capacity available =41kVA. | --> | 0.047 | 0 | 0 | 0 | 0 | 0.05 | 0 |  | --> | E23 ex BALTRASNA | BALTRASNA: T121 | BALTRASNA |  | 53.5743 | -6.4463
MV/LV Substation CU***905 | 20 kV | 400V(3ph) & 230V(single ph) | LV | 100 kVA :Pole Substation | 0.1 | --> | 0.1 | 0 | 0 | Constrained,otherwise capacity available =100kVA. | --> | 0.095 | 0 | 0 | 0 | 0 | 0 | 0 | Constrained,otherwise capacity available =100kW. | --> | E18 ex BUNCLODY | BUNCLODY: T421∥T422 | CRANE |  | 52.5703 | -6.7228
MV/LV Substation CU***906X | 10 kV | 400V(3ph) & 230V(single ph) | LV | 200 kVA :Kiosk Substation | 0.2 | --> | 0.2 | 0 | 0 | Constrained,otherwise capacity available =181kVA. | --> | 0.19 | 0 | 0 | 0 | 0 | 0.202 | 0 |  | --> | C19 ex RECESS | RECESS: T41 | GALWAY 110KV |  | 53.3975 | -9.9211
MV/LV Substation CU***911 | 10 kV | 400V(3ph) & 230V(single ph) | LV | 50 kVA :Pole Substation | 0.05 | --> | 0.05 | 0.05 | 2.1 |  | --> | 0.047 | 0 | 0 | 0 | 0 | 0.049 | 0 |  | --> | E14 ex NEWPORT | NEWPORT: T421 | CARROWBEG |  | 53.8477 | -9.5614
MV/LV Substation CU***915X | 10 kV | 400V(3ph) & 230V(single ph) | LV | 50 kVA :Pole Substation | 0.05 | --> | 0.05 | 0.04 | 2.1 |  | --> | 0.047 | 0 | 0 | 0 | 0.004 | 0.046 | 0 |  | --> | C15 ex MILFORD (MWR) | MILFORD (MWR): T41 | CHARLEVILLE |  | 52.3307 | -8.8074
MV/LV Substation CU***924 | 20 kV | 400V(3ph) & 230V(single ph) | LV | 100 kVA :Pole Substation | 0.1 | --> | 0.1 | 0 | 0 | Constrained,otherwise capacity available =85kVA. | --> | 0.095 | 0 | 0 | 0 | 0 | 0.102 | 0 |  | --> | C12 ex BALLAGHADERREEN | BALLAGHADERREEN: T41∥T42 | TONROE |  | 53.8229 | -8.5682
MV/LV Substation CU***930 | 10 kV | 400V(3ph) & 230V(single ph) | LV | 50 kVA :Pole Substation | 0.05 | --> | 0.05 | 0.036 | 5.1 |  | --> | 0.047 | 0 | 0 | 0 | 0 | 0.051 | 0 |  | --> | E16 ex BALLYBUNION | BALLYBUNION: T421∥T422 | TRIEN |  | 52.4511 | -9.5126
MV/LV Substation CU***930 | 10 kV | 400V(3ph) & 230V(single ph) | LV | 100 kVA :Pole Substation | 0.1 | --> | 0.1 | 0.075 | 3.2 |  | --> | 0.095 | 0 | 0 | 0 | 0 | 0.103 | 0 |  | --> | C17 ex BOYLE | BOYLE: T41∥T42 | CARRICK ON SHANNON |  | 53.9987 | -8.1931
MV/LV Substation CU***932X | 20 kV | 400V(3ph) & 230V(single ph) | LV | 200 kVA :Pole Substation | 0.2 | --> | 0.2 | 0.2 | 1.8 |  | --> | 0.19 | 0 | 0 | 0 | 0 | 0.2 | 0 |  | --> | E19 ex CURRALEIGH | CURRALEIGH: T421∥T422 | KILBARRY |  | 51.9015 | -8.665
MV/LV Substation CU***938Y | 20 kV | 400V(3ph) & 230V(single ph) | LV | 50 kVA :Pole Substation | 0.05 | --> | 0.05 | 0 | 0 | Constrained,otherwise capacity available =47kVA. | --> | 0.047 | 0 | 0 | 0 | 0 | 0.049 | 0 |  | --> | C17 ex KINSALE | KINSALE: T41∥T42 | BANDON |  | 51.8039 | -8.6299
MV/LV Substation CU***944X | 20 kV | 400V(3ph) & 230V(single ph) | LV | 50 kVA :Pole Substation | 0.05 | --> | 0.05 | 0.033 | 2 |  | --> | 0.047 | 0 | 0 | 0 | 0 | 0.051 | 0 |  | --> | E12 ex BALLYCONNELL | BALLYCONNELL: T421∥T422 | GORTAWEE |  | 54.1117 | -7.5842
MV/LV Substation CU***944X | 10 kV | 400V(3ph) & 230V(single ph) | LV | 400 kVA :Kiosk Substation | 0.4 | --> | 0.4 | 0.337 | 4.3 |  | --> | 0.38 | 0 | 0 | 0 | 0 | 0.409 | 0 |  | --> | C18 ex WHITESTOWN | WHITESTOWN: T42 | COOKSTOWN |  | 53.2723 | -6.3744
MV/LV Substation CU***949 | 20 kV | 400V(3ph) & 230V(single ph) | LV | 50 kVA :Pole Substation | 0.05 | --> | 0.05 | 0 | 0 | Constrained,otherwise capacity available =42kVA. | --> | 0.047 | 0 | 0 | 0 | 0.004 | 0.046 | 0 |  | --> | E15 ex JULIANSTOWN | JULIANSTOWN: T421∥T422 | DRYBRIDGE |  | 53.6381 | -6.2418
MV/LV Substation CU***949X | 10 kV | 400V(3ph) & 230V(single ph) | LV | 100 kVA :Pole Substation | 0.1 | --> | 0.1 | 0.023 | 2.2 |  | --> | 0.095 | 0 | 0 | 0 | 0.01 | 0.1 | 0 |  | --> | C14 ex KELLS | KELLS: T41∥T42 | NAVAN |  | 53.759 | -6.8449
MV/LV Substation CU***952X | 10 kV | 400V(3ph) & 230V(single ph) | LV | 630 kVA :Building Structure | 0.63 | --> | 0.63 | 0 | 0 | Constrained,otherwise capacity available =500kVA. | --> | 0.598 | 0 | 0 | 0 | 0 | 0.5 | 0 |  | --> | C12 ex SKIBBEREEN | SKIBBEREEN: T41∥T42 | DUNMANWAY |  | 51.5594 | -9.268
MV/LV Substation CU***952Z | 20 kV | 400V(3ph) & 230V(single ph) | LV | 50 kVA :Pole Substation | 0.05 | --> | 0.05 | 0 | 0 | Constrained,otherwise capacity available =39kVA. | --> | 0.047 | 0 | 0 | 0 | 0 | 0.051 | 0 |  | --> | C15 ex KILMONEY | KILMONEY: T41∥T42 | TRABEG |  | 51.8193 | -8.545
MV/LV Substation CU***954X | 10 kV | 400V(3ph) & 230V(single ph) | LV | 200 kVA :Kiosk Substation | 0.2 | --> | 0.2 | 0.164 | 1.2 |  | --> | 0.19 | 0 | 0 | 0 | 0.002 | 0.203 | 0 |  | --> | C24 ex MULLAGH | MULLAGH: T44 | MEATH HILL |  | 53.8103 | -6.9435
MV/LV Substation CU***961Y | 10 kV | 400V(3ph) & 230V(single ph) | LV | 50 kVA :Pole Substation | 0.05 | --> | 0.05 | 0.035 | 0.7 |  | --> | 0.047 | 0 | 0 | 0 | 0 | 0.051 | 0 |  | --> | C17 ex AGHAMORE | AGHAMORE: T42 | LANESBORO |  | 53.6747 | -7.9752
MV/LV Substation CU***962 | 20 kV | 400V(3ph) & 230V(single ph) | LV | 100 kVA :Pole Substation | 0.1 | --> | 0.1 | 0.088 | 7.7 |  | --> | 0.095 | 0 | 0 | 0 | 0 | 0 | 0 | Constrained,otherwise capacity available =101kW. | --> | E12 ex CHURCHTOWN | CHURCHTOWN: T422 | RATHKEALE |  | 52.4485 | -9.0798
MV/LV Substation CU***964Y | 20 kV | 400V(3ph) & 230V(single ph) | LV | 100 kVA :Pole Substation | 0.1 | --> | 0.1 | 0 | 0 | Constrained,otherwise capacity available =65kVA. | --> | 0.095 | 0 | 0 | 0 | 0.004 | 0.101 | 0 |  | --> | E21 ex FINEA | FINEA: T421∥T422 | SHANKILL |  | 53.8609 | -7.3187
MV/LV Substation CU***972X | 20 kV | 400V(3ph) & 230V(single ph) | LV | 50 kVA :Pole Substation | 0.05 | --> | 0.05 | 0.049 | 3.7 |  | --> | 0.047 | 0 | 0 | 0 | 0 | 0 | 0 | Constrained,otherwise capacity available =49kW. | --> | E13 ex FOXHOLE | FOXHOLE: T421∥T422 | DUNGARVAN |  | 51.9669 | -7.7156
MV/LV Substation CU***977 | 10 kV | 400V(3ph) & 230V(single ph) | LV | 50 kVA :Pole Substation | 0.05 | --> | 0.05 | 0.049 | 2.4 |  | --> | 0.047 | 0 | 0 | 0 | 0 | 0.049 | 0 |  | --> | C11 ex PORTLAW | PORTLAW: T41∥T42 | BUTLERSTOWN |  | 52.2988 | -7.3607
MV/LV Substation CU***986 | 20 kV | 400V(3ph) & 230V(single ph) | LV | 100 kVA :Pole Substation | 0.1 | --> | 0.1 | 0 | 0 | Constrained,otherwise capacity available =92kVA. | --> | 0.095 | 0 | 0 | 0 | 0 | 0.1 | 0 |  | --> | E11 ex KILCOLGAN | KILCOLGAN: T421 | GALWAY 110KV |  | 53.1162 | -9.0686
MV/LV Substation CU***987 | 20 kV | 400V(3ph) & 230V(single ph) | LV | 50 kVA :Pole Substation | 0.05 | --> | 0.05 | 0 | 0 | Constrained,otherwise capacity available =39kVA. | --> | 0.047 | 0 | 0 | 0 | 0.003 | 0.047 | 0 |  | --> | E17 ex DULEEK | DULEEK: T421∥T422 | DRYBRIDGE |  | 53.6448 | -6.551
MV/LV Substation CU***989Y | 10 kV | 400V(3ph) & 230V(single ph) | LV | 400 kVA :Kiosk Substation | 0.4 | --> | 0.4 | 0.298 | 2.3 |  | --> | 0.38 | 0 | 0 | 0 | 0.014 | 0.4 | 0 |  | --> | C17 ex TRABEG | TRABEG: T102 | TRABEG |  | 51.8666 | -8.4713
MV/LV Substation CU***993X | 20 kV | 400V(3ph) & 230V(single ph) | LV | 200 kVA :Pole Substation | 0.2 | --> | 0.2 | 0.199 | 1.5 |  | --> | 0.19 | 0 | 0 | 0 | 0 | 0.2 | 0 |  | --> | E16 ex BEALISTOWN | BEALISTOWN: T421∥T422 | GREAT ISLAND |  | 52.2573 | -6.9033
MV/LV Substation CU***993Y | 10 kV | 400V(3ph) & 230V(single ph) | LV | 200 kVA :Kiosk Substation | 0.2 | --> | 0.2 | 0.109 | 2.8 |  | --> | 0.19 | 0 | 0 | 0 | 0 | 0.213 | 0 |  | --> | E14 ex LONGFORD | LONGFORD: T422 | RICHMOND |  | 53.7243 | -7.8044
MV/LV Substation CU***997 | 10 kV | 400V(3ph) & 230V(single ph) | LV | 100 kVA :Pole Substation | 0.1 | --> | 0.1 | 0 | 0 | Constrained,otherwise capacity available =73kVA. | --> | 0.095 | 0 | 0 | 0 | 0.011 | 0.092 | 0 |  | --> | C18 ex COOLCORCORAN | COOLCORCORAN: T41∥T42 | KNOCKEARAGH |  | 52.0615 | -9.6609
MV/LV Substation CU***997 | 10 kV | 400V(3ph) & 230V(single ph) | LV | 630 kVA :Building Structure | 0.63 | --> | 0.63 | 0 | 0 | Constrained,otherwise capacity available =473kVA. | --> | 0.598 | 0 | 0 | 0 | 0 | 0.5 | 0 |  | --> | C14 ex GLOUCESTER PLACE | GLOUCESTER PLACE: T42 | MCDERMOTT |  | 53.3517 | -6.2557
MV/LV Substation CU***999 | 20 kV | 400V(3ph) & 230V(single ph) | LV | 400 kVA :Kiosk Substation | 0.4 | --> | 0.4 | 0.258 | 3.6 |  | --> | 0.38 | 0 | 0 | 0 | 0 | 0.421 | 0 |  | --> | E11 ex KILLINICK | KILLINICK: T421∥T422 | WEXFORD |  | 52.2049 | -6.6293
MV/LV Substation CW***4289 | 20 kV | 400V(3ph) & 230V(single ph) | LV | 630 kVA :Building Structure | 0.63 | --> | 0.63 | 0.5 | 6.2 |  | --> | 0.598 | 0 | 0 | 0 | 0 | 0.5 | 0 |  | --> | E12 ex BAGENALSTOWN | BAGENALSTOWN: T421∥T422 | CARLOW |  | 52.6934 | -6.9757
MV/LV Substation CY***034 | 10 kV | 400V(3ph) & 230V(single ph) | LV | 200 kVA :Kiosk Substation | 0.2 | --> | 0.2 | 0.103 | 3.9 |  | --> | 0.19 | 0 | 0 | 0 | 0.009 | 0.205 | 0 |  | --> | C17 ex BALLYJAMESDUFF | BALLYJAMESDUFF: T41 | SHANKILL |  | 53.8624 | -7.2094
MV/LV Substation CY***180 | 10 kV | 400V(3ph) & 230V(single ph) | LV | 630 kVA :Kiosk Substation | 0.63 | --> | 0.63 | 0.466 | 4.1 |  | --> | 0.598 | 0 | 0 | 0 | 0.04 | 0.5 | 0 |  | --> | C15 ex KIMMAGE | KIMMAGE: T41 | INCHICORE 220KV |  | 53.2999 | -6.3104
MV/LV Substation CY***191 | 10 kV | 400V(3ph) & 230V(single ph) | LV | 400 kVA :Kiosk Substation | 0.4 | --> | 0.4 | 0.12 | 2.8 |  | --> | 0.38 | 0 | 0 | 0 | 0.046 | 0.393 | 0 |  | --> | C15 ex COES ROAD | COES ROAD: T41∥T42 | DUNDALK |  | 53.9971 | -6.3748
MV/LV Substation CY***214X | 10 kV | 400V(3ph) & 230V(single ph) | LV | 400 kVA :Kiosk Substation | 0.4 | --> | 0.4 | 0.315 | 7.7 |  | --> | 0.38 | 0 | 0 | 0 | 0.009 | 0.403 | 0 |  | --> | C20 ex GARRYCASTLE | GARRYCASTLE: T42 | ATHLONE |  | 53.4205 | -7.9027
MV/LV Substation CY***311Y | 10 kV | 400V(3ph) & 230V(single ph) | LV | 200 kVA :Building Structure | 0.2 | --> | 0.2 | 0.043 | 2.8 |  | --> | 0.19 | 0 | 0 | 0 | 0.184 | 0 | 0 | Constrained,otherwise capacity available =29kW. | --> | C17 ex LEE BRIDGE | LEE BRIDGE: T41 | MACROOM |  | 51.8904 | -8.9431
MV/LV Substation CY***534 | 10 kV | 400V(3ph) & 230V(single ph) | LV | 630 kVA :Kiosk Substation | 0.63 | --> | 0.63 | 0.363 | 2.1 |  | --> | 0.598 | 0 | 0 | 0 | 0.049 | 0.5 | 0 |  | --> | C11 ex TEMPLEOGUE | TEMPLEOGUE: T42 | MILLTOWN (DR) |  | 53.3011 | -6.3147
MV/LV Substation CY***683Y | 10 kV | 400V(3ph) & 230V(single ph) | LV | 200 kVA :Kiosk Substation | 0.2 | --> | 0.2 | 0 | 0 | Constrained,otherwise capacity available =139kVA. | --> | 0.19 | 0 | 0 | 0 | 0.01 | 0.198 | 0 |  | --> | C12 ex LEIXLIP | LEIXLIP: T42 | GRIFFINRATH |  | 53.3649 | -6.4842
MV/LV Substation D ***403X | 20 kV | 400V(3ph) & 230V(single ph) | LV | 50 kVA :Pole Substation | 0.05 | --> | 0.05 | 0.001 | 3.6 |  | --> | 0.047 | 0 | 0 | 0 | 0.003 | 0.053 | 0 |  | --> | E15 ex JENKINSTOWN | JENKINSTOWN: T421∥T422 | DUNDALK |  | 54.0505 | -6.3427
MV/LV Substation D ***967 | 20 kV | 400V(3ph) & 230V(single ph) | LV | 50 kVA :Pole Substation | 0.05 | --> | 0.05 | 0.034 | 7.4 |  | --> | 0.047 | 0 | 0 | 0 | 0.003 | 0 | 0 | Constrained,otherwise capacity available =48kW. | --> | E14 ex ARIGNA | ARIGNA: T121 | ARIGNA |  | 54.0489 | -8.0496
MV/LV Substation D.***280 | 10 kV | 400V(3ph) & 230V(single ph) | LV | 100 kVA :Building Structure | 0.1 | --> | 0.1 | 0.032 | 7.4 |  | --> | 0.095 | 0 | 0 | 0 | 0 | 0.109 | 0 |  | --> | C13 ex BALLYMUN | BALLYMUN: T41 | FINGLAS |  | 53.388 | -6.2515
MV/LV Substation D.***454Z | 20 kV | 400V(3ph) & 230V(single ph) | LV | 400 kVA :Kiosk Substation | 0.4 | --> | 0.4 | 0.293 | 0.7 |  | --> | 0.38 | 0 | 0 | 0 | 0 | 0.416 | 0 |  | --> | C17 ex MONEYCOOLEY | MONEYCOOLEY: T41 | GRIFFINRATH |  | 53.4156 | -6.4787
MV/LV Substation D.***942 | 10 kV | 400V(3ph) & 230V(single ph) | LV | 630 kVA :Building Structure | 0.63 | --> | 0.63 | 0.495 | 0.6 |  | --> | 0.598 | 0 | 0 | 0 | 0 | 0.5 | 0 |  | --> | C13 ex CLONDALKIN | CLONDALKIN: T41 | INCHICORE 220KV |  | 53.3246 | -6.359
MV/LV Substation D.***985 | 10 kV | 400V(3ph) & 230V(single ph) | LV | 400 kVA :Building Structure | 0.4 | --> | 0.4 | 0 | 0 | Constrained,otherwise capacity available =346kVA. | --> | 0.38 | 0 | 0 | 0 | 0 | 0.407 | 0 |  | --> | C17 ex BELGARD | BELGARD: T41 | COOKSTOWN |  | 53.2955 | -6.3754
MV/LV Substation D/***102Y | 20 kV | 400V(3ph) & 230V(single ph) | LV | 50 kVA :Pole Substation | 0.05 | --> | 0.05 | 0.04 | 3.6 |  | --> | 0.047 | 0 | 0 | 0 | 0.003 | 0.047 | 0 |  | --> | E15 ex JENKINSTOWN | JENKINSTOWN: T421∥T422 | DUNDALK |  | 54.0508 | -6.3444
MV/LV Substation D/***250X | 20 kV | 400V(3ph) & 230V(single ph) | LV | 100 kVA :Pole Substation | 0.1 | --> | 0.1 | 0.073 | 4.5 |  | --> | 0.095 | 0 | 0 | 0 | 0 | 0.103 | 0 |  | --> | E13 ex TELAYDON | TELAYDON: T421 | LISDRUM |  | 54.2828 | -7.0623
MV/LV Substation D/***385 | 20 kV | 400V(3ph) & 230V(single ph) | LV | 100 kVA :Pole Substation | 0.1 | --> | 0.1 | 0.082 | 3.6 |  | --> | 0.095 | 0 | 0 | 0 | 0.002 | 0.1 | 0 |  | --> | E15 ex JENKINSTOWN | JENKINSTOWN: T421∥T422 | DUNDALK |  | 54.0581 | -6.3559
MV/LV Substation D/***512 | 20 kV | 400V(3ph) & 230V(single ph) | LV | 50 kVA :Pole Substation | 0.05 | --> | 0.05 | 0.047 | 3.6 |  | --> | 0.047 | 0 | 0 | 0 | 0 | 0.049 | 0 |  | --> | E15 ex JENKINSTOWN | JENKINSTOWN: T421∥T422 | DUNDALK |  | 54.0407 | -6.3379
MV/LV Substation D/***697 | 20 kV | 400V(3ph) & 230V(single ph) | LV | 1000 kVA :Building Structure | 1 | --> | 1 | 0 | 0 | Constrained,otherwise capacity available =500kVA. | --> | 0.95 | 0 | 0 | 0 | 0 | 0 | 0 | Constrained,otherwise capacity available =500kW. | --> | E20 ex KILLYBEGS | KILLYBEGS: | N/A |  | 54.6312 | -8.4476
MV/LV Substation D/***798 | 20 kV | 400V(3ph) & 230V(single ph) | LV | 50 kVA :Pole Substation | 0.05 | --> | 0.05 | 0.044 | 7.4 |  | --> | 0.047 | 0 | 0 | 0 | 0 | 0 | 0 | Constrained,otherwise capacity available =50kW. | --> | E12 ex ARIGNA | ARIGNA: T121 | ARIGNA |  | 54.1685 | -8.1477
MV/LV Substation D/***955X | 10 kV | 400V(3ph) & 230V(single ph) | LV | 400 kVA :Kiosk Substation | 0.4 | --> | 0.4 | 0 | 0 | Constrained,otherwise capacity available =201kVA. | --> | 0.38 | 0 | 0 | 0 | 0.007 | 0 | 0 | Constrained,otherwise capacity available =422kW. | --> | C17 ex COLLIGAN | COLLIGAN: T41 | DUNGARVAN |  | 52.0955 | -7.6273
MV/LV Substation D+***088Y | 10 kV | 400V(3ph) & 230V(single ph) | LV | 630 kVA :Building Structure | 0.63 | --> | 0.63 | 0 | 0 | Constrained,otherwise capacity available =444kVA. | --> | 0.598 | 0 | 0 | 0 | 0.163 | 0.486 | 0 |  | --> | C25 ex KILBARRY | KILBARRY: T101 | KILBARRY |  | 51.9032 | -8.515
MV/LV Substation D1***566Z | 10 kV | 400V(3ph) & 230V(single ph) | LV | 400 kVA :Building Structure | 0.4 | --> | 0.4 | 0.264 | 8.3 |  | --> | 0.38 | 0 | 0 | 0 | 0 | 0.421 | 0 |  | --> | C22 ex MONREAD | MONREAD: T102 | MONREAD |  | 53.2328 | -6.6744
MV/LV Substation D9***565Z | 10 kV | 400V(3ph) & 230V(single ph) | LV | 400 kVA :Building Structure | 0.4 | --> | 0.4 | 0.297 | 8.3 |  | --> | 0.38 | 0 | 0 | 0 | 0 | 0.411 | 0 |  | --> | C22 ex MONREAD | MONREAD: T102 | MONREAD |  | 53.2337 | -6.6749
MV/LV Substation DA***005 | 20 kV | 400V(3ph) & 230V(single ph) | LV | 200 kVA :Pole Substation | 0.2 | --> | 0.2 | 0.079 | 3.4 |  | --> | 0.19 | 0 | 0 | 0 | 0 | 0.218 | 0 |  | --> | E20 ex CLONMINCH | CLONMINCH: T422 | THORNSBERRY |  | 53.2941 | -7.2942
MV/LV Substation DA***005X | 10 kV | 400V(3ph) & 230V(single ph) | LV | 630 kVA :Kiosk Substation | 0.63 | --> | 0.63 | 0 | 0 | Constrained,otherwise capacity available =493kVA. | --> | 0.598 | 0 | 0 | 0 | 0 | 0.5 | 0 |  | --> | C20 ex POPPINTREE | POPPINTREE: T102 | FINGLAS |  | 53.3997 | -6.2723
MV/LV Substation DA***006 | 10 kV | 400V(3ph) & 230V(single ph) | LV | 200 kVA :Kiosk Substation | 0.2 | --> | 0.2 | 0.159 | 4.2 |  | --> | 0.19 | 0 | 0 | 0 | 0 | 0 | 0 | Constrained,otherwise capacity available =206kW. | --> | C15 ex BUNDORAN | BUNDORAN: T41∥T42 | CATHALEENS FALL |  | 54.4736 | -8.2884
MV/LV Substation DA***006X | 10 kV | 400V(3ph) & 230V(single ph) | LV | 200 kVA :Kiosk Substation | 0.2 | --> | 0.2 | 0.139 | 3.3 |  | --> | 0.19 | 0 | 0 | 0 | 0.008 | 0.2 | 0 |  | --> | C13 ex CAHERDAVIN | CAHERDAVIN: T41 | ARDNACRUSHA |  | 52.674 | -8.6559
MV/LV Substation DA***007 | 10 kV | 400V(3ph) & 230V(single ph) | LV | 1000 kVA :Building Structure | 1 | --> | 1 | 0.5 | 2.7 |  | --> | 0.95 | 0 | 0 | 0 | 0 | 0.5 | 0 |  | --> | C12 ex MONFIN | MONFIN: T41∥T42 | WEXFORD |  | 52.4931 | -6.5732
MV/LV Substation DA***007Y | 10 kV | 400V(3ph) & 230V(single ph) | LV | 400 kVA :Kiosk Substation | 0.4 | --> | 0.4 | 0.262 | 3.3 |  | --> | 0.38 | 0 | 0 | 0 | 0.024 | 0.395 | 0 |  | --> | C17 ex CELBRIDGE | CELBRIDGE: T41 | GRIFFINRATH |  | 53.3424 | -6.5427
MV/LV Substation DA***008X | 10 kV | 400V(3ph) & 230V(single ph) | LV | 1000 kVA :Building Structure | 1 | --> | 1 | 0.389 | 6.1 |  | --> | 0.95 | 0 | 0 | 0 | 0 | 0.5 | 0 |  | --> | C10 ex BEDFORD ROW | BEDFORD ROW: T43 | FRANCIS STREET |  | 53.3439 | -6.2627
MV/LV Substation DA***010 | 10 kV | 400V(3ph) & 230V(single ph) | LV | 630 kVA :Building Structure | 0.63 | --> | 0.63 | 0.273 | 0.3 | Constrained,otherwise capacity available =340kVA. | --> | 0.598 | 0 | 0 | 0 | 0 | 0.5 | 0 |  | --> | C13 ex DRUMBEAR | DRUMBEAR: T41∥T42 | LISDRUM |  | 54.2465 | -6.9709
MV/LV Substation DA***021 | 10 kV | 400V(3ph) & 230V(single ph) | LV | 100 kVA :Pole Substation | 0.1 | --> | 0.1 | 0 | 0 | Constrained,otherwise capacity available =96kVA. | --> | 0.095 | 0 | 0 | 0 | 0 | 0 | 0 | Constrained,otherwise capacity available =100kW. | --> | C14 ex BELLFIELD | BELLFIELD: T41∥T42 | CRANE |  | 52.5058 | -6.5591
MV/LV Substation DA***022Z | 20 kV | 400V(3ph) & 230V(single ph) | LV | 50 kVA :Pole Substation | 0.05 | --> | 0.05 | 0.049 | 0.5 |  | --> | 0.047 | 0 | 0 | 0 | 0 | 0.049 | 0 |  | --> | C12 ex BALBRIGGAN | BALBRIGGAN: T42 | GLASMORE |  | 53.596 | -6.2174
MV/LV Substation DA***023 | 20 kV | 400V(3ph) & 230V(single ph) | LV | 100 kVA :Pole Substation | 0.1 | --> | 0.1 | 0.076 | 1 |  | --> | 0.095 | 0 | 0 | 0 | 0 | 0.103 | 0 |  | --> | E11 ex BALLYHALE | BALLYHALE: T421 | KILKENNY |  | 52.5263 | -7.1324
MV/LV Substation DA***024 | 10 kV | 400V(3ph) & 230V(single ph) | LV | 200 kVA :Pole Substation | 0.2 | --> | 0.2 | 0.124 | 3.4 |  | --> | 0.19 | 0 | 0 | 0 | 0.012 | 0.199 | 0 |  | --> | C17 ex STICKILLEN | STICKILLEN: T41∥T42 | DRYBRIDGE |  | 53.8552 | -6.5275
MV/LV Substation DA***034X | 20 kV | 400V(3ph) & 230V(single ph) | LV | 100 kVA :Pole Substation | 0.1 | --> | 0.1 | 0.078 | 1 |  | --> | 0.095 | 0 | 0 | 0 | 0.003 | 0.099 | 0 |  | --> | E11 ex BALLYHALE | BALLYHALE: T421 | KILKENNY |  | 52.5275 | -7.1292
MV/LV Substation DA***042Z | 20 kV | 400V(3ph) & 230V(single ph) | LV | 50 kVA :Pole Substation | 0.05 | --> | 0.05 | 0 | 0 | Constrained,otherwise capacity available =19kVA. | --> | 0.047 | 0 | 0 | 0 | 0 | 0.054 | 0 |  | --> | E14 ex EMYVALE | EMYVALE: T422 | LISDRUM |  | 54.3411 | -6.9942
MV/LV Substation DA***046 | 10 kV | 400V(3ph) & 230V(single ph) | LV | 400 kVA :Building Structure | 0.4 | --> | 0.4 | 0.281 | 10.8 |  | --> | 0.38 | 0 | 0 | 0 | 0.03 | 0.386 | 0 |  | --> | C19 ex SALTHILL | SALTHILL: T101 | SALTHILL |  | 53.2606 | -9.0816
MV/LV Substation DA***047Z | 10 kV | 400V(3ph) & 230V(single ph) | LV | 400 kVA :Building Structure | 0.4 | --> | 0.4 | 0 | 0 | Constrained,otherwise capacity available =256kVA. | --> | 0.38 | 0 | 0 | 0 | 0.039 | 0.38 | 0 |  | --> | C12 ex MACETOWN | MACETOWN: T102 | MACETOWN |  | 53.4102 | -6.4195
MV/LV Substation DA***048X | 10 kV | 400V(3ph) & 230V(single ph) | LV | 400 kVA :Building Structure | 0.4 | --> | 0.4 | 0.4 | 2.6 |  | --> | 0.38 | 0 | 0 | 0 | 0 | 0.4 | 0 |  | --> | C23 ex SALLYNOGGIN ROAD | SALLYNOGGIN ROAD: T41 | CHERRYWOOD |  | 53.2768 | -6.1058
MV/LV Substation DA***057 | 20 kV | 400V(3ph) & 230V(single ph) | LV | 200 kVA :Pole Substation | 0.2 | --> | 0.2 | 0.186 | 3.4 |  | --> | 0.19 | 0 | 0 | 0 | 0 | 0.201 | 0 |  | --> | E20 ex CLONMINCH | CLONMINCH: T422 | THORNSBERRY |  | 53.2986 | -7.2947
MV/LV Substation DA***060Y | 20 kV | 400V(3ph) & 230V(single ph) | LV | 400 kVA :Kiosk Substation | 0.4 | --> | 0.4 | 0.375 | 2 |  | --> | 0.38 | 0 | 0 | 0 | 0.009 | 0.394 | 0 |  | --> | E12 ex BALLYCONNELL | BALLYCONNELL: T421∥T422 | GORTAWEE |  | 54.1089 | -7.5762
MV/LV Substation DA***062 | 10 kV | 400V(3ph) & 230V(single ph) | LV | 400 kVA :Kiosk Substation | 0.4 | --> | 0.4 | 0.261 | 8.5 |  | --> | 0.38 | 0 | 0 | 0 | 0.005 | 0.415 | 0 |  | --> | C12 ex ARDGEEHA | ARDGEEHA: T41∥T42 | DOON |  | 52.3559 | -7.6891
MV/LV Substation DA***065 | 10 kV | 400V(3ph) & 230V(single ph) | LV | 400 kVA :Kiosk Substation | 0.4 | --> | 0.4 | 0.328 | 8.4 |  | --> | 0.38 | 0 | 0 | 0 | 0.01 | 0.4 | 0 |  | --> | C19 ex MULLINGAR | MULLINGAR: T101 | MULLINGAR |  | 53.5309 | -7.3293
MV/LV Substation DA***070Z | 10 kV | 400V(3ph) & 230V(single ph) | LV | 200 kVA :Building Structure | 0.2 | --> | 0.2 | 0 | 0 | Constrained,otherwise capacity available =80kVA. | --> | 0.19 | 0 | 0 | 0 | 0 | 0.218 | 0 |  | --> | C22 ex GRANGE (DR) | GRANGE (DR): T42 | GRANGE (DR) |  | 53.4018 | -6.1945
MV/LV Substation DA***075Y | 10 kV | 400V(3ph) & 230V(single ph) | LV | 200 kVA :Kiosk Substation | 0.2 | --> | 0.2 | 0 | 0 | Constrained,otherwise capacity available =152kVA. | --> | 0.19 | 0 | 0 | 0 | 0.014 | 0.192 | 0 |  | --> | C14 ex SWORDS | SWORDS: T42 | GLASMORE |  | 53.4651 | -6.2361
MV/LV Substation DA***076 | 10 kV | 400V(3ph) & 230V(single ph) | LV | 400 kVA :Kiosk Substation | 0.4 | --> | 0.4 | 0.31 | 2.1 |  | --> | 0.38 | 0 | 0 | 0 | 0.003 | 0.41 | 0 |  | --> | C14 ex LITTLE BRAY | LITTLE BRAY: T42 | FASSAROE |  | 53.2007 | -6.128
MV/LV Substation DA***078 | 10 kV | 400V(3ph) & 230V(single ph) | LV | 400 kVA :Kiosk Substation | 0.4 | --> | 0.4 | 0.207 | 4.8 |  | --> | 0.38 | 0 | 0 | 0 | 0.056 | 0.37 | 0 |  | --> | C18 ex BREWERY ROAD | BREWERY ROAD: T42 | CARRICKMINES |  | 53.2888 | -6.2116
MV/LV Substation DA***079 | 10 kV | 400V(3ph) & 230V(single ph) | LV | 200 kVA :Building Structure | 0.2 | --> | 0.2 | 0.137 | 3 |  | --> | 0.19 | 0 | 0 | 0 | 0 | 0 | 0 | Constrained,otherwise capacity available =209kW. | --> | E18 ex WINDSOR | WINDSOR: T421∥T422 | CASTLEBAR |  | 53.8512 | -9.2871
MV/LV Substation DA***094 | 10 kV | 400V(3ph) & 230V(single ph) | LV | 1000 kVA :Building Structure | 1 | --> | 1 | 0 | 0 | Constrained,otherwise capacity available =364kVA. | --> | 0.95 | 0 | 0 | 0 | 0.003 | 0.5 | 0 |  | --> | C19 ex LEESON STREET | LEESON STREET: T41 | MILLTOWN (DR) |  | 53.331 | -6.2533
MV/LV Substation DA***096 | 20 kV | 400V(3ph) & 230V(single ph) | LV | 100 kVA :Pole Substation | 0.1 | --> | 0.1 | 0.076 | 2.2 |  | --> | 0.095 | 0 | 0 | 0 | 0 | 0.103 | 0 |  | --> | E18 ex CLONROCHE | CLONROCHE: T421∥T422 | WEXFORD |  | 52.4779 | -6.6325
MV/LV Substation DA***096Z | 10 kV | 400V(3ph) & 230V(single ph) | LV | 400 kVA :Kiosk Substation | 0.4 | --> | 0.4 | 0.303 | 4.4 |  | --> | 0.38 | 0 | 0 | 0 | 0.017 | 0 | 0 | Constrained,otherwise capacity available =397kW. | --> | C13 ex CHURCHTOWN | CHURCHTOWN: T41 | RATHKEALE |  | 52.4552 | -9.0449
MV/LV Substation DA***098Y | 10 kV | 400V(3ph) & 230V(single ph) | LV | 400 kVA :Kiosk Substation | 0.4 | --> | 0.4 | 0.311 | 2.9 |  | --> | 0.38 | 0 | 0 | 0 | 0.039 | 0.372 | 0 |  | --> | C16 ex MALAHIDE | MALAHIDE: T42 | GLASMORE |  | 53.4383 | -6.1379
MV/LV Substation DA***102 | 10 kV | 400V(3ph) & 230V(single ph) | LV | 400 kVA :Kiosk Substation | 0.4 | --> | 0.4 | 0 | 0 | Constrained,otherwise capacity available =120kVA. | --> | 0.38 | 0 | 0 | 0 | 0.01 | 0.431 | 0 |  | --> | C12 ex MORRISTOWN | MORRISTOWN: T41∥T42 | NEWBRIDGE |  | 53.1803 | -6.809
MV/LV Substation DA***102Y | 10 kV | 400V(3ph) & 230V(single ph) | LV | 400 kVA :Kiosk Substation | 0.4 | --> | 0.4 | 0 | 0 | Constrained,otherwise capacity available =314kVA. | --> | 0.38 | 0 | 0 | 0 | 0.01 | 0.402 | 0 |  | --> | C17 ex LOUGHREA | LOUGHREA: T41∥T42 | SOMERSET |  | 53.205 | -8.5576
MV/LV Substation DA***106 | 20 kV | 400V(3ph) & 230V(single ph) | LV | 200 kVA :Pole Substation | 0.2 | --> | 0.2 | 0.172 | 2.4 |  | --> | 0.19 | 0 | 0 | 0 | 0.018 | 0.185 | 0 |  | --> | E19 ex KENMARE | KENMARE: T421 | KNOCKEARAGH |  | 51.8393 | -9.8958
MV/LV Substation DA***106Z | 10 kV | 400V(3ph) & 230V(single ph) | LV | 400 kVA :Building Structure | 0.4 | --> | 0.4 | 0 | 0 | Constrained,otherwise capacity available =280kVA. | --> | 0.38 | 0 | 0 | 0 | 0 | 0.418 | 0 |  | --> | C23 ex COLLEGE PARK | COLLEGE PARK: T101 | COLLEGE PARK |  | 53.4103 | -6.3471
MV/LV Substation DA***109X | 10 kV | 400V(3ph) & 230V(single ph) | LV | 100 kVA :Kiosk Substation | 0.1 | --> | 0.1 | 0.06 | 1.6 |  | --> | 0.095 | 0 | 0 | 0 | 0.007 | 0.098 | 0 |  | --> | C20 ex CLONDALKIN | CLONDALKIN: T42 | INCHICORE 220KV |  | 53.3169 | -6.377
MV/LV Substation DA***110 | 10 kV | 400V(3ph) & 230V(single ph) | LV | 200 kVA :Building Structure | 0.2 | --> | 0.2 | 0.129 | 3.5 |  | --> | 0.19 | 0 | 0 | 0 | 0 | 0.21 | 0 |  | --> | C12 ex MARSHES | MARSHES: T42 | DUNDALK |  | 53.9853 | -6.392
MV/LV Substation DA***116Z | 20 kV | 400V(3ph) & 230V(single ph) | LV | 50 kVA :Pole Substation | 0.05 | --> | 0.05 | 0.037 | 0.5 |  | --> | 0.047 | 0 | 0 | 0 | 0.012 | 0.038 | 0 |  | --> | C12 ex BALBRIGGAN | BALBRIGGAN: T42 | GLASMORE |  | 53.5965 | -6.2307
MV/LV Substation DA***118Y | 20 kV | 400V(3ph) & 230V(single ph) | LV | 100 kVA :Pole Substation | 0.1 | --> | 0.1 | 0.1 | 3.6 |  | --> | 0.095 | 0 | 0 | 0 | 0 | 0.1 | 0 |  | --> | E15 ex JENKINSTOWN | JENKINSTOWN: T421∥T422 | DUNDALK |  | 54.0436 | -6.364
MV/LV Substation DA***121 | 10 kV | 400V(3ph) & 230V(single ph) | LV | 400 kVA :Building Structure | 0.4 | --> | 0.4 | 0 | 0.5 |  | --> | 0.38 | 0 | 0 | 0 | 0.039 | 0.42 | 0 |  | --> | C15 ex FINISKLIN | FINISKLIN: T41∥T42 | SLIGO |  | 54.2767 | -8.5005
MV/LV Substation DA***131Z | 10 kV | 400V(3ph) & 230V(single ph) | LV | 50 kVA :Pole Substation | 0.05 | --> | 0.05 | 0 | 0 | Constrained,otherwise capacity available =48kVA. | --> | 0.047 | 0 | 0 | 0 | 0 | 0.049 | 0 |  | --> | C12 ex TIMOLEAGUE | TIMOLEAGUE: T41 | BANDON |  | 51.7057 | -8.7662
MV/LV Substation DA***136 | 10 kV | 400V(3ph) & 230V(single ph) | LV | 200 kVA :Pole Substation | 0.2 | --> | 0.2 | 0.123 | 3.9 |  | --> | 0.19 | 0 | 0 | 0 | 0.003 | 0 | 0 | Constrained,otherwise capacity available =208kW. | --> | C15 ex DERRYBEG | DERRYBEG: T41∥T42 | ARDNAGAPPARY |  | 55.0755 | -8.2838
MV/LV Substation DA***137 | 10 kV | 400V(3ph) & 230V(single ph) | LV | 400 kVA :Kiosk Substation | 0.4 | --> | 0.4 | 0.319 | 1.3 |  | --> | 0.38 | 0 | 0 | 0 | 0.06 | 0.349 | 0 |  | --> | C15 ex TYMON | TYMON: T41 | COOKSTOWN |  | 53.2717 | -6.3278
MV/LV Substation DA***138 | 10 kV | 400V(3ph) & 230V(single ph) | LV | 630 kVA :Kiosk Substation | 0.63 | --> | 0.63 | 0.5 | 1.3 |  | --> | 0.598 | 0 | 0 | 0 | 0.032 | 0.5 | 0 |  | --> | C15 ex TYMON | TYMON: T41 | COOKSTOWN |  | 53.2715 | -6.3252
MV/LV Substation DA***140 | 10 kV | 400V(3ph) & 230V(single ph) | LV | 630 kVA :Building Structure | 0.63 | --> | 0.63 | 0.362 | 5.6 |  | --> | 0.598 | 0 | 0 | 0 | 0.039 | 0.5 | 0 |  | --> | C20 ex MILLTOWN (DR) | MILLTOWN (DR): T102 | INCHICORE 220KV |  | 53.3084 | -6.2598
MV/LV Substation DA***155 | 10 kV | 400V(3ph) & 230V(single ph) | LV | 630 kVA :Kiosk Substation | 0.63 | --> | 0.63 | 0.5 | 11.5 |  | --> | 0.598 | 0 | 0 | 0 | 0.031 | 0.5 | 0 |  | --> | C20 ex BALLYBEG | BALLYBEG: T102 | CARRICKMINES |  | 52.9744 | -6.0502
MV/LV Substation DA***166Y | 20 kV | 400V(3ph) & 230V(single ph) | LV | 100 kVA :Pole Substation | 0.1 | --> | 0.1 | 0.092 | 5.6 |  | --> | 0.095 | 0 | 0 | 0 | 0 | 0.1 | 0 |  | --> | E18 ex CRANE | CRANE: T122 | CRANE |  | 52.45 | -6.3466
MV/LV Substation DA***169 | 10 kV | 400V(3ph) & 230V(single ph) | LV | 200 kVA :Kiosk Substation | 0.2 | --> | 0.2 | 0.075 | 2.2 |  | --> | 0.19 | 0 | 0 | 0 | 0.003 | 0 | 0 | Constrained,otherwise capacity available =215kW. | --> | C15 ex GLENGOOLE | GLENGOOLE: T41 | THURLES |  | 52.7196 | -7.5804
MV/LV Substation DA***174X | 10 kV | 400V(3ph) & 230V(single ph) | LV | 630 kVA :Kiosk Substation | 0.63 | --> | 0.63 | 0 | 0 | Constrained,otherwise capacity available =471kVA. | --> | 0.598 | 0 | 0 | 0 | 0.003 | 0.5 | 0 |  | --> | C12 ex GLASNEVIN | GLASNEVIN: T41 | FINGLAS |  | 53.3656 | -6.2571
MV/LV Substation DA***181X | 10 kV | 400V(3ph) & 230V(single ph) | LV | 400 kVA :Kiosk Substation | 0.4 | --> | 0.4 | 0.37 | 4.2 |  | --> | 0.38 | 0 | 0 | 0 | 0 | 0 | 0 | Constrained,otherwise capacity available =404kW. | --> | C18 ex BUNDORAN | BUNDORAN: T41∥T42 | CATHALEENS FALL |  | 54.4432 | -8.2884
MV/LV Substation DA***182X | 10 kV | 400V(3ph) & 230V(single ph) | LV | 100 kVA :Pole Substation | 0.1 | --> | 0.1 | 0 | 0 |  | --> | 0.095 | 0 | 0 | 0 | 0 | 0.123 | 0 |  | --> | C18 ex LITTLE MILLS | LITTLE MILLS: T41 | DUNDALK |  | 53.9285 | -6.4646
MV/LV Substation DA***191Z | 10 kV | 400V(3ph) & 230V(single ph) | LV | 400 kVA :Building Structure | 0.4 | --> | 0.4 | 0 | 0 | Constrained,otherwise capacity available =400kVA. | --> | 0.38 | 0 | 0 | 0 | 0 | 0.4 | 0 |  | --> | C35 ex SEMPERIT | SEMPERIT: T43 | GRANGE CASTLE |  | 53.3229 | -6.3446
MV/LV Substation DA***200X | 10 kV | 400V(3ph) & 230V(single ph) | LV | 50 kVA :Pole Substation | 0.05 | --> | 0.05 | 0.05 | 2.9 |  | --> | 0.047 | 0 | 0 | 0 | 0 | 0.049 | 0 |  | --> | C17 ex DUNLEER | DUNLEER: T41∥T42 | DRYBRIDGE |  | 53.8402 | -6.2875
MV/LV Substation DA***209 | 10 kV | 400V(3ph) & 230V(single ph) | LV | 100 kVA :Pole Substation | 0.1 | --> | 0.1 | 0.028 | 4.6 |  | --> | 0.095 | 0 | 0 | 0 | 0.018 | 0.091 | 0 |  | --> | C15 ex BALLINCLEA | BALLINCLEA: T41 | CHERRYWOOD |  | 53.2715 | -6.1119
MV/LV Substation DA***218Z | 10 kV | 400V(3ph) & 230V(single ph) | LV | 100 kVA :Pole Substation | 0.1 | --> | 0.1 | 0.082 | 2.2 |  | --> | 0.095 | 0 | 0 | 0 | 0 | 0 | 0 | Constrained,otherwise capacity available =102kW. | --> | C19 ex NEWCASTLEWEST | NEWCASTLEWEST: T41∥T42 | RATHKEALE |  | 52.4141 | -9.0109
MV/LV Substation DA***224 | 20 kV | 400V(3ph) & 230V(single ph) | LV | 50 kVA :Pole Substation | 0.05 | --> | 0.05 | 0.03 | 1 |  | --> | 0.047 | 0 | 0 | 0 | 0.035 | 0 | 0 | Constrained,otherwise capacity available =15kW. | --> | E13 ex CARNDONAGH | CARNDONAGH: T421∥T422 | TRILLICK |  | 55.2573 | -7.4009
MV/LV Substation DA***238 | 20 kV | 400V(3ph) & 230V(single ph) | LV | 50 kVA :Pole Substation | 0.05 | --> | 0.05 | 0 | 0 | Constrained,otherwise capacity available =46kVA. | --> | 0.047 | 0 | 0 | 0 | 0.008 | 0.041 | 0 |  | --> | C16 ex KILSHANNY | KILSHANNY: T42 | CAHIR |  | 52.2715 | -8.1213
MV/LV Substation DA***246 | 20 kV | 400V(3ph) & 230V(single ph) | LV | 50 kVA :Pole Substation | 0.05 | --> | 0.05 | 0 | 0 | Constrained,otherwise capacity available =41kVA. | --> | 0.047 | 0 | 0 | 0 | 0 | 0.05 | 0 |  | --> | C16 ex KILSHANNY | KILSHANNY: T42 | CAHIR |  | 52.2768 | -8.1313
MV/LV Substation DA***268X | 20 kV | 400V(3ph) & 230V(single ph) | LV | 100 kVA :Pole Substation | 0.1 | --> | 0.1 | 0.052 | 2.5 |  | --> | 0.095 | 0 | 0 | 0 | 0 | 0.106 | 0 |  | --> | E19 ex GARRANACANTY | GARRANACANTY: T421 | TIPPERARY |  | 52.4215 | -7.9899
MV/LV Substation DA***273Y | 20 kV | 400V(3ph) & 230V(single ph) | LV | 50 kVA :Pole Substation | 0.05 | --> | 0.05 | 0 | 0 | Constrained,otherwise capacity available =50kVA. | --> | 0.047 | 0 | 0 | 0 | 0 | 0.049 | 0 |  | --> | E13 ex HEADFORD | HEADFORD: T42 | CLOON |  | 53.5256 | -9.0841
MV/LV Substation DA***275 | 10 kV | 400V(3ph) & 230V(single ph) | LV | 200 kVA :Kiosk Substation | 0.2 | --> | 0.2 | 0.177 | 2.4 |  | --> | 0.19 | 0 | 0 | 0 | 0 | 0.203 | 0 |  | --> | C14 ex DUNDRUM | DUNDRUM: T42 | BLACKROCK |  | 53.2848 | -6.2655
MV/LV Substation DA***277 | 10 kV | 400V(3ph) & 230V(single ph) | LV | 400 kVA :Kiosk Substation | 0.4 | --> | 0.4 | 0.3 | 3.3 |  | --> | 0.38 | 0 | 0 | 0 | 0.007 | 0.408 | 0 |  | --> | C14 ex MOYLISH | MOYLISH: T41∥T42 | ARDNACRUSHA |  | 52.6785 | -8.6428
MV/LV Substation DA***277Y | 10 kV | 400V(3ph) & 230V(single ph) | LV | 400 kVA :Kiosk Substation | 0.4 | --> | 0.4 | 0 | 0 | Constrained,otherwise capacity available =330kVA. | --> | 0.38 | 0 | 0 | 0 | 0.006 | 0.404 | 0 |  | --> | C17 ex LOUGHREA | LOUGHREA: T41∥T42 | SOMERSET |  | 53.2038 | -8.5546
MV/LV Substation DA***278X | 20 kV | 400V(3ph) & 230V(single ph) | LV | 100 kVA :Pole Substation | 0.1 | --> | 0.1 | 0 | 0 | Constrained,otherwise capacity available =88kVA. | --> | 0.095 | 0 | 0 | 0 | 0 | 0.101 | 0 |  | --> | E19 ex CAVAN | CAVAN: T421 | SHANKILL |  | 53.99 | -7.4289
MV/LV Substation DA***282 | 10 kV | 400V(3ph) & 230V(single ph) | LV | 200 kVA :Kiosk Substation | 0.2 | --> | 0.2 | 0.149 | 2.3 |  | --> | 0.19 | 0 | 0 | 0 | 0.01 | 0.197 | 0 |  | --> | C20 ex RINEANNA | RINEANNA: T41 | DRUMLINE |  | 52.7122 | -8.8669
MV/LV Substation DA***289 | 20 kV | 400V(3ph) & 230V(single ph) | LV | 400 kVA :Kiosk Substation | 0.4 | --> | 0.4 | 0 | 0 | Constrained,otherwise capacity available =284kVA. | --> | 0.38 | 0 | 0 | 0 | 0 | 0.417 | 0 |  | --> | E13 ex HEADFORD | HEADFORD: T42 | CLOON |  | 53.5299 | -9.0762
MV/LV Substation DA***294 | 10 kV | 400V(3ph) & 230V(single ph) | LV | 400 kVA :Kiosk Substation | 0.4 | --> | 0.4 | 0.3 | 3.1 |  | --> | 0.38 | 0 | 0 | 0 | 0.029 | 0.385 | 0 |  | --> | C21 ex MONKSTOWN | MONKSTOWN: T41 | BLACKROCK |  | 53.282 | -6.1766
MV/LV Substation DA***300X | 20 kV | 400V(3ph) & 230V(single ph) | LV | 200 kVA :Pole Substation | 0.2 | --> | 0.2 | 0.176 | 5.4 |  | --> | 0.19 | 0 | 0 | 0 | 0 | 0.203 | 0 |  | --> | E11 ex ARDNAREE | ARDNAREE: T421 | MOY |  | 54.1196 | -9.1213
MV/LV Substation DA***300Z | 20 kV | 400V(3ph) & 230V(single ph) | LV | 200 kVA :Kiosk Substation | 0.2 | --> | 0.2 | 0.18 | 3.7 |  | --> | 0.19 | 0 | 0 | 0 | 0 | 0 | 0 | Constrained,otherwise capacity available =203kW. | --> | E14 ex GLENGARRIFF | GLENGARRIFF: T421 | BALLYLICKY |  | 51.7511 | -9.5539
MV/LV Substation DA***301 | 20 kV | 400V(3ph) & 230V(single ph) | LV | 50 kVA :Pole Substation | 0.05 | --> | 0.05 | 0 | 0 | Constrained,otherwise capacity available =49kVA. | --> | 0.047 | 0 | 0 | 0 | 0 | 0.049 | 0 |  | --> | C13 ex CLONAKILTY | CLONAKILTY: T41∥T42 | DUNMANWAY |  | 51.6257 | -8.8415
MV/LV Substation DA***309Z | 10 kV | 400V(3ph) & 230V(single ph) | LV | 50 kVA :Pole Substation | 0.05 | --> | 0.05 | 0.05 | 2.2 |  | --> | 0.047 | 0 | 0 | 0 | 0 | 0 | 0 | Constrained,otherwise capacity available =49kW. | --> | C19 ex NEWCASTLEWEST | NEWCASTLEWEST: T41∥T42 | RATHKEALE |  | 52.4116 | -9.0091
MV/LV Substation DA***313 | 10 kV | 400V(3ph) & 230V(single ph) | LV | 400 kVA :Kiosk Substation | 0.4 | --> | 0.4 | 0 | 0 | Constrained,otherwise capacity available =272kVA. | --> | 0.38 | 0 | 0 | 0 | 0.014 | 0.404 | 0 |  | --> | C13 ex LOUGHLINSTOWN | LOUGHLINSTOWN: T41 | CARRICKMINES |  | 53.2534 | -6.1295
MV/LV Substation DA***318Z | 10 kV | 400V(3ph) & 230V(single ph) | LV | 200 kVA :Kiosk Substation | 0.2 | --> | 0.2 | 0 | 0 |  | --> | 0.19 | 0 | 0 | 0 | 0.003 | 0.231 | 0 |  | --> | C19 ex KILMONEY | KILMONEY: T41∥T42 | TRABEG |  | 51.8126 | -8.394
MV/LV Substation DA***319X | 20 kV | 400V(3ph) & 230V(single ph) | LV | 50 kVA :Pole Substation | 0.05 | --> | 0.05 | 0 | 0 | Constrained,otherwise capacity available =20kVA. | --> | 0.047 | 0 | 0 | 0 | 0 | 0 | 0 | Constrained,otherwise capacity available =54kW. | --> | C14 ex FERMOY NORTH | FERMOY NORTH: T41∥T42 | BARRYMORE |  | 52.1644 | -8.2606
MV/LV Substation DA***328 | 10 kV | 400V(3ph) & 230V(single ph) | LV | 50 kVA :Pole Substation | 0.05 | --> | 0.05 | 0.049 | 0.4 |  | --> | 0.047 | 0 | 0 | 0 | 0 | 0 | 0 | Constrained,otherwise capacity available =49kW. | --> | C12 ex GARRYSPILLANE | GARRYSPILLANE: T41 | TIPPERARY |  | 52.3087 | -8.4075
MV/LV Substation DA***336X | 10 kV | 400V(3ph) & 230V(single ph) | LV | 200 kVA :Pole Substation | 0.2 | --> | 0.2 | 0.2 | 4 |  | --> | 0.19 | 0 | 0 | 0 | 0 | 0.2 | 0 |  | --> | C20 ex OAKFIELD | OAKFIELD: T42 | SLIGO |  | 54.2767 | -8.596
MV/LV Substation DA***338X | 10 kV | 400V(3ph) & 230V(single ph) | LV | 400 kVA :Kiosk Substation | 0.4 | --> | 0.4 | 0 | 0 | Constrained,otherwise capacity available =296kVA. | --> | 0.38 | 0 | 0 | 0 | 0.012 | 0 | 0 | Constrained,otherwise capacity available =403kW. | --> | C16 ex RATHDOWNEY | RATHDOWNEY: T42 | IKERRIN |  | 52.8517 | -7.5864
MV/LV Substation DA***339 | 10 kV | 400V(3ph) & 230V(single ph) | LV | 400 kVA :Kiosk Substation | 0.4 | --> | 0.4 | 0.245 | 12.2 |  | --> | 0.38 | 0 | 0 | 0 | 0.024 | 0.398 | 0 |  | --> | C36 ex SALTHILL | SALTHILL: T102 | SALTHILL |  | 53.2897 | -9.0804
MV/LV Substation DA***342 | 10 kV | 400V(3ph) & 230V(single ph) | LV | 200 kVA :Building Structure | 0.2 | --> | 0.2 | 0.155 | 5.9 |  | --> | 0.19 | 0 | 0 | 0 | 0 | 0.207 | 0 |  | --> | C18 ex BANDON | BANDON: T101 | BANDON |  | 51.7858 | -8.6644
MV/LV Substation DA***346X | 10 kV | 400V(3ph) & 230V(single ph) | LV | 400 kVA :Kiosk Substation | 0.4 | --> | 0.4 | 0.338 | 5 |  | --> | 0.38 | 0 | 0 | 0 | 0 | 0.409 | 0 |  | --> | C11 ex BALLYRICKARD | BALLYRICKARD: T41∥T42 | TRALEE |  | 52.2826 | -9.7077
MV/LV Substation DA***350X | 20 kV | 400V(3ph) & 230V(single ph) | LV | 50 kVA :Pole Substation | 0.05 | --> | 0.05 | 0.046 | 0.9 |  | --> | 0.047 | 0 | 0 | 0 | 0.004 | 0 | 0 | Constrained,otherwise capacity available =45kW. | --> | E23 ex ATHBOY | ATHBOY: T423 | NAVAN |  | 53.5008 | -6.8939
MV/LV Substation DA***367 | 20 kV | 400V(3ph) & 230V(single ph) | LV | 50 kVA :Pole Substation | 0.05 | --> | 0.05 | 0 | 0 | Constrained,otherwise capacity available =37kVA. | --> | 0.047 | 0 | 0 | 0 | 0.001 | 0.049 | 0 |  | --> | E12 ex BALTINGLASS | BALTINGLASS: T421∥T422 | STRATFORD |  | 52.988 | -6.6141
MV/LV Substation DA***367X | 10 kV | 400V(3ph) & 230V(single ph) | LV | 200 kVA :Kiosk Substation | 0.2 | --> | 0.2 | 0.165 | 2 |  | --> | 0.19 | 0 | 0 | 0 | 0 | 0.205 | 0 |  | --> | C15 ex BALLYTIVNAN | BALLYTIVNAN: T41 | SLIGO |  | 54.2712 | -8.4216
MV/LV Substation DA***386Z | 20 kV | 400V(3ph) & 230V(single ph) | LV | 50 kVA :Pole Substation | 0.05 | --> | 0.05 | 0 | 0 | Constrained,otherwise capacity available =50kVA. | --> | 0.047 | 0 | 0 | 0 | 0 | 0.049 | 0 |  | --> | E13 ex BALTINGLASS | BALTINGLASS: T421∥T422 | STRATFORD |  | 52.8846 | -6.821
MV/LV Substation DA***388 | 20 kV | 400V(3ph) & 230V(single ph) | LV | 200 kVA :Pole Substation | 0.2 | --> | 0.2 | 0.15 | 3.4 |  | --> | 0.19 | 0 | 0 | 0 | 0.003 | 0.204 | 0 |  | --> | E20 ex CLONMINCH | CLONMINCH: T422 | THORNSBERRY |  | 53.3014 | -7.2902
MV/LV Substation DA***395X | 10 kV | 400V(3ph) & 230V(single ph) | LV | 400 kVA :Kiosk Substation | 0.4 | --> | 0.4 | 0.4 | 3.3 |  | --> | 0.38 | 0 | 0 | 0 | 0 | 0 | 0 | Constrained,otherwise capacity available =400kW. | --> | C12 ex PALMERSTOWN | PALMERSTOWN: T42 | FINGLAS |  | 53.3559 | -6.388
MV/LV Substation DA***4017 | 20 kV | 400V(3ph) & 230V(single ph) | LV | 100 kVA :Pole Substation | 0.1 | --> | 0.1 | 0.1 | 1.5 |  | --> | 0.095 | 0 | 0 | 0 | 0 | 0.1 | 0 |  | --> | E15 ex BEALISTOWN | BEALISTOWN: T421∥T422 | GREAT ISLAND |  | 52.2422 | -6.733
MV/LV Substation DA***4047 | 10 kV | 400V(3ph) & 230V(single ph) | LV | 630 kVA :Building Structure | 0.63 | --> | 0.63 | 0.5 | 3.6 |  | --> | 0.598 | 0 | 0 | 0 | 0 | 0.5 | 0 |  | --> | C21 ex BOGHALL ROAD | BOGHALL ROAD: T41 | FASSAROE |  | 53.204 | -6.1015
MV/LV Substation DA***407 | 10 kV | 400V(3ph) & 230V(single ph) | LV | 100 kVA :Pole Substation | 0.1 | --> | 0.1 | 0.071 | 3.5 |  | --> | 0.095 | 0 | 0 | 0 | 0.019 | 0.083 | 0 |  | --> | C18 ex SALLINS | SALLINS: T42 | GRIFFINRATH |  | 53.2824 | -6.6395
MV/LV Substation DA***4070 | 10 kV | 400V(3ph) & 230V(single ph) | LV | 50 kVA :Pole Substation | 0.05 | --> | 0.05 | 0.045 | 2.3 |  | --> | 0.047 | 0 | 0 | 0 | 0 | 0.05 | 0 |  | --> | C11 ex CASTLECOMER | CASTLECOMER: T41∥T42 | BALLYRAGGET |  | 52.7696 | -7.2114
MV/LV Substation DA***4070 | 10 kV | 400V(3ph) & 230V(single ph) | LV | 400 kVA :Kiosk Substation | 0.4 | --> | 0.4 | 0.4 | 4.6 |  | --> | 0.38 | 0 | 0 | 0 | 0 | 0.4 | 0 |  | --> | C15 ex BALLINCLEA | BALLINCLEA: T41 | CHERRYWOOD |  | 53.2706 | -6.1165
MV/LV Substation DA***4070 | 10 kV | 400V(3ph) & 230V(single ph) | LV | 630 kVA :Building Structure | 0.63 | --> | 0.63 | 0.227 | 2 |  | --> | 0.598 | 0 | 0 | 0 | 0.008 | 0.5 | 0 |  | --> | C20 ex SOUTH KING STREET | SOUTH KING STREET: T41 | FRANCIS STREET |  | 53.3416 | -6.2571
MV/LV Substation DA***408 | 10 kV | 400V(3ph) & 230V(single ph) | LV | 50 kVA :Pole Substation | 0.05 | --> | 0.05 | 0.025 | 3.9 |  | --> | 0.047 | 0 | 0 | 0 | 0 | 0.053 | 0 |  | --> | C13 ex DUNMANWAY | DUNMANWAY: T43 | DUNMANWAY |  | 51.729 | -9.1285
MV/LV Substation DA***4100 | 10 kV | 400V(3ph) & 230V(single ph) | LV | 400 kVA :Kiosk Substation | 0.4 | --> | 0.4 | 0.4 | 2.2 |  | --> | 0.38 | 0 | 0 | 0 | 0 | 0.4 | 0 |  | --> | C18 ex KINGSCOURT | KINGSCOURT: T42 | MEATH HILL |  | 53.9001 | -6.8004
MV/LV Substation DA***4107 | 10 kV | 400V(3ph) & 230V(single ph) | LV | 630 kVA :Building Structure | 0.63 | --> | 0.63 | 0 | 0 | Constrained,otherwise capacity available =500kVA. | --> | 0.598 | 0 | 0 | 0 | 0 | 0.5 | 0 |  | --> | C15 ex ENNISTYMON | ENNISTYMON: T41∥T42 | ENNIS |  | 52.9356 | -9.3
MV/LV Substation DA***4107 | 20 kV | 400V(3ph) & 230V(single ph) | LV | 50 kVA :Pole Substation | 0.05 | --> | 0.05 | 0 | 0 | Constrained,otherwise capacity available =50kVA. | --> | 0.047 | 0 | 0 | 0 | 0 | 0.049 | 0 |  | --> | E15 ex CREAGH | CREAGH: T421∥T422 | ATHLONE |  | 53.2732 | -8.0376
MV/LV Substation DA***4118 | 10 kV | 400V(3ph) & 230V(single ph) | LV | 1000 kVA :Building Structure | 1 | --> | 1 | 0 | 0 | Constrained,otherwise capacity available =500kVA. | --> | 0.95 | 0 | 0 | 0 | 0 | 0.5 | 0 |  | --> | C39 ex INCHICORE CENTRAL | INCHICORE CENTRAL: T45 | INCHICORE 220KV |  | 53.3358 | -6.3129
MV/LV Substation DA***4119 | 10 kV | 400V(3ph) & 230V(single ph) | LV | 1000 kVA :Building Structure | 1 | --> | 1 | 0 | 0 | Constrained,otherwise capacity available =500kVA. | --> | 0.95 | 0 | 0 | 0 | 0 | 0.5 | 0 |  | --> | C39 ex INCHICORE CENTRAL | INCHICORE CENTRAL: T45 | INCHICORE 220KV |  | 53.3352 | -6.314
MV/LV Substation DA***4126 | 10 kV | 400V(3ph) & 230V(single ph) | LV | 400 kVA :Building Structure | 0.4 | --> | 0.4 | 0.387 | 4.5 |  | --> | 0.38 | 0 | 0 | 0 | 0 | 0.401 | 0 |  | --> | C19 ex KILMORE | KILMORE: T101 | FINGLAS |  | 53.4157 | -6.2371
MV/LV Substation DA***4126 | 20 kV | 400V(3ph) & 230V(single ph) | LV | 50 kVA :Pole Substation | 0.05 | --> | 0.05 | 0.049 | 11.9 |  | --> | 0.047 | 0 | 0 | 0 | 0 | 0 | 0 | Constrained,otherwise capacity available =49kW. | --> | E16 ex WESTPORT | WESTPORT: T421∥T422 | CASTLEBAR |  | 53.6918 | -9.5645
MV/LV Substation DA***4126 | 10 kV | 400V(3ph) & 230V(single ph) | LV | 400 kVA :Kiosk Substation | 0.4 | --> | 0.4 | 0 | 0 | Constrained,otherwise capacity available =400kVA. | --> | 0.38 | 0 | 0 | 0 | 0 | 0.4 | 0 |  | --> | C17 ex SANDYFORD | SANDYFORD: T41 | CARRICKMINES |  | 53.2669 | -6.2071
MV/LV Substation DA***414 | 20 kV | 400V(3ph) & 230V(single ph) | LV | 100 kVA :Pole Substation | 0.1 | --> | 0.1 | 0.077 | 0.5 |  | --> | 0.095 | 0 | 0 | 0 | 0.011 | 0.091 | 0 |  | --> | C12 ex BALBRIGGAN | BALBRIGGAN: T42 | GLASMORE |  | 53.5974 | -6.2312
MV/LV Substation DA***4161 | 10 kV | 400V(3ph) & 230V(single ph) | LV | 50 kVA :Pole Substation | 0.05 | --> | 0.05 | 0 | 0 | Constrained,otherwise capacity available =49kVA. | --> | 0.047 | 0 | 0 | 0 | 0 | 0.049 | 0 |  | --> | C15 ex BALLAGHADERREEN | BALLAGHADERREEN: T41∥T42 | TONROE |  | 53.9066 | -8.5602
MV/LV Substation DA***4161 | 10 kV | 400V(3ph) & 230V(single ph) | LV | 1000 kVA :Building Structure | 1 | --> | 1 | 0.5 | 2 |  | --> | 0.95 | 0 | 0 | 0 | 0 | 0.5 | 0 |  | --> | C20 ex SOUTH KING STREET | SOUTH KING STREET: T41 | FRANCIS STREET |  | 53.3416 | -6.2573
MV/LV Substation DA***4174 | 20 kV | 400V(3ph) & 230V(single ph) | LV | 100 kVA :Pole Substation | 0.1 | --> | 0.1 | 0.1 | 4.1 |  | --> | 0.095 | 0 | 0 | 0 | 0 | 0 | 0 | Constrained,otherwise capacity available =100kW. | --> | E11 ex CHARLEVILLE | CHARLEVILLE: T422 | CHARLEVILLE |  | 52.4592 | -8.6483
MV/LV Substation DA***4192 | 10 kV | 400V(3ph) & 230V(single ph) | LV | 630 kVA :Kiosk Substation | 0.63 | --> | 0.63 | 0.5 | 0.9 |  | --> | 0.598 | 0 | 0 | 0 | 0 | 0.5 | 0 |  | --> | C11 ex BRAY | BRAY: T41 | FASSAROE |  | 53.1876 | -6.1673
MV/LV Substation DA***4198 | 10 kV | 400V(3ph) & 230V(single ph) | LV | 630 kVA :Kiosk Substation | 0.63 | --> | 0.63 | 0 | 0 | Constrained,otherwise capacity available =500kVA. | --> | 0.598 | 0 | 0 | 0 | 0 | 0.5 | 0 |  | --> | C14 ex NEWMARKET (DR) | NEWMARKET (DR): T41 | FRANCIS STREET |  | 53.3362 | -6.2853
MV/LV Substation DA***4211 | 20 kV | 400V(3ph) & 230V(single ph) | LV | 50 kVA :Pole Substation | 0.05 | --> | 0.05 | 0 | 0 | Constrained,otherwise capacity available =50kVA. | --> | 0.047 | 0 | 0 | 0 | 0 | 0.049 | 0 |  | --> | C16 ex OUGHTERARD | OUGHTERARD: T41∥T42 | GALWAY 110KV |  | 53.3431 | -9.1882
MV/LV Substation DA***4266 | 20 kV | 400V(3ph) & 230V(single ph) | LV | 50 kVA :Pole Substation | 0.05 | --> | 0.05 | 0.036 | 1.5 |  | --> | 0.047 | 0 | 0 | 0 | 0.019 | 0.031 | 0 |  | --> | C17 ex MOUNT MISERY | MOUNT MISERY: T41 | WATERFORD |  | 52.3227 | -7.0667
MV/LV Substation DA***4281 | 20 kV | 400V(3ph) & 230V(single ph) | LV | 50 kVA :Pole Substation | 0.05 | --> | 0.05 | 0 | 0 | Constrained,otherwise capacity available =30kVA. | --> | 0.047 | 0 | 0 | 0 | 0.019 | 0.032 | 0 |  | --> | E20 ex EDENDERRY | EDENDERRY: T421∥T422 | BLAKE |  | 53.3074 | -7.0567
MV/LV Substation DA***4310 | 10 kV | 400V(3ph) & 230V(single ph) | LV | 630 kVA :Kiosk Substation | 0.63 | --> | 0.63 | 0 | 0 | Constrained,otherwise capacity available =500kVA. | --> | 0.598 | 0 | 0 | 0 | 0 | 0.5 | 0 |  | --> | C11 ex GLASNEVIN | GLASNEVIN: T41 | FINGLAS |  | 53.3673 | -6.2674
MV/LV Substation DA***4316 | 20 kV | 400V(3ph) & 230V(single ph) | LV | 50 kVA :Pole Substation | 0.05 | --> | 0.05 | 0.05 | 2.2 |  | --> | 0.047 | 0 | 0 | 0 | 0 | 0.049 | 0 |  | --> | E18 ex CLONROCHE | CLONROCHE: T421∥T422 | WEXFORD |  | 52.4617 | -6.6611
MV/LV Substation DA***4338 | 10 kV | 400V(3ph) & 230V(single ph) | LV | 200 kVA :Kiosk Substation | 0.2 | --> | 0.2 | 0 | 0 | Constrained,otherwise capacity available =152kVA. | --> | 0.19 | 0 | 0 | 0 | 0 | 0.207 | 0 |  | --> | C11 ex MACETOWN | MACETOWN: T101 | MACETOWN |  | 53.4101 | -6.4196
MV/LV Substation DA***4513 | 10 kV | 400V(3ph) & 230V(single ph) | LV | 1000 kVA :Building Structure | 1 | --> | 1 | 0.5 | 2 |  | --> | 0.95 | 0 | 0 | 0 | 0 | 0.5 | 0 |  | --> | C20 ex SOUTH KING STREET | SOUTH KING STREET: T41 | FRANCIS STREET |  | 53.3418 | -6.2573
MV/LV Substation DA***460Z | 20 kV | 400V(3ph) & 230V(single ph) | LV | 50 kVA :Pole Substation | 0.05 | --> | 0.05 | 0.045 | 0.5 |  | --> | 0.047 | 0 | 0 | 0 | 0 | 0.05 | 0 |  | --> | C12 ex BALBRIGGAN | BALBRIGGAN: T42 | GLASMORE |  | 53.5569 | -6.2745
MV/LV Substation DA***4634 | 10 kV | 400V(3ph) & 230V(single ph) | LV | 630 kVA :Kiosk Substation | 0.63 | --> | 0.63 | 0 | 0 | Constrained,otherwise capacity available =500kVA. | --> | 0.598 | 0 | 0 | 0 | 0.017 | 0.5 | 0 |  | --> | C16 ex GLASNEVIN | GLASNEVIN: T41 | FINGLAS |  | 53.3623 | -6.2736
MV/LV Substation DA***467 | 10 kV | 400V(3ph) & 230V(single ph) | LV | 400 kVA :Kiosk Substation | 0.4 | --> | 0.4 | 0.226 | 5.4 |  | --> | 0.38 | 0 | 0 | 0 | 0.034 | 0.39 | 0 |  | --> | C18 ex TEMPLEOGUE | TEMPLEOGUE: T41 | MILLTOWN (DR) |  | 53.2822 | -6.3135
MV/LV Substation DA***4686 | 10 kV | 400V(3ph) & 230V(single ph) | LV | 400 kVA :Kiosk Substation | 0.4 | --> | 0.4 | 0 | 0 | Constrained,otherwise capacity available =400kVA. | --> | 0.38 | 0 | 0 | 0 | 0 | 0.4 | 0 |  | --> | C11 ex GLASNEVIN | GLASNEVIN: T41 | FINGLAS |  | 53.3678 | -6.27
MV/LV Substation DA***474 | 10 kV | 400V(3ph) & 230V(single ph) | LV | 400 kVA :Building Structure | 0.4 | --> | 0.4 | 0.045 | 0 | Constrained,otherwise capacity available =361kVA. | --> | 0.38 | 0 | 0 | 0 | 0 | 0.405 | 0 |  | --> | C15 ex TALBOTS INCH | TALBOTS INCH: T41∥T42 | KILKENNY |  | 52.6723 | -7.2693
MV/LV Substation DA***499 | 20 kV | 400V(3ph) & 230V(single ph) | LV | 100 kVA :Pole Substation | 0.1 | --> | 0.1 | 0.099 | 0.9 |  | --> | 0.095 | 0 | 0 | 0 | 0 | 0 | 0 | Constrained,otherwise capacity available =100kW. | --> | E23 ex ATHBOY | ATHBOY: T423 | NAVAN |  | 53.5003 | -6.8914
MV/LV Substation DA***500X | 10 kV | 400V(3ph) & 230V(single ph) | LV | 400 kVA :Building Structure | 0.4 | --> | 0.4 | 0.399 | 3.9 |  | --> | 0.38 | 0 | 0 | 0 | 0 | 0.4 | 0 |  | --> | C19 ex BALLYJAMESDUFF | BALLYJAMESDUFF: T41 | SHANKILL |  | 53.8077 | -7.2277
MV/LV Substation DA***513 | 10 kV | 400V(3ph) & 230V(single ph) | LV | 50 kVA :Pole Substation | 0.05 | --> | 0.05 | 0 | 6.4 |  | --> | 0.047 | 0 | 0 | 0 | 0.001 | 0.059 | 0 |  | --> | C14 ex AGHAGAD | AGHAGAD: T41∥T42 | SLIGO |  | 54.3608 | -8.5224
MV/LV Substation DA***517Z | 10 kV | 400V(3ph) & 230V(single ph) | LV | 630 kVA :Building Structure | 0.63 | --> | 0.63 | 0 | 0 | Constrained,otherwise capacity available =494kVA. | --> | 0.598 | 0 | 0 | 0 | 0 | 0.5 | 0 |  | --> | C31 ex SEMPERIT | SEMPERIT: T43 | GRANGE CASTLE |  | 53.333 | -6.3745
MV/LV Substation DA***532X | 10 kV | 400V(3ph) & 230V(single ph) | LV | 1000 kVA :Building Structure | 1 | --> | 1 | 0 | 0 | Constrained,otherwise capacity available =500kVA. | --> | 0.95 | 0 | 0 | 0 | 0.003 | 0.5 | 0 |  | --> | C12 ex GLASNEVIN | GLASNEVIN: T41 | FINGLAS |  | 53.3635 | -6.2694
MV/LV Substation DA***533X | 10 kV | 400V(3ph) & 230V(single ph) | LV | 200 kVA :Pole Substation | 0.2 | --> | 0.2 | 0 | 0 | Constrained,otherwise capacity available =198kVA. | --> | 0.19 | 0 | 0 | 0 | 0 | 0.2 | 0 |  | --> | C12 ex CULLION | CULLION: T41∥T42 | LETTERKENNY |  | 54.9395 | -7.7831
MV/LV Substation DA***542X | 10 kV | 400V(3ph) & 230V(single ph) | LV | 630 kVA :Building Structure | 0.63 | --> | 0.63 | 0.5 | 0.9 |  | --> | 0.598 | 0 | 0 | 0 | 0 | 0.5 | 0 |  | --> | C39 ex BEDFORD ROW | BEDFORD ROW: T41 | FRANCIS STREET |  | 53.3389 | -6.2519
MV/LV Substation DA***553Y | 10 kV | 400V(3ph) & 230V(single ph) | LV | 400 kVA :Kiosk Substation | 0.4 | --> | 0.4 | 0.325 | 1.7 |  | --> | 0.38 | 0 | 0 | 0 | 0.024 | 0.386 | 0 |  | --> | C26 ex BISHOPSTOWN | BISHOPSTOWN: T42 | KILBARRY |  | 51.8905 | -8.5717
MV/LV Substation DA***568X | 10 kV | 400V(3ph) & 230V(single ph) | LV | 50 kVA :Pole Substation | 0.05 | --> | 0.05 | 0.05 | 5.9 |  | --> | 0.047 | 0 | 0 | 0 | 0 | 0.049 | 0 |  | --> | C18 ex BANDON | BANDON: T101 | BANDON |  | 51.7871 | -8.6617
MV/LV Substation DA***582 | 10 kV | 400V(3ph) & 230V(single ph) | LV | 50 kVA :Pole Substation | 0.05 | --> | 0.05 | 0.044 | 2.7 |  | --> | 0.047 | 0 | 0 | 0 | 0 | 0.05 | 0 |  | --> | E19 ex LONGFORD | LONGFORD: T421 | RICHMOND |  | 53.692 | -7.8258
MV/LV Substation DA***585 | 10 kV | 400V(3ph) & 230V(single ph) | LV | 50 kVA :Pole Substation | 0.05 | --> | 0.05 | 0 | 0 | Constrained,otherwise capacity available =50kVA. | --> | 0.047 | 0 | 0 | 0 | 0 | 0.049 | 0 |  | --> | C12 ex MACETOWN | MACETOWN: T102 | MACETOWN |  | 53.4101 | -6.4266
MV/LV Substation DA***599X | 20 kV | 400V(3ph) & 230V(single ph) | LV | 50 kVA :Pole Substation | 0.05 | --> | 0.05 | 0.046 | 1.5 |  | --> | 0.047 | 0 | 0 | 0 | 0 | 0.049 | 0 |  | --> | E15 ex BEALISTOWN | BEALISTOWN: T421∥T422 | GREAT ISLAND |  | 52.2487 | -6.7359
MV/LV Substation DA***604X | 20 kV | 400V(3ph) & 230V(single ph) | LV | 200 kVA :Pole Substation | 0.2 | --> | 0.2 | 0 | 0 | Constrained,otherwise capacity available =163kVA. | --> | 0.19 | 0 | 0 | 0 | 0.004 | 0.201 | 0 |  | --> | C24 ex CLIFDEN | CLIFDEN: T41∥T42 | GALWAY 110KV |  | 53.6141 | -10.2063
MV/LV Substation DA***610X | 20 kV | 400V(3ph) & 230V(single ph) | LV | 50 kVA :Pole Substation | 0.05 | --> | 0.05 | 0 | 0 | Constrained,otherwise capacity available =13kVA. | --> | 0.047 | 0 | 0 | 0 | 0 | 0.054 | 0 |  | --> | E18 ex DALTON | DALTON: T421∥T422 | DALTON |  | 53.6254 | -8.8591
MV/LV Substation DA***612X | 10 kV | 400V(3ph) & 230V(single ph) | LV | 400 kVA :Building Structure | 0.4 | --> | 0.4 | 0.347 | 2.2 |  | --> | 0.38 | 0 | 0 | 0 | 0 | 0.407 | 0 |  | --> | C11 ex MALLOW | MALLOW: T41 | MALLOW |  | 52.1249 | -8.6412
MV/LV Substation DA***627Z | 10 kV | 400V(3ph) & 230V(single ph) | LV | 50 kVA :Pole Substation | 0.05 | --> | 0.05 | 0.044 | 3.5 |  | --> | 0.047 | 0 | 0 | 0 | 0 | 0.05 | 0 |  | --> | C18 ex SALLINS | SALLINS: T42 | GRIFFINRATH |  | 53.2808 | -6.6361
MV/LV Substation DA***628Z | 10 kV | 400V(3ph) & 230V(single ph) | LV | 400 kVA :Building Structure | 0.4 | --> | 0.4 | 0 | 0 | Constrained,otherwise capacity available =318kVA. | --> | 0.38 | 0 | 0 | 0 | 0 | 0.412 | 0 |  | --> | C18 ex NAAS | NAAS: T42 | NEWBRIDGE |  | 53.2029 | -6.7388
MV/LV Substation DA***637Y | 10 kV | 400V(3ph) & 230V(single ph) | LV | 630 kVA :Kiosk Substation | 0.63 | --> | 0.63 | 0.273 | 0.3 | Constrained,otherwise capacity available =500kVA. | --> | 0.598 | 0 | 0 | 0 | 0 | 0.5 | 0 |  | --> | C13 ex DRUMBEAR | DRUMBEAR: T41∥T42 | LISDRUM |  | 54.2469 | -6.9716
MV/LV Substation DA***638X | 10 kV | 400V(3ph) & 230V(single ph) | LV | 75 kVA :Pole Substation | 0.075 | --> | 0.075 | 0.066 | 5.6 |  | --> | 0.071 | 0 | 0 | 0 | 0 | 0.075 | 0 |  | --> | C13 ex PURCELLS INCH | PURCELLS INCH: T42 | KILKENNY |  | 52.6385 | -7.2278
MV/LV Substation DA***646X | 10 kV | 400V(3ph) & 230V(single ph) | LV | 400 kVA :Kiosk Substation | 0.4 | --> | 0.4 | 0 | 0 | Constrained,otherwise capacity available =347kVA. | --> | 0.38 | 0 | 0 | 0 | 0.003 | 0.404 | 0 |  | --> | C12 ex COOLCORCORAN | COOLCORCORAN: T41∥T42 | KNOCKEARAGH |  | 52.0652 | -9.51
MV/LV Substation DA***652Z | 10 kV | 400V(3ph) & 230V(single ph) | LV | 630 kVA :Kiosk Substation | 0.63 | --> | 0.63 | 0 | 0 | Constrained,otherwise capacity available =500kVA. | --> | 0.598 | 0 | 0 | 0 | 0 | 0.5 | 0 |  | --> | C17 ex ATHGARVAN | ATHGARVAN: T41 | NEWBRIDGE |  | 53.18 | -6.7997
MV/LV Substation DA***691 | 20 kV | 400V(3ph) & 230V(single ph) | LV | 50 kVA :Pole Substation | 0.05 | --> | 0.05 | 0.05 | 0.9 |  | --> | 0.047 | 0 | 0 | 0 | 0 | 0 | 0 | Constrained,otherwise capacity available =49kW. | --> | E23 ex ATHBOY | ATHBOY: T423 | NAVAN |  | 53.5035 | -6.8905
MV/LV Substation DA***706X | 10 kV | 400V(3ph) & 230V(single ph) | LV | 400 kVA :Building Structure | 0.4 | --> | 0.4 | 0 | 6.3 |  | --> | 0.38 | 0 | 0 | 0 | 0 | 0.481 | 0 |  | --> | C24 ex KILBARRY | KILBARRY: T43 | KILBARRY |  | 51.9111 | -8.4935
MV/LV Substation DA***707X | 20 kV | 400V(3ph) & 230V(single ph) | LV | 50 kVA :Pole Substation | 0.05 | --> | 0.05 | 0.032 | 1.5 |  | --> | 0.047 | 0 | 0 | 0 | 0 | 0.051 | 0 |  | --> | E15 ex BEALISTOWN | BEALISTOWN: T421∥T422 | GREAT ISLAND |  | 52.235 | -6.7283
MV/LV Substation DA***708Z | 10 kV | 400V(3ph) & 230V(single ph) | LV | 630 kVA :Kiosk Substation | 0.63 | --> | 0.63 | 0 | 0 | Constrained,otherwise capacity available =429kVA. | --> | 0.598 | 0 | 0 | 0 | 0 | 0.5 | 0 |  | --> | C20 ex ROSEHILL | ROSEHILL: T42 | KILKENNY |  | 52.636 | -7.2346
MV/LV Substation DA***712X | 10 kV | 400V(3ph) & 230V(single ph) | LV | 200 kVA :Pole Substation | 0.2 | --> | 0.2 | 0.158 | 1.1 |  | --> | 0.19 | 0 | 0 | 0 | 0 | 0.206 | 0 |  | --> | C21 ex SCARTEEN | SCARTEEN: T41∥T42 | MALLOW |  | 52.1353 | -8.6534
MV/LV Substation DA***712Z | 10 kV | 400V(3ph) & 230V(single ph) | LV | 400 kVA :Building Structure | 0.4 | --> | 0.4 | 0 | 0 | Constrained,otherwise capacity available =348kVA. | --> | 0.38 | 0 | 0 | 0 | 0 | 0.407 | 0 |  | --> | C20 ex ROSEHILL | ROSEHILL: T42 | KILKENNY |  | 52.6347 | -7.2486
MV/LV Substation DA***714 | 20 kV | 400V(3ph) & 230V(single ph) | LV | 200 kVA :Pole Substation | 0.2 | --> | 0.2 | 0.075 | 0.9 |  | --> | 0.19 | 0 | 0 | 0 | 0 | 0 | 0 | Constrained,otherwise capacity available =219kW. | --> | E23 ex ATHBOY | ATHBOY: T423 | NAVAN |  | 53.5031 | -6.8935
MV/LV Substation DA***718X | 20 kV | 400V(3ph) & 230V(single ph) | LV | 50 kVA :Pole Substation | 0.05 | --> | 0.05 | 0.044 | 2.1 |  | --> | 0.047 | 0 | 0 | 0 | 0.003 | 0.047 | 0 |  | --> | E18 ex NEWPORT | NEWPORT: T421 | CARROWBEG |  | 53.8827 | -9.5535
MV/LV Substation DA***726 | 10 kV | 400V(3ph) & 230V(single ph) | LV | 200 kVA :Pole Substation | 0.2 | --> | 0.2 | 0.159 | 4.5 |  | --> | 0.19 | 0 | 0 | 0 | 0 | 0.206 | 0 |  | --> | C16 ex BRAY | BRAY: T42 | FASSAROE |  | 53.1878 | -6.1418
MV/LV Substation DA***732Y | 20 kV | 400V(3ph) & 230V(single ph) | LV | 50 kVA :Pole Substation | 0.05 | --> | 0.05 | 0.05 | 3.4 |  | --> | 0.047 | 0 | 0 | 0 | 0 | 0.049 | 0 |  | --> | E20 ex CLONMINCH | CLONMINCH: T422 | THORNSBERRY |  | 53.2977 | -7.298
MV/LV Substation DA***736 | 10 kV | 400V(3ph) & 230V(single ph) | LV | 400 kVA :Building Structure | 0.4 | --> | 0.4 | 0.384 | 5.4 |  | --> | 0.38 | 0 | 0 | 0 | 0 | 0.402 | 0 |  | --> | E18 ex MOY | MOY: T421∥T422 | MOY |  | 54.118 | -9.1473
MV/LV Substation DA***742X | 10 kV | 400V(3ph) & 230V(single ph) | LV | 400 kVA :Kiosk Substation | 0.4 | --> | 0.4 | 0 | 0 | Constrained,otherwise capacity available =306kVA. | --> | 0.38 | 0 | 0 | 0 | 0.01 | 0.403 | 0 |  | --> | C22 ex OLDBAWN | OLDBAWN: T42 | COOKSTOWN |  | 53.2732 | -6.3365
MV/LV Substation DA***748Y | 20 kV | 400V(3ph) & 230V(single ph) | LV | 50 kVA :Pole Substation | 0.05 | --> | 0.05 | 0 | 0 | Constrained,otherwise capacity available =50kVA. | --> | 0.047 | 0 | 0 | 0 | 0 | 0.049 | 0 |  | --> | C17 ex CLONES | CLONES: T41∥T42 | SHANKILL |  | 54.1691 | -7.1522
MV/LV Substation DA***765X | 10 kV | 400V(3ph) & 230V(single ph) | LV | 1000 kVA :Building Structure | 1 | --> | 1 | 0.5 | 2.1 |  | --> | 0.95 | 0 | 0 | 0 | 0 | 0.5 | 0 |  | --> | C18 ex SOUTH KING STREET | SOUTH KING STREET: T42 | FRANCIS STREET |  | 53.341 | -6.2649
MV/LV Substation DA***766 | 20 kV | 400V(3ph) & 230V(single ph) | LV | 50 kVA :Pole Substation | 0.05 | --> | 0.05 | 0 | 0 | Constrained,otherwise capacity available =27kVA. | --> | 0.047 | 0 | 0 | 0 | 0.005 | 0.047 | 0 |  | --> | C17 ex KINSALE | KINSALE: T41∥T42 | BANDON |  | 51.7919 | -8.5825
MV/LV Substation DA***783 | 10 kV | 400V(3ph) & 230V(single ph) | LV | 200 kVA :Building Structure | 0.2 | --> | 0.2 | 0 | 0 | Constrained,otherwise capacity available =111kVA. | --> | 0.19 | 0 | 0 | 0 | 0.023 | 0.188 | 0 |  | --> | C11 ex MACETOWN | MACETOWN: T101 | MACETOWN |  | 53.4111 | -6.4276
MV/LV Substation DA***792X | 20 kV | 400V(3ph) & 230V(single ph) | LV | 100 kVA :Pole Substation | 0.1 | --> | 0.1 | 0 | 0 | Constrained,otherwise capacity available =76kVA. | --> | 0.095 | 0 | 0 | 0 | 0 | 0.103 | 0 |  | --> | E16 ex GLENAMADDY | GLENAMADDY: T422 | ATHLONE |  | 53.4548 | -8.6855
MV/LV Substation DA***804 | 10 kV | 400V(3ph) & 230V(single ph) | LV | 630 kVA :Kiosk Substation | 0.63 | --> | 0.63 | 0.363 | 1.1 |  | --> | 0.598 | 0 | 0 | 0 | 0.039 | 0.5 | 0 |  | --> | C14 ex KIMMAGE | KIMMAGE: T42 | INCHICORE 220KV |  | 53.314 | -6.3169
MV/LV Substation DA***808 | 20 kV | 400V(3ph) & 230V(single ph) | LV | 50 kVA :Pole Substation | 0.05 | --> | 0.05 | 0.045 | 0.9 |  | --> | 0.047 | 0 | 0 | 0 | 0 | 0.05 | 0 |  | --> | C11 ex DRUMQUIN | DRUMQUIN: T42 | ENNIS |  | 52.795 | -9.0618
MV/LV Substation DA***810 | 10 kV | 400V(3ph) & 230V(single ph) | LV | 50 kVA :Pole Substation | 0.05 | --> | 0.05 | 0 | 0 | Constrained,otherwise capacity available =44kVA. | --> | 0.047 | 0 | 0 | 0 | 0.003 | 0.047 | 0 |  | --> | C22 ex KILMONEY | KILMONEY: T41∥T42 | TRABEG |  | 51.8069 | -8.3816
MV/LV Substation DA***811X | 10 kV | 400V(3ph) & 230V(single ph) | LV | 400 kVA :Kiosk Substation | 0.4 | --> | 0.4 | 0 | 0 | Constrained,otherwise capacity available =187kVA. | --> | 0.38 | 0 | 0 | 0 | 0 | 0.432 | 0 |  | --> | C26 ex CLIFDEN | CLIFDEN: T41∥T42 | GALWAY 110KV |  | 53.4895 | -10.0221
MV/LV Substation DA***815 | 10 kV | 400V(3ph) & 230V(single ph) | LV | 200 kVA :Pole Substation | 0.2 | --> | 0.2 | 0.195 | 1.4 |  | --> | 0.19 | 0 | 0 | 0 | 0 | 0.2 | 0 |  | --> | C13 ex ROSCOMMON | ROSCOMMON: T41 | LANESBORO |  | 53.6235 | -8.1856
MV/LV Substation DA***837 | 10 kV | 400V(3ph) & 230V(single ph) | LV | 630 kVA :Building Structure | 0.63 | --> | 0.63 | 0 | 0 | Constrained,otherwise capacity available =385kVA. | --> | 0.598 | 0 | 0 | 0 | 0 | 0.5 | 0 |  | --> | C11 ex COOLCORCORAN | COOLCORCORAN: T41∥T42 | KNOCKEARAGH |  | 52.0603 | -9.4811
MV/LV Substation DA***851X | 10 kV | 400V(3ph) & 230V(single ph) | LV | 200 kVA :Kiosk Substation | 0.2 | --> | 0.2 | 0 | 0 | Constrained,otherwise capacity available =96kVA. | --> | 0.19 | 0 | 0 | 0 | 0.01 | 0.204 | 0 |  | --> | C22 ex OLDBAWN | OLDBAWN: T42 | COOKSTOWN |  | 53.2726 | -6.3351
MV/LV Substation DA***852 | 10 kV | 400V(3ph) & 230V(single ph) | LV | 400 kVA :Kiosk Substation | 0.4 | --> | 0.4 | 0.288 | 5 |  | --> | 0.38 | 0 | 0 | 0 | 0.024 | 0.391 | 0 |  | --> | C21 ex OLDBAWN | OLDBAWN: T41 | COOKSTOWN |  | 53.2746 | -6.3613
MV/LV Substation DA***869X | 20 kV | 400V(3ph) & 230V(single ph) | LV | 200 kVA :Kiosk Substation | 0.2 | --> | 0.2 | 0 | 0 | Constrained,otherwise capacity available =182kVA. | --> | 0.19 | 0 | 0 | 0 | 0 | 0.202 | 0 |  | --> | C13 ex CLONAKILTY | CLONAKILTY: T41∥T42 | DUNMANWAY |  | 51.6305 | -8.846
MV/LV Substation DA***875 | 10 kV | 400V(3ph) & 230V(single ph) | LV | 200 kVA :Pole Substation | 0.2 | --> | 0.2 | 0.157 | 3 |  | --> | 0.19 | 0 | 0 | 0 | 0 | 0.206 | 0 |  | --> | C20 ex KILMEADEN | KILMEADEN: T42 | BUTLERSTOWN |  | 52.2274 | -7.2326
MV/LV Substation DA***878 | 10 kV | 400V(3ph) & 230V(single ph) | LV | 50 kVA :Pole Substation | 0.05 | --> | 0.05 | 0 | 0 | Constrained,otherwise capacity available =37kVA. | --> | 0.047 | 0 | 0 | 0 | 0 | 0.051 | 0 |  | --> | C12 ex TIMOLEAGUE | TIMOLEAGUE: T41 | BANDON |  | 51.6929 | -8.7789
MV/LV Substation DA***878 | 20 kV | 400V(3ph) & 230V(single ph) | LV | 200 kVA :Pole Substation | 0.2 | --> | 0.2 | 0 | 0 | Constrained,otherwise capacity available =158kVA. | --> | 0.19 | 0 | 0 | 0 | 0.054 | 0.149 | 0 |  | --> | C13 ex CLONAKILTY | CLONAKILTY: T41∥T42 | DUNMANWAY |  | 51.6285 | -8.8492
MV/LV Substation DA***889 | 10 kV | 400V(3ph) & 230V(single ph) | LV | 630 kVA :Building Structure | 0.63 | --> | 0.63 | 0 | 0 | Constrained,otherwise capacity available =500kVA. | --> | 0.598 | 0 | 0 | 0 | 0 | 0.5 | 0 |  | --> | C11 ex LEESON STREET | LEESON STREET: T41 | MILLTOWN (DR) |  | 53.3305 | -6.2588
MV/LV Substation DA***890 | 20 kV | 400V(3ph) & 230V(single ph) | LV | 200 kVA :Pole Substation | 0.2 | --> | 0.2 | 0.158 | 8.5 |  | --> | 0.19 | 0 | 0 | 0 | 0 | 0 | 0 | Constrained,otherwise capacity available =206kW. | --> | E14 ex BELLACORICK | BELLACORICK: T122 | BELLACORICK |  | 54.2083 | -9.9437
MV/LV Substation DA***919 | 10 kV | 400V(3ph) & 230V(single ph) | LV | 630 kVA :Kiosk Substation | 0.63 | --> | 0.63 | 0.48 | 2 |  | --> | 0.598 | 0 | 0 | 0 | 0.008 | 0.5 | 0 |  | --> | C12 ex FAIRVIEW | FAIRVIEW: T41 | MCDERMOTT |  | 53.3608 | -6.209
MV/LV Substation DA***919X | 20 kV | 400V(3ph) & 230V(single ph) | LV | 200 kVA :Pole Substation | 0.2 | --> | 0.2 | 0.191 | 3.6 |  | --> | 0.19 | 0 | 0 | 0 | 0 | 0.2 | 0 |  | --> | E20 ex KILLINICK | KILLINICK: T421∥T422 | WEXFORD |  | 52.2583 | -6.4461
MV/LV Substation DA***926X | 20 kV | 400V(3ph) & 230V(single ph) | LV | 50 kVA :Pole Substation | 0.05 | --> | 0.05 | 0.02 | 2 |  | --> | 0.047 | 0 | 0 | 0 | 0 | 0.054 | 0 |  | --> | E17 ex BALLYCONNELL | BALLYCONNELL: T421∥T422 | GORTAWEE |  | 54.076 | -7.6722
MV/LV Substation DA***927Z | 10 kV | 400V(3ph) & 230V(single ph) | LV | 400 kVA :Kiosk Substation | 0.4 | --> | 0.4 | 0.303 | 8.4 |  | --> | 0.38 | 0 | 0 | 0 | 0.002 | 0.412 | 0 |  | --> | C19 ex MULLINGAR | MULLINGAR: T101 | MULLINGAR |  | 53.5326 | -7.3276
MV/LV Substation DA***930 | 10 kV | 400V(3ph) & 230V(single ph) | LV | 400 kVA :Building Structure | 0.4 | --> | 0.4 | 0 | 0 | Constrained,otherwise capacity available =226kVA. | --> | 0.38 | 0 | 0 | 0 | 0.017 | 0.408 | 0 |  | --> | C16 ex GLASNEVIN | GLASNEVIN: T41 | FINGLAS |  | 53.3662 | -6.2733
MV/LV Substation DA***933X | 10 kV | 400V(3ph) & 230V(single ph) | LV | 630 kVA :Building Structure | 0.63 | --> | 0.63 | 0.408 | 12.5 |  | --> | 0.598 | 0 | 0 | 0 | 0 | 0.5 | 0 |  | --> | C17 ex HEUSTON SQUARE | HEUSTON SQUARE: T101 | INCHICORE 220KV |  | 53.3448 | -6.2972
MV/LV Substation DA***936Z | 20 kV | 400V(3ph) & 230V(single ph) | LV | 200 kVA :Pole Substation | 0.2 | --> | 0.2 | 0.175 | 1.5 |  | --> | 0.19 | 0 | 0 | 0 | 0.023 | 0.179 | 0 |  | --> | E15 ex BEALISTOWN | BEALISTOWN: T421∥T422 | GREAT ISLAND |  | 52.2448 | -6.7319
MV/LV Substation DA***975X | 20 kV | 400V(3ph) & 230V(single ph) | LV | 100 kVA :Pole Substation | 0.1 | --> | 0.1 | 0 | 0 | Constrained,otherwise capacity available =99kVA. | --> | 0.095 | 0 | 0 | 0 | 0 | 0.1 | 0 |  | --> | E28 ex LOUGHREA | LOUGHREA: T41∥T42 | SOMERSET |  | 53.2233 | -8.4771
MV/LV Substation DA***998 | 10 kV | 400V(3ph) & 230V(single ph) | LV | 630 kVA :Building Structure | 0.63 | --> | 0.63 | 0.5 | 2.8 |  | --> | 0.598 | 0 | 0 | 0 | 0 | 0.5 | 0 |  | --> | C13 ex MERRION SQUARE | MERRION SQUARE: T41 | RINGSEND |  | 53.3414 | -6.2498
MV/LV Substation DA***998 | 10 kV | 400V(3ph) & 230V(single ph) | LV | 400 kVA :Kiosk Substation | 0.4 | --> | 0.4 | 0.353 | 0.9 |  | --> | 0.38 | 0 | 0 | 0 | 0 | 0.407 | 0 |  | --> | C19 ex BRAY | BRAY: T41 | FASSAROE |  | 53.197 | -6.0948
MV/LV Substation DB***4290 | 20 kV | 400V(3ph) & 230V(single ph) | LV | 630 kVA :Building Structure | 0.63 | --> | 0.63 | 0 | 0 | Constrained,otherwise capacity available =500kVA. | --> | 0.598 | 0 | 0 | 0 | 0 | 0.5 | 0 |  | --> | E12 ex DRUMLINE | DRUMLINE: T421∥T422 | DRUMLINE |  | 52.7233 | -8.8658
MV/LV Substation DC***033X | 10 kV | 400V(3ph) & 230V(single ph) | LV | 100 kVA :Pole Substation | 0.1 | --> | 0.1 | 0.093 | 0.7 |  | --> | 0.095 | 0 | 0 | 0 | 0 | 0.1 | 0 |  | --> | C26 ex GLENTIES | GLENTIES: T41 | BINBANE |  | 54.7936 | -8.3045
MV/LV Substation DC***294X | 10 kV | 400V(3ph) & 230V(single ph) | LV | 630 kVA :Building Structure | 0.63 | --> | 0.63 | 0 | 0 | Constrained,otherwise capacity available =365kVA. | --> | 0.598 | 0 | 0 | 0 | 0 | 0.5 | 0 |  | --> | C17 ex WHITEHALL | WHITEHALL: T41 | FINGLAS |  | 53.3813 | -6.2669
MV/LV Substation DC***734X | 10 kV | 400V(3ph) & 230V(single ph) | LV | 1000 kVA :Building Structure | 1 | --> | 1 | 0.5 | 1 |  | --> | 0.95 | 0 | 0 | 0 | 0 | 0.5 | 0 |  | --> | C18 ex MARROWBONE LANE | MARROWBONE LANE: T42 | INCHICORE 220KV |  | 53.3402 | -6.2844
MV/LV Substation DD***896 | 10 kV | 400V(3ph) & 230V(single ph) | LV | 630 kVA :Building Structure | 0.63 | --> | 0.63 | 0 | 0 | Constrained,otherwise capacity available =331kVA. | --> | 0.598 | 0 | 0 | 0 | 0 | 0.5 | 0 |  | --> | C18 ex DENNEHYS CROSS | DENNEHYS CROSS: T42 | TRABEG |  | 51.8914 | -8.5218
MV/LV Substation DE***003 | 10 kV | 400V(3ph) & 230V(single ph) | LV | 400 kVA :Kiosk Substation | 0.4 | --> | 0.4 | 0.284 | 2.5 |  | --> | 0.38 | 0 | 0 | 0 | 0.007 | 0.41 | 0 |  | --> | C11 ex GREYSTONES | GREYSTONES: T41 | FASSAROE |  | 53.1336 | -6.0909
MV/LV Substation DE***005 | 10 kV | 400V(3ph) & 230V(single ph) | LV | 630 kVA :Kiosk Substation | 0.63 | --> | 0.63 | 0 | 0 | Constrained,otherwise capacity available =448kVA. | --> | 0.598 | 0 | 0 | 0 | 0 | 0.5 | 0 |  | --> | C18 ex ROSEHILL | ROSEHILL: T42 | KILKENNY |  | 52.6556 | -7.2573
MV/LV Substation DE***005Y | 10 kV | 400V(3ph) & 230V(single ph) | LV | 50 kVA :Pole Substation | 0.05 | --> | 0.05 | 0.039 | 2.3 |  | --> | 0.047 | 0 | 0 | 0 | 0 | 0.051 | 0 |  | --> | C11 ex CASTLECOMER | CASTLECOMER: T41∥T42 | BALLYRAGGET |  | 52.8155 | -7.1956
MV/LV Substation DE***006Y | 20 kV | 400V(3ph) & 230V(single ph) | LV | 200 kVA :Pole Substation | 0.2 | --> | 0.2 | 0 | 0 | Constrained,otherwise capacity available =200kVA. | --> | 0.19 | 0 | 0 | 0 | 0 | 0.2 | 0 |  | --> | C11 ex KILDARE | KILDARE: T41∥T42 | NEWBRIDGE |  | 53.1591 | -7.0111
MV/LV Substation DE***010X | 10 kV | 400V(3ph) & 230V(single ph) | LV | 50 kVA :Pole Substation | 0.05 | --> | 0.05 | 0.047 | 2.4 |  | --> | 0.047 | 0 | 0 | 0 | 0 | 0.049 | 0 |  | --> | C12 ex BALLYMAHON | BALLYMAHON: T41∥T42 | ATHLONE |  | 53.6156 | -7.9266
MV/LV Substation DE***014 | 10 kV | 400V(3ph) & 230V(single ph) | LV | 630 kVA :Kiosk Substation | 0.63 | --> | 0.63 | 0.38 | 9.8 |  | --> | 0.598 | 0 | 0 | 0 | 0.002 | 0.5 | 0 |  | --> | C20 ex COOKSTOWN | COOKSTOWN: T102 | CARRICKMINES |  | 53.2712 | -6.3736
MV/LV Substation DE***015 | 10 kV | 400V(3ph) & 230V(single ph) | LV | 630 kVA :Kiosk Substation | 0.63 | --> | 0.63 | 0.5 | 9.8 |  | --> | 0.598 | 0 | 0 | 0 | 0.003 | 0.5 | 0 |  | --> | C20 ex COOKSTOWN | COOKSTOWN: T102 | CARRICKMINES |  | 53.2691 | -6.3736
MV/LV Substation DE***015 | 20 kV | 400V(3ph) & 230V(single ph) | LV | 630 kVA :Kiosk Substation | 0.63 | --> | 0.63 | 0.416 | 1.6 |  | --> | 0.598 | 0 | 0 | 0 | 0.014 | 0.5 | 0 |  | --> | E16 ex MILLTOWN (SR) | MILLTOWN (SR): T422 | OUGHTRAGH |  | 52.1457 | -9.7185
MV/LV Substation DE***015 | 20 kV | 400V(3ph) & 230V(single ph) | LV | 50 kVA :Pole Substation | 0.05 | --> | 0.05 | 0.047 | 5.1 |  | --> | 0.047 | 0 | 0 | 0 | 0 | 0.049 | 0 |  | --> | E15 ex BALLYBUNION | BALLYBUNION: T421∥T422 | TRIEN |  | 52.5529 | -9.4716
MV/LV Substation DE***015 | 10 kV | 400V(3ph) & 230V(single ph) | LV | 630 kVA :Building Structure | 0.63 | --> | 0.63 | 0.246 | 2.7 |  | --> | 0.598 | 0 | 0 | 0 | 0 | 0.5 | 0 |  | --> | C16 ex BALLYARD | BALLYARD: T41∥T42 | TRALEE |  | 52.2684 | -9.7046
MV/LV Substation DE***016 | 10 kV | 400V(3ph) & 230V(single ph) | LV | 630 kVA :Kiosk Substation | 0.63 | --> | 0.63 | 0.5 | 9.8 |  | --> | 0.598 | 0 | 0 | 0 | 0.06 | 0.5 | 0 |  | --> | C20 ex COOKSTOWN | COOKSTOWN: T102 | CARRICKMINES |  | 53.2703 | -6.3752
MV/LV Substation DE***017 | 10 kV | 400V(3ph) & 230V(single ph) | LV | 630 kVA :Kiosk Substation | 0.63 | --> | 0.63 | 0.5 | 9.8 |  | --> | 0.598 | 0 | 0 | 0 | 0.141 | 0.499 | 0 |  | --> | C20 ex COOKSTOWN | COOKSTOWN: T102 | CARRICKMINES |  | 53.2711 | -6.3775
MV/LV Substation DE***021 | 10 kV | 400V(3ph) & 230V(single ph) | LV | 630 kVA :Kiosk Substation | 0.63 | --> | 0.63 | 0.5 | 1.1 |  | --> | 0.598 | 0 | 0 | 0 | 0.006 | 0.5 | 0 |  | --> | C18 ex TRIM | TRIM: T41∥T42 | NAVAN |  | 53.5589 | -6.7852
MV/LV Substation DE***023Y | 10 kV | 400V(3ph) & 230V(single ph) | LV | 200 kVA :Pole Substation | 0.2 | --> | 0.2 | 0 | 0 | Constrained,otherwise capacity available =195kVA. | --> | 0.19 | 0 | 0 | 0 | 0 | 0.2 | 0 |  | --> | C21 ex ENNISTYMON | ENNISTYMON: T41∥T42 | ENNIS |  | 52.9343 | -9.2991
MV/LV Substation DE***024 | 10 kV | 400V(3ph) & 230V(single ph) | LV | 630 kVA :Kiosk Substation | 0.63 | --> | 0.63 | 0.074 | 6 |  | --> | 0.598 | 0 | 0 | 0 | 0.011 | 0.5 | 0 |  | --> | C22 ex MALLOW | MALLOW: T42 | MALLOW |  | 52.137 | -8.6467
MV/LV Substation DE***025X | 10 kV | 400V(3ph) & 230V(single ph) | LV | 200 kVA :Kiosk Substation | 0.2 | --> | 0.2 | 0.131 | 1.1 |  | --> | 0.19 | 0 | 0 | 0 | 0.014 | 0.195 | 0 |  | --> | C18 ex TRIM | TRIM: T41∥T42 | NAVAN |  | 53.5581 | -6.7831
MV/LV Substation DE***029Z | 20 kV | 400V(3ph) & 230V(single ph) | LV | 200 kVA :Kiosk Substation | 0.2 | --> | 0.2 | 0 | 0 | Constrained,otherwise capacity available =160kVA. | --> | 0.19 | 0 | 0 | 0 | 0.003 | 0.203 | 0 |  | --> | E17 ex ACADEMY STREET | ACADEMY STREET: T421∥T422 | NAVAN |  | 53.5948 | -6.7249
MV/LV Substation DE***032X | 10 kV | 400V(3ph) & 230V(single ph) | LV | 630 kVA :Building Structure | 0.63 | --> | 0.63 | 0 | 0 | Constrained,otherwise capacity available =330kVA. | --> | 0.598 | 0 | 0 | 0 | 0.013 | 0.5 | 0 |  | --> | C12 ex DENNEHYS CROSS | DENNEHYS CROSS: T42 | TRABEG |  | 51.8908 | -8.4873
MV/LV Substation DE***032Y | 20 kV | 400V(3ph) & 230V(single ph) | LV | 50 kVA :Pole Substation | 0.05 | --> | 0.05 | 0.035 | 1.6 |  | --> | 0.047 | 0 | 0 | 0 | 0 | 0 | 0 | Constrained,otherwise capacity available =51kW. | --> | E15 ex CASTLETOWNBERE | CASTLETOWNBERE: T421 | BALLYLICKY |  | 51.6571 | -9.896
MV/LV Substation DE***035Y | 10 kV | 400V(3ph) & 230V(single ph) | LV | 100 kVA :Pole Substation | 0.1 | --> | 0.1 | 0 | 4.1 |  | --> | 0.095 | 0 | 0 | 0 | 0.004 | 0 | 0 | Constrained,otherwise capacity available =113kW. | --> | E17 ex CHARLEVILLE | CHARLEVILLE: T422 | CHARLEVILLE |  | 52.3617 | -8.684
MV/LV Substation DE***037 | 10 kV | 400V(3ph) & 230V(single ph) | LV | 400 kVA :Building Structure | 0.4 | --> | 0.4 | 0.399 | 0.5 |  | --> | 0.38 | 0 | 0 | 0 | 0 | 0.4 | 0 |  | --> | C18 ex FINISKLIN | FINISKLIN: T41∥T42 | SLIGO |  | 54.2785 | -8.4846
MV/LV Substation DE***037Z | 20 kV | 400V(3ph) & 230V(single ph) | LV | 200 kVA :Kiosk Substation | 0.2 | --> | 0.2 | 0 | 0 | Constrained,otherwise capacity available =173kVA. | --> | 0.19 | 0 | 0 | 0 | 0 | 0 | 0 | Constrained,otherwise capacity available =203kW. | --> | E17 ex PORTLAOISE | PORTLAOISE: T423∥T424 | PORTLAOISE |  | 52.9092 | -7.3502
MV/LV Substation DE***038X | 10 kV | 400V(3ph) & 230V(single ph) | LV | 400 kVA :Kiosk Substation | 0.4 | --> | 0.4 | 0 | 0 | Constrained,otherwise capacity available =254kVA. | --> | 0.38 | 0 | 0 | 0 | 0.002 | 0.42 | 0 |  | --> | C17 ex BALGADDY | BALGADDY: T41 | GRANGE CASTLE |  | 53.3281 | -6.4222
MV/LV Substation DE***038X | 10 kV | 400V(3ph) & 230V(single ph) | LV | 1000 kVA :Building Structure | 1 | --> | 1 | 0.5 | 4.1 |  | --> | 0.95 | 0 | 0 | 0 | 0 | 0.5 | 0 |  | --> | C16 ex LOUGHLINSTOWN | LOUGHLINSTOWN: T42 | CARRICKMINES |  | 53.2454 | -6.1394
MV/LV Substation DE***039Z | 20 kV | 400V(3ph) & 230V(single ph) | LV | 100 kVA :Pole Substation | 0.1 | --> | 0.1 | 0 | 0 | Constrained,otherwise capacity available =80kVA. | --> | 0.095 | 0 | 0 | 0 | 0 | 0.103 | 0 |  | --> | E17 ex HEADFORD | HEADFORD: T42 | CLOON |  | 53.467 | -9.0991
MV/LV Substation DE***041X | 10 kV | 400V(3ph) & 230V(single ph) | LV | 50 kVA :Pole Substation | 0.05 | --> | 0.05 | 0 | 0 | Constrained,otherwise capacity available =41kVA. | --> | 0.047 | 0 | 0 | 0 | 0 | 0.05 | 0 |  | --> | C16 ex ENNISTYMON | ENNISTYMON: T41∥T42 | ENNIS |  | 52.9465 | -9.425
MV/LV Substation DE***042X | 10 kV | 400V(3ph) & 230V(single ph) | LV | 200 kVA :Pole Substation | 0.2 | --> | 0.2 | 0.161 | 4.6 |  | --> | 0.19 | 0 | 0 | 0 | 0 | 0.205 | 0 |  | --> | C18 ex BALLYJAMESDUFF | BALLYJAMESDUFF: T42 | SHANKILL |  | 53.8677 | -7.2121
MV/LV Substation DE***043X | 10 kV | 400V(3ph) & 230V(single ph) | LV | 1000 kVA :Building Structure | 1 | --> | 1 | 0.5 | 5.7 |  | --> | 0.95 | 0 | 0 | 0 | 0 | 0.5 | 0 |  | --> | C20 ex DEANSGRANGE | DEANSGRANGE: T42 | CARRICKMINES |  | 53.2789 | -6.1616
MV/LV Substation DE***045X | 10 kV | 400V(3ph) & 230V(single ph) | LV | 630 kVA :Kiosk Substation | 0.63 | --> | 0.63 | 0 | 0 | Constrained,otherwise capacity available =482kVA. | --> | 0.598 | 0 | 0 | 0 | 0 | 0.5 | 0 |  | --> | C11 ex NEWMARKET (DR) | NEWMARKET (DR): T41 | FRANCIS STREET |  | 53.3402 | -6.2728
MV/LV Substation DE***046X | 10 kV | 400V(3ph) & 230V(single ph) | LV | 630 kVA :Kiosk Substation | 0.63 | --> | 0.63 | 0 | 0 | Constrained,otherwise capacity available =453kVA. | --> | 0.598 | 0 | 0 | 0 | 0 | 0.5 | 0 |  | --> | C11 ex NEWMARKET (DR) | NEWMARKET (DR): T41 | FRANCIS STREET |  | 53.3394 | -6.2731
MV/LV Substation DE***047 | 10 kV | 400V(3ph) & 230V(single ph) | LV | 50 kVA :Pole Substation | 0.05 | --> | 0.05 | 0.033 | 3.4 |  | --> | 0.047 | 0 | 0 | 0 | 0 | 0.051 | 0 |  | --> | C15 ex STICKILLEN | STICKILLEN: T41∥T42 | DRYBRIDGE |  | 53.8492 | -6.6579
MV/LV Substation DE***047 | 10 kV | 400V(3ph) & 230V(single ph) | LV | 400 kVA :Kiosk Substation | 0.4 | --> | 0.4 | 0 | 0 | Constrained,otherwise capacity available =395kVA. | --> | 0.38 | 0 | 0 | 0 | 0 | 0.4 | 0 |  | --> | C17 ex NAAS | NAAS: T41 | NEWBRIDGE |  | 53.2059 | -6.7133
MV/LV Substation DE***047X | 10 kV | 400V(3ph) & 230V(single ph) | LV | 200 kVA :Kiosk Substation | 0.2 | --> | 0.2 | 0.116 | 1.1 |  | --> | 0.19 | 0 | 0 | 0 | 0.036 | 0.174 | 0 |  | --> | C17 ex TRIM | TRIM: T41∥T42 | NAVAN |  | 53.5529 | -6.7693
MV/LV Substation DE***048 | 10 kV | 400V(3ph) & 230V(single ph) | LV | 400 kVA :Kiosk Substation | 0.4 | --> | 0.4 | 0.319 | 2.8 |  | --> | 0.38 | 0 | 0 | 0 | 0.01 | 0.402 | 0 |  | --> | E14 ex LONGFORD | LONGFORD: T422 | RICHMOND |  | 53.737 | -7.805
MV/LV Substation DE***048 | 10 kV | 400V(3ph) & 230V(single ph) | LV | 400 kVA :Kiosk Substation | 0.4 | --> | 0.4 | 0 | 0 | Constrained,otherwise capacity available =261kVA. | --> | 0.38 | 0 | 0 | 0 | 0.003 | 0.417 | 0 |  | --> | C18 ex BALLYBEGGAN | BALLYBEGGAN: T43∥T44 | TRALEE |  | 52.2837 | -9.6808
MV/LV Substation DE***051 | 10 kV | 400V(3ph) & 230V(single ph) | LV | 100 kVA :Pole Substation | 0.1 | --> | 0.1 | 0 | 0 | Constrained,otherwise capacity available =62kVA. | --> | 0.095 | 0 | 0 | 0 | 0.012 | 0.092 | 0 |  | --> | C16 ex CLONAKILTY | CLONAKILTY: T41∥T42 | DUNMANWAY |  | 51.6265 | -8.8743
MV/LV Substation DE***051X | 10 kV | 400V(3ph) & 230V(single ph) | LV | 50 kVA :Pole Substation | 0.05 | --> | 0.05 | 0.046 | 1.7 |  | --> | 0.047 | 0 | 0 | 0 | 0 | 0.049 | 0 |  | --> | C15 ex TULLA | TULLA: T41 | ENNIS |  | 52.9591 | -8.6409
MV/LV Substation DE***052 | 10 kV | 400V(3ph) & 230V(single ph) | LV | 200 kVA :Building Structure | 0.2 | --> | 0.2 | 0.197 | 0.5 |  | --> | 0.19 | 0 | 0 | 0 | 0 | 0.2 | 0 |  | --> | C11 ex FINISKLIN | FINISKLIN: T41∥T42 | SLIGO |  | 54.2809 | -8.4897
MV/LV Substation DE***052 | 10 kV | 400V(3ph) & 230V(single ph) | LV | 630 kVA :Building Structure | 0.63 | --> | 0.63 | 0.5 | 3.4 |  | --> | 0.598 | 0 | 0 | 0 | 0.003 | 0.5 | 0 |  | --> | C18 ex STICKILLEN | STICKILLEN: T41∥T42 | DRYBRIDGE |  | 53.8524 | -6.5424
MV/LV Substation DE***052Z | 10 kV | 400V(3ph) & 230V(single ph) | LV | 400 kVA :Kiosk Substation | 0.4 | --> | 0.4 | 0 | 0 | Constrained,otherwise capacity available =227kVA. | --> | 0.38 | 0 | 0 | 0 | 0.021 | 0.404 | 0 |  | --> | C41 ex COLLEGE PARK | COLLEGE PARK: T103 | COLLEGE PARK |  | 53.4026 | -6.4183
MV/LV Substation DE***054X | 10 kV | 400V(3ph) & 230V(single ph) | LV | 400 kVA :Building Structure | 0.4 | --> | 0.4 | 0.246 | 4.6 |  | --> | 0.38 | 0 | 0 | 0 | 0 | 0.423 | 0 |  | --> | C18 ex DUN LAOGHAIRE | DUN LAOGHAIRE: T42 | BLACKROCK |  | 53.2949 | -6.1482
MV/LV Substation DE***055X | 20 kV | 400V(3ph) & 230V(single ph) | LV | 50 kVA :Pole Substation | 0.05 | --> | 0.05 | 0.049 | 1 |  | --> | 0.047 | 0 | 0 | 0 | 0 | 0 | 0 | Constrained,otherwise capacity available =49kW. | --> | E13 ex CARNDONAGH | CARNDONAGH: T421∥T422 | TRILLICK |  | 55.2677 | -7.4346
MV/LV Substation DE***057 | 10 kV | 400V(3ph) & 230V(single ph) | LV | 500 kVA :Building Structure | 0.5 | --> | 0.5 | 0.349 | 4.9 |  | --> | 0.475 | 0 | 0 | 0 | 0.003 | 0.5 | 0 |  | --> | C13 ex DUNDALK | DUNDALK: T42 | DUNDALK |  | 53.9966 | -6.413
MV/LV Substation DE***057X | 20 kV | 400V(3ph) & 230V(single ph) | LV | 50 kVA :Pole Substation | 0.05 | --> | 0.05 | 0 | 0 | Constrained,otherwise capacity available =43kVA. | --> | 0.047 | 0 | 0 | 0 | 0 | 0.05 | 0 |  | --> | E21 ex ATHENRY | ATHENRY: T423 | GALWAY 110KV |  | 53.4183 | -8.6127
MV/LV Substation DE***060 | 10 kV | 400V(3ph) & 230V(single ph) | LV | 100 kVA :Pole Substation | 0.1 | --> | 0.1 | 0.1 | 6.5 |  | --> | 0.095 | 0 | 0 | 0 | 0 | 0.1 | 0 |  | --> | C17 ex CAHIR | CAHIR: T41 | CAHIR |  | 52.3857 | -7.9285
MV/LV Substation DE***062 | 20 kV | 400V(3ph) & 230V(single ph) | LV | 50 kVA :Pole Substation | 0.05 | --> | 0.05 | 0 | 0 | Constrained,otherwise capacity available =42kVA. | --> | 0.047 | 0 | 0 | 0 | 0 | 0.05 | 0 |  | --> | C24 ex CLIFDEN | CLIFDEN: T41∥T42 | GALWAY 110KV |  | 53.5842 | -9.9631
MV/LV Substation DE***063 | 20 kV | 400V(3ph) & 230V(single ph) | LV | 200 kVA :Pole Substation | 0.2 | --> | 0.2 | 0 | 0 | Constrained,otherwise capacity available =112kVA. | --> | 0.19 | 0 | 0 | 0 | 0.039 | 0 | 0 | Constrained,otherwise capacity available =172kW. | --> | E17 ex PORTLAOISE | PORTLAOISE: T423∥T424 | PORTLAOISE |  | 52.9109 | -7.3498
MV/LV Substation DE***065 | 10 kV | 400V(3ph) & 230V(single ph) | LV | 400 kVA :Kiosk Substation | 0.4 | --> | 0.4 | 0.314 | 2.3 |  | --> | 0.38 | 0 | 0 | 0 | 0.024 | 0.388 | 0 |  | --> | C20 ex MOUNT MERRION | MOUNT MERRION: T42 | CARRICKMINES |  | 53.2962 | -6.2151
MV/LV Substation DE***066 | 10 kV | 400V(3ph) & 230V(single ph) | LV | 50 kVA :Pole Substation | 0.05 | --> | 0.05 | 0 | 0 | Constrained,otherwise capacity available =50kVA. | --> | 0.047 | 0 | 0 | 0 | 0 | 0 | 0 | Constrained,otherwise capacity available =49kW. | --> | C18 ex FERMOY NORTH | FERMOY NORTH: T41∥T42 | BARRYMORE |  | 52.1314 | -8.3088
MV/LV Substation DE***066X | 10 kV | 400V(3ph) & 230V(single ph) | LV | 50 kVA :Pole Substation | 0.05 | --> | 0.05 | 0.038 | 2.4 |  | --> | 0.047 | 0 | 0 | 0 | 0 | 0.051 | 0 |  | --> | C12 ex BALLYMAHON | BALLYMAHON: T41∥T42 | ATHLONE |  | 53.6314 | -7.908
MV/LV Substation DE***067 | 10 kV | 400V(3ph) & 230V(single ph) | LV | 400 kVA :Kiosk Substation | 0.4 | --> | 0.4 | 0.353 | 8.9 |  | --> | 0.38 | 0 | 0 | 0 | 0 | 0.407 | 0 |  | --> | C11 ex CARROWBEG | CARROWBEG: T41∥T42 | CARROWBEG |  | 53.8063 | -9.5331
MV/LV Substation DE***069 | 10 kV | 400V(3ph) & 230V(single ph) | LV | 400 kVA :Building Structure | 0.4 | --> | 0.4 | 0 | 0 | Constrained,otherwise capacity available =266kVA. | --> | 0.38 | 0 | 0 | 0 | 0.01 | 0.409 | 0 |  | --> | C15 ex TERMONFECKIN ROAD | TERMONFECKIN ROAD: T41∥T42 | DRYBRIDGE |  | 53.717 | -6.34
MV/LV Substation DE***075X | 10 kV | 400V(3ph) & 230V(single ph) | LV | 50 kVA :Pole Substation | 0.05 | --> | 0.05 | 0.039 | 2.4 |  | --> | 0.047 | 0 | 0 | 0 | 0 | 0.051 | 0 |  | --> | C12 ex BALLYMAHON | BALLYMAHON: T41∥T42 | ATHLONE |  | 53.6337 | -7.912
MV/LV Substation DE***076 | 10 kV | 400V(3ph) & 230V(single ph) | LV | 400 kVA :Kiosk Substation | 0.4 | --> | 0.4 | 0 | 0 | Constrained,otherwise capacity available =198kVA. | --> | 0.38 | 0 | 0 | 0 | 0.004 | 0.426 | 0 |  | --> | C14 ex ROSEHILL | ROSEHILL: T42 | KILKENNY |  | 52.6496 | -7.2491
MV/LV Substation DE***080 | 20 kV | 400V(3ph) & 230V(single ph) | LV | 200 kVA :Pole Substation | 0.2 | --> | 0.2 | 0.151 | 2.4 |  | --> | 0.19 | 0 | 0 | 0 | 0 | 0.207 | 0 |  | --> | E11 ex KILGARVAN | KILGARVAN: T421 | KNOCKEARAGH |  | 51.8441 | -9.6519
MV/LV Substation DE***083 | 10 kV | 400V(3ph) & 230V(single ph) | LV | 400 kVA :Kiosk Substation | 0.4 | --> | 0.4 | 0 | 0 | Constrained,otherwise capacity available =252kVA. | --> | 0.38 | 0 | 0 | 0 | 0.013 | 0.408 | 0 |  | --> | C14 ex ROSEHILL | ROSEHILL: T42 | KILKENNY |  | 52.6457 | -7.249
MV/LV Substation DE***083Z | 10 kV | 400V(3ph) & 230V(single ph) | LV | 50 kVA :Pole Substation | 0.05 | --> | 0.05 | 0.05 | 2.4 |  | --> | 0.047 | 0 | 0 | 0 | 0 | 0.049 | 0 |  | --> | C12 ex BALLYMAHON | BALLYMAHON: T41∥T42 | ATHLONE |  | 53.6192 | -7.8797
MV/LV Substation DE***087 | 20 kV | 400V(3ph) & 230V(single ph) | LV | 50 kVA :Pole Substation | 0.05 | --> | 0.05 | 0.046 | 4.5 |  | --> | 0.047 | 0 | 0 | 0 | 0 | 0.049 | 0 |  | --> | E19 ex TELAYDON | TELAYDON: T421 | LISDRUM |  | 54.3379 | -6.92
MV/LV Substation DE***090 | 20 kV | 400V(3ph) & 230V(single ph) | LV | 200 kVA :Pole Substation | 0.2 | --> | 0.2 | 0 | 0 | Constrained,otherwise capacity available =172kVA. | --> | 0.19 | 0 | 0 | 0 | 0.005 | 0.198 | 0 |  | --> | E17 ex CAVAN | CAVAN: T421 | SHANKILL |  | 54.1001 | -7.4375
MV/LV Substation DE***090 | 10 kV | 400V(3ph) & 230V(single ph) | LV | 630 kVA :Kiosk Substation | 0.63 | --> | 0.63 | 0.5 | 5.4 |  | --> | 0.598 | 0 | 0 | 0 | 0.018 | 0.5 | 0 |  | --> | C20 ex TRIMMS LANE | TRIMMS LANE: T42 | SALTHILL |  | 53.2657 | -9.0731
MV/LV Substation DE***093 | 10 kV | 400V(3ph) & 230V(single ph) | LV | 400 kVA :Kiosk Substation | 0.4 | --> | 0.4 | 0 | 0 | Constrained,otherwise capacity available =346kVA. | --> | 0.38 | 0 | 0 | 0 | 0.007 | 0.4 | 0 |  | --> | C18 ex BALLYBEGGAN | BALLYBEGGAN: T43∥T44 | TRALEE |  | 52.2817 | -9.682
MV/LV Substation DE***094 | 20 kV | 400V(3ph) & 230V(single ph) | LV | 50 kVA :Pole Substation | 0.05 | --> | 0.05 | 0 | 0 | Constrained,otherwise capacity available =42kVA. | --> | 0.047 | 0 | 0 | 0 | 0.008 | 0.041 | 0 |  | --> | E18 ex CREAGH | CREAGH: T421∥T422 | ATHLONE |  | 53.342 | -8.2464
MV/LV Substation DE***098 | 10 kV | 400V(3ph) & 230V(single ph) | LV | 200 kVA :Kiosk Substation | 0.2 | --> | 0.2 | 0 | 0 | Constrained,otherwise capacity available =147kVA. | --> | 0.19 | 0 | 0 | 0 | 0.016 | 0.19 | 0 |  | --> | C22 ex GREYSTONES | GREYSTONES: T42 | FASSAROE |  | 53.1313 | -6.0802
MV/LV Substation DE***098X | 10 kV | 400V(3ph) & 230V(single ph) | LV | 100 kVA :Pole Substation | 0.1 | --> | 0.1 | 0 | 0 | Constrained,otherwise capacity available =98kVA. | --> | 0.095 | 0 | 0 | 0 | 0 | 0.1 | 0 |  | --> | C22 ex SKIBBEREEN | SKIBBEREEN: T41∥T42 | DUNMANWAY |  | 51.5621 | -9.2816
MV/LV Substation DE***099 | 10 kV | 400V(3ph) & 230V(single ph) | LV | 400 kVA :Kiosk Substation | 0.4 | --> | 0.4 | 0.384 | 2.8 |  | --> | 0.38 | 0 | 0 | 0 | 0 | 0.402 | 0 |  | --> | C15 ex RINEANNA | RINEANNA: T42 | DRUMLINE |  | 52.7021 | -8.8907
MV/LV Substation DE***099X | 10 kV | 400V(3ph) & 230V(single ph) | LV | 100 kVA :Pole Substation | 0.1 | --> | 0.1 | 0.087 | 5.4 |  | --> | 0.095 | 0 | 0 | 0 | 0.008 | 0.093 | 0 |  | --> | E18 ex MOY | MOY: T421∥T422 | MOY |  | 54.1305 | -9.1611
MV/LV Substation DE***102 | 10 kV | 400V(3ph) & 230V(single ph) | LV | 200 kVA :Pole Substation | 0.2 | --> | 0.2 | 0.155 | 5.5 |  | --> | 0.19 | 0 | 0 | 0 | 0.004 | 0.202 | 0 |  | --> | C16 ex ABBEYLAND | ABBEYLAND: T42 | NAVAN |  | 53.6534 | -6.6964
MV/LV Substation DE***104 | 10 kV | 400V(3ph) & 230V(single ph) | LV | 400 kVA :Kiosk Substation | 0.4 | --> | 0.4 | 0.319 | 3.2 |  | --> | 0.38 | 0 | 0 | 0 | 0.003 | 0.409 | 0 |  | --> | C12 ex BOYLE | BOYLE: T41∥T42 | CARRICK ON SHANNON |  | 53.8711 | -8.4042
MV/LV Substation DE***104X | 20 kV | 400V(3ph) & 230V(single ph) | LV | 50 kVA :Pole Substation | 0.05 | --> | 0.05 | 0 | 0 | Constrained,otherwise capacity available =28kVA. | --> | 0.047 | 0 | 0 | 0 | 0 | 0.052 | 0 |  | --> | E14 ex EMYVALE | EMYVALE: T422 | LISDRUM |  | 54.3441 | -7.0106
MV/LV Substation DE***112Z | 10 kV | 400V(3ph) & 230V(single ph) | LV | 50 kVA :Pole Substation | 0.05 | --> | 0.05 | 0 | 0 | Constrained,otherwise capacity available =49kVA. | --> | 0.047 | 0 | 0 | 0 | 0 | 0.049 | 0 |  | --> | C31 ex KILBARRY | KILBARRY: T101 | KILBARRY |  | 51.9291 | -8.4714
MV/LV Substation DE***118Y | 10 kV | 400V(3ph) & 230V(single ph) | LV | 200 kVA :Pole Substation | 0.2 | --> | 0.2 | 0 | 0 | Constrained,otherwise capacity available =148kVA. | --> | 0.19 | 0 | 0 | 0 | 0 | 0 | 0 | Constrained,otherwise capacity available =207kW. | --> | C22 ex PORTLAOISE | PORTLAOISE: T42 | PORTLAOISE |  | 53.058 | -7.2484
MV/LV Substation DE***119 | 10 kV | 400V(3ph) & 230V(single ph) | LV | 400 kVA :Building Structure | 0.4 | --> | 0.4 | 0 | 0 | Constrained,otherwise capacity available =326kVA. | --> | 0.38 | 0 | 0 | 0 | 0 | 0.411 | 0 |  | --> | C12 ex CRANMORE | CRANMORE: T41∥T42 | SLIGO |  | 54.2632 | -8.4752
MV/LV Substation DE***122Z | 10 kV | 400V(3ph) & 230V(single ph) | LV | 50 kVA :Pole Substation | 0.05 | --> | 0.05 | 0.045 | 3.5 |  | --> | 0.047 | 0 | 0 | 0 | 0 | 0.05 | 0 |  | --> | C12 ex TELAYDON | TELAYDON: T42 | LISDRUM |  | 54.2641 | -6.9645
MV/LV Substation DE***128 | 10 kV | 400V(3ph) & 230V(single ph) | LV | 200 kVA :Building Structure | 0.2 | --> | 0.2 | 0.131 | 1.3 |  | --> | 0.19 | 0 | 0 | 0 | 0 | 0.21 | 0 |  | --> | C17 ex ENNIS NORTH | ENNIS NORTH: T41∥T42 | ENNIS |  | 52.8618 | -8.9833
MV/LV Substation DE***128X | 10 kV | 400V(3ph) & 230V(single ph) | LV | 630 kVA :Kiosk Substation | 0.63 | --> | 0.63 | 0.384 | 2.7 |  | --> | 0.598 | 0 | 0 | 0 | 0.007 | 0.5 | 0 |  | --> | C21 ex RAMPARTS | RAMPARTS: T41 | DUNDALK |  | 54.0048 | -6.3995
MV/LV Substation DE***131 | 10 kV | 400V(3ph) & 230V(single ph) | LV | 630 kVA :Building Structure | 0.63 | --> | 0.63 | 0.47 | 9.2 |  | --> | 0.598 | 0 | 0 | 0 | 0.013 | 0.5 | 0 |  | --> | C19 ex CENTRE PARK ROAD | MARINA: T105 | MARINA |  | 51.8991 | -8.466
MV/LV Substation DE***134 | 10 kV | 400V(3ph) & 230V(single ph) | LV | 400 kVA :Building Structure | 0.4 | --> | 0.4 | 0.286 | 2.8 |  | --> | 0.38 | 0 | 0 | 0 | 0 | 0.417 | 0 |  | --> | C17 ex RINEANNA | RINEANNA: T42 | DRUMLINE |  | 52.7118 | -8.8915
MV/LV Substation DE***136X | 10 kV | 400V(3ph) & 230V(single ph) | LV | 1000 kVA :Building Structure | 1 | --> | 1 | 0.5 | 4.1 |  | --> | 0.95 | 0 | 0 | 0 | 0 | 0.5 | 0 |  | --> | C16 ex LOUGHLINSTOWN | LOUGHLINSTOWN: T42 | CARRICKMINES |  | 53.2455 | -6.1394
MV/LV Substation DE***136Z | 10 kV | 400V(3ph) & 230V(single ph) | LV | 400 kVA :Kiosk Substation | 0.4 | --> | 0.4 | 0.29 | 5.1 |  | --> | 0.38 | 0 | 0 | 0 | 0.028 | 0 | 0 | Constrained,otherwise capacity available =387kW. | --> | C15 ex CASTLEKNOCK | CASTLEKNOCK: T41∥T42 | FINGLAS |  | 53.3735 | -6.3491
MV/LV Substation DE***140Y | 10 kV | 400V(3ph) & 230V(single ph) | LV | 100 kVA :Pole Substation | 0.1 | --> | 0.1 | 0.036 | 2.8 |  | --> | 0.095 | 0 | 0 | 0 | 0 | 0.109 | 0 |  | --> | C20 ex SUTTON | SUTTON: T42 | GRANGE (DR) |  | 53.3802 | -6.0773
MV/LV Substation DE***141Y | 20 kV | 400V(3ph) & 230V(single ph) | LV | 100 kVA :Pole Substation | 0.1 | --> | 0.1 | 0 | 0 | Constrained,otherwise capacity available =88kVA. | --> | 0.095 | 0 | 0 | 0 | 0.024 | 0.076 | 0 |  | --> | C11 ex RAHEEN | RAHEEN: T41 | LIMERICK |  | 52.6111 | -8.6444
MV/LV Substation DE***145 | 10 kV | 400V(3ph) & 230V(single ph) | LV | 400 kVA :Kiosk Substation | 0.4 | --> | 0.4 | 0.328 | 2 |  | --> | 0.38 | 0 | 0 | 0 | 0.002 | 0.408 | 0 |  | --> | C16 ex TYCOR | TYCOR: T41∥T42 | WATERFORD |  | 52.2524 | -7.1444
MV/LV Substation DE***146 | 20 kV | 400V(3ph) & 230V(single ph) | LV | 400 kVA :Building Structure | 0.4 | --> | 0.4 | 0 | 0 | Constrained,otherwise capacity available =378kVA. | --> | 0.38 | 0 | 0 | 0 | 0 | 0.403 | 0 |  | --> | E15 ex BELVIEW | BELVIEW: T421 | WATERFORD |  | 52.2641 | -7.0841
MV/LV Substation DE***146X | 20 kV | 400V(3ph) & 230V(single ph) | LV | 50 kVA :Pole Substation | 0.05 | --> | 0.05 | 0.044 | 4.5 |  | --> | 0.047 | 0 | 0 | 0 | 0 | 0.05 | 0 |  | --> | E19 ex TELAYDON | TELAYDON: T421 | LISDRUM |  | 54.3354 | -6.9438
MV/LV Substation DE***150 | 10 kV | 400V(3ph) & 230V(single ph) | LV | 1000 kVA :Building Structure | 1 | --> | 1 | 0.5 | 0.8 |  | --> | 0.95 | 0 | 0 | 0 | 0.065 | 0.5 | 0 |  | --> | C11 ex GARVILLE AVENUE | GARVILLE AVENUE: T42 | MILLTOWN (DR) |  | 53.3155 | -6.2907
MV/LV Substation DE***154Z | 10 kV | 400V(3ph) & 230V(single ph) | LV | 200 kVA :Kiosk Substation | 0.2 | --> | 0.2 | 0.139 | 0.9 |  | --> | 0.19 | 0 | 0 | 0 | 0.007 | 0.202 | 0 |  | --> | C20 ex RATHMULLAN | RATHMULLAN: T42 | DRYBRIDGE |  | 53.7027 | -6.3156
MV/LV Substation DE***155Z | 10 kV | 400V(3ph) & 230V(single ph) | LV | 200 kVA :Kiosk Substation | 0.2 | --> | 0.2 | 0.161 | 0.9 |  | --> | 0.19 | 0 | 0 | 0 | 0.005 | 0.2 | 0 |  | --> | C20 ex RATHMULLAN | RATHMULLAN: T42 | DRYBRIDGE |  | 53.7016 | -6.3141
MV/LV Substation DE***156Z | 10 kV | 400V(3ph) & 230V(single ph) | LV | 200 kVA :Kiosk Substation | 0.2 | --> | 0.2 | 0.162 | 0.9 |  | --> | 0.19 | 0 | 0 | 0 | 0.005 | 0.2 | 0 |  | --> | C20 ex RATHMULLAN | RATHMULLAN: T42 | DRYBRIDGE |  | 53.7009 | -6.316
MV/LV Substation DE***158Y | 10 kV | 400V(3ph) & 230V(single ph) | LV | 100 kVA :Pole Substation | 0.1 | --> | 0.1 | 0.073 | 0.7 |  | --> | 0.095 | 0 | 0 | 0 | 0 | 0.103 | 0 |  | --> | C15 ex MONEYCOOLEY | MONEYCOOLEY: T41 | GRIFFINRATH |  | 53.3592 | -6.6319
MV/LV Substation DE***159Z | 10 kV | 400V(3ph) & 230V(single ph) | LV | 400 kVA :Kiosk Substation | 0.4 | --> | 0.4 | 0.343 | 3 |  | --> | 0.38 | 0 | 0 | 0 | 0 | 0.408 | 0 |  | --> | C17 ex LOUGHANALLA | LOUGHANALLA: T41∥T42 | MULLINGAR |  | 53.6792 | -7.3015
MV/LV Substation DE***162X | 10 kV | 400V(3ph) & 230V(single ph) | LV | 50 kVA :Pole Substation | 0.05 | --> | 0.05 | 0.05 | 3.1 |  | --> | 0.047 | 0 | 0 | 0 | 0 | 0.049 | 0 |  | --> | C17 ex ERRIGAL | ERRIGAL: T41 | SHANKILL |  | 54.1047 | -7.0936
MV/LV Substation DE***165Y | 10 kV | 400V(3ph) & 230V(single ph) | LV | 50 kVA :Pole Substation | 0.05 | --> | 0.05 | 0.047 | 2.2 |  | --> | 0.047 | 0 | 0 | 0 | 0 | 0 | 0 | Constrained,otherwise capacity available =49kW. | --> | C17 ex GLENGOOLE | GLENGOOLE: T41 | THURLES |  | 52.6303 | -7.6942
MV/LV Substation DE***165Z | 10 kV | 400V(3ph) & 230V(single ph) | LV | 1000 kVA :Building Structure | 1 | --> | 1 | 0 | 0 | Constrained,otherwise capacity available =500kVA. | --> | 0.95 | 0 | 0 | 0 | 0.008 | 0.5 | 0 |  | --> | C22 ex GARRYOWEN | GARRYOWEN: T42 | LIMERICK |  | 52.6472 | -8.5834
MV/LV Substation DE***167X | 10 kV | 400V(3ph) & 230V(single ph) | LV | 630 kVA :Kiosk Substation | 0.63 | --> | 0.63 | 0.276 | 4.9 |  | --> | 0.598 | 0 | 0 | 0 | 0.011 | 0.5 | 0 |  | --> | C14 ex DUNDALK | DUNDALK: T42 | DUNDALK |  | 54.0111 | -6.4045
MV/LV Substation DE***168 | 10 kV | 400V(3ph) & 230V(single ph) | LV | 400 kVA :Kiosk Substation | 0.4 | --> | 0.4 | 0.361 | 5.9 |  | --> | 0.38 | 0 | 0 | 0 | 0.029 | 0.375 | 0 |  | --> | C22 ex NEWMARKET (SR) | NEWMARKET (SR): T41∥T42 | GLENLARA |  | 52.2121 | -8.9948
MV/LV Substation DE***171 | 20 kV | 400V(3ph) & 230V(single ph) | LV | 50 kVA :Pole Substation | 0.05 | --> | 0.05 | 0.036 | 6.9 |  | --> | 0.047 | 0 | 0 | 0 | 0 | 0 | 0 | Constrained,otherwise capacity available =51kW. | --> | E17 ex SPRINGS | SPRINGS: T421∥T422 | DUNGARVAN |  | 52.1254 | -7.5891
MV/LV Substation DE***171X | 20 kV | 400V(3ph) & 230V(single ph) | LV | 100 kVA :Pole Substation | 0.1 | --> | 0.1 | 0.096 | 7.4 |  | --> | 0.095 | 0 | 0 | 0 | 0 | 0 | 0 | Constrained,otherwise capacity available =100kW. | --> | E14 ex ARIGNA | ARIGNA: T121 | ARIGNA |  | 54.0842 | -8.1089
MV/LV Substation DE***173 | 20 kV | 400V(3ph) & 230V(single ph) | LV | 100 kVA :Pole Substation | 0.1 | --> | 0.1 | 0.085 | 2.5 |  | --> | 0.095 | 0 | 0 | 0 | 0.003 | 0.099 | 0 |  | --> | E12 ex CONG | CONG: T421∥T422 | CLOON |  | 53.5427 | -9.2816
MV/LV Substation DE***173Y | 10 kV | 400V(3ph) & 230V(single ph) | LV | 200 kVA :Pole Substation | 0.2 | --> | 0.2 | 0 | 0 | Constrained,otherwise capacity available =128kVA. | --> | 0.19 | 0 | 0 | 0 | 0 | 0.21 | 0 |  | --> | C17 ex KILMALLOCK | KILMALLOCK: T42 | CHARLEVILLE |  | 52.4054 | -8.5836
MV/LV Substation DE***173Z | 20 kV | 400V(3ph) & 230V(single ph) | LV | 400 kVA :Building Structure | 0.4 | --> | 0.4 | 0 | 0 | Constrained,otherwise capacity available =321kVA. | --> | 0.38 | 0 | 0 | 0 | 0 | 0.411 | 0 |  | --> | E15 ex JULIANSTOWN | JULIANSTOWN: T421∥T422 | DRYBRIDGE |  | 53.6283 | -6.2615
MV/LV Substation DE***176 | 10 kV | 400V(3ph) & 230V(single ph) | LV | 400 kVA :Kiosk Substation | 0.4 | --> | 0.4 | 0.239 | 7.2 |  | --> | 0.38 | 0 | 0 | 0 | 0.014 | 0.41 | 0 |  | --> | C20 ex PELLETSTOWN | PELLETSTOWN: T102 | FINGLAS |  | 53.3856 | -6.3171
MV/LV Substation DE***182 | 10 kV | 400V(3ph) & 230V(single ph) | LV | 100 kVA :Pole Substation | 0.1 | --> | 0.1 | 0.055 | 4 |  | --> | 0.095 | 0 | 0 | 0 | 0 | 0 | 0 | Constrained,otherwise capacity available =106kW. | --> | C20 ex LISMORE | LISMORE: T41∥T42 | DUNGARVAN |  | 52.1251 | -7.9027
MV/LV Substation DE***184 | 20 kV | 400V(3ph) & 230V(single ph) | LV | 50 kVA :Pole Substation | 0.05 | --> | 0.05 | 0 | 0 | Constrained,otherwise capacity available =50kVA. | --> | 0.047 | 0 | 0 | 0 | 0 | 0.049 | 0 |  | --> | E18 ex BALLINROBE | BALLINROBE: T421∥T422 | DALTON |  | 53.6586 | -9.2694
MV/LV Substation DE***191Y | 10 kV | 400V(3ph) & 230V(single ph) | LV | 400 kVA :Building Structure | 0.4 | --> | 0.4 | 0.367 | 3.4 |  | --> | 0.38 | 0 | 0 | 0 | 0.004 | 0.4 | 0 |  | --> | C18 ex GRAIGUE | GRAIGUE: T42 | CARLOW |  | 52.8422 | -6.9359
MV/LV Substation DE***197X | 10 kV | 400V(3ph) & 230V(single ph) | LV | 400 kVA :Kiosk Substation | 0.4 | --> | 0.4 | 0.315 | 2.7 |  | --> | 0.38 | 0 | 0 | 0 | 0 | 0.413 | 0 |  | --> | C17 ex BALLYARD | BALLYARD: T41∥T42 | TRALEE |  | 52.2591 | -9.6813
MV/LV Substation DE***197Z | 10 kV | 400V(3ph) & 230V(single ph) | LV | 630 kVA :Building Structure | 0.63 | --> | 0.63 | 0.5 | 6.7 |  | --> | 0.598 | 0 | 0 | 0 | 0 | 0.5 | 0 |  | --> | C25 ex LIBERTY STREET | LIBERTY STREET: T101 | LIBERTY STREET |  | 51.9002 | -8.4817
MV/LV Substation DE***200Y | 20 kV | 400V(3ph) & 230V(single ph) | LV | 200 kVA :Pole Substation | 0.2 | --> | 0.2 | 0.162 | 1.8 |  | --> | 0.19 | 0 | 0 | 0 | 0 | 0.205 | 0 |  | --> | C20 ex ROSCOMMON | ROSCOMMON: T42 | LANESBORO |  | 53.6765 | -8.1896
MV/LV Substation DE***202 | 10 kV | 400V(3ph) & 230V(single ph) | LV | 50 kVA :Pole Substation | 0.05 | --> | 0.05 | 0.05 | 1.2 |  | --> | 0.047 | 0 | 0 | 0 | 0 | 0.049 | 0 |  | --> | C15 ex SCREEB | SCREEB: T41 | SCREEB |  | 53.3907 | -9.6673
MV/LV Substation DE***203Y | 10 kV | 400V(3ph) & 230V(single ph) | LV | 630 kVA :Kiosk Substation | 0.63 | --> | 0.63 | 0.5 | 2.2 |  | --> | 0.598 | 0 | 0 | 0 | 0.011 | 0.5 | 0 |  | --> | C16 ex MANOR STREET | MANOR STREET: T42 | WATERFORD |  | 52.2532 | -7.1018
MV/LV Substation DE***204 | 10 kV | 400V(3ph) & 230V(single ph) | LV | 200 kVA :Kiosk Substation | 0.2 | --> | 0.2 | 0.172 | 10.8 |  | --> | 0.19 | 0 | 0 | 0 | 0 | 0.203 | 0 |  | --> | C19 ex SALTHILL | SALTHILL: T101 | SALTHILL |  | 53.2666 | -9.0764
MV/LV Substation DE***206Y | 20 kV | 400V(3ph) & 230V(single ph) | LV | 50 kVA :Pole Substation | 0.05 | --> | 0.05 | 0.032 | 2.7 |  | --> | 0.047 | 0 | 0 | 0 | 0 | 0.051 | 0 |  | --> | C17 ex KILLESHANDRA | KILLESHANDRA: T41∥T42 | GORTAWEE |  | 54.0585 | -7.4675
MV/LV Substation DE***213X | 20 kV | 400V(3ph) & 230V(single ph) | LV | 50 kVA :Pole Substation | 0.05 | --> | 0.05 | 0.05 | 5.4 |  | --> | 0.047 | 0 | 0 | 0 | 0 | 0.049 | 0 |  | --> | E11 ex ARDNAREE | ARDNAREE: T421 | MOY |  | 54.1107 | -9.0722
MV/LV Substation DE***214X | 20 kV | 400V(3ph) & 230V(single ph) | LV | 100 kVA :Pole Substation | 0.1 | --> | 0.1 | 0.097 | 1 |  | --> | 0.095 | 0 | 0 | 0 | 0 | 0.1 | 0 |  | --> | E19 ex SHILLELAGH | SHILLELAGH: T421∥T422 | CARLOW |  | 52.7365 | -6.5319
MV/LV Substation DE***215X | 10 kV | 400V(3ph) & 230V(single ph) | LV | 50 kVA :Pole Substation | 0.05 | --> | 0.05 | 0.039 | 3.5 |  | --> | 0.047 | 0 | 0 | 0 | 0 | 0.051 | 0 |  | --> | C12 ex TELAYDON | TELAYDON: T42 | LISDRUM |  | 54.2654 | -6.9647
MV/LV Substation DE***221 | 20 kV | 400V(3ph) & 230V(single ph) | LV | 50 kVA :Pole Substation | 0.05 | --> | 0.05 | 0 | 0 | Constrained,otherwise capacity available =49kVA. | --> | 0.047 | 0 | 0 | 0 | 0 | 0.049 | 0 |  | --> | C21 ex MILFORD (NR) | MILFORD (NR): T41∥T42 | LETTERKENNY |  | 55.1634 | -7.7267
MV/LV Substation DE***223X | 10 kV | 400V(3ph) & 230V(single ph) | LV | 200 kVA :Kiosk Substation | 0.2 | --> | 0.2 | 0.104 | 11.1 |  | --> | 0.19 | 0 | 0 | 0 | 0.007 | 0.207 | 0 |  | --> | C19 ex FORTUNESTOWN | FORTUNESTOWN: T101 | INCHICORE 220KV |  | 53.2762 | -6.4105
MV/LV Substation DE***223X | 20 kV | 400V(3ph) & 230V(single ph) | LV | 400 kVA :Kiosk Substation | 0.4 | --> | 0.4 | 0.187 | 6.9 |  | --> | 0.38 | 0 | 0 | 0 | 0.021 | 0 | 0 | Constrained,otherwise capacity available =410kW. | --> | E11 ex RATHKEALE | RATHKEALE: T421∥T422 | RATHKEALE |  | 52.6005 | -8.9796
MV/LV Substation DE***226 | 20 kV | 400V(3ph) & 230V(single ph) | LV | 50 kVA :Pole Substation | 0.05 | --> | 0.05 | 0.04 | 3.3 |  | --> | 0.047 | 0 | 0 | 0 | 0.007 | 0.043 | 0 |  | --> | E18 ex BIRDHILL | BIRDHILL: T422 | ARDNACRUSHA |  | 52.7192 | -8.4929
MV/LV Substation DE***226 | 10 kV | 400V(3ph) & 230V(single ph) | LV | 1000 kVA :Building Structure | 1 | --> | 1 | 0.5 | 6 |  | --> | 0.95 | 0 | 0 | 0 | 0.003 | 0.5 | 0 |  | --> | C40 ex INCHICORE CENTRAL | INCHICORE CENTRAL: T43 | INCHICORE 220KV |  | 53.3224 | -6.3413
MV/LV Substation DE***227 | 20 kV | 400V(3ph) & 230V(single ph) | LV | 200 kVA :Pole Substation | 0.2 | --> | 0.2 | 0.099 | 0.1 | Constrained,otherwise capacity available =150kVA. | --> | 0.19 | 0 | 0 | 0 | 0 | 0.207 | 0 |  | --> | C12 ex SCARIFF | SCARIFF: T42 | ENNIS |  | 52.913 | -8.5276
MV/LV Substation DE***231X | 10 kV | 400V(3ph) & 230V(single ph) | LV | 100 kVA :Pole Substation | 0.1 | --> | 0.1 | 0.096 | 3.2 |  | --> | 0.095 | 0 | 0 | 0 | 0 | 0.1 | 0 |  | --> | C16 ex BOYLE | BOYLE: T41∥T42 | CARRICK ON SHANNON |  | 53.9834 | -8.2995
MV/LV Substation DE***234Z | 20 kV | 400V(3ph) & 230V(single ph) | LV | 200 kVA :Pole Substation | 0.2 | --> | 0.2 | 0 | 0 | Constrained,otherwise capacity available =128kVA. | --> | 0.19 | 0 | 0 | 0 | 0 | 0.21 | 0 |  | --> | E14 ex EMYVALE | EMYVALE: T422 | LISDRUM |  | 54.3551 | -7.023
MV/LV Substation DE***235 | 10 kV | 400V(3ph) & 230V(single ph) | LV | 400 kVA :Building Structure | 0.4 | --> | 0.4 | 0.188 | 2.4 |  | --> | 0.38 | 0 | 0 | 0 | 0 | 0.432 | 0 |  | --> | C18 ex BUSHFIELD | BUSHFIELD: T42 | ATHLONE |  | 53.4321 | -7.9078
MV/LV Substation DE***239 | 10 kV | 400V(3ph) & 230V(single ph) | LV | 200 kVA :Pole Substation | 0.2 | --> | 0.2 | 0.099 | 0.1 | Constrained,otherwise capacity available =160kVA. | --> | 0.19 | 0 | 0 | 0 | 0.014 | 0.191 | 0 |  | --> | C11 ex SCARIFF | SCARIFF: T42 | ENNIS |  | 52.9016 | -8.5402
MV/LV Substation DE***240Z | 10 kV | 400V(3ph) & 230V(single ph) | LV | 200 kVA :Kiosk Substation | 0.2 | --> | 0.2 | 0.138 | 4.4 |  | --> | 0.19 | 0 | 0 | 0 | 0.007 | 0 | 0 | Constrained,otherwise capacity available =202kW. | --> | C13 ex CHURCHTOWN | CHURCHTOWN: T41 | RATHKEALE |  | 52.4546 | -9.0576
MV/LV Substation DE***244X | 10 kV | 400V(3ph) & 230V(single ph) | LV | 50 kVA :Pole Substation | 0.05 | --> | 0.05 | 0 | 0 | Constrained,otherwise capacity available =46kVA. | --> | 0.047 | 0 | 0 | 0 | 0 | 0.049 | 0 |  | --> | C17 ex SKIBBEREEN | SKIBBEREEN: T41∥T42 | DUNMANWAY |  | 51.532 | -9.1728
MV/LV Substation DE***245Z | 10 kV | 400V(3ph) & 230V(single ph) | LV | 400 kVA :Kiosk Substation | 0.4 | --> | 0.4 | 0 | 0 | Constrained,otherwise capacity available =358kVA. | --> | 0.38 | 0 | 0 | 0 | 0 | 0.406 | 0 |  | --> | C20 ex TOGHER | TOGHER: T42 | TRABEG |  | 51.8909 | -8.4737
MV/LV Substation DE***248 | 10 kV | 400V(3ph) & 230V(single ph) | LV | 50 kVA :Pole Substation | 0.05 | --> | 0.05 | 0 | 3 |  | --> | 0.047 | 0 | 0 | 0 | 0.019 | 0.039 | 0 |  | --> | C12 ex KILMEADEN | KILMEADEN: T42 | BUTLERSTOWN |  | 52.2349 | -7.245
MV/LV Substation DE***248Y | 10 kV | 400V(3ph) & 230V(single ph) | LV | 50 kVA :Pole Substation | 0.05 | --> | 0.05 | 0.035 | 2.2 |  | --> | 0.047 | 0 | 0 | 0 | 0 | 0 | 0 | Constrained,otherwise capacity available =51kW. | --> | C17 ex GLENGOOLE | GLENGOOLE: T41 | THURLES |  | 52.6191 | -7.6532
MV/LV Substation DE***257 | 10 kV | 400V(3ph) & 230V(single ph) | LV | 50 kVA :Pole Substation | 0.05 | --> | 0.05 | 0.043 | 0.3 |  | --> | 0.047 | 0 | 0 | 0 | 0.003 | 0.047 | 0 |  | --> | C15 ex DRUMBEAR | DRUMBEAR: T41∥T42 | LISDRUM |  | 54.1803 | -6.8698
MV/LV Substation DE***258Y | 10 kV | 400V(3ph) & 230V(single ph) | LV | 50 kVA :Pole Substation | 0.05 | --> | 0.05 | 0 | 0 | Constrained,otherwise capacity available =50kVA. | --> | 0.047 | 0 | 0 | 0 | 0 | 0 | 0 | Constrained,otherwise capacity available =49kW. | --> | C11 ex PORTARLINGTON | PORTARLINGTON: T41∥T42 | PORTLAOISE |  | 53.1802 | -7.0947
MV/LV Substation DE***261Y | 10 kV | 400V(3ph) & 230V(single ph) | LV | 50 kVA :Pole Substation | 0.05 | --> | 0.05 | 0 | 0 | Constrained,otherwise capacity available =50kVA. | --> | 0.047 | 0 | 0 | 0 | 0 | 0.049 | 0 |  | --> | C19 ex CARRICKMACROSS | CARRICKMACROSS: T41 | MEATH HILL |  | 53.9655 | -6.7465
MV/LV Substation DE***262Y | 10 kV | 400V(3ph) & 230V(single ph) | LV | 400 kVA :Kiosk Substation | 0.4 | --> | 0.4 | 0 | 0 | Constrained,otherwise capacity available =342kVA. | --> | 0.38 | 0 | 0 | 0 | 0.013 | 0.395 | 0 |  | --> | C21 ex DOUGLAS | DOUGLAS: T42 | TRABEG |  | 51.8781 | -8.4194
MV/LV Substation DE***266 | 10 kV | 400V(3ph) & 230V(single ph) | LV | 630 kVA :Kiosk Substation | 0.63 | --> | 0.63 | 0 | 0 | Constrained,otherwise capacity available =375kVA. | --> | 0.598 | 0 | 0 | 0 | 0.004 | 0.5 | 0 |  | --> | C12 ex BALLYBEGGAN | BALLYBEGGAN: T43∥T44 | TRALEE |  | 52.2625 | -9.672
MV/LV Substation DE***267 | 10 kV | 400V(3ph) & 230V(single ph) | LV | 630 kVA :Kiosk Substation | 0.63 | --> | 0.63 | 0.15 | 0.2 | Constrained,otherwise capacity available =419kVA. | --> | 0.598 | 0 | 0 | 0 | 0.131 | 0 | 0 | Constrained,otherwise capacity available =500kW. | --> | C13 ex COOLMINE | COOLMINE: T41 | FINGLAS |  | 53.3804 | -6.3887
MV/LV Substation DE***268X | 20 kV | 400V(3ph) & 230V(single ph) | LV | 400 kVA :Kiosk Substation | 0.4 | --> | 0.4 | 0.289 | 3.9 |  | --> | 0.38 | 0 | 0 | 0 | 0.068 | 0 | 0 | Constrained,otherwise capacity available =345kW. | --> | E16 ex ASHBOURNE | ASHBOURNE: T422 | FINGLAS |  | 53.5077 | -6.3908
MV/LV Substation DE***269 | 10 kV | 400V(3ph) & 230V(single ph) | LV | 100 kVA :Pole Substation | 0.1 | --> | 0.1 | 0.089 | 8.9 |  | --> | 0.095 | 0 | 0 | 0 | 0.003 | 0.098 | 0 |  | --> | C14 ex CARROWBEG | CARROWBEG: T41∥T42 | CARROWBEG |  | 53.8082 | -9.5277
MV/LV Substation DE***272 | 10 kV | 400V(3ph) & 230V(single ph) | LV | 50 kVA :Pole Substation | 0.05 | --> | 0.05 | 0 | 0 | Constrained,otherwise capacity available =32kVA. | --> | 0.047 | 0 | 0 | 0 | 0 | 0 | 0 | Constrained,otherwise capacity available =51kW. | --> | C20 ex TEMPLEMORE | TEMPLEMORE: T42 | IKERRIN |  | 52.8805 | -7.8241
MV/LV Substation DE***276Y | 10 kV | 400V(3ph) & 230V(single ph) | LV | 50 kVA :Pole Substation | 0.05 | --> | 0.05 | 0.05 | 5.9 |  | --> | 0.047 | 0 | 0 | 0 | 0 | 0.049 | 0 |  | --> | C22 ex NEWMARKET (SR) | NEWMARKET (SR): T41∥T42 | GLENLARA |  | 52.1818 | -8.9424
MV/LV Substation DE***277Y | 10 kV | 400V(3ph) & 230V(single ph) | LV | 400 kVA :Kiosk Substation | 0.4 | --> | 0.4 | 0.382 | 11.3 |  | --> | 0.38 | 0 | 0 | 0 | 0.002 | 0.4 | 0 |  | --> | C18 ex ENNIS | ENNIS: T102 | ENNIS |  | 52.8598 | -8.9637
MV/LV Substation DE***278X | 10 kV | 400V(3ph) & 230V(single ph) | LV | 50 kVA :Pole Substation | 0.05 | --> | 0.05 | 0.05 | 2 |  | --> | 0.047 | 0 | 0 | 0 | 0 | 0.049 | 0 |  | --> | C17 ex KILCAR | KILCAR: T41 | BINBANE |  | 54.6354 | -8.6262
MV/LV Substation DE***286 | 10 kV | 400V(3ph) & 230V(single ph) | LV | 50 kVA :Pole Substation | 0.05 | --> | 0.05 | 0.042 | 3.2 |  | --> | 0.047 | 0 | 0 | 0 | 0.01 | 0.039 | 0 |  | --> | C16 ex BOYLE | BOYLE: T41∥T42 | CARRICK ON SHANNON |  | 53.982 | -8.2958
MV/LV Substation DE***287X | 10 kV | 400V(3ph) & 230V(single ph) | LV | 50 kVA :Pole Substation | 0.05 | --> | 0.05 | 0.05 | 3.6 |  | --> | 0.047 | 0 | 0 | 0 | 0 | 0.049 | 0 |  | --> | C18 ex CASTLEBLAYNEY | CASTLEBLAYNEY: T42 | DUNDALK |  | 54.1297 | -6.7336
MV/LV Substation DE***287Z | 10 kV | 400V(3ph) & 230V(single ph) | LV | 630 kVA :Building Structure | 0.63 | --> | 0.63 | 0 | 0 | Constrained,otherwise capacity available =500kVA. | --> | 0.598 | 0 | 0 | 0 | 0 | 0.5 | 0 |  | --> | C16 ex KINSALE | KINSALE: T41∥T42 | BANDON |  | 51.7021 | -8.5201
MV/LV Substation DE***291 | 10 kV | 400V(3ph) & 230V(single ph) | LV | 400 kVA :Kiosk Substation | 0.4 | --> | 0.4 | 0.251 | 3.3 |  | --> | 0.38 | 0 | 0 | 0 | 0.006 | 0.416 | 0 |  | --> | C14 ex MOYLISH | MOYLISH: T41∥T42 | ARDNACRUSHA |  | 52.6731 | -8.6342
MV/LV Substation DE***297 | 10 kV | 400V(3ph) & 230V(single ph) | LV | 630 kVA :Kiosk Substation | 0.63 | --> | 0.63 | 0.44 | 3.6 |  | --> | 0.598 | 0 | 0 | 0 | 0.003 | 0.5 | 0 |  | --> | C19 ex DEANSGRANGE | DEANSGRANGE: T41 | CARRICKMINES |  | 53.2784 | -6.1629
MV/LV Substation DE***297Y | 10 kV | 400V(3ph) & 230V(single ph) | LV | 50 kVA :Pole Substation | 0.05 | --> | 0.05 | 0.042 | 0.7 |  | --> | 0.047 | 0 | 0 | 0 | 0 | 0.05 | 0 |  | --> | C15 ex MONEYCOOLEY | MONEYCOOLEY: T41 | GRIFFINRATH |  | 53.357 | -6.6363
MV/LV Substation DE***298 | 20 kV | 400V(3ph) & 230V(single ph) | LV | 100 kVA :Pole Substation | 0.1 | --> | 0.1 | 0 | 0 | Constrained,otherwise capacity available =72kVA. | --> | 0.095 | 0 | 0 | 0 | 0.007 | 0 | 0 | Constrained,otherwise capacity available =96kW. | --> | E12 ex LUMCLOON | LUMCLOON: T421∥T422 | DALLOW |  | 53.2763 | -7.8291
MV/LV Substation DE***300Z | 20 kV | 400V(3ph) & 230V(single ph) | LV | 50 kVA :Pole Substation | 0.05 | --> | 0.05 | 0 | 0 | Constrained,otherwise capacity available =50kVA. | --> | 0.047 | 0 | 0 | 0 | 0 | 0.049 | 0 |  | --> | C11 ex RAHEEN | RAHEEN: T41 | LIMERICK |  | 52.6109 | -8.6371
MV/LV Substation DE***301Z | 10 kV | 400V(3ph) & 230V(single ph) | LV | 400 kVA :Kiosk Substation | 0.4 | --> | 0.4 | 0.329 | 4.7 |  | --> | 0.38 | 0 | 0 | 0 | 0.007 | 0.403 | 0 |  | --> | C12 ex LIFFEY VALLEY | LIFFEY VALLEY: T42 | INCHICORE 220KV |  | 53.3565 | -6.3987
MV/LV Substation DE***306Z | 20 kV | 400V(3ph) & 230V(single ph) | LV | 200 kVA :Kiosk Substation | 0.2 | --> | 0.2 | 0 | 0 | Constrained,otherwise capacity available =170kVA. | --> | 0.19 | 0 | 0 | 0 | 0 | 0.204 | 0 |  | --> | E18 ex BALTINGLASS | BALTINGLASS: T421∥T422 | STRATFORD |  | 52.9355 | -6.6918
MV/LV Substation DE***311Z | 10 kV | 400V(3ph) & 230V(single ph) | LV | 630 kVA :Building Structure | 0.63 | --> | 0.63 | 0.147 | 0.1 | Constrained,otherwise capacity available =314kVA. | --> | 0.598 | 0 | 0 | 0 | 0 | 0.5 | 0 |  | --> | C12 ex JOHNSTOWN | JOHNSTOWN: T42 | KILTEEL |  | 53.2329 | -6.64
MV/LV Substation DE***313Y | 20 kV | 400V(3ph) & 230V(single ph) | LV | 100 kVA :Pole Substation | 0.1 | --> | 0.1 | 0 | 0 | Constrained,otherwise capacity available =95kVA. | --> | 0.095 | 0 | 0 | 0 | 0 | 0.1 | 0 |  | --> | C21 ex PORTARLINGTON | PORTARLINGTON: T43 | BLAKE |  | 53.1403 | -7.0778
MV/LV Substation DE***316Z | 10 kV | 400V(3ph) & 230V(single ph) | LV | 200 kVA :Kiosk Substation | 0.2 | --> | 0.2 | 0 | 0 | Constrained,otherwise capacity available =121kVA. | --> | 0.19 | 0 | 0 | 0 | 0.003 | 0.208 | 0 |  | --> | C22 ex MACETOWN | MACETOWN: T102 | MACETOWN |  | 53.3928 | -6.4353
MV/LV Substation DE***317Z | 10 kV | 400V(3ph) & 230V(single ph) | LV | 400 kVA :Kiosk Substation | 0.4 | --> | 0.4 | 0 | 0 | Constrained,otherwise capacity available =320kVA. | --> | 0.38 | 0 | 0 | 0 | 0.003 | 0.409 | 0 |  | --> | C22 ex MACETOWN | MACETOWN: T102 | MACETOWN |  | 53.392 | -6.437
MV/LV Substation DE***321X | 20 kV | 400V(3ph) & 230V(single ph) | LV | 50 kVA :Pole Substation | 0.05 | --> | 0.05 | 0.05 | 4.5 |  | --> | 0.047 | 0 | 0 | 0 | 0 | 0.049 | 0 |  | --> | E19 ex TELAYDON | TELAYDON: T421 | LISDRUM |  | 54.3341 | -6.9447
MV/LV Substation DE***335Z | 10 kV | 400V(3ph) & 230V(single ph) | LV | 630 kVA :Building Structure | 0.63 | --> | 0.63 | 0 | 0 | Constrained,otherwise capacity available =500kVA. | --> | 0.598 | 0 | 0 | 0 | 0.056 | 0.5 | 0 |  | --> | C27 ex POPPINTREE | POPPINTREE: T101 | FINGLAS |  | 53.4024 | -6.3121
MV/LV Substation DE***338 | 10 kV | 400V(3ph) & 230V(single ph) | LV | 50 kVA :Pole Substation | 0.05 | --> | 0.05 | 0.035 | 3.6 |  | --> | 0.047 | 0 | 0 | 0 | 0 | 0.051 | 0 |  | --> | C27 ex BALLYCROSSAUN | BALLYCROSSAUN: T421∥T422 | SOMERSET |  | 53.1635 | -8.2148
MV/LV Substation DE***341 | 20 kV | 400V(3ph) & 230V(single ph) | LV | 50 kVA :Pole Substation | 0.05 | --> | 0.05 | 0.046 | 1.5 |  | --> | 0.047 | 0 | 0 | 0 | 0 | 0.049 | 0 |  | --> | E17 ex ACHILL | ACHILL: T422 | CARROWBEG |  | 53.9033 | -9.9422
MV/LV Substation DE***345 | 10 kV | 400V(3ph) & 230V(single ph) | LV | 400 kVA :Kiosk Substation | 0.4 | --> | 0.4 | 0.36 | 5 |  | --> | 0.38 | 0 | 0 | 0 | 0 | 0.406 | 0 |  | --> | C18 ex BALLYRICKARD | BALLYRICKARD: T41∥T42 | TRALEE |  | 52.27 | -9.7109
MV/LV Substation DE***351 | 10 kV | 400V(3ph) & 230V(single ph) | LV | 50 kVA :Pole Substation | 0.05 | --> | 0.05 | 0 | 0 | Constrained,otherwise capacity available =44kVA. | --> | 0.047 | 0 | 0 | 0 | 0 | 0.05 | 0 |  | --> | C21 ex CLONMINCH | CLONMINCH: T41 | THORNSBERRY |  | 53.2267 | -7.4749
MV/LV Substation DE***353 | 10 kV | 400V(3ph) & 230V(single ph) | LV | 200 kVA :Kiosk Substation | 0.2 | --> | 0.2 | 0.056 | 2.9 |  | --> | 0.19 | 0 | 0 | 0 | 0.028 | 0.191 | 0 |  | --> | C14 ex SANDYFORD | SANDYFORD: T42 | CARRICKMINES |  | 53.2743 | -6.2405
MV/LV Substation DE***354X | 20 kV | 400V(3ph) & 230V(single ph) | LV | 50 kVA :Pole Substation | 0.05 | --> | 0.05 | 0 | 0 | Constrained,otherwise capacity available =2kVA. | --> | 0.047 | 0 | 0 | 0 | 0.018 | 0.037 | 0 |  | --> | C22 ex ATHLONE | ATHLONE: T41 | ATHLONE |  | 53.4639 | -8.075
MV/LV Substation DE***354Z | 20 kV | 400V(3ph) & 230V(single ph) | LV | 200 kVA :Kiosk Substation | 0.2 | --> | 0.2 | 0.197 | 6.9 |  | --> | 0.19 | 0 | 0 | 0 | 0 | 0 | 0 | Constrained,otherwise capacity available =200kW. | --> | E11 ex RATHKEALE | RATHKEALE: T421∥T422 | RATHKEALE |  | 52.6029 | -8.9796
MV/LV Substation DE***354Z | 20 kV | 400V(3ph) & 230V(single ph) | LV | 50 kVA :Pole Substation | 0.05 | --> | 0.05 | 0.043 | 1.2 |  | --> | 0.047 | 0 | 0 | 0 | 0 | 0.05 | 0 |  | --> | E11 ex BALLYDEHOB | BALLYDEHOB: T421 | DUNMANWAY |  | 51.549 | -9.4946
MV/LV Substation DE***357 | 10 kV | 400V(3ph) & 230V(single ph) | LV | 100 kVA :Pole Substation | 0.1 | --> | 0.1 | 0.049 | 8.9 |  | --> | 0.095 | 0 | 0 | 0 | 0.007 | 0.1 | 0 |  | --> | C11 ex CARROWBEG | CARROWBEG: T41∥T42 | CARROWBEG |  | 53.8061 | -9.522
MV/LV Substation DE***360 | 20 kV | 400V(3ph) & 230V(single ph) | LV | 100 kVA :Pole Substation | 0.1 | --> | 0.1 | 0.095 | 1.6 |  | --> | 0.095 | 0 | 0 | 0 | 0 | 0.1 | 0 |  | --> | E16 ex GURRANEBANE | GURRANEBANE: T421∥T422 | OUGHTRAGH |  | 51.7791 | -10.0017
MV/LV Substation DE***361X | 10 kV | 400V(3ph) & 230V(single ph) | LV | 1000 kVA :Building Structure | 1 | --> | 1 | 0 | 0 | Constrained,otherwise capacity available =500kVA. | --> | 0.95 | 0 | 0 | 0 | 0 | 0.5 | 0 |  | --> | C11 ex DRUMCONDRA | DRUMCONDRA: T41 | MCDERMOTT |  | 53.3606 | -6.2612
MV/LV Substation DE***363 | 20 kV | 400V(3ph) & 230V(single ph) | LV | 200 kVA :Kiosk Substation | 0.2 | --> | 0.2 | 0.174 | 4.5 |  | --> | 0.19 | 0 | 0 | 0 | 0 | 0.203 | 0 |  | --> | E22 ex ENNISCRONE | ENNISCRONE: T421∥T422 | MOY |  | 54.25 | -8.8808
MV/LV Substation DE***363 | 20 kV | 400V(3ph) & 230V(single ph) | LV | 50 kVA :Pole Substation | 0.05 | --> | 0.05 | 0.047 | 1.2 |  | --> | 0.047 | 0 | 0 | 0 | 0 | 0.049 | 0 |  | --> | C16 ex SCREEB | SCREEB: T41 | SCREEB |  | 53.3893 | -9.5527
MV/LV Substation DE***365Y | 20 kV | 400V(3ph) & 230V(single ph) | LV | 200 kVA :Kiosk Substation | 0.2 | --> | 0.2 | 0.156 | 1.8 |  | --> | 0.19 | 0 | 0 | 0 | 0 | 0.206 | 0 |  | --> | C18 ex DUNDALK | DUNDALK: T41 | DUNDALK |  | 54.0214 | -6.4296
MV/LV Substation DE***366 | 10 kV | 400V(3ph) & 230V(single ph) | LV | 100 kVA :Pole Substation | 0.1 | --> | 0.1 | 0 | 0 | Constrained,otherwise capacity available =78kVA. | --> | 0.095 | 0 | 0 | 0 | 0.003 | 0.099 | 0 |  | --> | C12 ex COOLCORCORAN | COOLCORCORAN: T41∥T42 | KNOCKEARAGH |  | 52.0713 | -9.5104
MV/LV Substation DE***367X | 10 kV | 400V(3ph) & 230V(single ph) | LV | 100 kVA :Pole Substation | 0.1 | --> | 0.1 | 0 | 0 | Constrained,otherwise capacity available =90kVA. | --> | 0.095 | 0 | 0 | 0 | 0 | 0 | 0 | Constrained,otherwise capacity available =101kW. | --> | C14 ex TEMPLEMORE | TEMPLEMORE: T42 | IKERRIN |  | 52.7437 | -7.6587
MV/LV Substation DE***369 | 10 kV | 400V(3ph) & 230V(single ph) | LV | 630 kVA :Building Structure | 0.63 | --> | 0.63 | 0.348 | 7.6 |  | --> | 0.598 | 0 | 0 | 0 | 0 | 0.5 | 0 |  | --> | C19 ex TRINITY | TRINITY: T101 | POOLBEG |  | 53.3426 | -6.2469
MV/LV Substation DE***369Z | 10 kV | 400V(3ph) & 230V(single ph) | LV | 400 kVA :Kiosk Substation | 0.4 | --> | 0.4 | 0.3 | 1.9 |  | --> | 0.38 | 0 | 0 | 0 | 0.11 | 0.299 | 0 |  | --> | C19 ex DRYBRIDGE | DRYBRIDGE: T41 | DRYBRIDGE |  | 53.7278 | -6.3608
MV/LV Substation DE***375Y | 10 kV | 400V(3ph) & 230V(single ph) | LV | 400 kVA :Kiosk Substation | 0.4 | --> | 0.4 | 0.357 | 4.4 |  | --> | 0.38 | 0 | 0 | 0 | 0.007 | 0.398 | 0 |  | --> | C19 ex RINGASKIDDY 110KV | RINGASKIDDY 110KV: T42 | BARNAHELY |  | 51.8461 | -8.3399
MV/LV Substation DE***380 | 10 kV | 400V(3ph) & 230V(single ph) | LV | 100 kVA :Pole Substation | 0.1 | --> | 0.1 | 0.084 | 3.9 |  | --> | 0.095 | 0 | 0 | 0 | 0 | 0.102 | 0 |  | --> | C13 ex DUNMANWAY | DUNMANWAY: T43 | DUNMANWAY |  | 51.7532 | -9.176
MV/LV Substation DE***381Y | 10 kV | 400V(3ph) & 230V(single ph) | LV | 200 kVA :Kiosk Substation | 0.2 | --> | 0.2 | 0.176 | 3.9 |  | --> | 0.19 | 0 | 0 | 0 | 0 | 0.203 | 0 |  | --> | C17 ex BALLYJAMESDUFF | BALLYJAMESDUFF: T41 | SHANKILL |  | 53.8685 | -7.214
MV/LV Substation DE***382 | 10 kV | 400V(3ph) & 230V(single ph) | LV | 400 kVA :Building Structure | 0.4 | --> | 0.4 | 0.348 | 3.4 |  | --> | 0.38 | 0 | 0 | 0 | 0 | 0.407 | 0 |  | --> | C19 ex GALWAY 110KV | GALWAY 110KV: T103 | GALWAY 110KV |  | 53.2728 | -9.0323
MV/LV Substation DE***387 | 10 kV | 400V(3ph) & 230V(single ph) | LV | 50 kVA :Pole Substation | 0.05 | --> | 0.05 | 0.035 | 2 |  | --> | 0.047 | 0 | 0 | 0 | 0 | 0.051 | 0 |  | --> | C25 ex TYCOR | TYCOR: T41∥T42 | WATERFORD |  | 52.258 | -7.1374
MV/LV Substation DE***392Y | 10 kV | 400V(3ph) & 230V(single ph) | LV | 630 kVA :Kiosk Substation | 0.63 | --> | 0.63 | 0.5 | 1 |  | --> | 0.598 | 0 | 0 | 0 | 0 | 0.5 | 0 |  | --> | C11 ex MANOR STREET | MANOR STREET: T41 | WATERFORD |  | 52.2529 | -7.1129
MV/LV Substation DE***399 | 20 kV | 400V(3ph) & 230V(single ph) | LV | 50 kVA :Pole Substation | 0.05 | --> | 0.05 | 0 | 0 | Constrained,otherwise capacity available =50kVA. | --> | 0.047 | 0 | 0 | 0 | 0 | 0.049 | 0 |  | --> | E11 ex ACADEMY STREET | ACADEMY STREET: T421∥T422 | NAVAN |  | 53.6036 | -6.5817
MV/LV Substation DE***399Z | 10 kV | 400V(3ph) & 230V(single ph) | LV | 50 kVA :Pole Substation | 0.05 | --> | 0.05 | 0.05 | 0.3 |  | --> | 0.047 | 0 | 0 | 0 | 0 | 0.049 | 0 |  | --> | C15 ex DRUMBEAR | DRUMBEAR: T41∥T42 | LISDRUM |  | 54.1772 | -6.8636
MV/LV Substation DE***4003 | 20 kV | 400V(3ph) & 230V(single ph) | LV | 200 kVA :Kiosk Substation | 0.2 | --> | 0.2 | 0.189 | 2.4 |  | --> | 0.19 | 0 | 0 | 0 | 0.004 | 0.197 | 0 |  | --> | E19 ex KENMARE | KENMARE: T421 | KNOCKEARAGH |  | 51.8342 | -9.7898
MV/LV Substation DE***400X | 10 kV | 400V(3ph) & 230V(single ph) | LV | 400 kVA :Building Structure | 0.4 | --> | 0.4 | 0 | 0 | Constrained,otherwise capacity available =243kVA. | --> | 0.38 | 0 | 0 | 0 | 0.008 | 0.415 | 0 |  | --> | C17 ex BALGADDY | BALGADDY: T41 | GRANGE CASTLE |  | 53.3233 | -6.4255
MV/LV Substation DE***4011 | 10 kV | 400V(3ph) & 230V(single ph) | LV | 400 kVA :Building Structure | 0.4 | --> | 0.4 | 0 | 0 | Constrained,otherwise capacity available =301kVA. | --> | 0.38 | 0 | 0 | 0 | 0 | 0.414 | 0 |  | --> | C23 ex COLLEGE PARK | COLLEGE PARK: T101 | COLLEGE PARK |  | 53.4192 | -6.3519
MV/LV Substation DE***4027 | 20 kV | 400V(3ph) & 230V(single ph) | LV | 50 kVA :Pole Substation | 0.05 | --> | 0.05 | 0.05 | 1.6 |  | --> | 0.047 | 0 | 0 | 0 | 0 | 0 | 0 | Constrained,otherwise capacity available =49kW. | --> | E11 ex CASTLETOWNBERE | CASTLETOWNBERE: T421 | BALLYLICKY |  | 51.7338 | -9.9248
MV/LV Substation DE***4029 | 20 kV | 400V(3ph) & 230V(single ph) | LV | 400 kVA :Kiosk Substation | 0.4 | --> | 0.4 | 0 | 0 | Constrained,otherwise capacity available =327kVA. | --> | 0.38 | 0 | 0 | 0 | 0 | 0.411 | 0 |  | --> | E12 ex CARRIGSHANE | CARRIGSHANE: T422 | MIDLETON |  | 51.8972 | -8.0469
MV/LV Substation DE***403X | 20 kV | 400V(3ph) & 230V(single ph) | LV | 50 kVA :Pole Substation | 0.05 | --> | 0.05 | 0.04 | 1.6 |  | --> | 0.047 | 0 | 0 | 0 | 0 | 0 | 0 | Constrained,otherwise capacity available =51kW. | --> | E21 ex CASTLETOWNBERE | CASTLETOWNBERE: T421 | BALLYLICKY |  | 51.664 | -9.8748
MV/LV Substation DE***4041 | 20 kV | 400V(3ph) & 230V(single ph) | LV | 50 kVA :Pole Substation | 0.05 | --> | 0.05 | 0 | 0 | Constrained,otherwise capacity available =48kVA. | --> | 0.047 | 0 | 0 | 0 | 0 | 0.049 | 0 |  | --> | E14 ex EMYVALE | EMYVALE: T422 | LISDRUM |  | 54.3555 | -7.0191
MV/LV Substation DE***4043 | 20 kV | 400V(3ph) & 230V(single ph) | LV | 630 kVA :Building Structure | 0.63 | --> | 0.63 | 0.5 | 2.1 |  | --> | 0.598 | 0 | 0 | 0 | 0 | 0.5 | 0 |  | --> | E11 ex NEWPORT | NEWPORT: T421 | CARROWBEG |  | 53.8839 | -9.4558
MV/LV Substation DE***4046 | 20 kV | 400V(3ph) & 230V(single ph) | LV | 100 kVA :Pole Substation | 0.1 | --> | 0.1 | 0.085 | 1.8 |  | --> | 0.095 | 0 | 0 | 0 | 0 | 0.102 | 0 |  | --> | E11 ex CARRIGALLEN | CARRIGALLEN: T421 | CARRICK ON SHANNON |  | 54.0748 | -7.9004
MV/LV Substation DE***4050 | 10 kV | 400V(3ph) & 230V(single ph) | LV | 400 kVA :Kiosk Substation | 0.4 | --> | 0.4 | 0.374 | 2.6 |  | --> | 0.38 | 0 | 0 | 0 | 0 | 0.403 | 0 |  | --> | C20 ex FORTUNESTOWN | FORTUNESTOWN: T102 | INCHICORE 220KV |  | 53.2826 | -6.4193
MV/LV Substation DE***4055 | 20 kV | 400V(3ph) & 230V(single ph) | LV | 50 kVA :Pole Substation | 0.05 | --> | 0.05 | 0.05 | 3.6 |  | --> | 0.047 | 0 | 0 | 0 | 0 | 0.049 | 0 |  | --> | E16 ex BALLYCROSSAUN | BALLYCROSSAUN: T421∥T422 | SOMERSET |  | 53.1304 | -8.1845
MV/LV Substation DE***4056 | 10 kV | 400V(3ph) & 230V(single ph) | LV | 400 kVA :Kiosk Substation | 0.4 | --> | 0.4 | 0.4 | 2.5 |  | --> | 0.38 | 0 | 0 | 0 | 0 | 0.4 | 0 |  | --> | C11 ex GREYSTONES | GREYSTONES: T41 | FASSAROE |  | 53.1333 | -6.0933
MV/LV Substation DE***4061 | 20 kV | 400V(3ph) & 230V(single ph) | LV | 50 kVA :Pole Substation | 0.05 | --> | 0.05 | 0 | 0 | Constrained,otherwise capacity available =26kVA. | --> | 0.047 | 0 | 0 | 0 | 0 | 0.052 | 0 |  | --> | E11 ex CREAGH | CREAGH: T421∥T422 | ATHLONE |  | 53.4482 | -8.2548
MV/LV Substation DE***4065 | 20 kV | 400V(3ph) & 230V(single ph) | LV | 50 kVA :Pole Substation | 0.05 | --> | 0.05 | 0 | 0 | Constrained,otherwise capacity available =50kVA. | --> | 0.047 | 0 | 0 | 0 | 0 | 0.049 | 0 |  | --> | E19 ex EDENDERRY | EDENDERRY: T421∥T422 | BLAKE |  | 53.356 | -7.0492
MV/LV Substation DE***4068 | 20 kV | 400V(3ph) & 230V(single ph) | LV | 50 kVA :Pole Substation | 0.05 | --> | 0.05 | 0.043 | 3.6 |  | --> | 0.047 | 0 | 0 | 0 | 0 | 0.05 | 0 |  | --> | E16 ex BALLYCROSSAUN | BALLYCROSSAUN: T421∥T422 | SOMERSET |  | 53.1312 | -8.1917
MV/LV Substation DE***4068 | 10 kV | 400V(3ph) & 230V(single ph) | LV | 100 kVA :Pole Substation | 0.1 | --> | 0.1 | 0.097 | 0.8 |  | --> | 0.095 | 0 | 0 | 0 | 0 | 0.1 | 0 |  | --> | C13 ex SMEARLA | SMEARLA: T41 | TRIEN |  | 52.4832 | -9.4204
MV/LV Substation DE***4075 | 10 kV | 400V(3ph) & 230V(single ph) | LV | 50 kVA :Pole Substation | 0.05 | --> | 0.05 | 0.041 | 3.1 |  | --> | 0.047 | 0 | 0 | 0 | 0 | 0.05 | 0 |  | --> | C17 ex ERRIGAL | ERRIGAL: T41 | SHANKILL |  | 54.1095 | -7.0887
MV/LV Substation DE***4075 | 20 kV | 400V(3ph) & 230V(single ph) | LV | 50 kVA :Pole Substation | 0.05 | --> | 0.05 | 0 | 0 | Constrained,otherwise capacity available =49kVA. | --> | 0.047 | 0 | 0 | 0 | 0 | 0 | 0 | Constrained,otherwise capacity available =49kW. | --> | E17 ex PORTLAOISE | PORTLAOISE: T423∥T424 | PORTLAOISE |  | 52.9458 | -7.3815
MV/LV Substation DE***4076 | 20 kV | 400V(3ph) & 230V(single ph) | LV | 50 kVA :Pole Substation | 0.05 | --> | 0.05 | 0.047 | 3.4 |  | --> | 0.047 | 0 | 0 | 0 | 0 | 0.049 | 0 |  | --> | E18 ex CLONMINCH | CLONMINCH: T422 | THORNSBERRY |  | 53.2842 | -7.6732
MV/LV Substation DE***4078 | 20 kV | 400V(3ph) & 230V(single ph) | LV | 100 kVA :Pole Substation | 0.1 | --> | 0.1 | 0.094 | 1.4 |  | --> | 0.095 | 0 | 0 | 0 | 0.019 | 0 | 0 | Constrained,otherwise capacity available =80kW. | --> | C18 ex DEERPARK | DEERPARK: T41∥T42 | BALLYDINE |  | 52.3562 | -7.4299
MV/LV Substation DE***4080 | 20 kV | 400V(3ph) & 230V(single ph) | LV | 50 kVA :Pole Substation | 0.05 | --> | 0.05 | 0.023 | 1.6 |  | --> | 0.047 | 0 | 0 | 0 | 0 | 0.053 | 0 |  | --> | E16 ex GURRANEBANE | GURRANEBANE: T421∥T422 | OUGHTRAGH |  | 51.7621 | -10.1308
MV/LV Substation DE***4082 | 20 kV | 400V(3ph) & 230V(single ph) | LV | 50 kVA :Pole Substation | 0.05 | --> | 0.05 | 0.05 | 3.6 |  | --> | 0.047 | 0 | 0 | 0 | 0 | 0.049 | 0 |  | --> | C22 ex CASTLEREA | CASTLEREA: T41∥T42 | CARRICK ON SHANNON |  | 53.8197 | -8.41
MV/LV Substation DE***4092 | 10 kV | 400V(3ph) & 230V(single ph) | LV | 50 kVA :Pole Substation | 0.05 | --> | 0.05 | 0.038 | 3.6 |  | --> | 0.047 | 0 | 0 | 0 | 0 | 0.051 | 0 |  | --> | C27 ex BALLYCROSSAUN | BALLYCROSSAUN: T421∥T422 | SOMERSET |  | 53.1716 | -8.2762
MV/LV Substation DE***4094 | 10 kV | 400V(3ph) & 230V(single ph) | LV | 100 kVA :Pole Substation | 0.1 | --> | 0.1 | 0.089 | 2.7 |  | --> | 0.095 | 0 | 0 | 0 | 0 | 0.101 | 0 |  | --> | C22 ex BALLYARD | BALLYARD: T41∥T42 | TRALEE |  | 52.2407 | -9.8257
MV/LV Substation DE***4113 | 20 kV | 400V(3ph) & 230V(single ph) | LV | 100 kVA :Pole Substation | 0.1 | --> | 0.1 | 0 | 0 | Constrained,otherwise capacity available =100kVA. | --> | 0.095 | 0 | 0 | 0 | 0 | 0 | 0 | Constrained,otherwise capacity available =100kW. | --> | E11 ex LUMCLOON | LUMCLOON: T421∥T422 | DALLOW |  | 53.2177 | -7.835
MV/LV Substation DE***4117 | 20 kV | 400V(3ph) & 230V(single ph) | LV | 50 kVA :Pole Substation | 0.05 | --> | 0.05 | 0 | 0 | Constrained,otherwise capacity available =30kVA. | --> | 0.047 | 0 | 0 | 0 | 0 | 0 | 0 | Constrained,otherwise capacity available =52kW. | --> | C11 ex MOUNTMELLICK | MOUNTMELLICK: T41∥T42 | PORTLAOISE |  | 53.1598 | -7.4033
MV/LV Substation DE***412 | 10 kV | 400V(3ph) & 230V(single ph) | LV | 50 kVA :Pole Substation | 0.05 | --> | 0.05 | 0.046 | 1.6 |  | --> | 0.047 | 0 | 0 | 0 | 0 | 0.049 | 0 |  | --> | C24 ex CAHIR | CAHIR: T42 | CAHIR |  | 52.3683 | -7.8148
MV/LV Substation DE***4128 | 20 kV | 400V(3ph) & 230V(single ph) | LV | 50 kVA :Pole Substation | 0.05 | --> | 0.05 | 0 | 0 | Constrained,otherwise capacity available =50kVA. | --> | 0.047 | 0 | 0 | 0 | 0 | 0 | 0 | Constrained,otherwise capacity available =49kW. | --> | E20 ex ROSCREA | ROSCREA: T42 | IKERRIN |  | 52.9228 | -7.7453
MV/LV Substation DE***412Z | 20 kV | 400V(3ph) & 230V(single ph) | LV | 630 kVA :Kiosk Substation | 0.63 | --> | 0.63 | 0.454 | 0.5 |  | --> | 0.598 | 0 | 0 | 0 | 0.028 | 0.5 | 0 |  | --> | C12 ex BALBRIGGAN | BALBRIGGAN: T42 | GLASMORE |  | 53.5863 | -6.2884
MV/LV Substation DE***4148 | 20 kV | 400V(3ph) & 230V(single ph) | LV | 200 kVA :Pole Substation | 0.2 | --> | 0.2 | 0.2 | 2.5 |  | --> | 0.19 | 0 | 0 | 0 | 0 | 0.2 | 0 |  | --> | C19 ex GRAIGUE | GRAIGUE: T41 | CARLOW |  | 52.8194 | -6.9443
MV/LV Substation DE***414X | 20 kV | 400V(3ph) & 230V(single ph) | LV | 400 kVA :Kiosk Substation | 0.4 | --> | 0.4 | 0.301 | 4.1 |  | --> | 0.38 | 0 | 0 | 0 | 0.009 | 0 | 0 | Constrained,otherwise capacity available =405kW. | --> | E17 ex CHARLEVILLE | CHARLEVILLE: T422 | CHARLEVILLE |  | 52.3475 | -8.6775
MV/LV Substation DE***4151 | 10 kV | 400V(3ph) & 230V(single ph) | LV | 400 kVA :Building Structure | 0.4 | --> | 0.4 | 0 | 0 | Constrained,otherwise capacity available =400kVA. | --> | 0.38 | 0 | 0 | 0 | 0 | 0.4 | 0 |  | --> | C14 ex POPPINTREE | POPPINTREE: T102 | FINGLAS |  | 53.4067 | -6.2716
MV/LV Substation DE***4154 | 10 kV | 400V(3ph) & 230V(single ph) | LV | 100 kVA :Pole Substation | 0.1 | --> | 0.1 | 0.1 | 3.9 |  | --> | 0.095 | 0 | 0 | 0 | 0 | 0 | 0 | Constrained,otherwise capacity available =100kW. | --> | C15 ex DERRYBEG | DERRYBEG: T41∥T42 | ARDNAGAPPARY |  | 55.0821 | -8.2894
MV/LV Substation DE***4156 | 10 kV | 400V(3ph) & 230V(single ph) | LV | 400 kVA :Kiosk Substation | 0.4 | --> | 0.4 | 0.36 | 3 |  | --> | 0.38 | 0 | 0 | 0 | 0.007 | 0.398 | 0 |  | --> | C15 ex CROSSMOLINA | CROSSMOLINA: T41∥T42 | MOY |  | 54.1079 | -9.3053
MV/LV Substation DE***4162 | 10 kV | 400V(3ph) & 230V(single ph) | LV | 400 kVA :Building Structure | 0.4 | --> | 0.4 | 0 | 0 | Constrained,otherwise capacity available =289kVA. | --> | 0.38 | 0 | 0 | 0 | 0 | 0.417 | 0 |  | --> | C19 ex HEADFORD ROAD | HEADFORD ROAD: T41 | GALWAY 110KV |  | 53.2766 | -9.0465
MV/LV Substation DE***4163 | 10 kV | 400V(3ph) & 230V(single ph) | LV | 100 kVA :Pole Substation | 0.1 | --> | 0.1 | 0 | 0 | Constrained,otherwise capacity available =96kVA. | --> | 0.095 | 0 | 0 | 0 | 0 | 0.1 | 0 |  | --> | C11 ex POLLERTON | POLLERTON: T41 | CARLOW |  | 52.8523 | -6.8854
MV/LV Substation DE***4173 | 10 kV | 400V(3ph) & 230V(single ph) | LV | 50 kVA :Pole Substation | 0.05 | --> | 0.05 | 0 | 0 | Constrained,otherwise capacity available =46kVA. | --> | 0.047 | 0 | 0 | 0 | 0.022 | 0.026 | 0 |  | --> | C21 ex CLONMINCH | CLONMINCH: T41 | THORNSBERRY |  | 53.2438 | -7.4835
MV/LV Substation DE***4178 | 10 kV | 400V(3ph) & 230V(single ph) | LV | 50 kVA :Pole Substation | 0.05 | --> | 0.05 | 0 | 0 | Constrained,otherwise capacity available =50kVA. | --> | 0.047 | 0 | 0 | 0 | 0 | 0.049 | 0 |  | --> | C19 ex CARRICKMACROSS | CARRICKMACROSS: T41 | MEATH HILL |  | 53.9361 | -6.7586
MV/LV Substation DE***4183 | 10 kV | 400V(3ph) & 230V(single ph) | LV | 50 kVA :Pole Substation | 0.05 | --> | 0.05 | 0.05 | 4 |  | --> | 0.047 | 0 | 0 | 0 | 0 | 0 | 0 | Constrained,otherwise capacity available =49kW. | --> | C20 ex LISMORE | LISMORE: T41∥T42 | DUNGARVAN |  | 52.1342 | -7.8993
MV/LV Substation DE***4185 | 20 kV | 400V(3ph) & 230V(single ph) | LV | 100 kVA :Pole Substation | 0.1 | --> | 0.1 | 0.1 | 2.6 |  | --> | 0.095 | 0 | 0 | 0 | 0 | 0.1 | 0 |  | --> | C14 ex CASHEL | CASHEL: T42 | CAHIR |  | 52.5341 | -7.8816
MV/LV Substation DE***4185 | 10 kV | 400V(3ph) & 230V(single ph) | LV | 400 kVA :Kiosk Substation | 0.4 | --> | 0.4 | 0.4 | 2.4 |  | --> | 0.38 | 0 | 0 | 0 | 0 | 0.4 | 0 |  | --> | C24 ex TINAHASK | TINAHASK: T41∥T42 | ARKLOW |  | 52.7881 | -6.1686
MV/LV Substation DE***419 | 20 kV | 400V(3ph) & 230V(single ph) | LV | 50 kVA :Pole Substation | 0.05 | --> | 0.05 | 0.046 | 1.3 |  | --> | 0.047 | 0 | 0 | 0 | 0.009 | 0.04 | 0 |  | --> | C14 ex ROOSKY | ROOSKY: T41 | RICHMOND |  | 53.895 | -7.9741
MV/LV Substation DE***4192 | 10 kV | 400V(3ph) & 230V(single ph) | LV | 100 kVA :Pole Substation | 0.1 | --> | 0.1 | 0 | 0 | Constrained,otherwise capacity available =86kVA. | --> | 0.095 | 0 | 0 | 0 | 0 | 0 | 0 | Constrained,otherwise capacity available =101kW. | --> | C11 ex PORTARLINGTON | PORTARLINGTON: T41∥T42 | PORTLAOISE |  | 53.1711 | -7.1868
MV/LV Substation DE***4199 | 10 kV | 400V(3ph) & 230V(single ph) | LV | 50 kVA :Pole Substation | 0.05 | --> | 0.05 | 0.05 | 1.2 |  | --> | 0.047 | 0 | 0 | 0 | 0 | 0.049 | 0 |  | --> | C24 ex MULLAGH | MULLAGH: T44 | MEATH HILL |  | 53.7678 | -6.838
MV/LV Substation DE***420X | 20 kV | 400V(3ph) & 230V(single ph) | LV | 100 kVA :Pole Substation | 0.1 | --> | 0.1 | 0 | 0 | Constrained,otherwise capacity available =93kVA. | --> | 0.095 | 0 | 0 | 0 | 0 | 0.1 | 0 |  | --> | C12 ex BALLYHAUNIS | BALLYHAUNIS: T41∥T42 | DALTON |  | 53.7558 | -8.7772
MV/LV Substation DE***4216 | 20 kV | 400V(3ph) & 230V(single ph) | LV | 50 kVA :Pole Substation | 0.05 | --> | 0.05 | 0 | 0 | Constrained,otherwise capacity available =50kVA. | --> | 0.047 | 0 | 0 | 0 | 0 | 0.049 | 0 |  | --> | E17 ex CAVAN | CAVAN: T421 | SHANKILL |  | 54.0992 | -7.4384
MV/LV Substation DE***4217 | 10 kV | 400V(3ph) & 230V(single ph) | LV | 630 kVA :Kiosk Substation | 0.63 | --> | 0.63 | 0.5 | 11.3 |  | --> | 0.598 | 0 | 0 | 0 | 0 | 0.5 | 0 |  | --> | C18 ex ENNIS | ENNIS: T102 | ENNIS |  | 52.8588 | -8.9637
MV/LV Substation DE***4218 | 10 kV | 400V(3ph) & 230V(single ph) | LV | 1000 kVA :Building Structure | 1 | --> | 1 | 0.5 | 9.2 |  | --> | 0.95 | 0 | 0 | 0 | 0 | 0.5 | 0 |  | --> | C13 ex CENTRE PARK ROAD | MARINA: T105 | MARINA |  | 51.9019 | -8.461
MV/LV Substation DE***4220 | 20 kV | 400V(3ph) & 230V(single ph) | LV | 50 kVA :Pole Substation | 0.05 | --> | 0.05 | 0.05 | 0.1 |  | --> | 0.047 | 0 | 0 | 0 | 0 | 0.049 | 0 |  | --> | C12 ex SCARIFF | SCARIFF: T42 | ENNIS |  | 52.9181 | -8.4747
MV/LV Substation DE***4221 | 10 kV | 400V(3ph) & 230V(single ph) | LV | 50 kVA :Pole Substation | 0.05 | --> | 0.05 | 0 | 0 | Constrained,otherwise capacity available =50kVA. | --> | 0.047 | 0 | 0 | 0 | 0 | 0.049 | 0 |  | --> | C19 ex CARRICKMACROSS | CARRICKMACROSS: T41 | MEATH HILL |  | 53.9693 | -6.7522
MV/LV Substation DE***4224 | 10 kV | 400V(3ph) & 230V(single ph) | LV | 50 kVA :Pole Substation | 0.05 | --> | 0.05 | 0.05 | 5.5 |  | --> | 0.047 | 0 | 0 | 0 | 0 | 0.049 | 0 |  | --> | C16 ex LOUGHSHINNY | LOUGHSHINNY: T42 | GLASMORE |  | 53.5732 | -6.1896
MV/LV Substation DE***4229 | 10 kV | 400V(3ph) & 230V(single ph) | LV | 50 kVA :Pole Substation | 0.05 | --> | 0.05 | 0 | 0 | Constrained,otherwise capacity available =49kVA. | --> | 0.047 | 0 | 0 | 0 | 0 | 0.049 | 0 |  | --> | C12 ex KILDARE | KILDARE: T41∥T42 | NEWBRIDGE |  | 53.1602 | -6.9194
MV/LV Substation DE***4230 | 10 kV | 400V(3ph) & 230V(single ph) | LV | 100 kVA :Pole Substation | 0.1 | --> | 0.1 | 0.079 | 3.7 |  | --> | 0.095 | 0 | 0 | 0 | 0 | 0.103 | 0 |  | --> | C21 ex ROSS CARBERY | ROSS CARBERY: T41∥T42 | DUNMANWAY |  | 51.6531 | -8.9586
MV/LV Substation DE***4231 | 20 kV | 400V(3ph) & 230V(single ph) | LV | 50 kVA :Pole Substation | 0.05 | --> | 0.05 | 0.05 | 4.5 |  | --> | 0.047 | 0 | 0 | 0 | 0 | 0.049 | 0 |  | --> | E19 ex TELAYDON | TELAYDON: T421 | LISDRUM |  | 54.331 | -6.9113
MV/LV Substation DE***4231 | 10 kV | 400V(3ph) & 230V(single ph) | LV | 200 kVA :Pole Substation | 0.2 | --> | 0.2 | 0 | 0 | Constrained,otherwise capacity available =196kVA. | --> | 0.19 | 0 | 0 | 0 | 0 | 0.2 | 0 |  | --> | C11 ex ATHENRY | ATHENRY: T41∥T42 | GALWAY 110KV |  | 53.2763 | -8.868
MV/LV Substation DE***4235 | 10 kV | 400V(3ph) & 230V(single ph) | LV | 1000 kVA :Building Structure | 1 | --> | 1 | 0 | 0 | Constrained,otherwise capacity available =500kVA. | --> | 0.95 | 0 | 0 | 0 | 0.045 | 0.5 | 0 |  | --> | C22 ex GRANGE (DR) | GRANGE (DR): T42 | GRANGE (DR) |  | 53.4001 | -6.1821
MV/LV Substation DE***423Y | 10 kV | 400V(3ph) & 230V(single ph) | LV | 200 kVA :Kiosk Substation | 0.2 | --> | 0.2 | 0 | 0 | Constrained,otherwise capacity available =156kVA. | --> | 0.19 | 0 | 0 | 0 | 0 | 0.206 | 0 |  | --> | C17 ex POLLERTON | POLLERTON: T41 | CARLOW |  | 52.8449 | -6.9256
MV/LV Substation DE***4243 | 20 kV | 400V(3ph) & 230V(single ph) | LV | 50 kVA :Pole Substation | 0.05 | --> | 0.05 | 0.045 | 4.5 |  | --> | 0.047 | 0 | 0 | 0 | 0 | 0.05 | 0 |  | --> | E13 ex TELAYDON | TELAYDON: T421 | LISDRUM |  | 54.271 | -7.1544
MV/LV Substation DE***4245 | 20 kV | 400V(3ph) & 230V(single ph) | LV | 50 kVA :Pole Substation | 0.05 | --> | 0.05 | 0 | 0 | Constrained,otherwise capacity available =50kVA. | --> | 0.047 | 0 | 0 | 0 | 0 | 0.049 | 0 |  | --> | E14 ex EMYVALE | EMYVALE: T422 | LISDRUM |  | 54.3831 | -7.0238
MV/LV Substation DE***4246 | 10 kV | 400V(3ph) & 230V(single ph) | LV | 1000 kVA :Building Structure | 1 | --> | 1 | 0.5 | 2 |  | --> | 0.95 | 0 | 0 | 0 | 0.004 | 0.5 | 0 |  | --> | C16 ex FAIRVIEW | FAIRVIEW: T41 | MCDERMOTT |  | 53.3661 | -6.2495
MV/LV Substation DE***4251 | 10 kV | 400V(3ph) & 230V(single ph) | LV | 50 kVA :Pole Substation | 0.05 | --> | 0.05 | 0.05 | 3.7 |  | --> | 0.047 | 0 | 0 | 0 | 0 | 0.049 | 0 |  | --> | C21 ex ROSS CARBERY | ROSS CARBERY: T41∥T42 | DUNMANWAY |  | 51.5987 | -9.0008
MV/LV Substation DE***4268 | 10 kV | 400V(3ph) & 230V(single ph) | LV | 50 kVA :Pole Substation | 0.05 | --> | 0.05 | 0 | 0 | Constrained,otherwise capacity available =43kVA. | --> | 0.047 | 0 | 0 | 0 | 0.007 | 0 | 0 | Constrained,otherwise capacity available =42kW. | --> | C22 ex PORTLAOISE | PORTLAOISE: T42 | PORTLAOISE |  | 53.0581 | -7.256
MV/LV Substation DE***4268 | 20 kV | 400V(3ph) & 230V(single ph) | LV | 50 kVA :Pole Substation | 0.05 | --> | 0.05 | 0 | 0 | Constrained,otherwise capacity available =50kVA. | --> | 0.047 | 0 | 0 | 0 | 0 | 0.049 | 0 |  | --> | C18 ex KANTURK | KANTURK: T41∥T42 | GLENLARA |  | 52.1137 | -8.9283
MV/LV Substation DE***4296 | 20 kV | 400V(3ph) & 230V(single ph) | LV | 50 kVA :Pole Substation | 0.05 | --> | 0.05 | 0 | 0 | Constrained,otherwise capacity available =47kVA. | --> | 0.047 | 0 | 0 | 0 | 0 | 0.049 | 0 |  | --> | E14 ex EDENDERRY | EDENDERRY: T421∥T422 | BLAKE |  | 53.3448 | -6.9427
MV/LV Substation DE***429Y | 10 kV | 400V(3ph) & 230V(single ph) | LV | 50 kVA :Pole Substation | 0.05 | --> | 0.05 | 0.048 | 0.7 |  | --> | 0.047 | 0 | 0 | 0 | 0 | 0.049 | 0 |  | --> | C15 ex MONEYCOOLEY | MONEYCOOLEY: T41 | GRIFFINRATH |  | 53.3562 | -6.651
MV/LV Substation DE***4321 | 20 kV | 400V(3ph) & 230V(single ph) | LV | 630 kVA :Kiosk Substation | 0.63 | --> | 0.63 | 0.5 | 1.3 |  | --> | 0.598 | 0 | 0 | 0 | 0 | 0.5 | 0 |  | --> | E12 ex KILCARRAGH | KILCARRAGH: T421∥T422 | BUTLERSTOWN |  | 52.2384 | -7.0976
MV/LV Substation DE***4345 | 10 kV | 400V(3ph) & 230V(single ph) | LV | 50 kVA :Pole Substation | 0.05 | --> | 0.05 | 0.05 | 2.7 |  | --> | 0.047 | 0 | 0 | 0 | 0 | 0.049 | 0 |  | --> | C11 ex CALLAN | CALLAN: T41∥T42 | KILKENNY |  | 52.5805 | -7.3782
MV/LV Substation DE***4348 | 20 kV | 400V(3ph) & 230V(single ph) | LV | 50 kVA :Pole Substation | 0.05 | --> | 0.05 | 0.05 | 1.4 |  | --> | 0.047 | 0 | 0 | 0 | 0 | 0 | 0 | Constrained,otherwise capacity available =49kW. | --> | C18 ex DEERPARK | DEERPARK: T41∥T42 | BALLYDINE |  | 52.3547 | -7.4267
MV/LV Substation DE***4356 | 20 kV | 400V(3ph) & 230V(single ph) | LV | 50 kVA :Pole Substation | 0.05 | --> | 0.05 | 0.05 | 3.3 |  | --> | 0.047 | 0 | 0 | 0 | 0 | 0.049 | 0 |  | --> | E17 ex KNOCKMULLEN | KNOCKMULLEN: T421 | GREAT ISLAND |  | 52.3817 | -6.8633
MV/LV Substation DE***437 | 20 kV | 400V(3ph) & 230V(single ph) | LV | 50 kVA :Pole Substation | 0.05 | --> | 0.05 | 0 | 0 | Constrained,otherwise capacity available =47kVA. | --> | 0.047 | 0 | 0 | 0 | 0 | 0.049 | 0 |  | --> | E18 ex COLLOONEY | COLLOONEY: T422 | SLIGO |  | 54.0879 | -8.3276
MV/LV Substation DE***437X | 10 kV | 400V(3ph) & 230V(single ph) | LV | 200 kVA :Building Structure | 0.2 | --> | 0.2 | 0 | 0 | Constrained,otherwise capacity available =182kVA. | --> | 0.19 | 0 | 0 | 0 | 0 | 0.202 | 0 |  | --> | C17 ex BALGADDY | BALGADDY: T41 | GRANGE CASTLE |  | 53.3237 | -6.42
MV/LV Substation DE***437Z | 10 kV | 400V(3ph) & 230V(single ph) | LV | 400 kVA :Building Structure | 0.4 | --> | 0.4 | 0 | 0 | Constrained,otherwise capacity available =356kVA. | --> | 0.38 | 0 | 0 | 0 | 0 | 0.406 | 0 |  | --> | C14 ex ROSEHILL | ROSEHILL: T42 | KILKENNY |  | 52.6491 | -7.254
MV/LV Substation DE***4384 | 10 kV | 400V(3ph) & 230V(single ph) | LV | 200 kVA :Pole Substation | 0.2 | --> | 0.2 | 0.194 | 4.1 |  | --> | 0.19 | 0 | 0 | 0 | 0 | 0 | 0 | Constrained,otherwise capacity available =200kW. | --> | E17 ex CHARLEVILLE | CHARLEVILLE: T422 | CHARLEVILLE |  | 52.3628 | -8.688
MV/LV Substation DE***4385 | 10 kV | 400V(3ph) & 230V(single ph) | LV | 630 kVA :Kiosk Substation | 0.63 | --> | 0.63 | 0.5 | 4.1 |  | --> | 0.598 | 0 | 0 | 0 | 0 | 0 | 0 | Constrained,otherwise capacity available =500kW. | --> | E17 ex CHARLEVILLE | CHARLEVILLE: T422 | CHARLEVILLE |  | 52.3647 | -8.6864
MV/LV Substation DE***440X | 20 kV | 400V(3ph) & 230V(single ph) | LV | 100 kVA :Pole Substation | 0.1 | --> | 0.1 | 0.061 | 3 |  | --> | 0.095 | 0 | 0 | 0 | 0 | 0 | 0 | Constrained,otherwise capacity available =105kW. | --> | C20 ex SWINFORD | SWINFORD: T41∥T42 | CASTLEBAR |  | 53.8748 | -8.8556
MV/LV Substation DE***4431 | 10 kV | 400V(3ph) & 230V(single ph) | LV | 50 kVA :Pole Substation | 0.05 | --> | 0.05 | 0 | 0 | Constrained,otherwise capacity available =50kVA. | --> | 0.047 | 0 | 0 | 0 | 0 | 0 | 0 | Constrained,otherwise capacity available =49kW. | --> | C20 ex MOUNTMELLICK | MOUNTMELLICK: T41∥T42 | PORTLAOISE |  | 53.0915 | -7.2935
MV/LV Substation DE***4440 | 20 kV | 400V(3ph) & 230V(single ph) | LV | 100 kVA :Pole Substation | 0.1 | --> | 0.1 | 0.1 | 6.9 |  | --> | 0.095 | 0 | 0 | 0 | 0 | 0 | 0 | Constrained,otherwise capacity available =100kW. | --> | E11 ex RATHKEALE | RATHKEALE: T421∥T422 | RATHKEALE |  | 52.606 | -8.9281
MV/LV Substation DE***4450 | 20 kV | 400V(3ph) & 230V(single ph) | LV | 400 kVA :Kiosk Substation | 0.4 | --> | 0.4 | 0 | 0 | Constrained,otherwise capacity available =400kVA. | --> | 0.38 | 0 | 0 | 0 | 0 | 0 | 0 | Constrained,otherwise capacity available =400kW. | --> | E20 ex ROSCREA | ROSCREA: T42 | IKERRIN |  | 52.9382 | -7.629
MV/LV Substation DE***446 | 10 kV | 400V(3ph) & 230V(single ph) | LV | 50 kVA :Pole Substation | 0.05 | --> | 0.05 | 0 | 0 | Constrained,otherwise capacity available =49kVA. | --> | 0.047 | 0 | 0 | 0 | 0 | 0.049 | 0 |  | --> | C21 ex CLONMINCH | CLONMINCH: T41 | THORNSBERRY |  | 53.2409 | -7.4771
MV/LV Substation DE***447 | 10 kV | 400V(3ph) & 230V(single ph) | LV | 50 kVA :Pole Substation | 0.05 | --> | 0.05 | 0.045 | 1.4 |  | --> | 0.047 | 0 | 0 | 0 | 0 | 0 | 0 | Constrained,otherwise capacity available =50kW. | --> | C16 ex DEERPARK | DEERPARK: T41∥T42 | BALLYDINE |  | 52.353 | -7.4566
MV/LV Substation DE***447 | 20 kV | 400V(3ph) & 230V(single ph) | LV | 50 kVA :Pole Substation | 0.05 | --> | 0.05 | 0 | 0 | Constrained,otherwise capacity available =48kVA. | --> | 0.047 | 0 | 0 | 0 | 0 | 0 | 0 | Constrained,otherwise capacity available =49kW. | --> | E18 ex BIRR | BIRR: T422 | DALLOW |  | 53.0246 | -8.1151
MV/LV Substation DE***447 | 10 kV | 400V(3ph) & 230V(single ph) | LV | 50 kVA :Pole Substation | 0.05 | --> | 0.05 | 0 | 0 | Constrained,otherwise capacity available =33kVA. | --> | 0.047 | 0 | 0 | 0 | 0 | 0 | 0 | Constrained,otherwise capacity available =51kW. | --> | C12 ex ROSCREA | ROSCREA: T42 | IKERRIN |  | 52.9539 | -7.7879
MV/LV Substation DE***449Z | 20 kV | 400V(3ph) & 230V(single ph) | LV | 50 kVA :Pole Substation | 0.05 | --> | 0.05 | 0.05 | 7.7 |  | --> | 0.047 | 0 | 0 | 0 | 0 | 0 | 0 | Constrained,otherwise capacity available =49kW. | --> | E12 ex CHURCHTOWN | CHURCHTOWN: T422 | RATHKEALE |  | 52.4511 | -9.0662
MV/LV Substation DE***452 | 20 kV | 400V(3ph) & 230V(single ph) | LV | 50 kVA :Pole Substation | 0.05 | --> | 0.05 | 0.032 | 3 |  | --> | 0.047 | 0 | 0 | 0 | 0 | 0 | 0 | Constrained,otherwise capacity available =51kW. | --> | E17 ex WINDSOR | WINDSOR: T421∥T422 | CASTLEBAR |  | 53.8448 | -9.2361
MV/LV Substation DE***457Y | 20 kV | 400V(3ph) & 230V(single ph) | LV | 50 kVA :Pole Substation | 0.05 | --> | 0.05 | 0 | 0 | Constrained,otherwise capacity available =50kVA. | --> | 0.047 | 0 | 0 | 0 | 0 | 0.049 | 0 |  | --> | E14 ex EMYVALE | EMYVALE: T422 | LISDRUM |  | 54.3621 | -7.0033
MV/LV Substation DE***458X | 10 kV | 400V(3ph) & 230V(single ph) | LV | 1000 kVA :Building Structure | 1 | --> | 1 | 0 | 0 | Constrained,otherwise capacity available =500kVA. | --> | 0.95 | 0 | 0 | 0 | 0 | 0.5 | 0 |  | --> | C17 ex ORANMORE | ORANMORE: T41 | GALWAY 110KV |  | 53.2797 | -8.9326
MV/LV Substation DE***459 | 10 kV | 400V(3ph) & 230V(single ph) | LV | 50 kVA :Pole Substation | 0.05 | --> | 0.05 | 0.026 | 5.5 |  | --> | 0.047 | 0 | 0 | 0 | 0 | 0 | 0 | Constrained,otherwise capacity available =52kW. | --> | C20 ex ENNISKEANE | ENNISKEANE: T41∥T42 | BANDON |  | 51.7202 | -8.922
MV/LV Substation DE***459Z | 20 kV | 400V(3ph) & 230V(single ph) | LV | 200 kVA :Kiosk Substation | 0.2 | --> | 0.2 | 0 | 0 | Constrained,otherwise capacity available =142kVA. | --> | 0.19 | 0 | 0 | 0 | 0.002 | 0.206 | 0 |  | --> | E17 ex BALTINGLASS | BALTINGLASS: T421∥T422 | STRATFORD |  | 52.8772 | -6.6967
MV/LV Substation DE***469Y | 10 kV | 400V(3ph) & 230V(single ph) | LV | 50 kVA :Pole Substation | 0.05 | --> | 0.05 | 0 | 0 | Constrained,otherwise capacity available =42kVA. | --> | 0.047 | 0 | 0 | 0 | 0.007 | 0 | 0 | Constrained,otherwise capacity available =42kW. | --> | C12 ex MOUNTRATH | MOUNTRATH: T41∥T42 | PORTLAOISE |  | 53.0077 | -7.4403
MV/LV Substation DE***473Y | 20 kV | 400V(3ph) & 230V(single ph) | LV | 50 kVA :Pole Substation | 0.05 | --> | 0.05 | 0.036 | 6.9 |  | --> | 0.047 | 0 | 0 | 0 | 0 | 0 | 0 | Constrained,otherwise capacity available =51kW. | --> | E17 ex SPRINGS | SPRINGS: T421∥T422 | DUNGARVAN |  | 52.1111 | -7.5948
MV/LV Substation DE***475 | 10 kV | 400V(3ph) & 230V(single ph) | LV | 200 kVA :Kiosk Substation | 0.2 | --> | 0.2 | 0 | 0 | Constrained,otherwise capacity available =81kVA. | --> | 0.19 | 0 | 0 | 0 | 0.002 | 0.215 | 0 |  | --> | C23 ex POLLERTON | POLLERTON: T41 | CARLOW |  | 52.8292 | -6.9129
MV/LV Substation DE***478 | 10 kV | 400V(3ph) & 230V(single ph) | LV | 50 kVA :Pole Substation | 0.05 | --> | 0.05 | 0 | 0 | Constrained,otherwise capacity available =50kVA. | --> | 0.047 | 0 | 0 | 0 | 0 | 0.049 | 0 |  | --> | C22 ex GREYSTONES | GREYSTONES: T42 | FASSAROE |  | 53.1321 | -6.1011
MV/LV Substation DE***485X | 10 kV | 400V(3ph) & 230V(single ph) | LV | 200 kVA :Pole Substation | 0.2 | --> | 0.2 | 0.186 | 1.4 |  | --> | 0.19 | 0 | 0 | 0 | 0 | 0 | 0 | Constrained,otherwise capacity available =201kW. | --> | C16 ex DEERPARK | DEERPARK: T41∥T42 | BALLYDINE |  | 52.3504 | -7.4335
MV/LV Substation DE***488 | 10 kV | 400V(3ph) & 230V(single ph) | LV | 50 kVA :Pole Substation | 0.05 | --> | 0.05 | 0.026 | 3.7 |  | --> | 0.047 | 0 | 0 | 0 | 0 | 0.052 | 0 |  | --> | C22 ex ROSS CARBERY | ROSS CARBERY: T41∥T42 | DUNMANWAY |  | 51.5829 | -9.0491
MV/LV Substation DE***488X | 20 kV | 400V(3ph) & 230V(single ph) | LV | 50 kVA :Pole Substation | 0.05 | --> | 0.05 | 0.028 | 2.2 |  | --> | 0.047 | 0 | 0 | 0 | 0 | 0.052 | 0 |  | --> | C12 ex ROSSGEIR | ROSSGEIR: T41∥T42 | LETTERKENNY |  | 54.7934 | -7.5997
MV/LV Substation DE***492Y | 20 kV | 400V(3ph) & 230V(single ph) | LV | 200 kVA :Pole Substation | 0.2 | --> | 0.2 | 0.145 | 3.4 |  | --> | 0.19 | 0 | 0 | 0 | 0 | 0.208 | 0 |  | --> | E20 ex CLONMINCH | CLONMINCH: T422 | THORNSBERRY |  | 53.3796 | -7.272
MV/LV Substation DE***499Y | 10 kV | 400V(3ph) & 230V(single ph) | LV | 50 kVA :Pole Substation | 0.05 | --> | 0.05 | 0 | 0 | Constrained,otherwise capacity available =27kVA. | --> | 0.047 | 0 | 0 | 0 | 0 | 0.052 | 0 |  | --> | C19 ex CARRICKMACROSS | CARRICKMACROSS: T41 | MEATH HILL |  | 53.97 | -6.7566
MV/LV Substation DE***500 | 20 kV | 400V(3ph) & 230V(single ph) | LV | 50 kVA :Pole Substation | 0.05 | --> | 0.05 | 0 | 0 | Constrained,otherwise capacity available =40kVA. | --> | 0.047 | 0 | 0 | 0 | 0.003 | 0 | 0 | Constrained,otherwise capacity available =47kW. | --> | E20 ex ROSCREA | ROSCREA: T42 | IKERRIN |  | 52.9276 | -7.7539
MV/LV Substation DE***502Y | 20 kV | 400V(3ph) & 230V(single ph) | LV | 200 kVA :Kiosk Substation | 0.2 | --> | 0.2 | 0 | 0 | Constrained,otherwise capacity available =123kVA. | --> | 0.19 | 0 | 0 | 0 | 0.003 | 0 | 0 | Constrained,otherwise capacity available =208kW. | --> | E17 ex PORTLAOISE | PORTLAOISE: T423∥T424 | PORTLAOISE |  | 52.9102 | -7.3519
MV/LV Substation DE***505 | 10 kV | 400V(3ph) & 230V(single ph) | LV | 400 kVA :Kiosk Substation | 0.4 | --> | 0.4 | 0.175 | 3 |  | --> | 0.38 | 0 | 0 | 0 | 0.008 | 0.426 | 0 |  | --> | C18 ex CRUMLIN | CRUMLIN: T42 | INCHICORE 220KV |  | 53.3222 | -6.3125
MV/LV Substation DE***512Y | 10 kV | 400V(3ph) & 230V(single ph) | LV | 200 kVA :Kiosk Substation | 0.2 | --> | 0.2 | 0.193 | 1 |  | --> | 0.19 | 0 | 0 | 0 | 0 | 0.2 | 0 |  | --> | C21 ex MANOR STREET | MANOR STREET: T41 | WATERFORD |  | 52.2545 | -7.1127
MV/LV Substation DE***515X | 10 kV | 400V(3ph) & 230V(single ph) | LV | 50 kVA :Pole Substation | 0.05 | --> | 0.05 | 0.038 | 5.5 |  | --> | 0.047 | 0 | 0 | 0 | 0 | 0.051 | 0 |  | --> | C16 ex LOUGHSHINNY | LOUGHSHINNY: T42 | GLASMORE |  | 53.5771 | -6.2142
MV/LV Substation DE***515Y | 10 kV | 400V(3ph) & 230V(single ph) | LV | 50 kVA :Pole Substation | 0.05 | --> | 0.05 | 0 | 0 | Constrained,otherwise capacity available =46kVA. | --> | 0.047 | 0 | 0 | 0 | 0 | 0.049 | 0 |  | --> | C17 ex KINSALE | KINSALE: T41∥T42 | BANDON |  | 51.7485 | -8.5882
MV/LV Substation DE***516Y | 20 kV | 400V(3ph) & 230V(single ph) | LV | 200 kVA :Kiosk Substation | 0.2 | --> | 0.2 | 0 | 0 | Constrained,otherwise capacity available =147kVA. | --> | 0.19 | 0 | 0 | 0 | 0 | 0.207 | 0 |  | --> | E18 ex EDENDERRY | EDENDERRY: T421∥T422 | BLAKE |  | 53.3351 | -7.0403
MV/LV Substation DE***518X | 20 kV | 400V(3ph) & 230V(single ph) | LV | 200 kVA :Pole Substation | 0.2 | --> | 0.2 | 0.2 | 1.6 |  | --> | 0.19 | 0 | 0 | 0 | 0 | 0.2 | 0 |  | --> | E12 ex GURRANEBANE | GURRANEBANE: T421∥T422 | OUGHTRAGH |  | 51.9671 | -10.1732
MV/LV Substation DE***518X | 10 kV | 400V(3ph) & 230V(single ph) | LV | 50 kVA :Pole Substation | 0.05 | --> | 0.05 | 0 | 0 | Constrained,otherwise capacity available =48kVA. | --> | 0.047 | 0 | 0 | 0 | 0 | 0.049 | 0 |  | --> | C18 ex BLAKE | BLAKE: T41∥T42 | BLAKE |  | 53.2759 | -6.861
MV/LV Substation DE***518Z | 10 kV | 400V(3ph) & 230V(single ph) | LV | 100 kVA :Pole Substation | 0.1 | --> | 0.1 | 0.096 | 0.7 |  | --> | 0.095 | 0 | 0 | 0 | 0 | 0.1 | 0 |  | --> | C15 ex MONEYCOOLEY | MONEYCOOLEY: T41 | GRIFFINRATH |  | 53.3549 | -6.6465
MV/LV Substation DE***525X | 10 kV | 400V(3ph) & 230V(single ph) | LV | 400 kVA :Building Structure | 0.4 | --> | 0.4 | 0 | 0 | Constrained,otherwise capacity available =255kVA. | --> | 0.38 | 0 | 0 | 0 | 0 | 0.422 | 0 |  | --> | C17 ex ORANMORE | ORANMORE: T41 | GALWAY 110KV |  | 53.2793 | -8.9338
MV/LV Substation DE***530 | 10 kV | 400V(3ph) & 230V(single ph) | LV | 50 kVA :Pole Substation | 0.05 | --> | 0.05 | 0 | 0 | Constrained,otherwise capacity available =45kVA. | --> | 0.047 | 0 | 0 | 0 | 0 | 0.05 | 0 |  | --> | C12 ex SKIBBEREEN | SKIBBEREEN: T41∥T42 | DUNMANWAY |  | 51.5464 | -9.2886
MV/LV Substation DE***530 | 10 kV | 400V(3ph) & 230V(single ph) | LV | 50 kVA :Pole Substation | 0.05 | --> | 0.05 | 0.022 | 0.1 |  | --> | 0.047 | 0 | 0 | 0 | 0 | 0.053 | 0 |  | --> | C11 ex SCARIFF | SCARIFF: T42 | ENNIS |  | 52.8915 | -8.5191
MV/LV Substation DE***532 | 20 kV | 400V(3ph) & 230V(single ph) | LV | 200 kVA :Pole Substation | 0.2 | --> | 0.2 | 0 | 0 | Constrained,otherwise capacity available =7kVA. | --> | 0.19 | 0 | 0 | 0 | 0.002 | 0.226 | 0 |  | --> | E14 ex EDENDERRY | EDENDERRY: T421∥T422 | BLAKE |  | 53.3387 | -6.9392
MV/LV Substation DE***536X | 10 kV | 400V(3ph) & 230V(single ph) | LV | 100 kVA :Pole Substation | 0.1 | --> | 0.1 | 0 | 0 | Constrained,otherwise capacity available =85kVA. | --> | 0.095 | 0 | 0 | 0 | 0.001 | 0.101 | 0 |  | --> | C19 ex BALLYBAILIE | BALLYBAILIE: T41 | DUNDALK |  | 53.863 | -6.5461
MV/LV Substation DE***537X | 10 kV | 400V(3ph) & 230V(single ph) | LV | 100 kVA :Pole Substation | 0.1 | --> | 0.1 | 0 | 0 | Constrained,otherwise capacity available =44kVA. | --> | 0.095 | 0 | 0 | 0 | 0.026 | 0.081 | 0 |  | --> | C17 ex KILLACLOYNE | KILLACLOYNE: T41∥T42 | MIDLETON |  | 51.9089 | -8.2754
MV/LV Substation DE***538X | 10 kV | 400V(3ph) & 230V(single ph) | LV | 50 kVA :Pole Substation | 0.05 | --> | 0.05 | 0.048 | 2.2 |  | --> | 0.047 | 0 | 0 | 0 | 0 | 0.049 | 0 |  | --> | C18 ex SPA ROAD | SPA ROAD: T41∥T42 | DOON |  | 52.3532 | -7.6496
MV/LV Substation DE***544 | 20 kV | 400V(3ph) & 230V(single ph) | LV | 50 kVA :Pole Substation | 0.05 | --> | 0.05 | 0.036 | 2.1 |  | --> | 0.047 | 0 | 0 | 0 | 0 | 0.051 | 0 |  | --> | E18 ex NEWPORT | NEWPORT: T421 | CARROWBEG |  | 53.8889 | -9.543
MV/LV Substation DE***544X | 10 kV | 400V(3ph) & 230V(single ph) | LV | 50 kVA :Pole Substation | 0.05 | --> | 0.05 | 0.036 | 3.7 |  | --> | 0.047 | 0 | 0 | 0 | 0 | 0.051 | 0 |  | --> | C21 ex ROSS CARBERY | ROSS CARBERY: T41∥T42 | DUNMANWAY |  | 51.5999 | -8.992
MV/LV Substation DE***545 | 20 kV | 400V(3ph) & 230V(single ph) | LV | 50 kVA :Pole Substation | 0.05 | --> | 0.05 | 0.044 | 2.2 |  | --> | 0.047 | 0 | 0 | 0 | 0 | 0.05 | 0 |  | --> | C12 ex ROSSGEIR | ROSSGEIR: T41∥T42 | LETTERKENNY |  | 54.8501 | -7.5993
MV/LV Substation DE***548Z | 20 kV | 400V(3ph) & 230V(single ph) | LV | 200 kVA :Kiosk Substation | 0.2 | --> | 0.2 | 0.178 | 5.6 |  | --> | 0.19 | 0 | 0 | 0 | 0 | 0.203 | 0 |  | --> | E13 ex BLESSINGTON | BLESSINGTON: T421 | KILTEEL |  | 53.172 | -6.5422
MV/LV Substation DE***556 | 10 kV | 400V(3ph) & 230V(single ph) | LV | 400 kVA :Building Structure | 0.4 | --> | 0.4 | 0.369 | 2.3 |  | --> | 0.38 | 0 | 0 | 0 | 0 | 0.404 | 0 |  | --> | C22 ex RINEANNA | RINEANNA: T41 | DRUMLINE |  | 52.6828 | -8.9213
MV/LV Substation DE***558 | 10 kV | 400V(3ph) & 230V(single ph) | LV | 400 kVA :Kiosk Substation | 0.4 | --> | 0.4 | 0.253 | 5.4 |  | --> | 0.38 | 0 | 0 | 0 | 0.029 | 0.392 | 0 |  | --> | C20 ex TEMPLEOGUE | TEMPLEOGUE: T41 | MILLTOWN (DR) |  | 53.2869 | -6.3266
MV/LV Substation DE***560 | 10 kV | 400V(3ph) & 230V(single ph) | LV | 50 kVA :Pole Substation | 0.05 | --> | 0.05 | 0 | 0 | Constrained,otherwise capacity available =49kVA. | --> | 0.047 | 0 | 0 | 0 | 0 | 0.049 | 0 |  | --> | C15 ex ORANMORE | ORANMORE: T41 | GALWAY 110KV |  | 53.2479 | -8.9732
MV/LV Substation DE***560Z | 10 kV | 400V(3ph) & 230V(single ph) | LV | 100 kVA :Pole Substation | 0.1 | --> | 0.1 | 0.099 | 1.2 |  | --> | 0.095 | 0 | 0 | 0 | 0 | 0 | 0 | Constrained,otherwise capacity available =100kW. | --> | C14 ex ROSBERCON | ROSBERCON: T42 | WATERFORD |  | 52.4511 | -6.9784
MV/LV Substation DE***564X | 10 kV | 400V(3ph) & 230V(single ph) | LV | 50 kVA :Pole Substation | 0.05 | --> | 0.05 | 0.034 | 1.1 |  | --> | 0.047 | 0 | 0 | 0 | 0 | 0.051 | 0 |  | --> | C21 ex SCARTEEN | SCARTEEN: T41∥T42 | MALLOW |  | 52.1386 | -8.6627
MV/LV Substation DE***565 | 10 kV | 400V(3ph) & 230V(single ph) | LV | 50 kVA :Pole Substation | 0.05 | --> | 0.05 | 0.048 | 9.9 |  | --> | 0.047 | 0 | 0 | 0 | 0 | 0.049 | 0 |  | --> | C21 ex ENNIS | ENNIS: T101 | ENNIS |  | 52.8955 | -8.9613
MV/LV Substation DE***568Y | 10 kV | 400V(3ph) & 230V(single ph) | LV | 630 kVA :Building Structure | 0.63 | --> | 0.63 | 0 | 0 | Constrained,otherwise capacity available =405kVA. | --> | 0.598 | 0 | 0 | 0 | 0 | 0.5 | 0 |  | --> | C18 ex CASTLETROY | CASTLETROY: T41∥T42 | ARDNACRUSHA |  | 52.6723 | -8.5527
MV/LV Substation DE***572Y | 10 kV | 400V(3ph) & 230V(single ph) | LV | 50 kVA :Pole Substation | 0.05 | --> | 0.05 | 0.05 | 1.4 |  | --> | 0.047 | 0 | 0 | 0 | 0 | 0 | 0 | Constrained,otherwise capacity available =49kW. | --> | C11 ex DEERPARK | DEERPARK: T41∥T42 | BALLYDINE |  | 52.3088 | -7.4825
MV/LV Substation DE***586X | 10 kV | 400V(3ph) & 230V(single ph) | LV | 400 kVA :Kiosk Substation | 0.4 | --> | 0.4 | 0.319 | 8.4 |  | --> | 0.38 | 0 | 0 | 0 | 0.01 | 0.402 | 0 |  | --> | C19 ex MULLINGAR | MULLINGAR: T101 | MULLINGAR |  | 53.5346 | -7.3187
MV/LV Substation DE***590X | 10 kV | 400V(3ph) & 230V(single ph) | LV | 50 kVA :Pole Substation | 0.05 | --> | 0.05 | 0 | 0 | Constrained,otherwise capacity available =48kVA. | --> | 0.047 | 0 | 0 | 0 | 0 | 0 | 0 | Constrained,otherwise capacity available =49kW. | --> | C16 ex PORTARLINGTON | PORTARLINGTON: T41∥T42 | PORTLAOISE |  | 53.1479 | -7.1977
MV/LV Substation DE***603X | 20 kV | 400V(3ph) & 230V(single ph) | LV | 200 kVA :Pole Substation | 0.2 | --> | 0.2 | 0.175 | 7.4 |  | --> | 0.19 | 0 | 0 | 0 | 0 | 0 | 0 | Constrained,otherwise capacity available =203kW. | --> | E14 ex ARIGNA | ARIGNA: T121 | ARIGNA |  | 54.052 | -8.0271
MV/LV Substation DE***604X | 20 kV | 400V(3ph) & 230V(single ph) | LV | 200 kVA :Pole Substation | 0.2 | --> | 0.2 | 0.179 | 11.9 |  | --> | 0.19 | 0 | 0 | 0 | 0 | 0 | 0 | Constrained,otherwise capacity available =203kW. | --> | E16 ex WESTPORT | WESTPORT: T421∥T422 | CASTLEBAR |  | 53.622 | -9.7562
MV/LV Substation DE***606Y | 10 kV | 400V(3ph) & 230V(single ph) | LV | 50 kVA :Pole Substation | 0.05 | --> | 0.05 | 0.05 | 2.4 |  | --> | 0.047 | 0 | 0 | 0 | 0 | 0.049 | 0 |  | --> | C12 ex BALLYMAHON | BALLYMAHON: T41∥T42 | ATHLONE |  | 53.5906 | -7.8602
MV/LV Substation DE***608 | 10 kV | 400V(3ph) & 230V(single ph) | LV | 630 kVA :Kiosk Substation | 0.63 | --> | 0.63 | 0 | 0 | Constrained,otherwise capacity available =500kVA. | --> | 0.598 | 0 | 0 | 0 | 0 | 0.5 | 0 |  | --> | C17 ex ORANMORE | ORANMORE: T41 | GALWAY 110KV |  | 53.281 | -8.9346
MV/LV Substation DE***609Y | 10 kV | 400V(3ph) & 230V(single ph) | LV | 200 kVA :Kiosk Substation | 0.2 | --> | 0.2 | 0.16 | 4.6 |  | --> | 0.19 | 0 | 0 | 0 | 0.003 | 0.203 | 0 |  | --> | E16 ex BALLYRAGGET | BALLYRAGGET: T421∥T422 | BALLYRAGGET |  | 52.8416 | -7.3905
MV/LV Substation DE***611X | 20 kV | 400V(3ph) & 230V(single ph) | LV | 50 kVA :Pole Substation | 0.05 | --> | 0.05 | 0.036 | 2.6 |  | --> | 0.047 | 0 | 0 | 0 | 0 | 0.051 | 0 |  | --> | C14 ex CASHEL | CASHEL: T42 | CAHIR |  | 52.5331 | -7.8865
MV/LV Substation DE***612 | 10 kV | 400V(3ph) & 230V(single ph) | LV | 50 kVA :Pole Substation | 0.05 | --> | 0.05 | 0.043 | 3.2 |  | --> | 0.047 | 0 | 0 | 0 | 0.007 | 0.042 | 0 |  | --> | C17 ex BOYLE | BOYLE: T41∥T42 | CARRICK ON SHANNON |  | 53.9808 | -8.2269
MV/LV Substation DE***612X | 20 kV | 400V(3ph) & 230V(single ph) | LV | 200 kVA :Kiosk Substation | 0.2 | --> | 0.2 | 0.095 | 6.7 |  | --> | 0.19 | 0 | 0 | 0 | 0.028 | 0 | 0 | Constrained,otherwise capacity available =186kW. | --> | E11 ex DUNFIRTH | DUNFIRTH: T122 | DUNFIRTH |  | 53.4152 | -6.8226
MV/LV Substation DE***618Y | 10 kV | 400V(3ph) & 230V(single ph) | LV | 400 kVA :Kiosk Substation | 0.4 | --> | 0.4 | 0 | 0 | Constrained,otherwise capacity available =361kVA. | --> | 0.38 | 0 | 0 | 0 | 0 | 0.405 | 0 |  | --> | C12 ex KILMALLOCK | KILMALLOCK: T42 | CHARLEVILLE |  | 52.4 | -8.573
MV/LV Substation DE***621Y | 20 kV | 400V(3ph) & 230V(single ph) | LV | 200 kVA :Pole Substation | 0.2 | --> | 0.2 | 0 | 0 | Constrained,otherwise capacity available =137kVA. | --> | 0.19 | 0 | 0 | 0 | 0 | 0.209 | 0 |  | --> | E14 ex BALLINDERRY | BALLINDERRY: T422 | MULLINGAR |  | 53.4088 | -7.1974
MV/LV Substation DE***622 | 10 kV | 400V(3ph) & 230V(single ph) | LV | 200 kVA :Building Structure | 0.2 | --> | 0.2 | 0.104 | 3.8 |  | --> | 0.19 | 0 | 0 | 0 | 0.003 | 0.211 | 0 |  | --> | C11 ex DUN LAOGHAIRE | DUN LAOGHAIRE: T41 | BLACKROCK |  | 53.2936 | -6.1442
MV/LV Substation DE***626Z | 20 kV | 400V(3ph) & 230V(single ph) | LV | 100 kVA :Pole Substation | 0.1 | --> | 0.1 | 0 | 0 | Constrained,otherwise capacity available =95kVA. | --> | 0.095 | 0 | 0 | 0 | 0 | 0.1 | 0 |  | --> | E20 ex GLASMORE | GLASMORE: T422 | GLASMORE |  | 53.4993 | -6.2269
MV/LV Substation DE***627 | 10 kV | 400V(3ph) & 230V(single ph) | LV | 100 kVA :Pole Substation | 0.1 | --> | 0.1 | 0 | 0 | Constrained,otherwise capacity available =49kVA. | --> | 0.095 | 0 | 0 | 0 | 0 | 0.107 | 0 |  | --> | C20 ex COLLEGE PARK | COLLEGE PARK: T102 | COLLEGE PARK |  | 53.3899 | -6.3734
MV/LV Substation DE***631 | 20 kV | 400V(3ph) & 230V(single ph) | LV | 50 kVA :Pole Substation | 0.05 | --> | 0.05 | 0 | 0 | Constrained,otherwise capacity available =34kVA. | --> | 0.047 | 0 | 0 | 0 | 0.007 | 0.044 | 0 |  | --> | C11 ex RAHEEN | RAHEEN: T41 | LIMERICK |  | 52.6125 | -8.6331
MV/LV Substation DE***635X | 20 kV | 400V(3ph) & 230V(single ph) | LV | 200 kVA :Kiosk Substation | 0.2 | --> | 0.2 | 0.114 | 3.3 |  | --> | 0.19 | 0 | 0 | 0 | 0.028 | 0.183 | 0 |  | --> | E18 ex CRATLOE | CRATLOE: T421∥T422 | ARDNACRUSHA |  | 52.7206 | -8.8127
MV/LV Substation DE***638 | 10 kV | 400V(3ph) & 230V(single ph) | LV | 50 kVA :Pole Substation | 0.05 | --> | 0.05 | 0.05 | 5.5 |  | --> | 0.047 | 0 | 0 | 0 | 0 | 0.049 | 0 |  | --> | C16 ex LOUGHSHINNY | LOUGHSHINNY: T42 | GLASMORE |  | 53.5731 | -6.1978
MV/LV Substation DE***640X | 10 kV | 400V(3ph) & 230V(single ph) | LV | 50 kVA :Pole Substation | 0.05 | --> | 0.05 | 0.043 | 6.1 |  | --> | 0.047 | 0 | 0 | 0 | 0 | 0.05 | 0 |  | --> | C17 ex CASHEL | CASHEL: T41 | CAHIR |  | 52.5105 | -7.9019
MV/LV Substation DE***640Y | 10 kV | 400V(3ph) & 230V(single ph) | LV | 50 kVA :Pole Substation | 0.05 | --> | 0.05 | 0 | 0 | Constrained,otherwise capacity available =49kVA. | --> | 0.047 | 0 | 0 | 0 | 0 | 0.049 | 0 |  | --> | C17 ex DELVIN | DELVIN: T42 | MULLINGAR |  | 53.6075 | -7.0838
MV/LV Substation DE***641 | 10 kV | 400V(3ph) & 230V(single ph) | LV | 400 kVA :Kiosk Substation | 0.4 | --> | 0.4 | 0.26 | 3.6 |  | --> | 0.38 | 0 | 0 | 0 | 0.051 | 0.368 | 0 |  | --> | C19 ex DEANSGRANGE | DEANSGRANGE: T41 | CARRICKMINES |  | 53.2861 | -6.1677
MV/LV Substation DE***645Y | 10 kV | 400V(3ph) & 230V(single ph) | LV | 200 kVA :Pole Substation | 0.2 | --> | 0.2 | 0 | 0 | Constrained,otherwise capacity available =91kVA. | --> | 0.19 | 0 | 0 | 0 | 0.006 | 0.209 | 0 |  | --> | C17 ex DELVIN | DELVIN: T42 | MULLINGAR |  | 53.6131 | -7.0898
MV/LV Substation DE***647X | 20 kV | 400V(3ph) & 230V(single ph) | LV | 100 kVA :Pole Substation | 0.1 | --> | 0.1 | 0 | 0 | Constrained,otherwise capacity available =78kVA. | --> | 0.095 | 0 | 0 | 0 | 0 | 0 | 0 | Constrained,otherwise capacity available =103kW. | --> | E22 ex BUNCLODY | BUNCLODY: T421∥T422 | CRANE |  | 52.6775 | -6.676
MV/LV Substation DE***647Z | 20 kV | 400V(3ph) & 230V(single ph) | LV | 400 kVA :Kiosk Substation | 0.4 | --> | 0.4 | 0 | 0 | Constrained,otherwise capacity available =252kVA. | --> | 0.38 | 0 | 0 | 0 | 0.019 | 0 | 0 | Constrained,otherwise capacity available =402kW. | --> | E15 ex ASHBOURNE | ASHBOURNE: T421 | FINGLAS |  | 53.5111 | -6.4031
MV/LV Substation DE***650Y | 10 kV | 400V(3ph) & 230V(single ph) | LV | 50 kVA :Pole Substation | 0.05 | --> | 0.05 | 0 | 0 | Constrained,otherwise capacity available =43kVA. | --> | 0.047 | 0 | 0 | 0 | 0 | 0.05 | 0 |  | --> | C14 ex GORESBRIDGE | GORESBRIDGE: T41∥T42 | KILKENNY |  | 52.6069 | -6.9441
MV/LV Substation DE***655Y | 10 kV | 400V(3ph) & 230V(single ph) | LV | 200 kVA :Kiosk Substation | 0.2 | --> | 0.2 | 0.16 | 4.6 |  | --> | 0.19 | 0 | 0 | 0 | 0.003 | 0.203 | 0 |  | --> | C14 ex BALLYJAMESDUFF | BALLYJAMESDUFF: T42 | SHANKILL |  | 53.84 | -7.0945
MV/LV Substation DE***663X | 20 kV | 400V(3ph) & 230V(single ph) | LV | 50 kVA :Pole Substation | 0.05 | --> | 0.05 | 0 | 0 | Constrained,otherwise capacity available =49kVA. | --> | 0.047 | 0 | 0 | 0 | 0 | 0 | 0 | Constrained,otherwise capacity available =49kW. | --> | E19 ex PORTLAOISE | PORTLAOISE: T423∥T424 | PORTLAOISE |  | 53.0246 | -7.2542
MV/LV Substation DE***664X | 10 kV | 400V(3ph) & 230V(single ph) | LV | 200 kVA :Kiosk Substation | 0.2 | --> | 0.2 | 0.145 | 7.3 |  | --> | 0.19 | 0 | 0 | 0 | 0.008 | 0.2 | 0 |  | --> | C13 ex GARRYCASTLE | GARRYCASTLE: T41 | ATHLONE |  | 53.4305 | -7.9272
MV/LV Substation DE***668 | 20 kV | 400V(3ph) & 230V(single ph) | LV | 50 kVA :Pole Substation | 0.05 | --> | 0.05 | 0 | 0 | Constrained,otherwise capacity available =45kVA. | --> | 0.047 | 0 | 0 | 0 | 0 | 0.05 | 0 |  | --> | E21 ex ATHENRY | ATHENRY: T423 | GALWAY 110KV |  | 53.4213 | -8.6144
MV/LV Substation DE***670Y | 20 kV | 400V(3ph) & 230V(single ph) | LV | 50 kVA :Pole Substation | 0.05 | --> | 0.05 | 0.045 | 4.5 |  | --> | 0.047 | 0 | 0 | 0 | 0.003 | 0.047 | 0 |  | --> | E19 ex TELAYDON | TELAYDON: T421 | LISDRUM |  | 54.3363 | -6.9545
MV/LV Substation DE***672 | 20 kV | 400V(3ph) & 230V(single ph) | LV | 100 kVA :Pole Substation | 0.1 | --> | 0.1 | 0.087 | 1.2 |  | --> | 0.095 | 0 | 0 | 0 | 0.01 | 0.091 | 0 |  | --> | E11 ex BALLYDEHOB | BALLYDEHOB: T421 | DUNMANWAY |  | 51.5272 | -9.5048
MV/LV Substation DE***674 | 20 kV | 400V(3ph) & 230V(single ph) | LV | 50 kVA :Pole Substation | 0.05 | --> | 0.05 | 0.046 | 2.4 |  | --> | 0.047 | 0 | 0 | 0 | 0 | 0.049 | 0 |  | --> | E19 ex KENMARE | KENMARE: T421 | KNOCKEARAGH |  | 51.8424 | -9.7713
MV/LV Substation DE***675X | 10 kV | 400V(3ph) & 230V(single ph) | LV | 630 kVA :Kiosk Substation | 0.63 | --> | 0.63 | 0.5 | 3.5 |  | --> | 0.598 | 0 | 0 | 0 | 0 | 0.5 | 0 |  | --> | C12 ex TELAYDON | TELAYDON: T42 | LISDRUM |  | 54.2641 | -6.9604
MV/LV Substation DE***679 | 10 kV | 400V(3ph) & 230V(single ph) | LV | 30 kVA :Pole Substation | 0.03 | --> | 0.03 | 0.028 | 3.6 |  | --> | 0.028 | 0 | 0 | 0 | 0 | 0.029 | 0 |  | --> | C23 ex BALLYCROSSAUN | BALLYCROSSAUN: T421∥T422 | SOMERSET |  | 53.183 | -8.1492
MV/LV Substation DE***689 | 20 kV | 400V(3ph) & 230V(single ph) | LV | 50 kVA :Pole Substation | 0.05 | --> | 0.05 | 0 | 0 | Constrained,otherwise capacity available =27kVA. | --> | 0.047 | 0 | 0 | 0 | 0 | 0.052 | 0 |  | --> | E16 ex PATRICKSWELL | PATRICKSWELL: T421∥T422 | LIMERICK |  | 52.5426 | -8.7697
MV/LV Substation DE***689 | 20 kV | 400V(3ph) & 230V(single ph) | LV | 50 kVA :Pole Substation | 0.05 | --> | 0.05 | 0.036 | 1.2 |  | --> | 0.047 | 0 | 0 | 0 | 0 | 0 | 0 | Constrained,otherwise capacity available =51kW. | --> | C18 ex KNOCKAPHUNTA | KNOCKAPHUNTA: T41∥T42 | CASTLEBAR |  | 53.8537 | -9.375
MV/LV Substation DE***691X | 10 kV | 400V(3ph) & 230V(single ph) | LV | 50 kVA :Pole Substation | 0.05 | --> | 0.05 | 0.038 | 4.6 |  | --> | 0.047 | 0 | 0 | 0 | 0 | 0.051 | 0 |  | --> | C14 ex BALLYJAMESDUFF | BALLYJAMESDUFF: T42 | SHANKILL |  | 53.8388 | -7.0931
MV/LV Substation DE***693 | 20 kV | 400V(3ph) & 230V(single ph) | LV | 50 kVA :Pole Substation | 0.05 | --> | 0.05 | 0.047 | 1.1 |  | --> | 0.047 | 0 | 0 | 0 | 0 | 0.049 | 0 |  | --> | E19 ex LAWLESSTOWN | LAWLESSTOWN: T421 | DOON |  | 52.4789 | -7.7291
MV/LV Substation DE***694 | 20 kV | 400V(3ph) & 230V(single ph) | LV | 50 kVA :Pole Substation | 0.05 | --> | 0.05 | 0.038 | 3.3 |  | --> | 0.047 | 0 | 0 | 0 | 0.011 | 0.039 | 0 |  | --> | E17 ex BIRDHILL | BIRDHILL: T421 | ARDNACRUSHA |  | 52.8484 | -8.4302
MV/LV Substation DE***700 | 10 kV | 400V(3ph) & 230V(single ph) | LV | 100 kVA :Pole Substation | 0.1 | --> | 0.1 | 0 | 0 | Constrained,otherwise capacity available =84kVA. | --> | 0.095 | 0 | 0 | 0 | 0.004 | 0 | 0 | Constrained,otherwise capacity available =98kW. | --> | C16 ex MOUNTMELLICK | MOUNTMELLICK: T41∥T42 | PORTLAOISE |  | 53.1182 | -7.3014
MV/LV Substation DE***701X | 10 kV | 400V(3ph) & 230V(single ph) | LV | 630 kVA :Kiosk Substation | 0.63 | --> | 0.63 | 0 | 0 | Constrained,otherwise capacity available =456kVA. | --> | 0.598 | 0 | 0 | 0 | 0.012 | 0.5 | 0 |  | --> | C17 ex KILBARRY | KILBARRY: T101 | KILBARRY |  | 51.9162 | -8.4693
MV/LV Substation DE***704 | 20 kV | 400V(3ph) & 230V(single ph) | LV | 50 kVA :Pole Substation | 0.05 | --> | 0.05 | 0 | 0 | Constrained,otherwise capacity available =43kVA. | --> | 0.047 | 0 | 0 | 0 | 0 | 0.05 | 0 |  | --> | E14 ex EMYVALE | EMYVALE: T422 | LISDRUM |  | 54.3698 | -6.9492
MV/LV Substation DE***705Y | 20 kV | 400V(3ph) & 230V(single ph) | LV | 50 kVA :Pole Substation | 0.05 | --> | 0.05 | 0 | 0 | Constrained,otherwise capacity available =46kVA. | --> | 0.047 | 0 | 0 | 0 | 0.004 | 0 | 0 | Constrained,otherwise capacity available =45kW. | --> | E17 ex PORTLAOISE | PORTLAOISE: T423∥T424 | PORTLAOISE |  | 52.9476 | -7.3877
MV/LV Substation DE***706Y | 20 kV | 400V(3ph) & 230V(single ph) | LV | 50 kVA :Pole Substation | 0.05 | --> | 0.05 | 0 | 0 | Constrained,otherwise capacity available =47kVA. | --> | 0.047 | 0 | 0 | 0 | 0 | 0 | 0 | Constrained,otherwise capacity available =49kW. | --> | E17 ex PORTLAOISE | PORTLAOISE: T423∥T424 | PORTLAOISE |  | 52.9482 | -7.3906
MV/LV Substation DE***707Y | 20 kV | 400V(3ph) & 230V(single ph) | LV | 50 kVA :Pole Substation | 0.05 | --> | 0.05 | 0 | 0 | Constrained,otherwise capacity available =40kVA. | --> | 0.047 | 0 | 0 | 0 | 0 | 0 | 0 | Constrained,otherwise capacity available =51kW. | --> | E17 ex PORTLAOISE | PORTLAOISE: T423∥T424 | PORTLAOISE |  | 52.9413 | -7.387
MV/LV Substation DE***710Y | 10 kV | 400V(3ph) & 230V(single ph) | LV | 50 kVA :Pole Substation | 0.05 | --> | 0.05 | 0 | 0 | Constrained,otherwise capacity available =47kVA. | --> | 0.047 | 0 | 0 | 0 | 0 | 0 | 0 | Constrained,otherwise capacity available =49kW. | --> | C20 ex MOUNTMELLICK | MOUNTMELLICK: T41∥T42 | PORTLAOISE |  | 53.1174 | -7.2961
MV/LV Substation DE***715Y | 20 kV | 400V(3ph) & 230V(single ph) | LV | 50 kVA :Pole Substation | 0.05 | --> | 0.05 | 0 | 0 | Constrained,otherwise capacity available =17kVA. | --> | 0.047 | 0 | 0 | 0 | 0 | 0 | 0 | Constrained,otherwise capacity available =54kW. | --> | C11 ex MOUNTMELLICK | MOUNTMELLICK: T41∥T42 | PORTLAOISE |  | 53.1443 | -7.4424
MV/LV Substation DE***716Y | 10 kV | 400V(3ph) & 230V(single ph) | LV | 50 kVA :Pole Substation | 0.05 | --> | 0.05 | 0.044 | 0.9 |  | --> | 0.047 | 0 | 0 | 0 | 0 | 0.05 | 0 |  | --> | C14 ex BALLYHALE | BALLYHALE: T42 | KILKENNY |  | 52.4637 | -7.1984
MV/LV Substation DE***724 | 20 kV | 400V(3ph) & 230V(single ph) | LV | 200 kVA :Kiosk Substation | 0.2 | --> | 0.2 | 0.194 | 5.4 |  | --> | 0.19 | 0 | 0 | 0 | 0 | 0.2 | 0 |  | --> | E13 ex MOY | MOY: T421∥T422 | MOY |  | 53.9832 | -9.1324
MV/LV Substation DE***724X | 10 kV | 400V(3ph) & 230V(single ph) | LV | 100 kVA :Pole Substation | 0.1 | --> | 0.1 | 0.1 | 8.3 |  | --> | 0.095 | 0 | 0 | 0 | 0 | 0.1 | 0 |  | --> | C18 ex MONREAD | MONREAD: T102 | MONREAD |  | 53.2222 | -6.6989
MV/LV Substation DE***726 | 10 kV | 400V(3ph) & 230V(single ph) | LV | 630 kVA :Kiosk Substation | 0.63 | --> | 0.63 | 0 | 0 | Constrained,otherwise capacity available =500kVA. | --> | 0.598 | 0 | 0 | 0 | 0 | 0.5 | 0 |  | --> | C17 ex ORANMORE | ORANMORE: T41 | GALWAY 110KV |  | 53.2821 | -8.9314
MV/LV Substation DE***733Y | 20 kV | 400V(3ph) & 230V(single ph) | LV | 50 kVA :Pole Substation | 0.05 | --> | 0.05 | 0 | 0 | Constrained,otherwise capacity available =44kVA. | --> | 0.047 | 0 | 0 | 0 | 0 | 0.05 | 0 |  | --> | E17 ex DULEEK | DULEEK: T421∥T422 | DRYBRIDGE |  | 53.6538 | -6.5787
MV/LV Substation DE***734 | 10 kV | 400V(3ph) & 230V(single ph) | LV | 100 kVA :Pole Substation | 0.1 | --> | 0.1 | 0.09 | 5.3 |  | --> | 0.095 | 0 | 0 | 0 | 0 | 0.101 | 0 |  | --> | C18 ex SMEARLA | SMEARLA: T42 | TRIEN |  | 52.4026 | -9.5375
MV/LV Substation DE***736 | 20 kV | 400V(3ph) & 230V(single ph) | LV | 200 kVA :Pole Substation | 0.2 | --> | 0.2 | 0 | 0 | Constrained,otherwise capacity available =182kVA. | --> | 0.19 | 0 | 0 | 0 | 0 | 0.202 | 0 |  | --> | E14 ex EMYVALE | EMYVALE: T422 | LISDRUM |  | 54.3544 | -7.028
MV/LV Substation DE***736Y | 20 kV | 400V(3ph) & 230V(single ph) | LV | 100 kVA :Pole Substation | 0.1 | --> | 0.1 | 0 | 0 | Constrained,otherwise capacity available =97kVA. | --> | 0.095 | 0 | 0 | 0 | 0 | 0 | 0 | Constrained,otherwise capacity available =100kW. | --> | E17 ex PORTLAOISE | PORTLAOISE: T423∥T424 | PORTLAOISE |  | 52.9443 | -7.3767
MV/LV Substation DE***737X | 10 kV | 400V(3ph) & 230V(single ph) | LV | 400 kVA :Building Structure | 0.4 | --> | 0.4 | 0 | 0 | Constrained,otherwise capacity available =369kVA. | --> | 0.38 | 0 | 0 | 0 | 0 | 0.404 | 0 |  | --> | C16 ex COOLCORCORAN | COOLCORCORAN: T41∥T42 | KNOCKEARAGH |  | 52.0614 | -9.5123
MV/LV Substation DE***740Y | 10 kV | 400V(3ph) & 230V(single ph) | LV | 100 kVA :Pole Substation | 0.1 | --> | 0.1 | 0 | 0 | Constrained,otherwise capacity available =98kVA. | --> | 0.095 | 0 | 0 | 0 | 0 | 0.1 | 0 |  | --> | C21 ex PORTARLINGTON | PORTARLINGTON: T43 | BLAKE |  | 53.1205 | -7.1096
MV/LV Substation DE***741 | 20 kV | 400V(3ph) & 230V(single ph) | LV | 50 kVA :Pole Substation | 0.05 | --> | 0.05 | 0.044 | 1.2 |  | --> | 0.047 | 0 | 0 | 0 | 0 | 0 | 0 | Constrained,otherwise capacity available =50kW. | --> | C21 ex KNOCKAPHUNTA | KNOCKAPHUNTA: T41∥T42 | CASTLEBAR |  | 53.8213 | -9.3342
MV/LV Substation DE***743 | 20 kV | 400V(3ph) & 230V(single ph) | LV | 50 kVA :Pole Substation | 0.05 | --> | 0.05 | 0 | 0 | Constrained,otherwise capacity available =14kVA. | --> | 0.047 | 0 | 0 | 0 | 0 | 0.054 | 0 |  | --> | C15 ex BALLYHAUNIS | BALLYHAUNIS: T41∥T42 | DALTON |  | 53.76 | -8.75
MV/LV Substation DE***746 | 20 kV | 400V(3ph) & 230V(single ph) | LV | 50 kVA :Pole Substation | 0.05 | --> | 0.05 | 0.039 | 5.8 |  | --> | 0.047 | 0 | 0 | 0 | 0.004 | 0.046 | 0 |  | --> | E12 ex DUNMANWAY | DUNMANWAY: T422 | DUNMANWAY |  | 51.6667 | -9.241
MV/LV Substation DE***753 | 10 kV | 400V(3ph) & 230V(single ph) | LV | 50 kVA :Pole Substation | 0.05 | --> | 0.05 | 0.031 | 5.5 |  | --> | 0.047 | 0 | 0 | 0 | 0 | 0.051 | 0 |  | --> | C18 ex ABBEYLAND | ABBEYLAND: T42 | NAVAN |  | 53.6203 | -6.8237
MV/LV Substation DE***754X | 20 kV | 400V(3ph) & 230V(single ph) | LV | 100 kVA :Pole Substation | 0.1 | --> | 0.1 | 0 | 0 |  | --> | 0.095 | 0 | 0 | 0 | 0 | 0.114 | 0 |  | --> | E14 ex EDENDERRY | EDENDERRY: T421∥T422 | BLAKE |  | 53.3414 | -6.9444
MV/LV Substation DE***754Y | 10 kV | 400V(3ph) & 230V(single ph) | LV | 400 kVA :Building Structure | 0.4 | --> | 0.4 | 0 | 0 | Constrained,otherwise capacity available =243kVA. | --> | 0.38 | 0 | 0 | 0 | 0 | 0.424 | 0 |  | --> | C13 ex RAHEEN | RAHEEN: T41 | LIMERICK |  | 52.6201 | -8.6527
MV/LV Substation DE***758Y | 10 kV | 400V(3ph) & 230V(single ph) | LV | 400 kVA :Kiosk Substation | 0.4 | --> | 0.4 | 0.352 | 4.1 |  | --> | 0.38 | 0 | 0 | 0 | 0 | 0 | 0 | Constrained,otherwise capacity available =407kW. | --> | E17 ex CHARLEVILLE | CHARLEVILLE: T422 | CHARLEVILLE |  | 52.3627 | -8.6902
MV/LV Substation DE***759 | 10 kV | 400V(3ph) & 230V(single ph) | LV | 50 kVA :Pole Substation | 0.05 | --> | 0.05 | 0 | 0 | Constrained,otherwise capacity available =19kVA. | --> | 0.047 | 0 | 0 | 0 | 0 | 0.054 | 0 |  | --> | C11 ex ATHENRY | ATHENRY: T41∥T42 | GALWAY 110KV |  | 53.2762 | -8.8572
MV/LV Substation DE***760 | 10 kV | 400V(3ph) & 230V(single ph) | LV | 50 kVA :Pole Substation | 0.05 | --> | 0.05 | 0 | 0 | Constrained,otherwise capacity available =28kVA. | --> | 0.047 | 0 | 0 | 0 | 0 | 0.052 | 0 |  | --> | C11 ex ATHENRY | ATHENRY: T41∥T42 | GALWAY 110KV |  | 53.2806 | -8.8476
MV/LV Substation DE***760X | 20 kV | 400V(3ph) & 230V(single ph) | LV | 50 kVA :Pole Substation | 0.05 | --> | 0.05 | 0.05 | 3 |  | --> | 0.047 | 0 | 0 | 0 | 0 | 0 | 0 | Constrained,otherwise capacity available =49kW. | --> | E17 ex WINDSOR | WINDSOR: T421∥T422 | CASTLEBAR |  | 53.8643 | -9.2317
MV/LV Substation DE***763X | 10 kV | 400V(3ph) & 230V(single ph) | LV | 200 kVA :Kiosk Substation | 0.2 | --> | 0.2 | 0.089 | 6.7 |  | --> | 0.19 | 0 | 0 | 0 | 0.008 | 0.208 | 0 |  | --> | C17 ex LIBERTY STREET | LIBERTY STREET: T101 | LIBERTY STREET |  | 51.8886 | -8.4785
MV/LV Substation DE***770Y | 20 kV | 400V(3ph) & 230V(single ph) | LV | 50 kVA :Pole Substation | 0.05 | --> | 0.05 | 0 | 0 | Constrained,otherwise capacity available =45kVA. | --> | 0.047 | 0 | 0 | 0 | 0 | 0.05 | 0 |  | --> | E14 ex EMYVALE | EMYVALE: T422 | LISDRUM |  | 54.342 | -6.9556
MV/LV Substation DE***778 | 20 kV | 400V(3ph) & 230V(single ph) | LV | 200 kVA :Building Structure | 0.2 | --> | 0.2 | 0.152 | 3.3 |  | --> | 0.19 | 0 | 0 | 0 | 0 | 0.207 | 0 |  | --> | E18 ex BIRDHILL | BIRDHILL: T422 | ARDNACRUSHA |  | 52.7293 | -8.491
MV/LV Substation DE***778X | 10 kV | 400V(3ph) & 230V(single ph) | LV | 100 kVA :Pole Substation | 0.1 | --> | 0.1 | 0 | 0 | Constrained,otherwise capacity available =90kVA. | --> | 0.095 | 0 | 0 | 0 | 0 | 0.101 | 0 |  | --> | C21 ex ENNISTYMON | ENNISTYMON: T41∥T42 | ENNIS |  | 52.9334 | -9.2999
MV/LV Substation DE***779Y | 10 kV | 400V(3ph) & 230V(single ph) | LV | 630 kVA :Building Structure | 0.63 | --> | 0.63 | 0.448 | 4.1 |  | --> | 0.598 | 0 | 0 | 0 | 0 | 0 | 0 | Constrained,otherwise capacity available =500kW. | --> | E17 ex CHARLEVILLE | CHARLEVILLE: T422 | CHARLEVILLE |  | 52.3648 | -8.684
MV/LV Substation DE***780X | 10 kV | 400V(3ph) & 230V(single ph) | LV | 400 kVA :Kiosk Substation | 0.4 | --> | 0.4 | 0.022 | 0 | Constrained,otherwise capacity available =346kVA. | --> | 0.38 | 0 | 0 | 0 | 0.02 | 0.191 | 0 | Constrained,otherwise capacity available =386kW. | --> | C16 ex RATHDRUM | RATHDRUM: T42 | ARKLOW |  | 53.0069 | -6.2999
MV/LV Substation DE***780Y | 20 kV | 400V(3ph) & 230V(single ph) | LV | 200 kVA :Pole Substation | 0.2 | --> | 0.2 | 0 | 0 | Constrained,otherwise capacity available =179kVA. | --> | 0.19 | 0 | 0 | 0 | 0.001 | 0.202 | 0 |  | --> | E17 ex CAVAN | CAVAN: T421 | SHANKILL |  | 54.1024 | -7.4394
MV/LV Substation DE***787Y | 20 kV | 400V(3ph) & 230V(single ph) | LV | 100 kVA :Pole Substation | 0.1 | --> | 0.1 | 0 | 0 | Constrained,otherwise capacity available =56kVA. | --> | 0.095 | 0 | 0 | 0 | 0 | 0.106 | 0 |  | --> | E14 ex EDENDERRY | EDENDERRY: T421∥T422 | BLAKE |  | 53.3353 | -6.9409
MV/LV Substation DE***789 | 10 kV | 400V(3ph) & 230V(single ph) | LV | 100 kVA :Pole Substation | 0.1 | --> | 0.1 | 0.022 | 0 | Constrained,otherwise capacity available =86kVA. | --> | 0.095 | 0 | 0 | 0 | 0 | 0.101 | 0 |  | --> | C16 ex RATHDRUM | RATHDRUM: T42 | ARKLOW |  | 53.004 | -6.303
MV/LV Substation DE***789 | 10 kV | 400V(3ph) & 230V(single ph) | LV | 400 kVA :Kiosk Substation | 0.4 | --> | 0.4 | 0.282 | 2.5 |  | --> | 0.38 | 0 | 0 | 0 | 0.038 | 0.377 | 0 |  | --> | C11 ex GREYSTONES | GREYSTONES: T41 | FASSAROE |  | 53.1373 | -6.0804
MV/LV Substation DE***794 | 10 kV | 400V(3ph) & 230V(single ph) | LV | 50 kVA :Pole Substation | 0.05 | --> | 0.05 | 0.03 | 4.6 |  | --> | 0.047 | 0 | 0 | 0 | 0 | 0.052 | 0 |  | --> | E16 ex BALLYRAGGET | BALLYRAGGET: T421∥T422 | BALLYRAGGET |  | 52.8382 | -7.3927
MV/LV Substation DE***796 | 10 kV | 400V(3ph) & 230V(single ph) | LV | 400 kVA :Kiosk Substation | 0.4 | --> | 0.4 | 0.273 | 3.9 |  | --> | 0.38 | 0 | 0 | 0 | 0.005 | 0.414 | 0 |  | --> | C16 ex BOGHALL ROAD | BOGHALL ROAD: T42 | FASSAROE |  | 53.1862 | -6.1192
MV/LV Substation DE***799 | 10 kV | 400V(3ph) & 230V(single ph) | LV | 1000 kVA :Building Structure | 1 | --> | 1 | 0.43 | 0.4 | Constrained,otherwise capacity available =500kVA. | --> | 0.95 | 0 | 0 | 0 | 0 | 0.5 | 0 |  | --> | C13 ex BALLYBODEN | BALLYBODEN: T41 | COOKSTOWN |  | 53.2926 | -6.2776
MV/LV Substation DE***800 | 10 kV | 400V(3ph) & 230V(single ph) | LV | 630 kVA :Building Structure | 0.63 | --> | 0.63 | 0.5 | 3.9 |  | --> | 0.598 | 0 | 0 | 0 | 0 | 0 | 0 | Constrained,otherwise capacity available =500kW. | --> | C14 ex DERRYBEG | DERRYBEG: T41∥T42 | ARDNAGAPPARY |  | 55.0657 | -8.2849
MV/LV Substation DE***802X | 10 kV | 400V(3ph) & 230V(single ph) | LV | 400 kVA :Kiosk Substation | 0.4 | --> | 0.4 | 0 | 0 | Constrained,otherwise capacity available =350kVA. | --> | 0.38 | 0 | 0 | 0 | 0.025 | 0.381 | 0 |  | --> | C16 ex CLONAKILTY | CLONAKILTY: T41∥T42 | DUNMANWAY |  | 51.6277 | -8.8701
MV/LV Substation DE***804 | 10 kV | 400V(3ph) & 230V(single ph) | LV | 50 kVA :Pole Substation | 0.05 | --> | 0.05 | 0.045 | 0.2 |  | --> | 0.047 | 0 | 0 | 0 | 0 | 0 | 0 | Constrained,otherwise capacity available =50kW. | --> | C15 ex DUNGLOE | DUNGLOE: T42 | ARDNAGAPPARY |  | 54.8882 | -8.3787
MV/LV Substation DE***804X | 20 kV | 400V(3ph) & 230V(single ph) | LV | 50 kVA :Pole Substation | 0.05 | --> | 0.05 | 0.04 | 4.5 |  | --> | 0.047 | 0 | 0 | 0 | 0 | 0.051 | 0 |  | --> | E19 ex TELAYDON | TELAYDON: T421 | LISDRUM |  | 54.3352 | -6.9505
MV/LV Substation DE***806Y | 20 kV | 400V(3ph) & 230V(single ph) | LV | 50 kVA :Pole Substation | 0.05 | --> | 0.05 | 0 | 0 | Constrained,otherwise capacity available =50kVA. | --> | 0.047 | 0 | 0 | 0 | 0 | 0.049 | 0 |  | --> | E14 ex EMYVALE | EMYVALE: T422 | LISDRUM |  | 54.3383 | -6.9574
MV/LV Substation DE***806Y | 10 kV | 400V(3ph) & 230V(single ph) | LV | 100 kVA :Pole Substation | 0.1 | --> | 0.1 | 0.091 | 4.6 |  | --> | 0.095 | 0 | 0 | 0 | 0 | 0.1 | 0 |  | --> | E16 ex BALLYRAGGET | BALLYRAGGET: T421∥T422 | BALLYRAGGET |  | 52.8351 | -7.4346
MV/LV Substation DE***808 | 10 kV | 400V(3ph) & 230V(single ph) | LV | 200 kVA :Kiosk Substation | 0.2 | --> | 0.2 | 0 | 0 | Constrained,otherwise capacity available =188kVA. | --> | 0.19 | 0 | 0 | 0 | 0 | 0.201 | 0 |  | --> | C12 ex GREYSTONES | GREYSTONES: T42 | FASSAROE |  | 53.1449 | -6.0859
MV/LV Substation DE***809 | 10 kV | 400V(3ph) & 230V(single ph) | LV | 50 kVA :Pole Substation | 0.05 | --> | 0.05 | 0.03 | 4.6 |  | --> | 0.047 | 0 | 0 | 0 | 0 | 0.052 | 0 |  | --> | E16 ex BALLYRAGGET | BALLYRAGGET: T421∥T422 | BALLYRAGGET |  | 52.8313 | -7.4461
MV/LV Substation DE***812Y | 20 kV | 400V(3ph) & 230V(single ph) | LV | 400 kVA :Kiosk Substation | 0.4 | --> | 0.4 | 0.369 | 0.8 |  | --> | 0.38 | 0 | 0 | 0 | 0 | 0 | 0 | Constrained,otherwise capacity available =404kW. | --> | E17 ex KILMACTHOMAS | KILMACTHOMAS: T421∥T422 | DUNGARVAN |  | 52.2814 | -7.4464
MV/LV Substation DE***818 | 10 kV | 400V(3ph) & 230V(single ph) | LV | 50 kVA :Pole Substation | 0.05 | --> | 0.05 | 0.05 | 3.2 |  | --> | 0.047 | 0 | 0 | 0 | 0 | 0.049 | 0 |  | --> | C12 ex BOYLE | BOYLE: T41∥T42 | CARRICK ON SHANNON |  | 53.8585 | -8.3978
MV/LV Substation DE***822 | 10 kV | 400V(3ph) & 230V(single ph) | LV | 50 kVA :Pole Substation | 0.05 | --> | 0.05 | 0.033 | 0.7 |  | --> | 0.047 | 0 | 0 | 0 | 0 | 0.051 | 0 |  | --> | C20 ex KILMARTIN | KILMARTIN: T41 | ARKLOW |  | 53.0519 | -6.2355
MV/LV Substation DE***832Z | 10 kV | 400V(3ph) & 230V(single ph) | LV | 400 kVA :Kiosk Substation | 0.4 | --> | 0.4 | 0 | 0 | Constrained,otherwise capacity available =377kVA. | --> | 0.38 | 0 | 0 | 0 | 0 | 0.403 | 0 |  | --> | C12 ex TOGHER | TOGHER: T42 | TRABEG |  | 51.8899 | -8.4798
MV/LV Substation DE***833 | 20 kV | 400V(3ph) & 230V(single ph) | LV | 50 kVA :Pole Substation | 0.05 | --> | 0.05 | 0.028 | 5.8 |  | --> | 0.047 | 0 | 0 | 0 | 0 | 0.052 | 0 |  | --> | E12 ex DUNMANWAY | DUNMANWAY: T422 | DUNMANWAY |  | 51.6614 | -9.2295
MV/LV Substation DE***838Y | 10 kV | 400V(3ph) & 230V(single ph) | LV | 1000 kVA :Building Structure | 1 | --> | 1 | 0.5 | 4.6 |  | --> | 0.95 | 0 | 0 | 0 | 0 | 0.5 | 0 |  | --> | C20 ex RAMPARTS | RAMPARTS: T42 | DUNDALK |  | 54.0037 | -6.4032
MV/LV Substation DE***842 | 10 kV | 400V(3ph) & 230V(single ph) | LV | 400 kVA :Kiosk Substation | 0.4 | --> | 0.4 | 0.273 | 2.5 |  | --> | 0.38 | 0 | 0 | 0 | 0.026 | 0.392 | 0 |  | --> | C11 ex GREYSTONES | GREYSTONES: T41 | FASSAROE |  | 53.1334 | -6.0838
MV/LV Substation DE***843X | 20 kV | 400V(3ph) & 230V(single ph) | LV | 50 kVA :Pole Substation | 0.05 | --> | 0.05 | 0 | 0 | Constrained,otherwise capacity available =48kVA. | --> | 0.047 | 0 | 0 | 0 | 0 | 0.049 | 0 |  | --> | E19 ex DALTON | DALTON: T421∥T422 | DALTON |  | 53.6939 | -9.0601
MV/LV Substation DE***849X | 20 kV | 400V(3ph) & 230V(single ph) | LV | 50 kVA :Pole Substation | 0.05 | --> | 0.05 | 0 | 0 | Constrained,otherwise capacity available =48kVA. | --> | 0.047 | 0 | 0 | 0 | 0 | 0.049 | 0 |  | --> | E12 ex BALTINGLASS | BALTINGLASS: T421∥T422 | STRATFORD |  | 52.9393 | -6.6901
MV/LV Substation DE***851 | 10 kV | 400V(3ph) & 230V(single ph) | LV | 200 kVA :Pole Substation | 0.2 | --> | 0.2 | 0.199 | 3.9 |  | --> | 0.19 | 0 | 0 | 0 | 0 | 0 | 0 | Constrained,otherwise capacity available =200kW. | --> | C15 ex DERRYBEG | DERRYBEG: T41∥T42 | ARDNAGAPPARY |  | 55.0784 | -8.2909
MV/LV Substation DE***851Y | 20 kV | 400V(3ph) & 230V(single ph) | LV | 630 kVA :Building Structure | 0.63 | --> | 0.63 | 0 | 0 | Constrained,otherwise capacity available =500kVA. | --> | 0.598 | 0 | 0 | 0 | 0.038 | 0.5 | 0 |  | --> | E14 ex EMYVALE | EMYVALE: T422 | LISDRUM |  | 54.3825 | -7.0196
MV/LV Substation DE***851Z | 20 kV | 400V(3ph) & 230V(single ph) | LV | 50 kVA :Pole Substation | 0.05 | --> | 0.05 | 0 | 0 | Constrained,otherwise capacity available =38kVA. | --> | 0.047 | 0 | 0 | 0 | 0 | 0.051 | 0 |  | --> | E20 ex GLASMORE | GLASMORE: T422 | GLASMORE |  | 53.5038 | -6.2245
MV/LV Substation DE***853 | 20 kV | 400V(3ph) & 230V(single ph) | LV | 100 kVA :Pole Substation | 0.1 | --> | 0.1 | 0.087 | 6 |  | --> | 0.095 | 0 | 0 | 0 | 0 | 0 | 0 | Constrained,otherwise capacity available =101kW. | --> | E21 ex ABBEYFEALE | ABBEYFEALE: T421 | TRIEN |  | 52.3837 | -9.2184
MV/LV Substation DE***860 | 10 kV | 400V(3ph) & 230V(single ph) | LV | 400 kVA :Building Structure | 0.4 | --> | 0.4 | 0 | 0 | Constrained,otherwise capacity available =216kVA. | --> | 0.38 | 0 | 0 | 0 | 0.011 | 0.416 | 0 |  | --> | C16 ex GLASNEVIN | GLASNEVIN: T41 | FINGLAS |  | 53.3621 | -6.2721
MV/LV Substation DE***860Z | 20 kV | 400V(3ph) & 230V(single ph) | LV | 50 kVA :Pole Substation | 0.05 | --> | 0.05 | 0.05 | 1.2 |  | --> | 0.047 | 0 | 0 | 0 | 0 | 0.049 | 0 |  | --> | E16 ex BALLYDEHOB | BALLYDEHOB: T421 | DUNMANWAY |  | 51.5549 | -9.5111
MV/LV Substation DE***861 | 10 kV | 400V(3ph) & 230V(single ph) | LV | 400 kVA :Building Structure | 0.4 | --> | 0.4 | 0.353 | 3.9 |  | --> | 0.38 | 0 | 0 | 0 | 0 | 0.407 | 0 |  | --> | C20 ex BOGHALL ROAD | BOGHALL ROAD: T42 | FASSAROE |  | 53.1879 | -6.1061
MV/LV Substation DE***868 | 10 kV | 400V(3ph) & 230V(single ph) | LV | 100 kVA :Pole Substation | 0.1 | --> | 0.1 | 0.087 | 1.3 |  | --> | 0.095 | 0 | 0 | 0 | 0 | 0.101 | 0 |  | --> | C18 ex BALLYBAY | BALLYBAY: T41∥T42 | LISDRUM |  | 54.1259 | -6.9236
MV/LV Substation DE***869Y | 20 kV | 400V(3ph) & 230V(single ph) | LV | 50 kVA :Pole Substation | 0.05 | --> | 0.05 | 0.05 | 2.6 |  | --> | 0.047 | 0 | 0 | 0 | 0 | 0.049 | 0 |  | --> | C14 ex CASHEL | CASHEL: T42 | CAHIR |  | 52.5378 | -7.8884
MV/LV Substation DE***871 | 10 kV | 400V(3ph) & 230V(single ph) | LV | 50 kVA :Pole Substation | 0.05 | --> | 0.05 | 0 | 0 | Constrained,otherwise capacity available =40kVA. | --> | 0.047 | 0 | 0 | 0 | 0 | 0.051 | 0 |  | --> | C22 ex GREYSTONES | GREYSTONES: T42 | FASSAROE |  | 53.1336 | -6.1049
MV/LV Substation DE***875Z | 20 kV | 400V(3ph) & 230V(single ph) | LV | 200 kVA :Kiosk Substation | 0.2 | --> | 0.2 | 0 | 0 | Constrained,otherwise capacity available =186kVA. | --> | 0.19 | 0 | 0 | 0 | 0 | 0.201 | 0 |  | --> | C24 ex MACETOWN | MACETOWN: T102 | MACETOWN |  | 53.4713 | -6.4771
MV/LV Substation DE***876X | 20 kV | 400V(3ph) & 230V(single ph) | LV | 50 kVA :Pole Substation | 0.05 | --> | 0.05 | 0 | 0 | Constrained,otherwise capacity available =42kVA. | --> | 0.047 | 0 | 0 | 0 | 0 | 0.05 | 0 |  | --> | E14 ex EMYVALE | EMYVALE: T422 | LISDRUM |  | 54.3575 | -7.0239
MV/LV Substation DE***878Y | 10 kV | 400V(3ph) & 230V(single ph) | LV | 50 kVA :Pole Substation | 0.05 | --> | 0.05 | 0.05 | 3.9 |  | --> | 0.047 | 0 | 0 | 0 | 0 | 0.049 | 0 |  | --> | C17 ex BALLYJAMESDUFF | BALLYJAMESDUFF: T41 | SHANKILL |  | 53.9207 | -7.3129
MV/LV Substation DE***880X | 20 kV | 400V(3ph) & 230V(single ph) | LV | 50 kVA :Pole Substation | 0.05 | --> | 0.05 | 0 | 0 | Constrained,otherwise capacity available =40kVA. | --> | 0.047 | 0 | 0 | 0 | 0 | 0.051 | 0 |  | --> | E20 ex GLASMORE | GLASMORE: T422 | GLASMORE |  | 53.4999 | -6.2279
MV/LV Substation DE***881X | 10 kV | 400V(3ph) & 230V(single ph) | LV | 400 kVA :Kiosk Substation | 0.4 | --> | 0.4 | 0.165 | 6.7 |  | --> | 0.38 | 0 | 0 | 0 | 0.012 | 0.423 | 0 |  | --> | C17 ex LIBERTY STREET | LIBERTY STREET: T101 | LIBERTY STREET |  | 51.8921 | -8.4795
MV/LV Substation DE***882X | 10 kV | 400V(3ph) & 230V(single ph) | LV | 400 kVA :Kiosk Substation | 0.4 | --> | 0.4 | 0.274 | 5.9 |  | --> | 0.38 | 0 | 0 | 0 | 0.007 | 0.412 | 0 |  | --> | C13 ex BANDON | BANDON: T101 | BANDON |  | 51.7403 | -8.7541
MV/LV Substation DE***882X | 20 kV | 400V(3ph) & 230V(single ph) | LV | 50 kVA :Pole Substation | 0.05 | --> | 0.05 | 0.035 | 2 |  | --> | 0.047 | 0 | 0 | 0 | 0 | 0.051 | 0 |  | --> | E17 ex BALLYCONNELL | BALLYCONNELL: T421∥T422 | GORTAWEE |  | 54.1145 | -7.5887
MV/LV Substation DE***883X | 10 kV | 400V(3ph) & 230V(single ph) | LV | 200 kVA :Kiosk Substation | 0.2 | --> | 0.2 | 0.149 | 15.8 |  | --> | 0.19 | 0 | 0 | 0 | 0 | 0.207 | 0 |  | --> | C26 ex CASTLEVIEW | CASTLEVIEW: T102 | CASTLEVIEW |  | 51.8915 | -8.4072
MV/LV Substation DE***884X | 10 kV | 400V(3ph) & 230V(single ph) | LV | 400 kVA :Kiosk Substation | 0.4 | --> | 0.4 | 0.281 | 4.3 |  | --> | 0.38 | 0 | 0 | 0 | 0.007 | 0.41 | 0 |  | --> | C12 ex WHITESTOWN | WHITESTOWN: T42 | COOKSTOWN |  | 53.2773 | -6.4095
MV/LV Substation DE***894Z | 20 kV | 400V(3ph) & 230V(single ph) | LV | 50 kVA :Pole Substation | 0.05 | --> | 0.05 | 0 | 0 | Constrained,otherwise capacity available =48kVA. | --> | 0.047 | 0 | 0 | 0 | 0 | 0.049 | 0 |  | --> | E14 ex BALLINDERRY | BALLINDERRY: T422 | MULLINGAR |  | 53.3955 | -7.2657
MV/LV Substation DE***895X | 20 kV | 400V(3ph) & 230V(single ph) | LV | 30 kVA :Pole Substation | 0.03 | --> | 0.03 | 0.03 | 2.5 |  | --> | 0.028 | 0 | 0 | 0 | 0 | 0.029 | 0 |  | --> | E64 ex ATHY | ATHY: T102 | ATHY |  | 53.0385 | -7.0847
MV/LV Substation DE***901 | 10 kV | 400V(3ph) & 230V(single ph) | LV | 400 kVA :Kiosk Substation | 0.4 | --> | 0.4 | 0.155 | 6.7 |  | --> | 0.38 | 0 | 0 | 0 | 0.032 | 0.403 | 0 |  | --> | C17 ex LIBERTY STREET | LIBERTY STREET: T101 | LIBERTY STREET |  | 51.89 | -8.477
MV/LV Substation DE***902X | 10 kV | 400V(3ph) & 230V(single ph) | LV | 50 kVA :Pole Substation | 0.05 | --> | 0.05 | 0 | 0 | Constrained,otherwise capacity available =48kVA. | --> | 0.047 | 0 | 0 | 0 | 0 | 0.049 | 0 |  | --> | C15 ex SKIBBEREEN | SKIBBEREEN: T41∥T42 | DUNMANWAY |  | 51.5329 | -9.3122
MV/LV Substation DE***902Z | 20 kV | 400V(3ph) & 230V(single ph) | LV | 100 kVA :Pole Substation | 0.1 | --> | 0.1 | 0.06 | 7.4 |  | --> | 0.095 | 0 | 0 | 0 | 0.007 | 0.098 | 0 |  | --> | C24 ex MULLINGAR | MULLINGAR: T102 | MULLINGAR |  | 53.6226 | -7.396
MV/LV Substation DE***904 | 10 kV | 400V(3ph) & 230V(single ph) | LV | 50 kVA :Pole Substation | 0.05 | --> | 0.05 | 0.04 | 5.5 |  | --> | 0.047 | 0 | 0 | 0 | 0 | 0 | 0 | Constrained,otherwise capacity available =51kW. | --> | C20 ex ENNISKEANE | ENNISKEANE: T41∥T42 | BANDON |  | 51.7124 | -8.933
MV/LV Substation DE***905Y | 10 kV | 400V(3ph) & 230V(single ph) | LV | 630 kVA :Building Structure | 0.63 | --> | 0.63 | 0.5 | 1.8 |  | --> | 0.598 | 0 | 0 | 0 | 0 | 0.5 | 0 |  | --> | C17 ex DUNDALK | DUNDALK: T41 | DUNDALK |  | 54.0007 | -6.4161
MV/LV Substation DE***907Y | 20 kV | 400V(3ph) & 230V(single ph) | LV | 200 kVA :Pole Substation | 0.2 | --> | 0.2 | 0.129 | 1 |  | --> | 0.19 | 0 | 0 | 0 | 0 | 0.21 | 0 |  | --> | E14 ex RANDALSTOWN | RANDALSTOWN: T422 | NAVAN |  | 53.721 | -6.6879
MV/LV Substation DE***914 | 10 kV | 400V(3ph) & 230V(single ph) | LV | 630 kVA :Building Structure | 0.63 | --> | 0.63 | 0 | 0 | Constrained,otherwise capacity available =500kVA. | --> | 0.598 | 0 | 0 | 0 | 0 | 0.5 | 0 |  | --> | C11 ex COOLCORCORAN | COOLCORCORAN: T41∥T42 | KNOCKEARAGH |  | 52.0627 | -9.4978
MV/LV Substation DE***916 | 10 kV | 400V(3ph) & 230V(single ph) | LV | 1000 kVA :Building Structure | 1 | --> | 1 | 0 | 0 | Constrained,otherwise capacity available =500kVA. | --> | 0.95 | 0 | 0 | 0 | 0 | 0.5 | 0 |  | --> | C11 ex COOLCORCORAN | COOLCORCORAN: T41∥T42 | KNOCKEARAGH |  | 52.0628 | -9.4968
MV/LV Substation DE***919 | 20 kV | 400V(3ph) & 230V(single ph) | LV | 200 kVA :Pole Substation | 0.2 | --> | 0.2 | 0.096 | 7.7 |  | --> | 0.19 | 0 | 0 | 0 | 0.008 | 0 | 0 | Constrained,otherwise capacity available =206kW. | --> | E12 ex CHURCHTOWN | CHURCHTOWN: T422 | RATHKEALE |  | 52.3966 | -9.1735
MV/LV Substation DE***924 | 10 kV | 400V(3ph) & 230V(single ph) | LV | 400 kVA :Kiosk Substation | 0.4 | --> | 0.4 | 0.361 | 2.9 |  | --> | 0.38 | 0 | 0 | 0 | 0.009 | 0.396 | 0 |  | --> | C14 ex SANDYFORD | SANDYFORD: T42 | CARRICKMINES |  | 53.2747 | -6.2427
MV/LV Substation DE***926 | 10 kV | 400V(3ph) & 230V(single ph) | LV | 50 kVA :Pole Substation | 0.05 | --> | 0.05 | 0.05 | 2.7 |  | --> | 0.047 | 0 | 0 | 0 | 0 | 0.049 | 0 |  | --> | C17 ex CASTLEBLAYNEY | CASTLEBLAYNEY: T41 | DUNDALK |  | 54.1112 | -6.7897
MV/LV Substation DE***926Y | 10 kV | 400V(3ph) & 230V(single ph) | LV | 50 kVA :Pole Substation | 0.05 | --> | 0.05 | 0.032 | 0.8 |  | --> | 0.047 | 0 | 0 | 0 | 0 | 0 | 0 | Constrained,otherwise capacity available =51kW. | --> | C15 ex BANTRY | BANTRY: T41∥T42 | BALLYLICKY |  | 51.7064 | -9.3739
MV/LV Substation DE***926Z | 10 kV | 400V(3ph) & 230V(single ph) | LV | 630 kVA :Kiosk Substation | 0.63 | --> | 0.63 | 0.5 | 8.4 |  | --> | 0.598 | 0 | 0 | 0 | 0.023 | 0.5 | 0 |  | --> | C19 ex MULLINGAR | MULLINGAR: T101 | MULLINGAR |  | 53.5307 | -7.3257
MV/LV Substation DE***929 | 10 kV | 400V(3ph) & 230V(single ph) | LV | 50 kVA :Pole Substation | 0.05 | --> | 0.05 | 0.048 | 5.5 |  | --> | 0.047 | 0 | 0 | 0 | 0 | 0 | 0 | Constrained,otherwise capacity available =49kW. | --> | C22 ex ENNISKEANE | ENNISKEANE: T41∥T42 | BANDON |  | 51.7351 | -8.9671
MV/LV Substation DE***933 | 20 kV | 400V(3ph) & 230V(single ph) | LV | 400 kVA :Kiosk Substation | 0.4 | --> | 0.4 | 0.361 | 1.6 |  | --> | 0.38 | 0 | 0 | 0 | 0.007 | 0.398 | 0 |  | --> | E16 ex DINGLE | DINGLE: T422 | OUGHTRAGH |  | 52.1427 | -10.1574
MV/LV Substation DE***933 | 20 kV | 400V(3ph) & 230V(single ph) | LV | 200 kVA :Pole Substation | 0.2 | --> | 0.2 | 0.107 | 4.7 |  | --> | 0.19 | 0 | 0 | 0 | 0 | 0.213 | 0 |  | --> | E18 ex EDGEWORTHSTOWN | EDGEWORTHSTOWN: T421∥T422 | RICHMOND |  | 53.6986 | -7.6046
MV/LV Substation DE***935 | 20 kV | 400V(3ph) & 230V(single ph) | LV | 50 kVA :Pole Substation | 0.05 | --> | 0.05 | 0.045 | 1.6 |  | --> | 0.047 | 0 | 0 | 0 | 0 | 0.05 | 0 |  | --> | E12 ex GURRANEBANE | GURRANEBANE: T421∥T422 | OUGHTRAGH |  | 51.9662 | -10.1712
MV/LV Substation DE***935 | 10 kV | 400V(3ph) & 230V(single ph) | LV | 400 kVA :Kiosk Substation | 0.4 | --> | 0.4 | 0.253 | 4.5 |  | --> | 0.38 | 0 | 0 | 0 | 0.038 | 0.382 | 0 |  | --> | C20 ex BRAY | BRAY: T42 | FASSAROE |  | 53.1825 | -6.1218
MV/LV Substation DE***935Y | 10 kV | 400V(3ph) & 230V(single ph) | LV | 200 kVA :Pole Substation | 0.2 | --> | 0.2 | 0 | 0 | Constrained,otherwise capacity available =182kVA. | --> | 0.19 | 0 | 0 | 0 | 0 | 0.202 | 0 |  | --> | C21 ex CLONMINCH | CLONMINCH: T41 | THORNSBERRY |  | 53.2322 | -7.4723
MV/LV Substation DE***938X | 20 kV | 400V(3ph) & 230V(single ph) | LV | 100 kVA :Pole Substation | 0.1 | --> | 0.1 | 0.081 | 1.1 |  | --> | 0.095 | 0 | 0 | 0 | 0.011 | 0.09 | 0 |  | --> | E23 ex LAWLESSTOWN | LAWLESSTOWN: T421 | DOON |  | 52.2675 | -7.7247
MV/LV Substation DE***939X | 20 kV | 400V(3ph) & 230V(single ph) | LV | 50 kVA :Pole Substation | 0.05 | --> | 0.05 | 0 | 0 | Constrained,otherwise capacity available =38kVA. | --> | 0.047 | 0 | 0 | 0 | 0 | 0.051 | 0 |  | --> | E17 ex DULEEK | DULEEK: T421∥T422 | DRYBRIDGE |  | 53.6565 | -6.5825
MV/LV Substation DE***943X | 20 kV | 400V(3ph) & 230V(single ph) | LV | 50 kVA :Pole Substation | 0.05 | --> | 0.05 | 0.05 | 1.6 |  | --> | 0.047 | 0 | 0 | 0 | 0 | 0.049 | 0 |  | --> | E12 ex GURRANEBANE | GURRANEBANE: T421∥T422 | OUGHTRAGH |  | 51.9702 | -10.1764
MV/LV Substation DE***946X | 20 kV | 400V(3ph) & 230V(single ph) | LV | 200 kVA :Pole Substation | 0.2 | --> | 0.2 | 0 | 0 | Constrained,otherwise capacity available =173kVA. | --> | 0.19 | 0 | 0 | 0 | 0 | 0.203 | 0 |  | --> | E21 ex DALTON | DALTON: T421∥T422 | DALTON |  | 53.7409 | -9.0056
MV/LV Substation DE***950 | 10 kV | 400V(3ph) & 230V(single ph) | LV | 50 kVA :Pole Substation | 0.05 | --> | 0.05 | 0.044 | 4 |  | --> | 0.047 | 0 | 0 | 0 | 0 | 0 | 0 | Constrained,otherwise capacity available =50kW. | --> | C20 ex LISMORE | LISMORE: T41∥T42 | DUNGARVAN |  | 52.1269 | -7.8971
MV/LV Substation DE***950X | 10 kV | 400V(3ph) & 230V(single ph) | LV | 200 kVA :Kiosk Substation | 0.2 | --> | 0.2 | 0.198 | 8.3 |  | --> | 0.19 | 0 | 0 | 0 | 0 | 0.2 | 0 |  | --> | C22 ex MONREAD | MONREAD: T102 | MONREAD |  | 53.2136 | -6.6738
MV/LV Substation DE***958 | 10 kV | 400V(3ph) & 230V(single ph) | LV | 50 kVA :Pole Substation | 0.05 | --> | 0.05 | 0.011 | 5.5 |  | --> | 0.047 | 0 | 0 | 0 | 0 | 0 | 0 | Constrained,otherwise capacity available =54kW. | --> | C20 ex ENNISKEANE | ENNISKEANE: T41∥T42 | BANDON |  | 51.7173 | -8.9222
MV/LV Substation DE***958 | 10 kV | 400V(3ph) & 230V(single ph) | LV | 630 kVA :Kiosk Substation | 0.63 | --> | 0.63 | 0 | 0 | Constrained,otherwise capacity available =500kVA. | --> | 0.598 | 0 | 0 | 0 | 0.008 | 0.5 | 0 |  | --> | C22 ex GREYSTONES | GREYSTONES: T42 | FASSAROE |  | 53.1334 | -6.0817
MV/LV Substation DE***960X | 10 kV | 400V(3ph) & 230V(single ph) | LV | 100 kVA :Pole Substation | 0.1 | --> | 0.1 | 0.039 | 12.2 |  | --> | 0.095 | 0 | 0 | 0 | 0 | 0.109 | 0 |  | --> | C23 ex MONREAD | MONREAD: T101 | MONREAD |  | 53.2286 | -6.7678
MV/LV Substation DE***961 | 20 kV | 400V(3ph) & 230V(single ph) | LV | 50 kVA :Pole Substation | 0.05 | --> | 0.05 | 0 | 0 | Constrained,otherwise capacity available =50kVA. | --> | 0.047 | 0 | 0 | 0 | 0 | 0.049 | 0 |  | --> | E23 ex BALTRASNA | BALTRASNA: T121 | BALTRASNA |  | 53.5709 | -6.382
MV/LV Substation DE***966Y | 20 kV | 400V(3ph) & 230V(single ph) | LV | 200 kVA :Pole Substation | 0.2 | --> | 0.2 | 0 | 0 | Constrained,otherwise capacity available =127kVA. | --> | 0.19 | 0 | 0 | 0 | 0 | 0.21 | 0 |  | --> | E16 ex GLENAMADDY | GLENAMADDY: T422 | ATHLONE |  | 53.4513 | -8.6945
MV/LV Substation DE***971Y | 10 kV | 400V(3ph) & 230V(single ph) | LV | 100 kVA :Pole Substation | 0.1 | --> | 0.1 | 0.088 | 0.3 |  | --> | 0.095 | 0 | 0 | 0 | 0.021 | 0.079 | 0 |  | --> | C15 ex DRUMBEAR | DRUMBEAR: T41∥T42 | LISDRUM |  | 54.1721 | -6.8741
MV/LV Substation DE***973 | 10 kV | 400V(3ph) & 230V(single ph) | LV | 50 kVA :Pole Substation | 0.05 | --> | 0.05 | 0.013 | 3.8 |  | --> | 0.047 | 0 | 0 | 0 | 0 | 0.054 | 0 |  | --> | C17 ex KINGSCOURT | KINGSCOURT: T41 | MEATH HILL |  | 53.9149 | -6.7482
MV/LV Substation DE***974 | 10 kV | 400V(3ph) & 230V(single ph) | LV | 50 kVA :Pole Substation | 0.05 | --> | 0.05 | 0.05 | 3.8 |  | --> | 0.047 | 0 | 0 | 0 | 0 | 0.049 | 0 |  | --> | C17 ex KINGSCOURT | KINGSCOURT: T41 | MEATH HILL |  | 53.9155 | -6.7451
MV/LV Substation DE***975X | 10 kV | 400V(3ph) & 230V(single ph) | LV | 50 kVA :Pole Substation | 0.05 | --> | 0.05 | 0.037 | 5.9 |  | --> | 0.047 | 0 | 0 | 0 | 0.007 | 0.043 | 0 |  | --> | C20 ex BANDON | BANDON: T101 | BANDON |  | 51.7514 | -8.829
MV/LV Substation DE***989X | 10 kV | 400V(3ph) & 230V(single ph) | LV | 100 kVA :Pole Substation | 0.1 | --> | 0.1 | 0 | 0 | Constrained,otherwise capacity available =6kVA. | --> | 0.095 | 0 | 0 | 0 | 0 | 0 | 0 | Constrained,otherwise capacity available =113kW. | --> | C22 ex PORTLAOISE | PORTLAOISE: T42 | PORTLAOISE |  | 53.0561 | -7.254
MV/LV Substation DE***990Y | 10 kV | 400V(3ph) & 230V(single ph) | LV | 630 kVA :Kiosk Substation | 0.63 | --> | 0.63 | 0.427 | 4.4 |  | --> | 0.598 | 0 | 0 | 0 | 0 | 0 | 0 | Constrained,otherwise capacity available =500kW. | --> | C13 ex CHURCHTOWN | CHURCHTOWN: T41 | RATHKEALE |  | 52.4594 | -9.0542
MV/LV Substation DE***991X | 20 kV | 400V(3ph) & 230V(single ph) | LV | 50 kVA :Pole Substation | 0.05 | --> | 0.05 | 0 | 0 | Constrained,otherwise capacity available =47kVA. | --> | 0.047 | 0 | 0 | 0 | 0 | 0.049 | 0 |  | --> | E14 ex DALTON | DALTON: T421∥T422 | DALTON |  | 53.7736 | -8.9678
MV/LV Substation DE***991Y | 10 kV | 400V(3ph) & 230V(single ph) | LV | 200 kVA :Kiosk Substation | 0.2 | --> | 0.2 | 0.186 | 4.4 |  | --> | 0.19 | 0 | 0 | 0 | 0 | 0 | 0 | Constrained,otherwise capacity available =201kW. | --> | C13 ex CHURCHTOWN | CHURCHTOWN: T41 | RATHKEALE |  | 52.46 | -9.0531
MV/LV Substation DE***994 | 10 kV | 400V(3ph) & 230V(single ph) | LV | 50 kVA :Pole Substation | 0.05 | --> | 0.05 | 0.05 | 1.6 |  | --> | 0.047 | 0 | 0 | 0 | 0 | 0.049 | 0 |  | --> | C24 ex CAHIR | CAHIR: T42 | CAHIR |  | 52.3726 | -7.8257
MV/LV Substation DE***994 | 10 kV | 400V(3ph) & 230V(single ph) | LV | 50 kVA :Pole Substation | 0.05 | --> | 0.05 | 0.045 | 3.6 |  | --> | 0.047 | 0 | 0 | 0 | 0 | 0.05 | 0 |  | --> | C17 ex CASTLEREA | CASTLEREA: T41∥T42 | CARRICK ON SHANNON |  | 53.7556 | -8.4896
MV/LV Substation DE***996 | 20 kV | 400V(3ph) & 230V(single ph) | LV | 200 kVA :Kiosk Substation | 0.2 | --> | 0.2 | 0.139 | 1.6 |  | --> | 0.19 | 0 | 0 | 0 | 0 | 0.209 | 0 |  | --> | E16 ex GURRANEBANE | GURRANEBANE: T421∥T422 | OUGHTRAGH |  | 51.7582 | -10.0889
MV/LV Substation DF***023 | 10 kV | 400V(3ph) & 230V(single ph) | LV | 200 kVA :Pole Substation | 0.2 | --> | 0.2 | 0.2 | 0.9 |  | --> | 0.19 | 0 | 0 | 0 | 0 | 0.2 | 0 |  | --> | C15 ex RIVERSTOWN | RIVERSTOWN: T41∥T42 | KILBARRY |  | 51.933 | -8.369
MV/LV Substation DF***629Z | 10 kV | 400V(3ph) & 230V(single ph) | LV | 400 kVA :Building Structure | 0.4 | --> | 0.4 | 0 | 0 | Constrained,otherwise capacity available =295kVA. | --> | 0.38 | 0 | 0 | 0 | 0 | 0.416 | 0 |  | --> | C17 ex NAAS | NAAS: T41 | NEWBRIDGE |  | 53.2007 | -6.7374
MV/LV Substation DH***063X | 10 kV | 400V(3ph) & 230V(single ph) | LV | 50 kVA :Pole Substation | 0.05 | --> | 0.05 | 0.016 | 3.3 |  | --> | 0.047 | 0 | 0 | 0 | 0 | 0.054 | 0 |  | --> | C19 ex SHERCOCK | SHERCOCK: T41∥T42 | MEATH HILL |  | 53.9616 | -6.9046
MV/LV Substation DH***986X | 10 kV | 400V(3ph) & 230V(single ph) | LV | 50 kVA :Pole Substation | 0.05 | --> | 0.05 | 0.05 | 1.7 |  | --> | 0.047 | 0 | 0 | 0 | 0 | 0.049 | 0 |  | --> | C18 ex GORT | GORT: T41∥T42 | ENNIS |  | 53.0546 | -8.831
MV/LV Substation DI***003 | 10 kV | 400V(3ph) & 230V(single ph) | LV | 400 kVA :Kiosk Substation | 0.4 | --> | 0.4 | 0 | 0 | Constrained,otherwise capacity available =325kVA. | --> | 0.38 | 0 | 0 | 0 | 0.003 | 0.408 | 0 |  | --> | C16 ex KANTURK | KANTURK: T41∥T42 | GLENLARA |  | 52.1756 | -8.9154
MV/LV Substation DI***006 | 20 kV | 400V(3ph) & 230V(single ph) | LV | 200 kVA :Pole Substation | 0.2 | --> | 0.2 | 0.174 | 0.8 |  | --> | 0.19 | 0 | 0 | 0 | 0 | 0.203 | 0 |  | --> | E17 ex RATHMORE | RATHMORE: T421 | KNOCKEARAGH |  | 52.0575 | -9.0772
MV/LV Substation DI***010 | 10 kV | 400V(3ph) & 230V(single ph) | LV | 400 kVA :Building Structure | 0.4 | --> | 0.4 | 0 | 0 | Constrained,otherwise capacity available =231kVA. | --> | 0.38 | 0 | 0 | 0 | 0 | 0.425 | 0 |  | --> | C18 ex SHANNON | SHANNON: T42 | DRUMLINE |  | 52.7078 | -8.8962
MV/LV Substation DI***010X | 10 kV | 400V(3ph) & 230V(single ph) | LV | 200 kVA :Pole Substation | 0.2 | --> | 0.2 | 0.2 | 0.2 |  | --> | 0.19 | 0 | 0 | 0 | 0 | 0 | 0 | Constrained,otherwise capacity available =200kW. | --> | C15 ex DUNGLOE | DUNGLOE: T42 | ARDNAGAPPARY |  | 54.9411 | -8.3606
MV/LV Substation DI***017 | 10 kV | 400V(3ph) & 230V(single ph) | LV | 400 kVA :Kiosk Substation | 0.4 | --> | 0.4 | 0.303 | 8.9 |  | --> | 0.38 | 0 | 0 | 0 | 0.007 | 0.407 | 0 |  | --> | C13 ex CARROWBEG | CARROWBEG: T41∥T42 | CARROWBEG |  | 53.7998 | -9.5177
MV/LV Substation DI***030 | 10 kV | 400V(3ph) & 230V(single ph) | LV | 200 kVA :Pole Substation | 0.2 | --> | 0.2 | 0.12 | 2.3 |  | --> | 0.19 | 0 | 0 | 0 | 0.006 | 0.206 | 0 |  | --> | C16 ex CASTLECOMER | CASTLECOMER: T41∥T42 | BALLYRAGGET |  | 52.8003 | -7.2143
MV/LV Substation DI***033 | 20 kV | 400V(3ph) & 230V(single ph) | LV | 200 kVA :Pole Substation | 0.2 | --> | 0.2 | 0 | 0 | Constrained,otherwise capacity available =192kVA. | --> | 0.19 | 0 | 0 | 0 | 0.004 | 0.196 | 0 |  | --> | C21 ex CASTLEISLAND | CASTLEISLAND: T41∥T42 | TRALEE |  | 52.1794 | -9.4974
MV/LV Substation DI***041 | 10 kV | 400V(3ph) & 230V(single ph) | LV | 100 kVA :Pole Substation | 0.1 | --> | 0.1 | 0.05 | 4.2 |  | --> | 0.095 | 0 | 0 | 0 | 0.01 | 0 | 0 | Constrained,otherwise capacity available =97kW. | --> | C15 ex BUNDORAN | BUNDORAN: T41∥T42 | CATHALEENS FALL |  | 54.4761 | -8.2915
MV/LV Substation DI***047X | 20 kV | 400V(3ph) & 230V(single ph) | LV | 630 kVA :Kiosk Substation | 0.63 | --> | 0.63 | 0 | 0 | Constrained,otherwise capacity available =500kVA. | --> | 0.598 | 0 | 0 | 0 | 0.01 | 0.5 | 0 |  | --> | E18 ex MANORHAMILTON | MANORHAMILTON: T422 | SLIGO |  | 54.3045 | -8.1735
MV/LV Substation DI***052 | 10 kV | 400V(3ph) & 230V(single ph) | LV | 200 kVA :Pole Substation | 0.2 | --> | 0.2 | 0 | 0 | Constrained,otherwise capacity available =119kVA. | --> | 0.19 | 0 | 0 | 0 | 0.017 | 0 | 0 | Constrained,otherwise capacity available =194kW. | --> | C17 ex BIRR | BIRR: T41 | DALLOW |  | 53.0943 | -7.9063
MV/LV Substation DI***058 | 10 kV | 400V(3ph) & 230V(single ph) | LV | 1000 kVA :Kiosk Substation | 1 | --> | 1 | 0.5 | 9.6 |  | --> | 0.95 | 0 | 0 | 0 | 0 | 0.5 | 0 |  | --> | C17 ex GORTLEE | GORTLEE: T41∥T42 | LETTERKENNY |  | 54.9505 | -7.7361
MV/LV Substation DI***058 | 10 kV | 400V(3ph) & 230V(single ph) | LV | 1000 kVA :Building Structure | 1 | --> | 1 | 0.5 | 2.6 |  | --> | 0.95 | 0 | 0 | 0 | 0 | 0.5 | 0 |  | --> | C20 ex FORTUNESTOWN | FORTUNESTOWN: T102 | INCHICORE 220KV |  | 53.2909 | -6.4204
MV/LV Substation DI***059 | 10 kV | 400V(3ph) & 230V(single ph) | LV | 630 kVA :Building Structure | 0.63 | --> | 0.63 | 0.496 | 2.6 |  | --> | 0.598 | 0 | 0 | 0 | 0 | 0.5 | 0 |  | --> | C20 ex FORTUNESTOWN | FORTUNESTOWN: T102 | INCHICORE 220KV |  | 53.2898 | -6.4196
MV/LV Substation DI***063X | 10 kV | 400V(3ph) & 230V(single ph) | LV | 100 kVA :Pole Substation | 0.1 | --> | 0.1 | 0.062 | 1.2 |  | --> | 0.095 | 0 | 0 | 0 | 0.007 | 0.098 | 0 |  | --> | C11 ex SRAH | SRAH: T41∥T42 | THORNSBERRY |  | 53.2705 | -7.5033
MV/LV Substation DI***080 | 10 kV | 400V(3ph) & 230V(single ph) | LV | 630 kVA :Building Structure | 0.63 | --> | 0.63 | 0.404 | 2.5 |  | --> | 0.598 | 0 | 0 | 0 | 0 | 0.5 | 0 |  | --> | C20 ex NENAGH | NENAGH: T42 | NENAGH |  | 52.8579 | -8.1893
MV/LV Substation DI***101 | 10 kV | 400V(3ph) & 230V(single ph) | LV | 1000 kVA :Building Structure | 1 | --> | 1 | 0 | 2.1 |  | --> | 0.95 | 0 | 0 | 0 | 0 | 0.5 | 0 |  | --> | C13 ex SOUTH KING STREET | SOUTH KING STREET: T42 | FRANCIS STREET |  | 53.3408 | -6.2643
MV/LV Substation DI***111Y | 10 kV | 400V(3ph) & 230V(single ph) | LV | 400 kVA :Kiosk Substation | 0.4 | --> | 0.4 | 0 | 0 | Constrained,otherwise capacity available =338kVA. | --> | 0.38 | 0 | 0 | 0 | 0 | 0.409 | 0 |  | --> | C14 ex TOGHER | TOGHER: T42 | TRABEG |  | 51.8749 | -8.4907
MV/LV Substation DI***123Y | 10 kV | 400V(3ph) & 230V(single ph) | LV | 50 kVA :Pole Substation | 0.05 | --> | 0.05 | 0.049 | 3.7 |  | --> | 0.047 | 0 | 0 | 0 | 0.004 | 0.045 | 0 |  | --> | C12 ex ROSS CARBERY | ROSS CARBERY: T41∥T42 | DUNMANWAY |  | 51.5401 | -8.9453
MV/LV Substation DI***129 | 10 kV | 400V(3ph) & 230V(single ph) | LV | 400 kVA :Building Structure | 0.4 | --> | 0.4 | 0.312 | 2.8 |  | --> | 0.38 | 0 | 0 | 0 | 0.003 | 0.41 | 0 |  | --> | C18 ex CORBALLY | CORBALLY: T41∥T42 | ARDNACRUSHA |  | 52.6824 | -8.6152
MV/LV Substation DI***129X | 10 kV | 400V(3ph) & 230V(single ph) | LV | 630 kVA :Building Structure | 0.63 | --> | 0.63 | 0.48 | 2.1 |  | --> | 0.598 | 0 | 0 | 0 | 0 | 0.5 | 0 |  | --> | C14 ex LITTLE BRAY | LITTLE BRAY: T42 | FASSAROE |  | 53.2016 | -6.1284
MV/LV Substation DI***130X | 20 kV | 400V(3ph) & 230V(single ph) | LV | 50 kVA :Pole Substation | 0.05 | --> | 0.05 | 0 | 0 | Constrained,otherwise capacity available =48kVA. | --> | 0.047 | 0 | 0 | 0 | 0 | 0.049 | 0 |  | --> | E16 ex FINEA | FINEA: T421∥T422 | SHANKILL |  | 53.9055 | -7.5047
MV/LV Substation DI***150 | 20 kV | 400V(3ph) & 230V(single ph) | LV | 50 kVA :Pole Substation | 0.05 | --> | 0.05 | 0.004 | 3.7 |  | --> | 0.047 | 0 | 0 | 0 | 0 | 0 | 0 | Constrained,otherwise capacity available =56kW. | --> | E17 ex FOXHOLE | FOXHOLE: T421∥T422 | DUNGARVAN |  | 51.9573 | -7.8602
MV/LV Substation DI***152Z | 10 kV | 400V(3ph) & 230V(single ph) | LV | 200 kVA :Pole Substation | 0.2 | --> | 0.2 | 0.19 | 2.7 |  | --> | 0.19 | 0 | 0 | 0 | 0 | 0.201 | 0 |  | --> | E19 ex LONGFORD | LONGFORD: T421 | RICHMOND |  | 53.7139 | -7.8184
MV/LV Substation DI***157X | 10 kV | 400V(3ph) & 230V(single ph) | LV | 400 kVA :Kiosk Substation | 0.4 | --> | 0.4 | 0.252 | 7.3 |  | --> | 0.38 | 0 | 0 | 0 | 0.007 | 0.415 | 0 |  | --> | C11 ex GARRYCASTLE | GARRYCASTLE: T41 | ATHLONE |  | 53.4194 | -7.9298
MV/LV Substation DI***169Z | 10 kV | 400V(3ph) & 230V(single ph) | LV | 400 kVA :Kiosk Substation | 0.4 | --> | 0.4 | 0.273 | 0.3 | Constrained,otherwise capacity available =371kVA. | --> | 0.38 | 0 | 0 | 0 | 0 | 0.403 | 0 |  | --> | C14 ex DRUMBEAR | DRUMBEAR: T41∥T42 | LISDRUM |  | 54.2489 | -6.9666
MV/LV Substation DI***171X | 10 kV | 400V(3ph) & 230V(single ph) | LV | 200 kVA :Kiosk Substation | 0.2 | --> | 0.2 | 0.155 | 1.1 |  | --> | 0.19 | 0 | 0 | 0 | 0.018 | 0.188 | 0 |  | --> | C17 ex TRIM | TRIM: T41∥T42 | NAVAN |  | 53.552 | -6.7761
MV/LV Substation DI***241Z | 10 kV | 400V(3ph) & 230V(single ph) | LV | 200 kVA :Pole Substation | 0.2 | --> | 0.2 | 0.194 | 4.8 |  | --> | 0.19 | 0 | 0 | 0 | 0 | 0.2 | 0 |  | --> | C21 ex ATHY | ATHY: T101 | ATHY |  | 53.0128 | -7.1419
MV/LV Substation DI***284Z | 10 kV | 400V(3ph) & 230V(single ph) | LV | 200 kVA :Kiosk Substation | 0.2 | --> | 0.2 | 0.187 | 1.3 |  | --> | 0.19 | 0 | 0 | 0 | 0 | 0.201 | 0 |  | --> | C11 ex MULGANNON | MULGANNON: T41 | WEXFORD |  | 52.331 | -6.4634
MV/LV Substation DI***323X | 20 kV | 400V(3ph) & 230V(single ph) | LV | 630 kVA :Building Structure | 0.63 | --> | 0.63 | 0.5 | 4.5 |  | --> | 0.598 | 0 | 0 | 0 | 0 | 0.5 | 0 |  | --> | E20 ex ENNISCRONE | ENNISCRONE: T421∥T422 | MOY |  | 54.2052 | -9.1036
MV/LV Substation DI***352X | 10 kV | 400V(3ph) & 230V(single ph) | LV | 630 kVA :Kiosk Substation | 0.63 | --> | 0.63 | 0.5 | 12.2 |  | --> | 0.598 | 0 | 0 | 0 | 0 | 0.5 | 0 |  | --> | C34 ex SALTHILL | SALTHILL: T102 | SALTHILL |  | 53.2814 | -9.063
MV/LV Substation DI***394X | 10 kV | 400V(3ph) & 230V(single ph) | LV | 400 kVA :Building Structure | 0.4 | --> | 0.4 | 0 | 0 | Constrained,otherwise capacity available =306kVA. | --> | 0.38 | 0 | 0 | 0 | 0 | 0.414 | 0 |  | --> | C14 ex POPPINTREE | POPPINTREE: T102 | FINGLAS |  | 53.4048 | -6.2352
MV/LV Substation DI***398Y | 10 kV | 400V(3ph) & 230V(single ph) | LV | 50 kVA :Pole Substation | 0.05 | --> | 0.05 | 0 | 0 | Constrained,otherwise capacity available =27kVA. | --> | 0.047 | 0 | 0 | 0 | 0 | 0.052 | 0 |  | --> | C18 ex MIDLETON | MIDLETON: T102 | MIDLETON |  | 51.9636 | -8.2204
MV/LV Substation DI***4015 | 10 kV | 400V(3ph) & 230V(single ph) | LV | 630 kVA :Building Structure | 0.63 | --> | 0.63 | 0 | 0 | Constrained,otherwise capacity available =500kVA. | --> | 0.598 | 0 | 0 | 0 | 0 | 0.5 | 0 |  | --> | C18 ex PHIBSBORO | PHIBSBORO: T42 | FINGLAS |  | 53.3518 | -6.2711
MV/LV Substation DI***4035 | 10 kV | 400V(3ph) & 230V(single ph) | LV | 200 kVA :Pole Substation | 0.2 | --> | 0.2 | 0.133 | 0.7 |  | --> | 0.19 | 0 | 0 | 0 | 0 | 0.21 | 0 |  | --> | C23 ex GLENTIES | GLENTIES: T41 | BINBANE |  | 54.7619 | -8.4071
MV/LV Substation DI***4041 | 10 kV | 400V(3ph) & 230V(single ph) | LV | 100 kVA :Pole Substation | 0.1 | --> | 0.1 | 0 | 0 | Constrained,otherwise capacity available =93kVA. | --> | 0.095 | 0 | 0 | 0 | 0 | 0 | 0 | Constrained,otherwise capacity available =100kW. | --> | C20 ex CLOONLOUGH | CLOONLOUGH: T41∥T42 | BARRYMORE |  | 52.2216 | -8.259
MV/LV Substation DI***4067 | 10 kV | 400V(3ph) & 230V(single ph) | LV | 400 kVA :Building Structure | 0.4 | --> | 0.4 | 0.399 | 2.5 |  | --> | 0.38 | 0 | 0 | 0 | 0 | 0.4 | 0 |  | --> | C11 ex GRAIGUE | GRAIGUE: T41 | CARLOW |  | 52.8356 | -6.9303
MV/LV Substation DI***4071 | 10 kV | 400V(3ph) & 230V(single ph) | LV | 630 kVA :Building Structure | 0.63 | --> | 0.63 | 0.341 | 5 |  | --> | 0.598 | 0 | 0 | 0 | 0 | 0.5 | 0 |  | --> | C12 ex BALLYRICKARD | BALLYRICKARD: T41∥T42 | TRALEE |  | 52.2707 | -9.7324
MV/LV Substation DI***4083 | 10 kV | 400V(3ph) & 230V(single ph) | LV | 400 kVA :Kiosk Substation | 0.4 | --> | 0.4 | 0.262 | 6.6 |  | --> | 0.38 | 0 | 0 | 0 | 0.027 | 0.392 | 0 |  | --> | C23 ex PELLETSTOWN | PELLETSTOWN: T101 | FINGLAS |  | 53.3704 | -6.3849
MV/LV Substation DI***4100 | 10 kV | 400V(3ph) & 230V(single ph) | LV | 400 kVA :Kiosk Substation | 0.4 | --> | 0.4 | 0.301 | 5.1 |  | --> | 0.38 | 0 | 0 | 0 | 0.04 | 0 | 0 | Constrained,otherwise capacity available =372kW. | --> | C12 ex CASTLEKNOCK | CASTLEKNOCK: T41∥T42 | FINGLAS |  | 53.3673 | -6.3873
MV/LV Substation DI***4110 | 10 kV | 400V(3ph) & 230V(single ph) | LV | 400 kVA :Kiosk Substation | 0.4 | --> | 0.4 | 0.278 | 5.1 |  | --> | 0.38 | 0 | 0 | 0 | 0.07 | 0 | 0 | Constrained,otherwise capacity available =345kW. | --> | C12 ex CASTLEKNOCK | CASTLEKNOCK: T41∥T42 | FINGLAS |  | 53.3678 | -6.3832
MV/LV Substation DI***413X | 10 kV | 400V(3ph) & 230V(single ph) | LV | 100 kVA :Pole Substation | 0.1 | --> | 0.1 | 0.099 | 1 |  | --> | 0.095 | 0 | 0 | 0 | 0 | 0 | 0 | Constrained,otherwise capacity available =100kW. | --> | C17 ex LOUGHTAGALLA | LOUGHTAGALLA: T41∥T42 | THURLES |  | 52.6896 | -7.7942
MV/LV Substation DI***4161 | 20 kV | 400V(3ph) & 230V(single ph) | LV | 200 kVA :Pole Substation | 0.2 | --> | 0.2 | 0.194 | 6.7 |  | --> | 0.19 | 0 | 0 | 0 | 0 | 0 | 0 | Constrained,otherwise capacity available =200kW. | --> | E11 ex DUNFIRTH | DUNFIRTH: T122 | DUNFIRTH |  | 53.4039 | -6.8508
MV/LV Substation DI***4177 | 10 kV | 400V(3ph) & 230V(single ph) | LV | 400 kVA :Kiosk Substation | 0.4 | --> | 0.4 | 0.335 | 8.3 |  | --> | 0.38 | 0 | 0 | 0 | 0.035 | 0.373 | 0 |  | --> | C18 ex MONREAD | MONREAD: T102 | MONREAD |  | 53.2235 | -6.7006
MV/LV Substation DI***4200 | 10 kV | 400V(3ph) & 230V(single ph) | LV | 630 kVA :Building Structure | 0.63 | --> | 0.63 | 0.5 | 4.7 |  | --> | 0.598 | 0 | 0 | 0 | 0 | 0.5 | 0 |  | --> | C26 ex CENTRE PARK ROAD | MARINA: T106 | MARINA |  | 51.8965 | -8.4669
MV/LV Substation DI***4263 | 10 kV | 400V(3ph) & 230V(single ph) | LV | 100 kVA :Pole Substation | 0.1 | --> | 0.1 | 0.1 | 8.3 |  | --> | 0.095 | 0 | 0 | 0 | 0 | 0.1 | 0 |  | --> | C25 ex BALLYBEG | BALLYBEG: T101 | CARRICKMINES |  | 52.9975 | -6.0659
MV/LV Substation DI***4263 | 20 kV | 400V(3ph) & 230V(single ph) | LV | 50 kVA :Pole Substation | 0.05 | --> | 0.05 | 0 | 0 | Constrained,otherwise capacity available =49kVA. | --> | 0.047 | 0 | 0 | 0 | 0 | 0.049 | 0 |  | --> | E11 ex GLASMORE | GLASMORE: T421 | GLASMORE |  | 53.4795 | -6.1406
MV/LV Substation DI***4311 | 20 kV | 400V(3ph) & 230V(single ph) | LV | 200 kVA :Kiosk Substation | 0.2 | --> | 0.2 | 0 | 0 | Constrained,otherwise capacity available =163kVA. | --> | 0.19 | 0 | 0 | 0 | 0 | 0 | 0 | Constrained,otherwise capacity available =205kW. | --> | E19 ex PORTLAOISE | PORTLAOISE: T423∥T424 | PORTLAOISE |  | 53.0273 | -7.2857
MV/LV Substation DI***4427 | 20 kV | 400V(3ph) & 230V(single ph) | LV | 50 kVA :Pole Substation | 0.05 | --> | 0.05 | 0.039 | 2.8 |  | --> | 0.047 | 0 | 0 | 0 | 0 | 0.051 | 0 |  | --> | E12 ex LONGFORD | LONGFORD: T422 | RICHMOND |  | 53.872 | -7.7213
MV/LV Substation DI***453X | 20 kV | 400V(3ph) & 230V(single ph) | LV | 50 kVA :Pole Substation | 0.05 | --> | 0.05 | 0 | 0 | Constrained,otherwise capacity available =49kVA. | --> | 0.047 | 0 | 0 | 0 | 0 | 0.049 | 0 |  | --> | C21 ex MILFORD (NR) | MILFORD (NR): T41∥T42 | LETTERKENNY |  | 55.1763 | -7.7851
MV/LV Substation DI***484X | 10 kV | 400V(3ph) & 230V(single ph) | LV | 50 kVA :Pole Substation | 0.05 | --> | 0.05 | 0 | 0 | Constrained,otherwise capacity available =48kVA. | --> | 0.047 | 0 | 0 | 0 | 0 | 0.049 | 0 |  | --> | C16 ex MILFORD (NR) | MILFORD (NR): T41∥T42 | LETTERKENNY |  | 55.0498 | -7.7889
MV/LV Substation DI***495Z | 10 kV | 400V(3ph) & 230V(single ph) | LV | 400 kVA :Kiosk Substation | 0.4 | --> | 0.4 | 0.309 | 6.6 |  | --> | 0.38 | 0 | 0 | 0 | 0 | 0.414 | 0 |  | --> | C23 ex PELLETSTOWN | PELLETSTOWN: T101 | FINGLAS |  | 53.3689 | -6.3866
MV/LV Substation DI***501X | 20 kV | 400V(3ph) & 230V(single ph) | LV | 200 kVA :Pole Substation | 0.2 | --> | 0.2 | 0.154 | 2.2 |  | --> | 0.19 | 0 | 0 | 0 | 0 | 0 | 0 | Constrained,otherwise capacity available =207kW. | --> | C16 ex NEWCASTLEWEST | NEWCASTLEWEST: T41∥T42 | RATHKEALE |  | 52.5714 | -9.0995
MV/LV Substation DI***512Z | 10 kV | 400V(3ph) & 230V(single ph) | LV | 630 kVA :Building Structure | 0.63 | --> | 0.63 | 0 | 0 | Constrained,otherwise capacity available =500kVA. | --> | 0.598 | 0 | 0 | 0 | 0 | 0.5 | 0 |  | --> | C21 ex KILBARRY | KILBARRY: T101 | KILBARRY |  | 51.9155 | -8.474
MV/LV Substation DI***514Z | 10 kV | 400V(3ph) & 230V(single ph) | LV | 400 kVA :Building Structure | 0.4 | --> | 0.4 | 0.221 | 15.8 |  | --> | 0.38 | 0 | 0 | 0 | 0 | 0.427 | 0 |  | --> | C16 ex CASTLEVIEW | CASTLEVIEW: T102 | CASTLEVIEW |  | 51.9055 | -8.3575
MV/LV Substation DI***568X | 10 kV | 400V(3ph) & 230V(single ph) | LV | 630 kVA :Building Structure | 0.63 | --> | 0.63 | 0.5 | 15.8 |  | --> | 0.598 | 0 | 0 | 0 | 0 | 0.5 | 0 |  | --> | C36 ex CASTLEVIEW | CASTLEVIEW: T102 | CASTLEVIEW |  | 51.8979 | -8.3333
MV/LV Substation DI***572X | 10 kV | 400V(3ph) & 230V(single ph) | LV | 1000 kVA :Building Structure | 1 | --> | 1 | 0.5 | 2 |  | --> | 0.95 | 0 | 0 | 0 | 0 | 0.5 | 0 |  | --> | C16 ex FAIRVIEW | FAIRVIEW: T41 | MCDERMOTT |  | 53.365 | -6.2476
MV/LV Substation DI***589 | 20 kV | 400V(3ph) & 230V(single ph) | LV | 100 kVA :Pole Substation | 0.1 | --> | 0.1 | 0 | 0 | Constrained,otherwise capacity available =92kVA. | --> | 0.095 | 0 | 0 | 0 | 0 | 0.1 | 0 |  | --> | C21 ex CASTLEISLAND | CASTLEISLAND: T41∥T42 | TRALEE |  | 52.1821 | -9.5082
MV/LV Substation DI***595Z | 10 kV | 400V(3ph) & 230V(single ph) | LV | 50 kVA :Pole Substation | 0.05 | --> | 0.05 | 0 | 0 | Constrained,otherwise capacity available =45kVA. | --> | 0.047 | 0 | 0 | 0 | 0 | 0.05 | 0 |  | --> | C11 ex ROSEHILL | ROSEHILL: T41 | KILKENNY |  | 52.6478 | -7.2847
MV/LV Substation DI***597X | 10 kV | 400V(3ph) & 230V(single ph) | LV | 50 kVA :Pole Substation | 0.05 | --> | 0.05 | 0.049 | 2.3 |  | --> | 0.047 | 0 | 0 | 0 | 0 | 0 | 0 | Constrained,otherwise capacity available =49kW. | --> | C16 ex KILRUSH | KILRUSH: T41∥T42 | TULLABRACK |  | 52.678 | -9.6352
MV/LV Substation DI***631 | 10 kV | 400V(3ph) & 230V(single ph) | LV | 630 kVA :Building Structure | 0.63 | --> | 0.63 | 0 | 0 | Constrained,otherwise capacity available =414kVA. | --> | 0.598 | 0 | 0 | 0 | 0 | 0.5 | 0 |  | --> | C20 ex ORANMORE | ORANMORE: T44 | GALWAY 110KV |  | 53.2991 | -8.9231
MV/LV Substation DI***635X | 10 kV | 400V(3ph) & 230V(single ph) | LV | 200 kVA :Kiosk Substation | 0.2 | --> | 0.2 | 0.082 | 0.2 |  | --> | 0.19 | 0 | 0 | 0 | 0 | 0 | 0 | Constrained,otherwise capacity available =217kW. | --> | C11 ex COOLMINE | COOLMINE: T41 | FINGLAS |  | 53.3724 | -6.3899
MV/LV Substation DI***681X | 20 kV | 400V(3ph) & 230V(single ph) | LV | 100 kVA :Pole Substation | 0.1 | --> | 0.1 | 0 | 0 | Constrained,otherwise capacity available =99kVA. | --> | 0.095 | 0 | 0 | 0 | 0 | 0 | 0 | Constrained,otherwise capacity available =100kW. | --> | E22 ex BUNCLODY | BUNCLODY: T421∥T422 | CRANE |  | 52.6871 | -6.6656
MV/LV Substation DI***711X | 10 kV | 400V(3ph) & 230V(single ph) | LV | 1000 kVA :Building Structure | 1 | --> | 1 | 0.494 | 11.2 |  | --> | 0.95 | 0 | 0 | 0 | 0.011 | 0.5 | 0 |  | --> | C12 ex CABRA | CABRA: T102 | FINGLAS |  | 53.377 | -6.3126
MV/LV Substation DI***721Y | 10 kV | 400V(3ph) & 230V(single ph) | LV | 400 kVA :Kiosk Substation | 0.4 | --> | 0.4 | 0.276 | 2.7 |  | --> | 0.38 | 0 | 0 | 0 | 0 | 0.418 | 0 |  | --> | C19 ex RAMPARTS | RAMPARTS: T41 | DUNDALK |  | 54.0046 | -6.3964
MV/LV Substation DI***762 | 20 kV | 400V(3ph) & 230V(single ph) | LV | 50 kVA :Pole Substation | 0.05 | --> | 0.05 | 0.046 | 5.4 |  | --> | 0.047 | 0 | 0 | 0 | 0.003 | 0.046 | 0 |  | --> | E14 ex MOY | MOY: T421∥T422 | MOY |  | 54.1348 | -9.1669
MV/LV Substation DI***789Y | 20 kV | 400V(3ph) & 230V(single ph) | LV | 630 kVA :Building Structure | 0.63 | --> | 0.63 | 0 | 0 | Constrained,otherwise capacity available =469kVA. | --> | 0.598 | 0 | 0 | 0 | 0.003 | 0.5 | 0 |  | --> | E17 ex CAVAN | CAVAN: T421 | SHANKILL |  | 54.0998 | -7.444
MV/LV Substation DI***798 | 10 kV | 400V(3ph) & 230V(single ph) | LV | 1000 kVA :Building Structure | 1 | --> | 1 | 0.43 | 0.4 | Constrained,otherwise capacity available =500kVA. | --> | 0.95 | 0 | 0 | 0 | 0 | 0.5 | 0 |  | --> | C13 ex BALLYBODEN | BALLYBODEN: T41 | COOKSTOWN |  | 53.293 | -6.2806
MV/LV Substation DI***838 | 10 kV | 400V(3ph) & 230V(single ph) | LV | 630 kVA :Kiosk Substation | 0.63 | --> | 0.63 | 0 | 0 | Constrained,otherwise capacity available =335kVA. | --> | 0.598 | 0 | 0 | 0 | 0.007 | 0 | 0 | Constrained,otherwise capacity available =500kW. | --> | C14 ex DONEGAL | DONEGAL: T41∥T42 | CATHALEENS FALL |  | 54.6538 | -8.1099
MV/LV Substation DI***859X | 10 kV | 400V(3ph) & 230V(single ph) | LV | 1000 kVA :Building Structure | 1 | --> | 1 | 0.5 | 11.1 |  | --> | 0.95 | 0 | 0 | 0 | 0 | 0.5 | 0 |  | --> | C11 ex FORTUNESTOWN | FORTUNESTOWN: T101 | INCHICORE 220KV |  | 53.2893 | -6.4243
MV/LV Substation DI***870X | 10 kV | 400V(3ph) & 230V(single ph) | LV | 1000 kVA :Building Structure | 1 | --> | 1 | 0.5 | 2.1 |  | --> | 0.95 | 0 | 0 | 0 | 0 | 0.5 | 0 |  | --> | C13 ex SOUTH KING STREET | SOUTH KING STREET: T42 | FRANCIS STREET |  | 53.3409 | -6.2643
MV/LV Substation DI***879X | 10 kV | 400V(3ph) & 230V(single ph) | LV | 400 kVA :Building Structure | 0.4 | --> | 0.4 | 0.351 | 3.5 |  | --> | 0.38 | 0 | 0 | 0 | 0.008 | 0 | 0 | Constrained,otherwise capacity available =398kW. | --> | C18 ex CASTLETOWNBERE | CASTLETOWNBERE: T42 | BALLYLICKY |  | 51.6483 | -9.9025
MV/LV Substation DI***892 | 20 kV | 400V(3ph) & 230V(single ph) | LV | 50 kVA :Pole Substation | 0.05 | --> | 0.05 | 0 | 1.1 |  | --> | 0.047 | 0 | 0 | 0 | 0 | 0 | 0 | Constrained,otherwise capacity available =60kW. | --> | E17 ex BELMULLET | BELMULLET: T421 | BELLACORICK |  | 54.2282 | -9.9855
MV/LV Substation DI***896 | 10 kV | 400V(3ph) & 230V(single ph) | LV | 100 kVA :Pole Substation | 0.1 | --> | 0.1 | 0.099 | 5.1 |  | --> | 0.095 | 0 | 0 | 0 | 0 | 0.1 | 0 |  | --> | E16 ex BALLYBUNION | BALLYBUNION: T421∥T422 | TRIEN |  | 52.4623 | -9.5201
MV/LV Substation DI***910 | 10 kV | 400V(3ph) & 230V(single ph) | LV | 630 kVA :Kiosk Substation | 0.63 | --> | 0.63 | 0 | 0 | Constrained,otherwise capacity available =294kVA. | --> | 0.598 | 0 | 0 | 0 | 0 | 0 | 0 | Constrained,otherwise capacity available =500kW. | --> | C14 ex DONEGAL | DONEGAL: T41∥T42 | CATHALEENS FALL |  | 54.6538 | -8.1105
MV/LV Substation DI***912X | 10 kV | 400V(3ph) & 230V(single ph) | LV | 1000 kVA :Building Structure | 1 | --> | 1 | 0.5 | 2.6 |  | --> | 0.95 | 0 | 0 | 0 | 0 | 0.5 | 0 |  | --> | C20 ex FORTUNESTOWN | FORTUNESTOWN: T102 | INCHICORE 220KV |  | 53.2887 | -6.4216
MV/LV Substation DI***920X | 10 kV | 400V(3ph) & 230V(single ph) | LV | 630 kVA :Building Structure | 0.63 | --> | 0.63 | 0.469 | 2.6 |  | --> | 0.598 | 0 | 0 | 0 | 0 | 0.5 | 0 |  | --> | C20 ex FORTUNESTOWN | FORTUNESTOWN: T102 | INCHICORE 220KV |  | 53.2888 | -6.4207
MV/LV Substation DI***934 | 10 kV | 400V(3ph) & 230V(single ph) | LV | 50 kVA :Pole Substation | 0.05 | --> | 0.05 | 0.05 | 5.1 |  | --> | 0.047 | 0 | 0 | 0 | 0 | 0.049 | 0 |  | --> | E16 ex BALLYBUNION | BALLYBUNION: T421∥T422 | TRIEN |  | 52.4608 | -9.5174
MV/LV Substation DI***935X | 10 kV | 400V(3ph) & 230V(single ph) | LV | 1000 kVA :Building Structure | 1 | --> | 1 | 0.5 | 2.6 |  | --> | 0.95 | 0 | 0 | 0 | 0 | 0.5 | 0 |  | --> | C20 ex FORTUNESTOWN | FORTUNESTOWN: T102 | INCHICORE 220KV |  | 53.2901 | -6.4213
MV/LV Substation DI***941X | 10 kV | 400V(3ph) & 230V(single ph) | LV | 630 kVA :Building Structure | 0.63 | --> | 0.63 | 0.5 | 1 |  | --> | 0.598 | 0 | 0 | 0 | 0 | 0.5 | 0 |  | --> | C14 ex MARROWBONE LANE | MARROWBONE LANE: T42 | INCHICORE 220KV |  | 53.3422 | -6.2818
MV/LV Substation DI***968X | 10 kV | 400V(3ph) & 230V(single ph) | LV | 400 kVA :Kiosk Substation | 0.4 | --> | 0.4 | 0 | 0 | Constrained,otherwise capacity available =140kVA. | --> | 0.38 | 0 | 0 | 0 | 0.003 | 0.436 | 0 |  | --> | C17 ex KILBARRY | KILBARRY: T101 | KILBARRY |  | 51.9094 | -8.4551
MV/LV Substation DI***969Z | 10 kV | 400V(3ph) & 230V(single ph) | LV | 200 kVA :Building Structure | 0.2 | --> | 0.2 | 0.176 | 3.5 |  | --> | 0.19 | 0 | 0 | 0 | 0.031 | 0 | 0 | Constrained,otherwise capacity available =170kW. | --> | C18 ex CASTLETOWNBERE | CASTLETOWNBERE: T42 | BALLYLICKY |  | 51.6466 | -9.902
MV/LV Substation DI***991 | 10 kV | 400V(3ph) & 230V(single ph) | LV | 100 kVA :Pole Substation | 0.1 | --> | 0.1 | 0.083 | 1.5 |  | --> | 0.095 | 0 | 0 | 0 | 0 | 0.102 | 0 |  | --> | C19 ex SALLINS | SALLINS: T41 | GRIFFINRATH |  | 53.2621 | -6.7055
MV/LV Substation DK***844Y | 10 kV | 400V(3ph) & 230V(single ph) | LV | 400 kVA :Kiosk Substation | 0.4 | --> | 0.4 | 0.308 | 3.5 |  | --> | 0.38 | 0 | 0 | 0 | 0 | 0.414 | 0 |  | --> | C12 ex MARSHES | MARSHES: T42 | DUNDALK |  | 53.9819 | -6.3884
MV/LV Substation DM***602Z | 10 kV | 400V(3ph) & 230V(single ph) | LV | 630 kVA :Building Structure | 0.63 | --> | 0.63 | 0.5 | 2.1 |  | --> | 0.598 | 0 | 0 | 0 | 0 | 0.5 | 0 |  | --> | C11 ex LIFFEY VALLEY | LIFFEY VALLEY: T41 | INCHICORE 220KV |  | 53.3463 | -6.4082
MV/LV Substation DM***792X | 10 kV | 400V(3ph) & 230V(single ph) | LV | 400 kVA :Kiosk Substation | 0.4 | --> | 0.4 | 0.388 | 2.8 |  | --> | 0.38 | 0 | 0 | 0 | 0 | 0.401 | 0 |  | --> | C12 ex COES ROAD | COES ROAD: T41∥T42 | DUNDALK |  | 54.0047 | -6.3776
MV/LV Substation DN***698 | 10 kV | 400V(3ph) & 230V(single ph) | LV | 1000 kVA :Kiosk Substation | 1 | --> | 1 | 0.5 | 4 |  | --> | 0.95 | 0 | 0 | 0 | 0.039 | 0.5 | 0 |  | --> | C14 ex OAKFIELD | OAKFIELD: T42 | SLIGO |  | 54.2283 | -8.4933
MV/LV Substation DO***001 | 10 kV | 400V(3ph) & 230V(single ph) | LV | 1000 kVA :Building Structure | 1 | --> | 1 | 0.389 | 7.4 |  | --> | 0.95 | 0 | 0 | 0 | 0.003 | 0.5 | 0 |  | --> | C12 ex MULLINGAR | MULLINGAR: T102 | MULLINGAR |  | 53.5239 | -7.3442
MV/LV Substation DO***003 | 10 kV | 400V(3ph) & 230V(single ph) | LV | 1000 kVA :Building Structure | 1 | --> | 1 | 0.5 | 3.4 |  | --> | 0.95 | 0 | 0 | 0 | 0 | 0 | 0 | Constrained,otherwise capacity available =500kW. | --> | C16 ex BALLYSHANNON | BALLYSHANNON: T41∥T42 | CATHALEENS FALL |  | 54.497 | -8.2017
MV/LV Substation DO***004 | 20 kV | 400V(3ph) & 230V(single ph) | LV | 400 kVA :Kiosk Substation | 0.4 | --> | 0.4 | 0.369 | 5.4 |  | --> | 0.38 | 0 | 0 | 0 | 0 | 0.404 | 0 |  | --> | E19 ex ARDNAREE | ARDNAREE: T421 | MOY |  | 54.1171 | -9.1344
MV/LV Substation DO***006 | 10 kV | 400V(3ph) & 230V(single ph) | LV | 630 kVA :Building Structure | 0.63 | --> | 0.63 | 0 | 0 | Constrained,otherwise capacity available =500kVA. | --> | 0.598 | 0 | 0 | 0 | 0 | 0.5 | 0 |  | --> | C17 ex BALLINACURRA | BALLINACURRA: T41 | LIMERICK |  | 52.6577 | -8.6421
MV/LV Substation DO***006X | 10 kV | 400V(3ph) & 230V(single ph) | LV | 100 kVA :Pole Substation | 0.1 | --> | 0.1 | 0 | 0 | Constrained,otherwise capacity available =93kVA. | --> | 0.095 | 0 | 0 | 0 | 0.007 | 0 | 0 | Constrained,otherwise capacity available =93kW. | --> | C13 ex DONEGAL | DONEGAL: T41∥T42 | CATHALEENS FALL |  | 54.641 | -8.1109
MV/LV Substation DO***008 | 10 kV | 400V(3ph) & 230V(single ph) | LV | 400 kVA :Building Structure | 0.4 | --> | 0.4 | 0.234 | 1.4 |  | --> | 0.38 | 0 | 0 | 0 | 0 | 0 | 0 | Constrained,otherwise capacity available =425kW. | --> | C15 ex DEERPARK | DEERPARK: T41∥T42 | BALLYDINE |  | 52.3451 | -7.4132
MV/LV Substation DO***008 | 10 kV | 400V(3ph) & 230V(single ph) | LV | 200 kVA :Building Structure | 0.2 | --> | 0.2 | 0.025 | 2 |  | --> | 0.19 | 0 | 0 | 0 | 0.003 | 0.222 | 0 |  | --> | C18 ex CARRICKMACROSS | CARRICKMACROSS: T42 | MEATH HILL |  | 53.9761 | -6.711
MV/LV Substation DO***012 | 10 kV | 400V(3ph) & 230V(single ph) | LV | 200 kVA :Pole Substation | 0.2 | --> | 0.2 | 0 | 0 | Constrained,otherwise capacity available =151kVA. | --> | 0.19 | 0 | 0 | 0 | 0.003 | 0.203 | 0 |  | --> | C13 ex BUTTEVANT | BUTTEVANT: T41∥T42 | MALLOW |  | 52.2191 | -8.5859
MV/LV Substation DO***014Y | 10 kV | 400V(3ph) & 230V(single ph) | LV | 200 kVA :Building Structure | 0.2 | --> | 0.2 | 0 | 0 | Constrained,otherwise capacity available =116kVA. | --> | 0.19 | 0 | 0 | 0 | 0.004 | 0.208 | 0 |  | --> | C18 ex GRANGE (DR) | GRANGE (DR): T42 | GRANGE (DR) |  | 53.3957 | -6.162
MV/LV Substation DO***015X | 20 kV | 400V(3ph) & 230V(single ph) | LV | 50 kVA :Pole Substation | 0.05 | --> | 0.05 | 0.046 | 8.5 |  | --> | 0.047 | 0 | 0 | 0 | 0 | 0 | 0 | Constrained,otherwise capacity available =49kW. | --> | E14 ex BELLACORICK | BELLACORICK: T122 | BELLACORICK |  | 54.204 | -9.9231
MV/LV Substation DO***015Z | 10 kV | 400V(3ph) & 230V(single ph) | LV | 50 kVA :Pole Substation | 0.05 | --> | 0.05 | 0.039 | 0.9 |  | --> | 0.047 | 0 | 0 | 0 | 0.007 | 0.043 | 0 |  | --> | C15 ex RIVERSTOWN | RIVERSTOWN: T41∥T42 | KILBARRY |  | 51.9301 | -8.3686
MV/LV Substation DO***016X | 10 kV | 400V(3ph) & 230V(single ph) | LV | 50 kVA :Pole Substation | 0.05 | --> | 0.05 | 0.037 | 3 |  | --> | 0.047 | 0 | 0 | 0 | 0 | 0 | 0 | Constrained,otherwise capacity available =51kW. | --> | C14 ex SWINFORD | SWINFORD: T41∥T42 | CASTLEBAR |  | 54.0109 | -8.9787
MV/LV Substation DO***017 | 10 kV | 400V(3ph) & 230V(single ph) | LV | 100 kVA :Pole Substation | 0.1 | --> | 0.1 | 0.082 | 2.3 |  | --> | 0.095 | 0 | 0 | 0 | 0 | 0.102 | 0 |  | --> | C16 ex CASTLECOMER | CASTLECOMER: T41∥T42 | BALLYRAGGET |  | 52.7983 | -7.215
MV/LV Substation DO***020X | 20 kV | 400V(3ph) & 230V(single ph) | LV | 50 kVA :Pole Substation | 0.05 | --> | 0.05 | 0 | 0 | Constrained,otherwise capacity available =46kVA. | --> | 0.047 | 0 | 0 | 0 | 0 | 0 | 0 | Constrained,otherwise capacity available =49kW. | --> | E12 ex KILLYBEGS | KILLYBEGS: | N/A |  | 54.6539 | -8.4325
MV/LV Substation DO***023 | 10 kV | 400V(3ph) & 230V(single ph) | LV | 1000 kVA :Building Structure | 1 | --> | 1 | 0 | 0 | Constrained,otherwise capacity available =500kVA. | --> | 0.95 | 0 | 0 | 0 | 0.005 | 0.5 | 0 |  | --> | C11 ex DONNYBROOK | DONNYBROOK: T41 | MILLTOWN (DR) |  | 53.3193 | -6.233
MV/LV Substation DO***026X | 10 kV | 400V(3ph) & 230V(single ph) | LV | 630 kVA :Kiosk Substation | 0.63 | --> | 0.63 | 0.5 | 2.1 |  | --> | 0.598 | 0 | 0 | 0 | 0.003 | 0.5 | 0 |  | --> | C20 ex SALLYNOGGIN ROAD | SALLYNOGGIN ROAD: T42 | CHERRYWOOD |  | 53.2919 | -6.1406
MV/LV Substation DO***027 | 10 kV | 400V(3ph) & 230V(single ph) | LV | 400 kVA :Kiosk Substation | 0.4 | --> | 0.4 | 0 | 0 | Constrained,otherwise capacity available =148kVA. | --> | 0.38 | 0 | 0 | 0 | 0.015 | 0.422 | 0 |  | --> | C12 ex DOUGLAS | DOUGLAS: T41 | TRABEG |  | 51.8772 | -8.44
MV/LV Substation DO***030 | 10 kV | 400V(3ph) & 230V(single ph) | LV | 50 kVA :Pole Substation | 0.05 | --> | 0.05 | 0 | 9.9 |  | --> | 0.047 | 0 | 0 | 0 | 0 | 0.061 | 0 |  | --> | C19 ex ENNIS | ENNIS: T101 | ENNIS |  | 52.8388 | -8.9663
MV/LV Substation DO***030Z | 20 kV | 400V(3ph) & 230V(single ph) | LV | 400 kVA :Kiosk Substation | 0.4 | --> | 0.4 | 0 | 0 | Constrained,otherwise capacity available =307kVA. | --> | 0.38 | 0 | 0 | 0 | 0.002 | 0.412 | 0 |  | --> | E17 ex DULEEK | DULEEK: T421∥T422 | DRYBRIDGE |  | 53.6575 | -6.4325
MV/LV Substation DO***031X | 20 kV | 400V(3ph) & 230V(single ph) | LV | 200 kVA :Pole Substation | 0.2 | --> | 0.2 | 0 | 0 | Constrained,otherwise capacity available =103kVA. | --> | 0.19 | 0 | 0 | 0 | 0.014 | 0.199 | 0 |  | --> | C22 ex ENNISTYMON | ENNISTYMON: T41∥T42 | ENNIS |  | 53.0184 | -9.3707
MV/LV Substation DO***032 | 10 kV | 400V(3ph) & 230V(single ph) | LV | 1000 kVA :Building Structure | 1 | --> | 1 | 0 | 0 | Constrained,otherwise capacity available =500kVA. | --> | 0.95 | 0 | 0 | 0 | 0.004 | 0.5 | 0 |  | --> | C18 ex GRANGE (DR) | GRANGE (DR): T42 | GRANGE (DR) |  | 53.3947 | -6.1613
MV/LV Substation DO***032 | 10 kV | 400V(3ph) & 230V(single ph) | LV | 200 kVA :Pole Substation | 0.2 | --> | 0.2 | 0.163 | 1.3 |  | --> | 0.19 | 0 | 0 | 0 | 0.006 | 0 | 0 | Constrained,otherwise capacity available =199kW. | --> | C26 ex KILKEE | KILKEE: T41 | TULLABRACK |  | 52.6861 | -9.641
MV/LV Substation DO***033 | 10 kV | 400V(3ph) & 230V(single ph) | LV | 400 kVA :Kiosk Substation | 0.4 | --> | 0.4 | 0.156 | 2.3 |  | --> | 0.38 | 0 | 0 | 0 | 0.01 | 0.426 | 0 |  | --> | C11 ex TRABEG | TRABEG: T102 | TRABEG |  | 51.8784 | -8.4368
MV/LV Substation DO***034 | 10 kV | 400V(3ph) & 230V(single ph) | LV | 200 kVA :Building Structure | 0.2 | --> | 0.2 | 0 | 0 |  | --> | 0.19 | 0 | 0 | 0 | 0 | 0.231 | 0 |  | --> | C13 ex DOUGLAS | DOUGLAS: T42 | TRABEG |  | 51.8765 | -8.4337
MV/LV Substation DO***035X | 10 kV | 400V(3ph) & 230V(single ph) | LV | 630 kVA :Building Structure | 0.63 | --> | 0.63 | 0 | 0 | Constrained,otherwise capacity available =487kVA. | --> | 0.598 | 0 | 0 | 0 | 0 | 0.5 | 0 |  | --> | C19 ex NEWMARKET (DR) | NEWMARKET (DR): T41 | FRANCIS STREET |  | 53.3346 | -6.275
MV/LV Substation DO***036 | 10 kV | 400V(3ph) & 230V(single ph) | LV | 1000 kVA :Building Structure | 1 | --> | 1 | 0 | 0 | Constrained,otherwise capacity available =500kVA. | --> | 0.95 | 0 | 0 | 0 | 0 | 0.5 | 0 |  | --> | C21 ex BELGARD | BELGARD: T41 | COOKSTOWN |  | 53.2898 | -6.3647
MV/LV Substation DO***037Y | 20 kV | 400V(3ph) & 230V(single ph) | LV | 50 kVA :Pole Substation | 0.05 | --> | 0.05 | 0 | 0 | Constrained,otherwise capacity available =49kVA. | --> | 0.047 | 0 | 0 | 0 | 0 | 0.049 | 0 |  | --> | C18 ex KANTURK | KANTURK: T41∥T42 | GLENLARA |  | 52.0802 | -8.8735
MV/LV Substation DO***039 | 20 kV | 400V(3ph) & 230V(single ph) | LV | 200 kVA :Pole Substation | 0.2 | --> | 0.2 | 0 | 0 | Constrained,otherwise capacity available =163kVA. | --> | 0.19 | 0 | 0 | 0 | 0 | 0.205 | 0 |  | --> | E14 ex BALLINDERRY | BALLINDERRY: T422 | MULLINGAR |  | 53.3911 | -7.2575
MV/LV Substation DO***040Z | 10 kV | 400V(3ph) & 230V(single ph) | LV | 400 kVA :Kiosk Substation | 0.4 | --> | 0.4 | 0.358 | 1.2 |  | --> | 0.38 | 0 | 0 | 0 | 0 | 0.406 | 0 |  | --> | C12 ex SRAH | SRAH: T41∥T42 | THORNSBERRY |  | 53.2788 | -7.4992
MV/LV Substation DO***047 | 10 kV | 400V(3ph) & 230V(single ph) | LV | 100 kVA :Pole Substation | 0.1 | --> | 0.1 | 0 | 2.7 |  | --> | 0.095 | 0 | 0 | 0 | 0.008 | 0.11 | 0 |  | --> | C19 ex RAMPARTS | RAMPARTS: T41 | DUNDALK |  | 54.0196 | -6.3982
MV/LV Substation DO***048 | 10 kV | 400V(3ph) & 230V(single ph) | LV | 630 kVA :Kiosk Substation | 0.63 | --> | 0.63 | 0 | 0 | Constrained,otherwise capacity available =480kVA. | --> | 0.598 | 0 | 0 | 0 | 0.005 | 0.5 | 0 |  | --> | C13 ex CRANMORE | CRANMORE: T41∥T42 | SLIGO |  | 54.2674 | -8.4581
MV/LV Substation DO***049X | 10 kV | 400V(3ph) & 230V(single ph) | LV | 50 kVA :Pole Substation | 0.05 | --> | 0.05 | 0.042 | 1.3 |  | --> | 0.047 | 0 | 0 | 0 | 0 | 0 | 0 | Constrained,otherwise capacity available =50kW. | --> | C26 ex KILKEE | KILKEE: T41 | TULLABRACK |  | 52.7289 | -9.526
MV/LV Substation DO***050Z | 20 kV | 400V(3ph) & 230V(single ph) | LV | 200 kVA :Pole Substation | 0.2 | --> | 0.2 | 0.186 | 2.7 |  | --> | 0.19 | 0 | 0 | 0 | 0 | 0.201 | 0 |  | --> | E13 ex LONGFORD | LONGFORD: T421 | RICHMOND |  | 53.8445 | -7.6072
MV/LV Substation DO***055X | 10 kV | 400V(3ph) & 230V(single ph) | LV | 50 kVA :Pole Substation | 0.05 | --> | 0.05 | 0.048 | 1.3 |  | --> | 0.047 | 0 | 0 | 0 | 0.031 | 0 | 0 | Constrained,otherwise capacity available =16kW. | --> | C23 ex KILKEE | KILKEE: T41 | TULLABRACK |  | 52.6192 | -9.6424
MV/LV Substation DO***055Y | 10 kV | 400V(3ph) & 230V(single ph) | LV | 400 kVA :Kiosk Substation | 0.4 | --> | 0.4 | 0.385 | 9.9 |  | --> | 0.38 | 0 | 0 | 0 | 0 | 0.402 | 0 |  | --> | C19 ex ENNIS | ENNIS: T101 | ENNIS |  | 52.8365 | -8.9525
MV/LV Substation DO***058X | 10 kV | 400V(3ph) & 230V(single ph) | LV | 400 kVA :Building Structure | 0.4 | --> | 0.4 | 0 | 0 | Constrained,otherwise capacity available =382kVA. | --> | 0.38 | 0 | 0 | 0 | 0 | 0.402 | 0 |  | --> | C17 ex BALLINACURRA | BALLINACURRA: T41 | LIMERICK |  | 52.6567 | -8.6485
MV/LV Substation DO***060 | 10 kV | 400V(3ph) & 230V(single ph) | LV | 630 kVA :Building Structure | 0.63 | --> | 0.63 | 0.304 | 4.1 |  | --> | 0.598 | 0 | 0 | 0 | 0.053 | 0.5 | 0 |  | --> | C21 ex KIMMAGE | KIMMAGE: T41 | INCHICORE 220KV |  | 53.3048 | -6.2828
MV/LV Substation DO***060Z | 10 kV | 400V(3ph) & 230V(single ph) | LV | 200 kVA :Kiosk Substation | 0.2 | --> | 0.2 | 0.196 | 2.8 |  | --> | 0.19 | 0 | 0 | 0 | 0 | 0.2 | 0 |  | --> | C12 ex COES ROAD | COES ROAD: T41∥T42 | DUNDALK |  | 54.0083 | -6.3893
MV/LV Substation DO***061 | 10 kV | 400V(3ph) & 230V(single ph) | LV | 630 kVA :Kiosk Substation | 0.63 | --> | 0.63 | 0 | 0 | Constrained,otherwise capacity available =256kVA. | --> | 0.598 | 0 | 0 | 0 | 0.067 | 0.5 | 0 |  | --> | C14 ex CLONTARF | CLONTARF: T42 | FINGLAS |  | 53.3642 | -6.1782
MV/LV Substation DO***063Y | 10 kV | 400V(3ph) & 230V(single ph) | LV | 200 kVA :Building Structure | 0.2 | --> | 0.2 | 0 | 0 | Constrained,otherwise capacity available =2kVA. | --> | 0.19 | 0 | 0 | 0 | 0 | 0.228 | 0 |  | --> | C17 ex BALLINACURRA | BALLINACURRA: T41 | LIMERICK |  | 52.658 | -8.6403
MV/LV Substation DO***064Z | 10 kV | 400V(3ph) & 230V(single ph) | LV | 400 kVA :Building Structure | 0.4 | --> | 0.4 | 0.342 | 0.7 |  | --> | 0.38 | 0 | 0 | 0 | 0 | 0.408 | 0 |  | --> | C15 ex MONEYCOOLEY | MONEYCOOLEY: T41 | GRIFFINRATH |  | 53.3601 | -6.5948
MV/LV Substation DO***067X | 20 kV | 400V(3ph) & 230V(single ph) | LV | 50 kVA :Pole Substation | 0.05 | --> | 0.05 | 0.049 | 4.5 |  | --> | 0.047 | 0 | 0 | 0 | 0 | 0.049 | 0 |  | --> | E20 ex ENNISCRONE | ENNISCRONE: T421∥T422 | MOY |  | 54.1856 | -9.1156
MV/LV Substation DO***068 | 20 kV | 400V(3ph) & 230V(single ph) | LV | 200 kVA :Building Structure | 0.2 | --> | 0.2 | 0.094 | 1.3 |  | --> | 0.19 | 0 | 0 | 0 | 0.003 | 0.212 | 0 |  | --> | E13 ex KILCARRAGH | KILCARRAGH: T421∥T422 | BUTLERSTOWN |  | 52.1469 | -6.991
MV/LV Substation DO***070X | 10 kV | 400V(3ph) & 230V(single ph) | LV | 400 kVA :Kiosk Substation | 0.4 | --> | 0.4 | 0.067 | 0.1 | Constrained,otherwise capacity available =328kVA. | --> | 0.38 | 0 | 0 | 0 | 0.009 | 0.401 | 0 |  | --> | C21 ex BISHOPSTOWN | BISHOPSTOWN: T41 | KILBARRY |  | 51.8774 | -8.5125
MV/LV Substation DO***072X | 10 kV | 400V(3ph) & 230V(single ph) | LV | 630 kVA :Building Structure | 0.63 | --> | 0.63 | 0 | 0 | Constrained,otherwise capacity available =500kVA. | --> | 0.598 | 0 | 0 | 0 | 0 | 0.5 | 0 |  | --> | C11 ex GRANBY ROW | GRANBY ROW: T41 | MCDERMOTT |  | 53.3525 | -6.2657
MV/LV Substation DO***073 | 10 kV | 400V(3ph) & 230V(single ph) | LV | 630 kVA :Kiosk Substation | 0.63 | --> | 0.63 | 0 | 0 | Constrained,otherwise capacity available =72kVA. | --> | 0.598 | 0 | 0 | 0 | 0.037 | 0.5 | 0 |  | --> | C39 ex NORTH QUAYS | NORTH QUAYS: T102 | POOLBEG |  | 53.3756 | -6.2197
MV/LV Substation DO***079 | 10 kV | 400V(3ph) & 230V(single ph) | LV | 200 kVA :Kiosk Substation | 0.2 | --> | 0.2 | 0.123 | 0.3 |  | --> | 0.19 | 0 | 0 | 0 | 0.004 | 0.207 | 0 |  | --> | C21 ex NENAGH | NENAGH: T41 | NENAGH |  | 52.8577 | -8.2047
MV/LV Substation DO***080 | 20 kV | 400V(3ph) & 230V(single ph) | LV | 50 kVA :Pole Substation | 0.05 | --> | 0.05 | 0.047 | 6.2 |  | --> | 0.047 | 0 | 0 | 0 | 0 | 0.049 | 0 |  | --> | E13 ex BAGENALSTOWN | BAGENALSTOWN: T421∥T422 | CARLOW |  | 52.6829 | -6.935
MV/LV Substation DO***080 | 10 kV | 400V(3ph) & 230V(single ph) | LV | 100 kVA :Pole Substation | 0.1 | --> | 0.1 | 0 | 0 | Constrained,otherwise capacity available =67kVA. | --> | 0.095 | 0 | 0 | 0 | 0 | 0.104 | 0 |  | --> | C16 ex MILFORD (NR) | MILFORD (NR): T41∥T42 | LETTERKENNY |  | 54.9961 | -7.7941
MV/LV Substation DO***081X | 20 kV | 400V(3ph) & 230V(single ph) | LV | 630 kVA :Kiosk Substation | 0.63 | --> | 0.63 | 0.5 | 3.6 |  | --> | 0.598 | 0 | 0 | 0 | 0.014 | 0.5 | 0 |  | --> | E16 ex BALLYCROSSAUN | BALLYCROSSAUN: T421∥T422 | SOMERSET |  | 53.0932 | -8.2141
MV/LV Substation DO***083 | 20 kV | 400V(3ph) & 230V(single ph) | LV | 50 kVA :Pole Substation | 0.05 | --> | 0.05 | 0.047 | 6.2 |  | --> | 0.047 | 0 | 0 | 0 | 0 | 0.049 | 0 |  | --> | E13 ex BAGENALSTOWN | BAGENALSTOWN: T421∥T422 | CARLOW |  | 52.6843 | -6.9492
MV/LV Substation DO***084X | 10 kV | 400V(3ph) & 230V(single ph) | LV | 400 kVA :Kiosk Substation | 0.4 | --> | 0.4 | 0.384 | 9.6 |  | --> | 0.38 | 0 | 0 | 0 | 0 | 0.402 | 0 |  | --> | C18 ex GORTLEE | GORTLEE: T41∥T42 | LETTERKENNY |  | 54.962 | -7.7126
MV/LV Substation DO***088 | 10 kV | 400V(3ph) & 230V(single ph) | LV | 400 kVA :Kiosk Substation | 0.4 | --> | 0.4 | 0.353 | 2.3 |  | --> | 0.38 | 0 | 0 | 0 | 0.012 | 0.394 | 0 |  | --> | C14 ex MOUNT MERRION | MOUNT MERRION: T42 | CARRICKMINES |  | 53.3104 | -6.2036
MV/LV Substation DO***089 | 10 kV | 400V(3ph) & 230V(single ph) | LV | 400 kVA :Kiosk Substation | 0.4 | --> | 0.4 | 0 | 0 | Constrained,otherwise capacity available =293kVA. | --> | 0.38 | 0 | 0 | 0 | 0.043 | 0.371 | 0 |  | --> | C19 ex LOUGHSHINNY | LOUGHSHINNY: T41 | GLASMORE |  | 53.569 | -6.1056
MV/LV Substation DO***092X | 20 kV | 400V(3ph) & 230V(single ph) | LV | 50 kVA :Pole Substation | 0.05 | --> | 0.05 | 0.033 | 1.4 |  | --> | 0.047 | 0 | 0 | 0 | 0.014 | 0.037 | 0 |  | --> | E20 ex GARRANACANTY | GARRANACANTY: T422 | TIPPERARY |  | 52.5218 | -8.0737
MV/LV Substation DO***092Y | 20 kV | 400V(3ph) & 230V(single ph) | LV | 100 kVA :Pole Substation | 0.1 | --> | 0.1 | 0 | 0 | Constrained,otherwise capacity available =96kVA. | --> | 0.095 | 0 | 0 | 0 | 0 | 0.1 | 0 |  | --> | C22 ex ENNISTYMON | ENNISTYMON: T41∥T42 | ENNIS |  | 53.0164 | -9.3826
MV/LV Substation DO***092Y | 20 kV | 400V(3ph) & 230V(single ph) | LV | 50 kVA :Pole Substation | 0.05 | --> | 0.05 | 0.049 | 1.6 |  | --> | 0.047 | 0 | 0 | 0 | 0 | 0.049 | 0 |  | --> | E18 ex GURRANEBANE | GURRANEBANE: T421∥T422 | OUGHTRAGH |  | 51.8797 | -10.372
MV/LV Substation DO***095Z | 20 kV | 400V(3ph) & 230V(single ph) | LV | 50 kVA :Pole Substation | 0.05 | --> | 0.05 | 0 | 0 | Constrained,otherwise capacity available =45kVA. | --> | 0.047 | 0 | 0 | 0 | 0 | 0.05 | 0 |  | --> | C11 ex RAHEEN | RAHEEN: T41 | LIMERICK |  | 52.5981 | -8.6718
MV/LV Substation DO***100X | 20 kV | 400V(3ph) & 230V(single ph) | LV | 50 kVA :Pole Substation | 0.05 | --> | 0.05 | 0.037 | 4.5 |  | --> | 0.047 | 0 | 0 | 0 | 0 | 0.051 | 0 |  | --> | E19 ex TELAYDON | TELAYDON: T421 | LISDRUM |  | 54.315 | -6.9084
MV/LV Substation DO***102 | 20 kV | 400V(3ph) & 230V(single ph) | LV | 200 kVA :Pole Substation | 0.2 | --> | 0.2 | 0.073 | 4.3 |  | --> | 0.19 | 0 | 0 | 0 | 0 | 0 | 0 | Constrained,otherwise capacity available =219kW. | --> | E14 ex MOVILLE | MOVILLE: T421∥T422 | TRILLICK |  | 55.1948 | -7.0502
MV/LV Substation DO***104 | 20 kV | 400V(3ph) & 230V(single ph) | LV | 50 kVA :Pole Substation | 0.05 | --> | 0.05 | 0.044 | 5.3 |  | --> | 0.047 | 0 | 0 | 0 | 0 | 0.05 | 0 |  | --> | C14 ex SMEARLA | SMEARLA: T42 | TRIEN |  | 52.5677 | -9.3903
MV/LV Substation DO***104Z | 20 kV | 400V(3ph) & 230V(single ph) | LV | 100 kVA :Pole Substation | 0.1 | --> | 0.1 | 0.07 | 3.9 |  | --> | 0.095 | 0 | 0 | 0 | 0.023 | 0 | 0 | Constrained,otherwise capacity available =80kW. | --> | E12 ex ASHBOURNE | ASHBOURNE: T422 | FINGLAS |  | 53.4887 | -6.3789
MV/LV Substation DO***105X | 10 kV | 400V(3ph) & 230V(single ph) | LV | 400 kVA :Kiosk Substation | 0.4 | --> | 0.4 | 0.372 | 4.2 |  | --> | 0.38 | 0 | 0 | 0 | 0.003 | 0 | 0 | Constrained,otherwise capacity available =400kW. | --> | C16 ex BUNDORAN | BUNDORAN: T41∥T42 | CATHALEENS FALL |  | 54.481 | -8.2638
MV/LV Substation DO***107 | 10 kV | 400V(3ph) & 230V(single ph) | LV | 100 kVA :Pole Substation | 0.1 | --> | 0.1 | 0.082 | 4.8 |  | --> | 0.095 | 0 | 0 | 0 | 0 | 0.102 | 0 |  | --> | C21 ex ATHY | ATHY: T101 | ATHY |  | 53.0126 | -7.1384
MV/LV Substation DO***107 | 10 kV | 400V(3ph) & 230V(single ph) | LV | 630 kVA :Building Structure | 0.63 | --> | 0.63 | 0 | 0 | Constrained,otherwise capacity available =327kVA. | --> | 0.598 | 0 | 0 | 0 | 0.014 | 0.5 | 0 |  | --> | C12 ex DENNEHYS CROSS | DENNEHYS CROSS: T42 | TRABEG |  | 51.8894 | -8.4926
MV/LV Substation DO***107X | 20 kV | 400V(3ph) & 230V(single ph) | LV | 200 kVA :Pole Substation | 0.2 | --> | 0.2 | 0.137 | 7.7 |  | --> | 0.19 | 0 | 0 | 0 | 0.117 | 0 | 0 | Constrained,otherwise capacity available =86kW. | --> | E12 ex CHURCHTOWN | CHURCHTOWN: T422 | RATHKEALE |  | 52.4565 | -9.0814
MV/LV Substation DO***114X | 10 kV | 400V(3ph) & 230V(single ph) | LV | 630 kVA :Kiosk Substation | 0.63 | --> | 0.63 | 0.5 | 4.6 |  | --> | 0.598 | 0 | 0 | 0 | 0.004 | 0.5 | 0 |  | --> | C12 ex BALLYRAINE | BALLYRAINE: T41∥T42 | LETTERKENNY |  | 54.9477 | -7.7189
MV/LV Substation DO***117 | 10 kV | 400V(3ph) & 230V(single ph) | LV | 1000 kVA :Building Structure | 1 | --> | 1 | 0 | 0 | Constrained,otherwise capacity available =500kVA. | --> | 0.95 | 0 | 0 | 0 | 0.039 | 0.5 | 0 |  | --> | C18 ex CULLION | CULLION: T41∥T42 | LETTERKENNY |  | 54.9461 | -7.7345
MV/LV Substation DO***118 | 20 kV | 400V(3ph) & 230V(single ph) | LV | 50 kVA :Pole Substation | 0.05 | --> | 0.05 | 0.048 | 7.4 |  | --> | 0.047 | 0 | 0 | 0 | 0 | 0 | 0 | Constrained,otherwise capacity available =49kW. | --> | E12 ex ARIGNA | ARIGNA: T121 | ARIGNA |  | 54.1886 | -8.0144
MV/LV Substation DO***124Z | 10 kV | 400V(3ph) & 230V(single ph) | LV | 50 kVA :Pole Substation | 0.05 | --> | 0.05 | 0.049 | 1.2 |  | --> | 0.047 | 0 | 0 | 0 | 0 | 0 | 0 | Constrained,otherwise capacity available =49kW. | --> | C15 ex ROSBERCON | ROSBERCON: T42 | WATERFORD |  | 52.3898 | -6.9643
MV/LV Substation DO***125X | 10 kV | 400V(3ph) & 230V(single ph) | LV | 400 kVA :Kiosk Substation | 0.4 | --> | 0.4 | 0 | 0 | Constrained,otherwise capacity available =179kVA. | --> | 0.38 | 0 | 0 | 0 | 0.021 | 0.411 | 0 |  | --> | C14 ex MILFORD (NR) | MILFORD (NR): T41∥T42 | LETTERKENNY |  | 55.0867 | -7.6984
MV/LV Substation DO***132Y | 20 kV | 400V(3ph) & 230V(single ph) | LV | 200 kVA :Kiosk Substation | 0.2 | --> | 0.2 | 0.184 | 2.5 |  | --> | 0.19 | 0 | 0 | 0 | 0 | 0.202 | 0 |  | --> | C19 ex GRAIGUE | GRAIGUE: T41 | CARLOW |  | 52.8129 | -6.9523
MV/LV Substation DO***136 | 20 kV | 400V(3ph) & 230V(single ph) | LV | 200 kVA :Pole Substation | 0.2 | --> | 0.2 | 0 | 0 | Constrained,otherwise capacity available =187kVA. | --> | 0.19 | 0 | 0 | 0 | 0.007 | 0.194 | 0 |  | --> | E18 ex GLASMORE | GLASMORE: T422 | GLASMORE |  | 53.5116 | -6.2664
MV/LV Substation DO***137 | 20 kV | 400V(3ph) & 230V(single ph) | LV | 200 kVA :Pole Substation | 0.2 | --> | 0.2 | 0 | 0 | Constrained,otherwise capacity available =150kVA. | --> | 0.19 | 0 | 0 | 0 | 0.023 | 0.183 | 0 |  | --> | E18 ex GLASMORE | GLASMORE: T422 | GLASMORE |  | 53.5153 | -6.2663
MV/LV Substation DO***138Y | 10 kV | 400V(3ph) & 230V(single ph) | LV | 1000 kVA :Building Structure | 1 | --> | 1 | 0.26 | 3.1 |  | --> | 0.95 | 0 | 0 | 0 | 0.01 | 0.5 | 0 |  | --> | C26 ex MONEYCOOLEY | MONEYCOOLEY: T44 | GRIFFINRATH |  | 53.3813 | -6.5894
MV/LV Substation DO***140 | 10 kV | 400V(3ph) & 230V(single ph) | LV | 400 kVA :Kiosk Substation | 0.4 | --> | 0.4 | 0 | 0 | Constrained,otherwise capacity available =202kVA. | --> | 0.38 | 0 | 0 | 0 | 0.073 | 0.353 | 0 |  | --> | C13 ex DOUGLAS | DOUGLAS: T42 | TRABEG |  | 51.8689 | -8.4401
MV/LV Substation DO***142 | 20 kV | 400V(3ph) & 230V(single ph) | LV | 50 kVA :Pole Substation | 0.05 | --> | 0.05 | 0 | 0 | Constrained,otherwise capacity available =49kVA. | --> | 0.047 | 0 | 0 | 0 | 0 | 0 | 0 | Constrained,otherwise capacity available =49kW. | --> | E17 ex PORTLAOISE | PORTLAOISE: T423∥T424 | PORTLAOISE |  | 52.9296 | -7.3567
MV/LV Substation DO***142Z | 10 kV | 400V(3ph) & 230V(single ph) | LV | 630 kVA :Building Structure | 0.63 | --> | 0.63 | 0 | 0 | Constrained,otherwise capacity available =500kVA. | --> | 0.598 | 0 | 0 | 0 | 0.023 | 0.5 | 0 |  | --> | C16 ex TOGHER | TOGHER: T42 | TRABEG |  | 51.8742 | -8.5128
MV/LV Substation DO***147X | 20 kV | 400V(3ph) & 230V(single ph) | LV | 50 kVA :Pole Substation | 0.05 | --> | 0.05 | 0.049 | 7.4 |  | --> | 0.047 | 0 | 0 | 0 | 0 | 0 | 0 | Constrained,otherwise capacity available =49kW. | --> | E12 ex ARIGNA | ARIGNA: T121 | ARIGNA |  | 54.2233 | -8.0129
MV/LV Substation DO***148X | 20 kV | 400V(3ph) & 230V(single ph) | LV | 400 kVA :Kiosk Substation | 0.4 | --> | 0.4 | 0.356 | 3.7 |  | --> | 0.38 | 0 | 0 | 0 | 0 | 0 | 0 | Constrained,otherwise capacity available =406kW. | --> | E14 ex FOXHOLE | FOXHOLE: T421∥T422 | DUNGARVAN |  | 51.9563 | -7.8499
MV/LV Substation DO***151X | 10 kV | 400V(3ph) & 230V(single ph) | LV | 100 kVA :Pole Substation | 0.1 | --> | 0.1 | 0.091 | 4 |  | --> | 0.095 | 0 | 0 | 0 | 0 | 0.1 | 0 |  | --> | C14 ex OAKFIELD | OAKFIELD: T42 | SLIGO |  | 54.2386 | -8.4775
MV/LV Substation DO***155 | 10 kV | 400V(3ph) & 230V(single ph) | LV | 50 kVA :Pole Substation | 0.05 | --> | 0.05 | 0.021 | 1.3 |  | --> | 0.047 | 0 | 0 | 0 | 0 | 0 | 0 | Constrained,otherwise capacity available =53kW. | --> | C23 ex KILKEE | KILKEE: T41 | TULLABRACK |  | 52.6632 | -9.6636
MV/LV Substation DO***158X | 10 kV | 400V(3ph) & 230V(single ph) | LV | 630 kVA :Kiosk Substation | 0.63 | --> | 0.63 | 0.418 | 9.1 |  | --> | 0.598 | 0 | 0 | 0 | 0.004 | 0.5 | 0 |  | --> | C12 ex TRABEG | TRABEG: T101 | TRABEG |  | 51.8849 | -8.4598
MV/LV Substation DO***164 | 10 kV | 400V(3ph) & 230V(single ph) | LV | 100 kVA :Pole Substation | 0.1 | --> | 0.1 | 0.09 | 0.9 |  | --> | 0.095 | 0 | 0 | 0 | 0 | 0 | 0 | Constrained,otherwise capacity available =101kW. | --> | C17 ex MILLTOWN MALBAY | MILLTOWN MALBAY: T42 | TULLABRACK |  | 52.8011 | -9.3238
MV/LV Substation DO***166X | 20 kV | 400V(3ph) & 230V(single ph) | LV | 100 kVA :Pole Substation | 0.1 | --> | 0.1 | 0.094 | 3.5 |  | --> | 0.095 | 0 | 0 | 0 | 0 | 0.1 | 0 |  | --> | E19 ex STRANORLAR | STRANORLAR: T421 | LETTERKENNY |  | 54.7943 | -7.7996
MV/LV Substation DO***167Y | 20 kV | 400V(3ph) & 230V(single ph) | LV | 400 kVA :Building Structure | 0.4 | --> | 0.4 | 0 | 0 | Constrained,otherwise capacity available =334kVA. | --> | 0.38 | 0 | 0 | 0 | 0 | 0.41 | 0 |  | --> | C22 ex ENNISTYMON | ENNISTYMON: T41∥T42 | ENNIS |  | 53.0159 | -9.377
MV/LV Substation DO***168 | 20 kV | 400V(3ph) & 230V(single ph) | LV | 100 kVA :Pole Substation | 0.1 | --> | 0.1 | 0.068 | 1.7 |  | --> | 0.095 | 0 | 0 | 0 | 0.006 | 0.098 | 0 |  | --> | C13 ex MORNINGTON ROAD | MORNINGTON ROAD: T41 | DRYBRIDGE |  | 53.7115 | -6.278
MV/LV Substation DO***169 | 10 kV | 400V(3ph) & 230V(single ph) | LV | 1000 kVA :Building Structure | 1 | --> | 1 | 0.5 | 11.2 |  | --> | 0.95 | 0 | 0 | 0 | 0.004 | 0.5 | 0 |  | --> | C23 ex ARTANE | ARTANE: T101 | FINGLAS |  | 53.3811 | -6.2098
MV/LV Substation DO***174Z | 10 kV | 400V(3ph) & 230V(single ph) | LV | 400 kVA :Building Structure | 0.4 | --> | 0.4 | 0 | 0 | Constrained,otherwise capacity available =393kVA. | --> | 0.38 | 0 | 0 | 0 | 0 | 0.4 | 0 |  | --> | C18 ex DOUGLAS | DOUGLAS: T41 | TRABEG |  | 51.8786 | -8.4304
MV/LV Substation DO***178X | 20 kV | 400V(3ph) & 230V(single ph) | LV | 100 kVA :Pole Substation | 0.1 | --> | 0.1 | 0.075 | 2.2 |  | --> | 0.095 | 0 | 0 | 0 | 0 | 0 | 0 | Constrained,otherwise capacity available =103kW. | --> | E17 ex BALLYMACARRY | BALLYMACARRY: T421 | TRILLICK |  | 55.1179 | -7.4554
MV/LV Substation DO***181Z | 10 kV | 400V(3ph) & 230V(single ph) | LV | 50 kVA :Pole Substation | 0.05 | --> | 0.05 | 0.025 | 1.5 |  | --> | 0.047 | 0 | 0 | 0 | 0 | 0.053 | 0 |  | --> | C19 ex SALLINS | SALLINS: T41 | GRIFFINRATH |  | 53.2871 | -6.7749
MV/LV Substation DO***186X | 10 kV | 400V(3ph) & 230V(single ph) | LV | 200 kVA :Kiosk Substation | 0.2 | --> | 0.2 | 0.126 | 4.3 |  | --> | 0.19 | 0 | 0 | 0 | 0 | 0.21 | 0 |  | --> | C18 ex WHITESTOWN | WHITESTOWN: T42 | COOKSTOWN |  | 53.2752 | -6.3903
MV/LV Substation DO***187X | 10 kV | 400V(3ph) & 230V(single ph) | LV | 200 kVA :Kiosk Substation | 0.2 | --> | 0.2 | 0.139 | 4.3 |  | --> | 0.19 | 0 | 0 | 0 | 0.002 | 0.207 | 0 |  | --> | C18 ex WHITESTOWN | WHITESTOWN: T42 | COOKSTOWN |  | 53.2742 | -6.3887
MV/LV Substation DO***188X | 10 kV | 400V(3ph) & 230V(single ph) | LV | 400 kVA :Kiosk Substation | 0.4 | --> | 0.4 | 0.317 | 4.3 |  | --> | 0.38 | 0 | 0 | 0 | 0 | 0.412 | 0 |  | --> | C18 ex WHITESTOWN | WHITESTOWN: T42 | COOKSTOWN |  | 53.2748 | -6.3926
MV/LV Substation DO***190X | 10 kV | 400V(3ph) & 230V(single ph) | LV | 100 kVA :Pole Substation | 0.1 | --> | 0.1 | 0 | 0 | Constrained,otherwise capacity available =91kVA. | --> | 0.095 | 0 | 0 | 0 | 0.004 | 0.096 | 0 |  | --> | C13 ex SPIDDAL | SPIDDAL: T42 | SCREEB |  | 53.2507 | -9.2299
MV/LV Substation DO***192X | 10 kV | 400V(3ph) & 230V(single ph) | LV | 50 kVA :Pole Substation | 0.05 | --> | 0.05 | 0 | 0 | Constrained,otherwise capacity available =35kVA. | --> | 0.047 | 0 | 0 | 0 | 0 | 0.051 | 0 |  | --> | C13 ex SPIDDAL | SPIDDAL: T42 | SCREEB |  | 53.2526 | -9.2348
MV/LV Substation DO***197Z | 20 kV | 400V(3ph) & 230V(single ph) | LV | 400 kVA :Kiosk Substation | 0.4 | --> | 0.4 | 0.369 | 6.9 |  | --> | 0.38 | 0 | 0 | 0 | 0.007 | 0 | 0 | Constrained,otherwise capacity available =397kW. | --> | E12 ex RATHKEALE | RATHKEALE: T421∥T422 | RATHKEALE |  | 52.4746 | -8.8671
MV/LV Substation DO***201 | 10 kV | 400V(3ph) & 230V(single ph) | LV | 1000 kVA :Building Structure | 1 | --> | 1 | 0.5 | 5.6 |  | --> | 0.95 | 0 | 0 | 0 | 0.01 | 0.5 | 0 |  | --> | C21 ex HAROLDS CROSS | HAROLDS CROSS: T101 | POOLBEG |  | 53.3305 | -6.2957
MV/LV Substation DO***201 | 10 kV | 400V(3ph) & 230V(single ph) | LV | 50 kVA :Pole Substation | 0.05 | --> | 0.05 | 0 | 0 | Constrained,otherwise capacity available =36kVA. | --> | 0.047 | 0 | 0 | 0 | 0 | 0 | 0 | Constrained,otherwise capacity available =51kW. | --> | C17 ex ROSCREA | ROSCREA: T41 | IKERRIN |  | 52.9442 | -7.7966
MV/LV Substation DO***204 | 10 kV | 400V(3ph) & 230V(single ph) | LV | 50 kVA :Pole Substation | 0.05 | --> | 0.05 | 0.05 | 2.2 |  | --> | 0.047 | 0 | 0 | 0 | 0.007 | 0 | 0 | Constrained,otherwise capacity available =42kW. | --> | C15 ex GLENGOOLE | GLENGOOLE: T41 | THURLES |  | 52.7421 | -7.5461
MV/LV Substation DO***204 | 10 kV | 400V(3ph) & 230V(single ph) | LV | 630 kVA :Building Structure | 0.63 | --> | 0.63 | 0 | 0 | Constrained,otherwise capacity available =199kVA. | --> | 0.598 | 0 | 0 | 0 | 0 | 0.5 | 0 |  | --> | C22 ex POPPINTREE | POPPINTREE: T102 | FINGLAS |  | 53.3927 | -6.2963
MV/LV Substation DO***204 | 20 kV | 400V(3ph) & 230V(single ph) | LV | 200 kVA :Kiosk Substation | 0.2 | --> | 0.2 | 0.172 | 2 |  | --> | 0.19 | 0 | 0 | 0 | 0 | 0.203 | 0 |  | --> | C16 ex CAPPAMORE | CAPPAMORE: T41∥T42 | ARDNACRUSHA |  | 52.6064 | -8.245
MV/LV Substation DO***204X | 20 kV | 400V(3ph) & 230V(single ph) | LV | 50 kVA :Pole Substation | 0.05 | --> | 0.05 | 0.049 | 2.3 |  | --> | 0.047 | 0 | 0 | 0 | 0 | 0.049 | 0 |  | --> | C17 ex GILLOGUE | GILLOGUE: T41∥T42 | ARDNACRUSHA |  | 52.7052 | -8.5264
MV/LV Substation DO***205 | 20 kV | 400V(3ph) & 230V(single ph) | LV | 100 kVA :Pole Substation | 0.1 | --> | 0.1 | 0.079 | 2 |  | --> | 0.095 | 0 | 0 | 0 | 0 | 0.103 | 0 |  | --> | C16 ex CAPPAMORE | CAPPAMORE: T41∥T42 | ARDNACRUSHA |  | 52.6089 | -8.2406
MV/LV Substation DO***207X | 10 kV | 400V(3ph) & 230V(single ph) | LV | 400 kVA :Building Structure | 0.4 | --> | 0.4 | 0.333 | 9.6 |  | --> | 0.38 | 0 | 0 | 0 | 0 | 0.41 | 0 |  | --> | C18 ex GORTLEE | GORTLEE: T41∥T42 | LETTERKENNY |  | 54.9616 | -7.713
MV/LV Substation DO***208Y | 10 kV | 400V(3ph) & 230V(single ph) | LV | 100 kVA :Pole Substation | 0.1 | --> | 0.1 | 0 | 0 | Constrained,otherwise capacity available =91kVA. | --> | 0.095 | 0 | 0 | 0 | 0 | 0.1 | 0 |  | --> | C21 ex KILMONEY | KILMONEY: T41∥T42 | TRABEG |  | 51.748 | -8.3158
MV/LV Substation DO***209Z | 20 kV | 400V(3ph) & 230V(single ph) | LV | 200 kVA :Kiosk Substation | 0.2 | --> | 0.2 | 0 | 0 | Constrained,otherwise capacity available =200kVA. | --> | 0.19 | 0 | 0 | 0 | 0 | 0.2 | 0 |  | --> | E12 ex KILCOCK | KILCOCK: T422 | GRIFFINRATH |  | 53.4216 | -6.5495
MV/LV Substation DO***213 | 20 kV | 400V(3ph) & 230V(single ph) | LV | 100 kVA :Pole Substation | 0.1 | --> | 0.1 | 0.078 | 1.8 |  | --> | 0.095 | 0 | 0 | 0 | 0.008 | 0.094 | 0 |  | --> | C18 ex DUNDALK | DUNDALK: T41 | DUNDALK |  | 54.0233 | -6.3993
MV/LV Substation DO***215 | 20 kV | 400V(3ph) & 230V(single ph) | LV | 200 kVA :Pole Substation | 0.2 | --> | 0.2 | 0 | 0 | Constrained,otherwise capacity available =139kVA. | --> | 0.19 | 0 | 0 | 0 | 0 | 0.209 | 0 |  | --> | C21 ex MILFORD (NR) | MILFORD (NR): T41∥T42 | LETTERKENNY |  | 55.1944 | -7.8414
MV/LV Substation DO***215Y | 20 kV | 400V(3ph) & 230V(single ph) | LV | 200 kVA :Pole Substation | 0.2 | --> | 0.2 | 0 | 0 | Constrained,otherwise capacity available =137kVA. | --> | 0.19 | 0 | 0 | 0 | 0 | 0.209 | 0 |  | --> | C16 ex KILSHANNY | KILSHANNY: T42 | CAHIR |  | 52.2121 | -8.0403
MV/LV Substation DO***217X | 10 kV | 400V(3ph) & 230V(single ph) | LV | 630 kVA :Kiosk Substation | 0.63 | --> | 0.63 | 0.301 | 5.4 |  | --> | 0.598 | 0 | 0 | 0 | 0.023 | 0.5 | 0 |  | --> | C18 ex TRIMMS LANE | TRIMMS LANE: T42 | SALTHILL |  | 53.2698 | -9.0583
MV/LV Substation DO***218 | 10 kV | 400V(3ph) & 230V(single ph) | LV | 50 kVA :Pole Substation | 0.05 | --> | 0.05 | 0.04 | 2.7 |  | --> | 0.047 | 0 | 0 | 0 | 0 | 0.051 | 0 |  | --> | C17 ex CASTLEBLAYNEY | CASTLEBLAYNEY: T41 | DUNDALK |  | 54.1286 | -6.8303
MV/LV Substation DO***222X | 10 kV | 400V(3ph) & 230V(single ph) | LV | 400 kVA :Kiosk Substation | 0.4 | --> | 0.4 | 0 | 0 | Constrained,otherwise capacity available =305kVA. | --> | 0.38 | 0 | 0 | 0 | 0.008 | 0.406 | 0 |  | --> | C19 ex GRANGE (DR) | GRANGE (DR): T41 | GRANGE (DR) |  | 53.3932 | -6.1725
MV/LV Substation DO***224X | 10 kV | 400V(3ph) & 230V(single ph) | LV | 400 kVA :Kiosk Substation | 0.4 | --> | 0.4 | 0.276 | 4.3 |  | --> | 0.38 | 0 | 0 | 0 | 0 | 0.418 | 0 |  | --> | C18 ex WHITESTOWN | WHITESTOWN: T42 | COOKSTOWN |  | 53.2738 | -6.3846
MV/LV Substation DO***225 | 20 kV | 400V(3ph) & 230V(single ph) | LV | 50 kVA :Pole Substation | 0.05 | --> | 0.05 | 0.034 | 2.5 |  | --> | 0.047 | 0 | 0 | 0 | 0 | 0.051 | 0 |  | --> | E12 ex CONG | CONG: T421∥T422 | CLOON |  | 53.5262 | -9.3504
MV/LV Substation DO***225X | 10 kV | 400V(3ph) & 230V(single ph) | LV | 400 kVA :Kiosk Substation | 0.4 | --> | 0.4 | 0.256 | 4.3 |  | --> | 0.38 | 0 | 0 | 0 | 0.024 | 0.396 | 0 |  | --> | C18 ex WHITESTOWN | WHITESTOWN: T42 | COOKSTOWN |  | 53.2741 | -6.3817
MV/LV Substation DO***226X | 10 kV | 400V(3ph) & 230V(single ph) | LV | 200 kVA :Kiosk Substation | 0.2 | --> | 0.2 | 0.143 | 4.3 |  | --> | 0.19 | 0 | 0 | 0 | 0 | 0.208 | 0 |  | --> | C18 ex WHITESTOWN | WHITESTOWN: T42 | COOKSTOWN |  | 53.2748 | -6.3829
MV/LV Substation DO***227Y | 20 kV | 400V(3ph) & 230V(single ph) | LV | 200 kVA :Kiosk Substation | 0.2 | --> | 0.2 | 0.104 | 10.8 |  | --> | 0.19 | 0 | 0 | 0 | 0.012 | 0.202 | 0 |  | --> | C27 ex SALTHILL | SALTHILL: T101 | SALTHILL |  | 53.3428 | -9.1772
MV/LV Substation DO***228 | 20 kV | 400V(3ph) & 230V(single ph) | LV | 50 kVA :Pole Substation | 0.05 | --> | 0.05 | 0.047 | 1.5 |  | --> | 0.047 | 0 | 0 | 0 | 0 | 0.049 | 0 |  | --> | E17 ex ACHILL | ACHILL: T422 | CARROWBEG |  | 53.976 | -10.0474
MV/LV Substation DO***231X | 10 kV | 400V(3ph) & 230V(single ph) | LV | 630 kVA :Building Structure | 0.63 | --> | 0.63 | 0 | 0 | Constrained,otherwise capacity available =500kVA. | --> | 0.598 | 0 | 0 | 0 | 0 | 0.5 | 0 |  | --> | C19 ex GLOUCESTER PLACE | GLOUCESTER PLACE: T41 | MCDERMOTT |  | 53.3582 | -6.2612
MV/LV Substation DO***233Z | 10 kV | 400V(3ph) & 230V(single ph) | LV | 630 kVA :Building Structure | 0.63 | --> | 0.63 | 0 | 0 | Constrained,otherwise capacity available =398kVA. | --> | 0.598 | 0 | 0 | 0 | 0 | 0.5 | 0 |  | --> | C13 ex DOUGLAS | DOUGLAS: T42 | TRABEG |  | 51.8773 | -8.4353
MV/LV Substation DO***241 | 20 kV | 400V(3ph) & 230V(single ph) | LV | 50 kVA :Pole Substation | 0.05 | --> | 0.05 | 0 | 0 | Constrained,otherwise capacity available =49kVA. | --> | 0.047 | 0 | 0 | 0 | 0 | 0.049 | 0 |  | --> | C17 ex CLONES | CLONES: T41∥T42 | SHANKILL |  | 54.1484 | -7.0694
MV/LV Substation DO***242 | 10 kV | 400V(3ph) & 230V(single ph) | LV | 200 kVA :Kiosk Substation | 0.2 | --> | 0.2 | 0 | 0 | Constrained,otherwise capacity available =167kVA. | --> | 0.19 | 0 | 0 | 0 | 0.01 | 0.194 | 0 |  | --> | C18 ex WOODFORD | WOODFORD: T41∥T42 | KNOCKEARAGH |  | 52.0528 | -9.5007
MV/LV Substation DO***242 | 10 kV | 400V(3ph) & 230V(single ph) | LV | 1000 kVA :Building Structure | 1 | --> | 1 | 0 | 0 | Constrained,otherwise capacity available =500kVA. | --> | 0.95 | 0 | 0 | 0 | 0 | 0.5 | 0 |  | --> | C19 ex NEWMARKET (DR) | NEWMARKET (DR): T41 | FRANCIS STREET |  | 53.3357 | -6.2743
MV/LV Substation DO***243 | 20 kV | 400V(3ph) & 230V(single ph) | LV | 100 kVA :Pole Substation | 0.1 | --> | 0.1 | 0 | 0 | Constrained,otherwise capacity available =78kVA. | --> | 0.095 | 0 | 0 | 0 | 0.008 | 0.094 | 0 |  | --> | E30 ex LOUGHREA | LOUGHREA: T41∥T42 | SOMERSET |  | 53.2267 | -8.7308
MV/LV Substation DO***246X | 10 kV | 400V(3ph) & 230V(single ph) | LV | 50 kVA :Pole Substation | 0.05 | --> | 0.05 | 0.047 | 0.9 |  | --> | 0.047 | 0 | 0 | 0 | 0 | 0 | 0 | Constrained,otherwise capacity available =49kW. | --> | C17 ex MILLTOWN MALBAY | MILLTOWN MALBAY: T42 | TULLABRACK |  | 52.7952 | -9.3155
MV/LV Substation DO***247 | 10 kV | 400V(3ph) & 230V(single ph) | LV | 50 kVA :Pole Substation | 0.05 | --> | 0.05 | 0 | 0 | Constrained,otherwise capacity available =41kVA. | --> | 0.047 | 0 | 0 | 0 | 0 | 0.05 | 0 |  | --> | C17 ex COOLCORCORAN | COOLCORCORAN: T41∥T42 | KNOCKEARAGH |  | 52.1065 | -9.5167
MV/LV Substation DO***250X | 20 kV | 400V(3ph) & 230V(single ph) | LV | 100 kVA :Pole Substation | 0.1 | --> | 0.1 | 0 | 0 | Constrained,otherwise capacity available =95kVA. | --> | 0.095 | 0 | 0 | 0 | 0 | 0.1 | 0 |  | --> | C14 ex MILFORD (NR) | MILFORD (NR): T41∥T42 | LETTERKENNY |  | 55.1515 | -7.667
MV/LV Substation DO***255 | 20 kV | 400V(3ph) & 230V(single ph) | LV | 50 kVA :Pole Substation | 0.05 | --> | 0.05 | 0 | 0 | Constrained,otherwise capacity available =39kVA. | --> | 0.047 | 0 | 0 | 0 | 0 | 0 | 0 | Constrained,otherwise capacity available =51kW. | --> | C14 ex FERMOY NORTH | FERMOY NORTH: T41∥T42 | BARRYMORE |  | 52.1676 | -8.2597
MV/LV Substation DO***264Y | 10 kV | 400V(3ph) & 230V(single ph) | LV | 630 kVA :Building Structure | 0.63 | --> | 0.63 | 0.5 | 3.4 |  | --> | 0.598 | 0 | 0 | 0 | 0.028 | 0.5 | 0 |  | --> | C18 ex GRAIGUE | GRAIGUE: T42 | CARLOW |  | 52.8456 | -6.9424
MV/LV Substation DO***266X | 10 kV | 400V(3ph) & 230V(single ph) | LV | 630 kVA :Building Structure | 0.63 | --> | 0.63 | 0.5 | 4.6 |  | --> | 0.598 | 0 | 0 | 0 | 0.039 | 0.5 | 0 |  | --> | C12 ex BALLYRAINE | BALLYRAINE: T41∥T42 | LETTERKENNY |  | 54.9509 | -7.7172
MV/LV Substation DO***271Y | 20 kV | 400V(3ph) & 230V(single ph) | LV | 50 kVA :Pole Substation | 0.05 | --> | 0.05 | 0 | 0 | Constrained,otherwise capacity available =30kVA. | --> | 0.047 | 0 | 0 | 0 | 0 | 0 | 0 | Constrained,otherwise capacity available =52kW. | --> | E18 ex BIRR | BIRR: T422 | DALLOW |  | 53.1112 | -7.9256
MV/LV Substation DO***274 | 20 kV | 400V(3ph) & 230V(single ph) | LV | 200 kVA :Kiosk Substation | 0.2 | --> | 0.2 | 0.138 | 2.4 |  | --> | 0.19 | 0 | 0 | 0 | 0.008 | 0.2 | 0 |  | --> | E20 ex STRANORLAR | STRANORLAR: T422 | LETTERKENNY |  | 54.7978 | -7.7874
MV/LV Substation DO***274Z | 10 kV | 400V(3ph) & 230V(single ph) | LV | 50 kVA :Pole Substation | 0.05 | --> | 0.05 | 0.048 | 4.6 |  | --> | 0.047 | 0 | 0 | 0 | 0 | 0.049 | 0 |  | --> | E16 ex BALLYRAGGET | BALLYRAGGET: T421∥T422 | BALLYRAGGET |  | 52.8348 | -7.3472
MV/LV Substation DO***278X | 10 kV | 400V(3ph) & 230V(single ph) | LV | 200 kVA :Pole Substation | 0.2 | --> | 0.2 | 0.14 | 2.3 |  | --> | 0.19 | 0 | 0 | 0 | 0.011 | 0.197 | 0 |  | --> | C15 ex CASTLECOMER | CASTLECOMER: T41∥T42 | BALLYRAGGET |  | 52.898 | -7.118
MV/LV Substation DO***280Y | 10 kV | 400V(3ph) & 230V(single ph) | LV | 400 kVA :Kiosk Substation | 0.4 | --> | 0.4 | 0.326 | 4.4 |  | --> | 0.38 | 0 | 0 | 0 | 0 | 0 | 0 | Constrained,otherwise capacity available =411kW. | --> | C17 ex CHURCHTOWN | CHURCHTOWN: T41 | RATHKEALE |  | 52.4529 | -9.0594
MV/LV Substation DO***287 | 10 kV | 400V(3ph) & 230V(single ph) | LV | 100 kVA :Pole Substation | 0.1 | --> | 0.1 | 0.046 | 2.3 |  | --> | 0.095 | 0 | 0 | 0 | 0 | 0 | 0 | Constrained,otherwise capacity available =107kW. | --> | C20 ex KILRUSH | KILRUSH: T41∥T42 | TULLABRACK |  | 52.7361 | -9.4968
MV/LV Substation DO***289 | 10 kV | 400V(3ph) & 230V(single ph) | LV | 400 kVA :Kiosk Substation | 0.4 | --> | 0.4 | 0.376 | 5.4 |  | --> | 0.38 | 0 | 0 | 0 | 0.004 | 0.398 | 0 |  | --> | E17 ex MOY | MOY: T421∥T422 | MOY |  | 54.1045 | -9.1622
MV/LV Substation DO***300Y | 10 kV | 400V(3ph) & 230V(single ph) | LV | 100 kVA :Pole Substation | 0.1 | --> | 0.1 | 0 | 0 | Constrained,otherwise capacity available =73kVA. | --> | 0.095 | 0 | 0 | 0 | 0 | 0 | 0 | Constrained,otherwise capacity available =103kW. | --> | C18 ex RATHDOWNEY | RATHDOWNEY: T42 | IKERRIN |  | 52.8763 | -7.6151
MV/LV Substation DO***303X | 20 kV | 400V(3ph) & 230V(single ph) | LV | 50 kVA :Pole Substation | 0.05 | --> | 0.05 | 0.05 | 3.2 |  | --> | 0.047 | 0 | 0 | 0 | 0 | 0.049 | 0 |  | --> | C16 ex BOYLE | BOYLE: T41∥T42 | CARRICK ON SHANNON |  | 54.0209 | -8.2795
MV/LV Substation DO***308 | 10 kV | 400V(3ph) & 230V(single ph) | LV | 1000 kVA :Building Structure | 1 | --> | 1 | 0 | 0 | Constrained,otherwise capacity available =500kVA. | --> | 0.95 | 0 | 0 | 0 | 0 | 0.5 | 0 |  | --> | C13 ex MONEENAGEISHA | MONEENAGEISHA: T41 | GALWAY 110KV |  | 53.2788 | -9.0384
MV/LV Substation DO***312 | 20 kV | 400V(3ph) & 230V(single ph) | LV | 100 kVA :Pole Substation | 0.1 | --> | 0.1 | 0.083 | 3.5 |  | --> | 0.095 | 0 | 0 | 0 | 0 | 0.102 | 0 |  | --> | E19 ex STRANORLAR | STRANORLAR: T421 | LETTERKENNY |  | 54.7954 | -7.7977
MV/LV Substation DO***314 | 10 kV | 400V(3ph) & 230V(single ph) | LV | 400 kVA :Kiosk Substation | 0.4 | --> | 0.4 | 0 | 0 | Constrained,otherwise capacity available =279kVA. | --> | 0.38 | 0 | 0 | 0 | 0 | 0.418 | 0 |  | --> | C20 ex POPPINTREE | POPPINTREE: T102 | FINGLAS |  | 53.403 | -6.2776
MV/LV Substation DO***320 | 20 kV | 400V(3ph) & 230V(single ph) | LV | 50 kVA :Pole Substation | 0.05 | --> | 0.05 | 0.036 | 8.5 |  | --> | 0.047 | 0 | 0 | 0 | 0.015 | 0.035 | 0 |  | --> | C14 ex ARDGEEHA | ARDGEEHA: T41∥T42 | DOON |  | 52.417 | -7.7176
MV/LV Substation DO***328 | 10 kV | 400V(3ph) & 230V(single ph) | LV | 400 kVA :Building Structure | 0.4 | --> | 0.4 | 0.231 | 13.1 |  | --> | 0.38 | 0 | 0 | 0 | 0.04 | 0.383 | 0 |  | --> | C20 ex POTTERY ROAD | POTTERY ROAD: T102 | CARRICKMINES |  | 53.2625 | -6.1411
MV/LV Substation DO***328X | 10 kV | 400V(3ph) & 230V(single ph) | LV | 100 kVA :Pole Substation | 0.1 | --> | 0.1 | 0 | 0 | Constrained,otherwise capacity available =87kVA. | --> | 0.095 | 0 | 0 | 0 | 0 | 0.101 | 0 |  | --> | C17 ex BALLYHAUNIS | BALLYHAUNIS: T41∥T42 | DALTON |  | 53.7677 | -8.7701
MV/LV Substation DO***336 | 10 kV | 400V(3ph) & 230V(single ph) | LV | 50 kVA :Pole Substation | 0.05 | --> | 0.05 | 0 | 0 | Constrained,otherwise capacity available =50kVA. | --> | 0.047 | 0 | 0 | 0 | 0 | 0.049 | 0 |  | --> | C16 ex BALLINACURRA | BALLINACURRA: T42 | LIMERICK |  | 52.6379 | -8.6445
MV/LV Substation DO***341 | 10 kV | 400V(3ph) & 230V(single ph) | LV | 630 kVA :Building Structure | 0.63 | --> | 0.63 | 0 | 0 | Constrained,otherwise capacity available =438kVA. | --> | 0.598 | 0 | 0 | 0 | 0.01 | 0.5 | 0 |  | --> | C27 ex KILBARRY | KILBARRY: T101 | KILBARRY |  | 51.9029 | -8.478
MV/LV Substation DO***342Z | 10 kV | 400V(3ph) & 230V(single ph) | LV | 200 kVA :Kiosk Substation | 0.2 | --> | 0.2 | 0.14 | 4.4 |  | --> | 0.19 | 0 | 0 | 0 | 0 | 0 | 0 | Constrained,otherwise capacity available =209kW. | --> | E11 ex SLANE | SLANE: T421 | DRYBRIDGE |  | 53.7806 | -6.4909
MV/LV Substation DO***347 | 10 kV | 400V(3ph) & 230V(single ph) | LV | 400 kVA :Building Structure | 0.4 | --> | 0.4 | 0 | 0 | Constrained,otherwise capacity available =208kVA. | --> | 0.38 | 0 | 0 | 0 | 0 | 0.429 | 0 |  | --> | C16 ex GLASNEVIN | GLASNEVIN: T41 | FINGLAS |  | 53.361 | -6.2732
MV/LV Substation DO***356 | 20 kV | 400V(3ph) & 230V(single ph) | LV | 200 kVA :Pole Substation | 0.2 | --> | 0.2 | 0 | 0 | Constrained,otherwise capacity available =137kVA. | --> | 0.19 | 0 | 0 | 0 | 0.012 | 0.196 | 0 |  | --> | E12 ex BALTINGLASS | BALTINGLASS: T421∥T422 | STRATFORD |  | 53.0221 | -6.6138
MV/LV Substation DO***356Z | 20 kV | 400V(3ph) & 230V(single ph) | LV | 400 kVA :Building Structure | 0.4 | --> | 0.4 | 0 | 0 | Constrained,otherwise capacity available =310kVA. | --> | 0.38 | 0 | 0 | 0 | 0 | 0.414 | 0 |  | --> | E11 ex GLASMORE | GLASMORE: T421 | GLASMORE |  | 53.4899 | -6.1421
MV/LV Substation DO***357 | 10 kV | 400V(3ph) & 230V(single ph) | LV | 630 kVA :Building Structure | 0.63 | --> | 0.63 | 0 | 0 | Constrained,otherwise capacity available =437kVA. | --> | 0.598 | 0 | 0 | 0 | 0.011 | 0.5 | 0 |  | --> | C14 ex NEWMARKET (DR) | NEWMARKET (DR): T41 | FRANCIS STREET |  | 53.3336 | -6.2925
MV/LV Substation DO***357Z | 20 kV | 400V(3ph) & 230V(single ph) | LV | 50 kVA :Pole Substation | 0.05 | --> | 0.05 | 0 | 0 | Constrained,otherwise capacity available =41kVA. | --> | 0.047 | 0 | 0 | 0 | 0 | 0.05 | 0 |  | --> | E12 ex BALTINGLASS | BALTINGLASS: T421∥T422 | STRATFORD |  | 53.0235 | -6.6186
MV/LV Substation DO***358 | 20 kV | 400V(3ph) & 230V(single ph) | LV | 50 kVA :Pole Substation | 0.05 | --> | 0.05 | 0.038 | 7.7 |  | --> | 0.047 | 0 | 0 | 0 | 0 | 0 | 0 | Constrained,otherwise capacity available =51kW. | --> | E12 ex CHURCHTOWN | CHURCHTOWN: T422 | RATHKEALE |  | 52.4002 | -9.1682
MV/LV Substation DO***358X | 10 kV | 400V(3ph) & 230V(single ph) | LV | 400 kVA :Kiosk Substation | 0.4 | --> | 0.4 | 0.311 | 4 |  | --> | 0.38 | 0 | 0 | 0 | 0.038 | 0.373 | 0 |  | --> | C20 ex OAKFIELD | OAKFIELD: T42 | SLIGO |  | 54.2718 | -8.5849
MV/LV Substation DO***359X | 10 kV | 400V(3ph) & 230V(single ph) | LV | 400 kVA :Kiosk Substation | 0.4 | --> | 0.4 | 0.386 | 3.9 |  | --> | 0.38 | 0 | 0 | 0 | 0.011 | 0.39 | 0 |  | --> | C11 ex DUNMANWAY | DUNMANWAY: T43 | DUNMANWAY |  | 51.7168 | -9.1071
MV/LV Substation DO***361Y | 20 kV | 400V(3ph) & 230V(single ph) | LV | 50 kVA :Pole Substation | 0.05 | --> | 0.05 | 0 | 0 | Constrained,otherwise capacity available =34kVA. | --> | 0.047 | 0 | 0 | 0 | 0 | 0.051 | 0 |  | --> | E18 ex CREAGH | CREAGH: T421∥T422 | ATHLONE |  | 53.3399 | -8.2376
MV/LV Substation DO***363 | 10 kV | 400V(3ph) & 230V(single ph) | LV | 400 kVA :Kiosk Substation | 0.4 | --> | 0.4 | 0.27 | 2.2 |  | --> | 0.38 | 0 | 0 | 0 | 0 | 0.42 | 0 |  | --> | C16 ex SPA ROAD | SPA ROAD: T41∥T42 | DOON |  | 52.353 | -7.6998
MV/LV Substation DO***363Z | 10 kV | 400V(3ph) & 230V(single ph) | LV | 630 kVA :Building Structure | 0.63 | --> | 0.63 | 0 | 0 | Constrained,otherwise capacity available =107kVA. | --> | 0.598 | 0 | 0 | 0 | 0.078 | 0.5 | 0 |  | --> | C18 ex NAAS | NAAS: T42 | NEWBRIDGE |  | 53.2039 | -6.7427
MV/LV Substation DO***368 | 20 kV | 400V(3ph) & 230V(single ph) | LV | 50 kVA :Pole Substation | 0.05 | --> | 0.05 | 0.035 | 1.7 |  | --> | 0.047 | 0 | 0 | 0 | 0.007 | 0.044 | 0 |  | --> | C13 ex MORNINGTON ROAD | MORNINGTON ROAD: T41 | DRYBRIDGE |  | 53.7181 | -6.2595
MV/LV Substation DO***369 | 10 kV | 400V(3ph) & 230V(single ph) | LV | 630 kVA :Building Structure | 0.63 | --> | 0.63 | 0.5 | 8.3 |  | --> | 0.598 | 0 | 0 | 0 | 0.07 | 0.5 | 0 |  | --> | C18 ex MONREAD | MONREAD: T102 | MONREAD |  | 53.226 | -6.6992
MV/LV Substation DO***369Y | 10 kV | 400V(3ph) & 230V(single ph) | LV | 200 kVA :Pole Substation | 0.2 | --> | 0.2 | 0 | 0 | Constrained,otherwise capacity available =184kVA. | --> | 0.19 | 0 | 0 | 0 | 0 | 0.202 | 0 |  | --> | C22 ex TOGHER | TOGHER: T42 | TRABEG |  | 51.867 | -8.5062
MV/LV Substation DO***379 | 10 kV | 400V(3ph) & 230V(single ph) | LV | 50 kVA :Pole Substation | 0.05 | --> | 0.05 | 0.05 | 1.5 |  | --> | 0.047 | 0 | 0 | 0 | 0 | 0.049 | 0 |  | --> | C19 ex SALLINS | SALLINS: T41 | GRIFFINRATH |  | 53.2553 | -6.741
MV/LV Substation DO***385 | 20 kV | 400V(3ph) & 230V(single ph) | LV | 200 kVA :Pole Substation | 0.2 | --> | 0.2 | 0.166 | 4.5 |  | --> | 0.19 | 0 | 0 | 0 | 0 | 0.204 | 0 |  | --> | E19 ex TELAYDON | TELAYDON: T421 | LISDRUM |  | 54.3115 | -7.0008
MV/LV Substation DO***388 | 10 kV | 400V(3ph) & 230V(single ph) | LV | 200 kVA :Pole Substation | 0.2 | --> | 0.2 | 0.165 | 1.5 |  | --> | 0.19 | 0 | 0 | 0 | 0 | 0.205 | 0 |  | --> | C19 ex SALLINS | SALLINS: T41 | GRIFFINRATH |  | 53.2869 | -6.764
MV/LV Substation DO***395X | 10 kV | 400V(3ph) & 230V(single ph) | LV | 50 kVA :Pole Substation | 0.05 | --> | 0.05 | 0.037 | 2.2 |  | --> | 0.047 | 0 | 0 | 0 | 0 | 0 | 0 | Constrained,otherwise capacity available =51kW. | --> | C16 ex NEWCASTLEWEST | NEWCASTLEWEST: T41∥T42 | RATHKEALE |  | 52.4616 | -9.0977
MV/LV Substation DO***395Z | 10 kV | 400V(3ph) & 230V(single ph) | LV | 400 kVA :Kiosk Substation | 0.4 | --> | 0.4 | 0 | 0 | Constrained,otherwise capacity available =357kVA. | --> | 0.38 | 0 | 0 | 0 | 0.003 | 0.403 | 0 |  | --> | C16 ex DOUGLAS | DOUGLAS: T41 | TRABEG |  | 51.8801 | -8.4377
MV/LV Substation DO***4001 | 10 kV | 400V(3ph) & 230V(single ph) | LV | 50 kVA :Pole Substation | 0.05 | --> | 0.05 | 0 | 0 | Constrained,otherwise capacity available =42kVA. | --> | 0.047 | 0 | 0 | 0 | 0 | 0.05 | 0 |  | --> | C21 ex KILMONEY | KILMONEY: T41∥T42 | TRABEG |  | 51.7504 | -8.3119
MV/LV Substation DO***4009 | 10 kV | 400V(3ph) & 230V(single ph) | LV | 50 kVA :Pole Substation | 0.05 | --> | 0.05 | 0.05 | 5 |  | --> | 0.047 | 0 | 0 | 0 | 0 | 0.049 | 0 |  | --> | C12 ex BALLYTIVNAN | BALLYTIVNAN: T42 | SLIGO |  | 54.298 | -8.4408
MV/LV Substation DO***4011 | 10 kV | 400V(3ph) & 230V(single ph) | LV | 50 kVA :Pole Substation | 0.05 | --> | 0.05 | 0 | 0 | Constrained,otherwise capacity available =32kVA. | --> | 0.047 | 0 | 0 | 0 | 0 | 0.051 | 0 |  | --> | C30 ex BRUFF | BRUFF: T42 | LIMERICK |  | 52.4885 | -8.5095
MV/LV Substation DO***4011 | 10 kV | 400V(3ph) & 230V(single ph) | LV | 1000 kVA :Building Structure | 1 | --> | 1 | 0.5 | 12.5 |  | --> | 0.95 | 0 | 0 | 0 | 0 | 0.5 | 0 |  | --> | C33 ex BEDFORD ROW | BEDFORD ROW: T44 | FRANCIS STREET |  | 53.3459 | -6.2583
MV/LV Substation DO***4015 | 20 kV | 400V(3ph) & 230V(single ph) | LV | 100 kVA :Pole Substation | 0.1 | --> | 0.1 | 0.1 | 1.5 |  | --> | 0.095 | 0 | 0 | 0 | 0 | 0.1 | 0 |  | --> | E17 ex ACHILL | ACHILL: T422 | CARROWBEG |  | 54.0127 | -9.9998
MV/LV Substation DO***4028 | 20 kV | 400V(3ph) & 230V(single ph) | LV | 50 kVA :Pole Substation | 0.05 | --> | 0.05 | 0 | 0 | Constrained,otherwise capacity available =28kVA. | --> | 0.047 | 0 | 0 | 0 | 0 | 0.052 | 0 |  | --> | E15 ex MANORHAMILTON | MANORHAMILTON: T422 | SLIGO |  | 54.3002 | -8.1524
MV/LV Substation DO***4028 | 10 kV | 400V(3ph) & 230V(single ph) | LV | 50 kVA :Pole Substation | 0.05 | --> | 0.05 | 0.037 | 2.1 |  | --> | 0.047 | 0 | 0 | 0 | 0.017 | 0.033 | 0 |  | --> | C12 ex GRANAGH | GRANAGH: T41∥T42 | WATERFORD |  | 52.2843 | -7.2574
MV/LV Substation DO***4035 | 20 kV | 400V(3ph) & 230V(single ph) | LV | 400 kVA :Building Structure | 0.4 | --> | 0.4 | 0 | 0 | Constrained,otherwise capacity available =361kVA. | --> | 0.38 | 0 | 0 | 0 | 0.008 | 0.397 | 0 |  | --> | E11 ex GLASMORE | GLASMORE: T421 | GLASMORE |  | 53.4887 | -6.1477
MV/LV Substation DO***4039 | 20 kV | 400V(3ph) & 230V(single ph) | LV | 400 kVA :Building Structure | 0.4 | --> | 0.4 | 0.351 | 2 |  | --> | 0.38 | 0 | 0 | 0 | 0 | 0.407 | 0 |  | --> | C16 ex CAPPAMORE | CAPPAMORE: T41∥T42 | ARDNACRUSHA |  | 52.6008 | -8.2442
MV/LV Substation DO***4039 | 10 kV | 400V(3ph) & 230V(single ph) | LV | 50 kVA :Pole Substation | 0.05 | --> | 0.05 | 0.05 | 2.2 |  | --> | 0.047 | 0 | 0 | 0 | 0 | 0 | 0 | Constrained,otherwise capacity available =49kW. | --> | C15 ex GLENGOOLE | GLENGOOLE: T41 | THURLES |  | 52.7387 | -7.5418
MV/LV Substation DO***4039 | 10 kV | 400V(3ph) & 230V(single ph) | LV | 50 kVA :Pole Substation | 0.05 | --> | 0.05 | 0 | 0 | Constrained,otherwise capacity available =50kVA. | --> | 0.047 | 0 | 0 | 0 | 0 | 0.049 | 0 |  | --> | C21 ex KILMONEY | KILMONEY: T41∥T42 | TRABEG |  | 51.7544 | -8.3091
MV/LV Substation DO***403X | 10 kV | 400V(3ph) & 230V(single ph) | LV | 630 kVA :Building Structure | 0.63 | --> | 0.63 | 0.5 | 3.2 |  | --> | 0.598 | 0 | 0 | 0 | 0 | 0.5 | 0 |  | --> | C12 ex EAST WALL ROAD | EAST WALL ROAD: T42 | MCDERMOTT |  | 53.3545 | -6.2117
MV/LV Substation DO***4040 | 20 kV | 400V(3ph) & 230V(single ph) | LV | 400 kVA :Building Structure | 0.4 | --> | 0.4 | 0 | 0 | Constrained,otherwise capacity available =328kVA. | --> | 0.38 | 0 | 0 | 0 | 0 | 0.411 | 0 |  | --> | E11 ex GLASMORE | GLASMORE: T421 | GLASMORE |  | 53.4897 | -6.1442
MV/LV Substation DO***4051 | 10 kV | 400V(3ph) & 230V(single ph) | LV | 1000 kVA :Building Structure | 1 | --> | 1 | 0 | 0 | Constrained,otherwise capacity available =500kVA. | --> | 0.95 | 0 | 0 | 0 | 0 | 0.5 | 0 |  | --> | C13 ex DONNYBROOK | DONNYBROOK: T41 | MILLTOWN (DR) |  | 53.322 | -6.2351
MV/LV Substation DO***4055 | 10 kV | 400V(3ph) & 230V(single ph) | LV | 400 kVA :Building Structure | 0.4 | --> | 0.4 | 0.339 | 3.4 |  | --> | 0.38 | 0 | 0 | 0 | 0 | 0.409 | 0 |  | --> | C21 ex GALWAY 110KV | GALWAY 110KV: T103 | GALWAY 110KV |  | 53.2822 | -8.9847
MV/LV Substation DO***4059 | 20 kV | 400V(3ph) & 230V(single ph) | LV | 50 kVA :Pole Substation | 0.05 | --> | 0.05 | 0.049 | 1.1 |  | --> | 0.047 | 0 | 0 | 0 | 0 | 0 | 0 | Constrained,otherwise capacity available =49kW. | --> | E12 ex BELMULLET | BELMULLET: T421 | BELLACORICK |  | 54.1472 | -9.9464
MV/LV Substation DO***4060 | 10 kV | 400V(3ph) & 230V(single ph) | LV | 200 kVA :Kiosk Substation | 0.2 | --> | 0.2 | 0.187 | 9.9 |  | --> | 0.19 | 0 | 0 | 0 | 0 | 0.201 | 0 |  | --> | C12 ex CONVOY | CONVOY: T41∥T42 | LETTERKENNY |  | 54.8516 | -7.6858
MV/LV Substation DO***4068 | 20 kV | 400V(3ph) & 230V(single ph) | LV | 50 kVA :Pole Substation | 0.05 | --> | 0.05 | 0.05 | 1.5 |  | --> | 0.047 | 0 | 0 | 0 | 0 | 0.049 | 0 |  | --> | E17 ex ACHILL | ACHILL: T422 | CARROWBEG |  | 54.0128 | -10.0178
MV/LV Substation DO***4073 | 10 kV | 400V(3ph) & 230V(single ph) | LV | 400 kVA :Kiosk Substation | 0.4 | --> | 0.4 | 0 | 0 | Constrained,otherwise capacity available =4kVA. | --> | 0.38 | 0 | 0 | 0 | 0.184 | 0.264 | 0 |  | --> | C22 ex OLDBAWN | OLDBAWN: T42 | COOKSTOWN |  | 53.2682 | -6.3446
MV/LV Substation DO***4080 | 10 kV | 400V(3ph) & 230V(single ph) | LV | 50 kVA :Pole Substation | 0.05 | --> | 0.05 | 0.048 | 2.7 |  | --> | 0.047 | 0 | 0 | 0 | 0.008 | 0.041 | 0 |  | --> | C17 ex CASTLEBLAYNEY | CASTLEBLAYNEY: T41 | DUNDALK |  | 54.1274 | -6.8197
MV/LV Substation DO***4091 | 20 kV | 400V(3ph) & 230V(single ph) | LV | 50 kVA :Pole Substation | 0.05 | --> | 0.05 | 0.05 | 3.7 |  | --> | 0.047 | 0 | 0 | 0 | 0 | 0 | 0 | Constrained,otherwise capacity available =49kW. | --> | E18 ex FOXHOLE | FOXHOLE: T421∥T422 | DUNGARVAN |  | 52.0391 | -7.8015
MV/LV Substation DO***4098 | 10 kV | 400V(3ph) & 230V(single ph) | LV | 100 kVA :Pole Substation | 0.1 | --> | 0.1 | 0.1 | 0.8 |  | --> | 0.095 | 0 | 0 | 0 | 0 | 0.1 | 0 |  | --> | C19 ex SMEARLA | SMEARLA: T41 | TRIEN |  | 52.414 | -9.3733
MV/LV Substation DO***4099 | 10 kV | 400V(3ph) & 230V(single ph) | LV | 50 kVA :Pole Substation | 0.05 | --> | 0.05 | 0.05 | 2.2 |  | --> | 0.047 | 0 | 0 | 0 | 0 | 0 | 0 | Constrained,otherwise capacity available =49kW. | --> | C15 ex GLENGOOLE | GLENGOOLE: T41 | THURLES |  | 52.743 | -7.5333
MV/LV Substation DO***410 | 10 kV | 400V(3ph) & 230V(single ph) | LV | 200 kVA :Pole Substation | 0.2 | --> | 0.2 | 0.138 | 1.6 |  | --> | 0.19 | 0 | 0 | 0 | 0 | 0.209 | 0 |  | --> | C11 ex NEWTOWNCUNNINGHAM | NEWTOWNCUNNINGHAM: T41∥T42 | LETTERKENNY |  | 55.0139 | -7.4211
MV/LV Substation DO***410 | 10 kV | 400V(3ph) & 230V(single ph) | LV | 630 kVA :Building Structure | 0.63 | --> | 0.63 | 0 | 0 | Constrained,otherwise capacity available =485kVA. | --> | 0.598 | 0 | 0 | 0 | 0 | 0.5 | 0 |  | --> | C11 ex GRANBY ROW | GRANBY ROW: T41 | MCDERMOTT |  | 53.3536 | -6.2688
MV/LV Substation DO***4103 | 10 kV | 400V(3ph) & 230V(single ph) | LV | 50 kVA :Pole Substation | 0.05 | --> | 0.05 | 0.05 | 5.8 |  | --> | 0.047 | 0 | 0 | 0 | 0 | 0.049 | 0 |  | --> | C14 ex CLOON | CLOON: T42 | CLOON |  | 53.4529 | -8.8194
MV/LV Substation DO***4106 | 10 kV | 400V(3ph) & 230V(single ph) | LV | 1000 kVA :Building Structure | 1 | --> | 1 | 0.5 | 2.4 |  | --> | 0.95 | 0 | 0 | 0 | 0 | 0.5 | 0 |  | --> | C18 ex DUNDRUM | DUNDRUM: T42 | BLACKROCK |  | 53.3131 | -6.2286
MV/LV Substation DO***4107 | 20 kV | 400V(3ph) & 230V(single ph) | LV | 50 kVA :Pole Substation | 0.05 | --> | 0.05 | 0.041 | 1.5 |  | --> | 0.047 | 0 | 0 | 0 | 0 | 0.05 | 0 |  | --> | E11 ex ARDFINNAN | ARDFINNAN: T421 | CAHIR |  | 52.2984 | -7.9491
MV/LV Substation DO***4107 | 10 kV | 400V(3ph) & 230V(single ph) | LV | 400 kVA :Kiosk Substation | 0.4 | --> | 0.4 | 0 | 0 | Constrained,otherwise capacity available =400kVA. | --> | 0.38 | 0 | 0 | 0 | 0 | 0.4 | 0 |  | --> | C22 ex OLDBAWN | OLDBAWN: T42 | COOKSTOWN |  | 53.2701 | -6.3428
MV/LV Substation DO***4116 | 10 kV | 400V(3ph) & 230V(single ph) | LV | 400 kVA :Kiosk Substation | 0.4 | --> | 0.4 | 0 | 0 | Constrained,otherwise capacity available =400kVA. | --> | 0.38 | 0 | 0 | 0 | 0 | 0.4 | 0 |  | --> | C22 ex OLDBAWN | OLDBAWN: T42 | COOKSTOWN |  | 53.2694 | -6.3471
MV/LV Substation DO***4117 | 10 kV | 400V(3ph) & 230V(single ph) | LV | 400 kVA :Kiosk Substation | 0.4 | --> | 0.4 | 0 | 0 | Constrained,otherwise capacity available =400kVA. | --> | 0.38 | 0 | 0 | 0 | 0 | 0.4 | 0 |  | --> | C22 ex OLDBAWN | OLDBAWN: T42 | COOKSTOWN |  | 53.2688 | -6.3466
MV/LV Substation DO***4119 | 20 kV | 400V(3ph) & 230V(single ph) | LV | 200 kVA :Kiosk Substation | 0.2 | --> | 0.2 | 0 | 0 | Constrained,otherwise capacity available =128kVA. | --> | 0.19 | 0 | 0 | 0 | 0.039 | 0.169 | 0 |  | --> | E18 ex GLASMORE | GLASMORE: T422 | GLASMORE |  | 53.5164 | -6.2642
MV/LV Substation DO***411X | 10 kV | 400V(3ph) & 230V(single ph) | LV | 50 kVA :Pole Substation | 0.05 | --> | 0.05 | 0.036 | 1.3 |  | --> | 0.047 | 0 | 0 | 0 | 0 | 0 | 0 | Constrained,otherwise capacity available =51kW. | --> | C26 ex KILKEE | KILKEE: T41 | TULLABRACK |  | 52.7312 | -9.523
MV/LV Substation DO***4124 | 20 kV | 400V(3ph) & 230V(single ph) | LV | 200 kVA :Pole Substation | 0.2 | --> | 0.2 | 0.2 | 1.2 |  | --> | 0.19 | 0 | 0 | 0 | 0 | 0 | 0 | Constrained,otherwise capacity available =200kW. | --> | E17 ex BUNCRANA | BUNCRANA: T421∥T422 | TRILLICK |  | 55.1508 | -7.4347
MV/LV Substation DO***4125 | 10 kV | 400V(3ph) & 230V(single ph) | LV | 100 kVA :Pole Substation | 0.1 | --> | 0.1 | 0 | 0 | Constrained,otherwise capacity available =93kVA. | --> | 0.095 | 0 | 0 | 0 | 0 | 0.1 | 0 |  | --> | C23 ex CASTLEISLAND | CASTLEISLAND: T41∥T42 | TRALEE |  | 52.2517 | -9.4642
MV/LV Substation DO***413Z | 20 kV | 400V(3ph) & 230V(single ph) | LV | 100 kVA :Pole Substation | 0.1 | --> | 0.1 | 0.1 | 4.5 |  | --> | 0.095 | 0 | 0 | 0 | 0 | 0.1 | 0 |  | --> | E19 ex TELAYDON | TELAYDON: T421 | LISDRUM |  | 54.3075 | -6.9985
MV/LV Substation DO***4140 | 10 kV | 400V(3ph) & 230V(single ph) | LV | 200 kVA :Kiosk Substation | 0.2 | --> | 0.2 | 0.149 | 1.2 |  | --> | 0.19 | 0 | 0 | 0 | 0 | 0.207 | 0 |  | --> | C24 ex POLLERTON | POLLERTON: T42 | CARLOW |  | 52.84 | -6.8964
MV/LV Substation DO***4152 | 10 kV | 400V(3ph) & 230V(single ph) | LV | 630 kVA :Kiosk Substation | 0.63 | --> | 0.63 | 0.5 | 7.5 |  | --> | 0.598 | 0 | 0 | 0 | 0 | 0.5 | 0 |  | --> | C24 ex CARRICKMINES | CARRICKMINES: T42 | CARRICKMINES |  | 53.2489 | -6.1511
MV/LV Substation DO***4159 | 20 kV | 400V(3ph) & 230V(single ph) | LV | 50 kVA :Pole Substation | 0.05 | --> | 0.05 | 0 | 0 | Constrained,otherwise capacity available =50kVA. | --> | 0.047 | 0 | 0 | 0 | 0 | 0.049 | 0 |  | --> | C24 ex CLIFDEN | CLIFDEN: T41∥T42 | GALWAY 110KV |  | 53.5171 | -10.0842
MV/LV Substation DO***4191 | 20 kV | 400V(3ph) & 230V(single ph) | LV | 100 kVA :Pole Substation | 0.1 | --> | 0.1 | 0.1 | 1 |  | --> | 0.095 | 0 | 0 | 0 | 0 | 0.1 | 0 |  | --> | E19 ex SHILLELAGH | SHILLELAGH: T421∥T422 | CARLOW |  | 52.7096 | -6.4951
MV/LV Substation DO***4191 | 20 kV | 400V(3ph) & 230V(single ph) | LV | 50 kVA :Pole Substation | 0.05 | --> | 0.05 | 0 | 0 | Constrained,otherwise capacity available =50kVA. | --> | 0.047 | 0 | 0 | 0 | 0 | 0.049 | 0 |  | --> | E16 ex FINEA | FINEA: T421∥T422 | SHANKILL |  | 53.823 | -7.4189
MV/LV Substation DO***4193 | 10 kV | 400V(3ph) & 230V(single ph) | LV | 50 kVA :Pole Substation | 0.05 | --> | 0.05 | 0.05 | 2.3 |  | --> | 0.047 | 0 | 0 | 0 | 0 | 0.049 | 0 |  | --> | C16 ex CASTLECOMER | CASTLECOMER: T41∥T42 | BALLYRAGGET |  | 52.797 | -7.2289
MV/LV Substation DO***4200 | 20 kV | 400V(3ph) & 230V(single ph) | LV | 50 kVA :Pole Substation | 0.05 | --> | 0.05 | 0.05 | 1.4 |  | --> | 0.047 | 0 | 0 | 0 | 0 | 0.049 | 0 |  | --> | E18 ex GARRANACANTY | GARRANACANTY: T422 | TIPPERARY |  | 52.5415 | -8.1477
MV/LV Substation DO***420X | 20 kV | 400V(3ph) & 230V(single ph) | LV | 100 kVA :Pole Substation | 0.1 | --> | 0.1 | 0.065 | 1.7 |  | --> | 0.095 | 0 | 0 | 0 | 0.028 | 0.075 | 0 |  | --> | C13 ex MORNINGTON ROAD | MORNINGTON ROAD: T41 | DRYBRIDGE |  | 53.709 | -6.2784
MV/LV Substation DO***420Y | 10 kV | 400V(3ph) & 230V(single ph) | LV | 400 kVA :Kiosk Substation | 0.4 | --> | 0.4 | 0 | 0 | Constrained,otherwise capacity available =301kVA. | --> | 0.38 | 0 | 0 | 0 | 0.003 | 0.411 | 0 |  | --> | C15 ex BALLINACURRA | BALLINACURRA: T41 | LIMERICK |  | 52.6371 | -8.6466
MV/LV Substation DO***4210 | 20 kV | 400V(3ph) & 230V(single ph) | LV | 400 kVA :Kiosk Substation | 0.4 | --> | 0.4 | 0.358 | 1.7 |  | --> | 0.38 | 0 | 0 | 0 | 0.046 | 0.357 | 0 |  | --> | C13 ex MORNINGTON ROAD | MORNINGTON ROAD: T41 | DRYBRIDGE |  | 53.7144 | -6.2844
MV/LV Substation DO***4213 | 10 kV | 400V(3ph) & 230V(single ph) | LV | 50 kVA :Pole Substation | 0.05 | --> | 0.05 | 0.05 | 1.7 |  | --> | 0.047 | 0 | 0 | 0 | 0 | 0.049 | 0 |  | --> | C15 ex TULLA | TULLA: T41 | ENNIS |  | 52.9772 | -8.6886
MV/LV Substation DO***4219 | 20 kV | 400V(3ph) & 230V(single ph) | LV | 200 kVA :Pole Substation | 0.2 | --> | 0.2 | 0.2 | 2.7 |  | --> | 0.19 | 0 | 0 | 0 | 0 | 0.2 | 0 |  | --> | E18 ex TULLOW | TULLOW: T422 | CARLOW |  | 52.8408 | -6.7517
MV/LV Substation DO***4221 | 10 kV | 400V(3ph) & 230V(single ph) | LV | 1000 kVA :Building Structure | 1 | --> | 1 | 0 | 0 | Constrained,otherwise capacity available =500kVA. | --> | 0.95 | 0 | 0 | 0 | 0 | 0.5 | 0 |  | --> | C14 ex NEWMARKET (DR) | NEWMARKET (DR): T41 | FRANCIS STREET |  | 53.3331 | -6.2929
MV/LV Substation DO***4224 | 10 kV | 400V(3ph) & 230V(single ph) | LV | 50 kVA :Pole Substation | 0.05 | --> | 0.05 | 0.05 | 2.1 |  | --> | 0.047 | 0 | 0 | 0 | 0 | 0.049 | 0 |  | --> | C12 ex GRANAGH | GRANAGH: T41∥T42 | WATERFORD |  | 52.2837 | -7.2543
MV/LV Substation DO***422X | 10 kV | 400V(3ph) & 230V(single ph) | LV | 100 kVA :Pole Substation | 0.1 | --> | 0.1 | 0.069 | 1.6 |  | --> | 0.095 | 0 | 0 | 0 | 0 | 0.104 | 0 |  | --> | C11 ex NEWTOWNCUNNINGHAM | NEWTOWNCUNNINGHAM: T41∥T42 | LETTERKENNY |  | 54.9503 | -7.4244
MV/LV Substation DO***4240 | 10 kV | 400V(3ph) & 230V(single ph) | LV | 1000 kVA :Building Structure | 1 | --> | 1 | 0 | 0 | Constrained,otherwise capacity available =500kVA. | --> | 0.95 | 0 | 0 | 0 | 0 | 0.5 | 0 |  | --> | C21 ex CAMDEN ROW | CAMDEN ROW: T41 | FRANCIS STREET |  | 53.3401 | -6.2648
MV/LV Substation DO***4255 | 10 kV | 400V(3ph) & 230V(single ph) | LV | 50 kVA :Pole Substation | 0.05 | --> | 0.05 | 0.05 | 2.7 |  | --> | 0.047 | 0 | 0 | 0 | 0 | 0.049 | 0 |  | --> | C13 ex OLDCASTLE | OLDCASTLE: T41 | MULLINGAR |  | 53.7239 | -7.0339
MV/LV Substation DO***4264 | 10 kV | 400V(3ph) & 230V(single ph) | LV | 100 kVA :Pole Substation | 0.1 | --> | 0.1 | 0 | 0 | Constrained,otherwise capacity available =68kVA. | --> | 0.095 | 0 | 0 | 0 | 0 | 0 | 0 | Constrained,otherwise capacity available =104kW. | --> | C17 ex HOLYCROSS ROAD | HOLYCROSS ROAD: T41∥T42 | THURLES |  | 52.7387 | -7.8768
MV/LV Substation DO***4267 | 10 kV | 400V(3ph) & 230V(single ph) | LV | 50 kVA :Pole Substation | 0.05 | --> | 0.05 | 0 | 0 | Constrained,otherwise capacity available =50kVA. | --> | 0.047 | 0 | 0 | 0 | 0 | 0.049 | 0 |  | --> | C17 ex DOUGLAS | DOUGLAS: T42 | TRABEG |  | 51.8606 | -8.4445
MV/LV Substation DO***4268 | 10 kV | 400V(3ph) & 230V(single ph) | LV | 1000 kVA :Building Structure | 1 | --> | 1 | 0 | 0 | Constrained,otherwise capacity available =500kVA. | --> | 0.95 | 0 | 0 | 0 | 0 | 0.5 | 0 |  | --> | C18 ex PHIBSBORO | PHIBSBORO: T42 | FINGLAS |  | 53.352 | -6.2657
MV/LV Substation DO***4273 | 20 kV | 400V(3ph) & 230V(single ph) | LV | 50 kVA :Pole Substation | 0.05 | --> | 0.05 | 0 | 0 | Constrained,otherwise capacity available =50kVA. | --> | 0.047 | 0 | 0 | 0 | 0 | 0 | 0 | Constrained,otherwise capacity available =49kW. | --> | C14 ex FERMOY NORTH | FERMOY NORTH: T41∥T42 | BARRYMORE |  | 52.1694 | -8.2188
MV/LV Substation DO***4274 | 10 kV | 400V(3ph) & 230V(single ph) | LV | 400 kVA :Kiosk Substation | 0.4 | --> | 0.4 | 0.295 | 6.6 |  | --> | 0.38 | 0 | 0 | 0 | 0 | 0.416 | 0 |  | --> | C19 ex GLEBE | GLEBE: T41∥T42 | RICHMOND |  | 53.7336 | -7.7835
MV/LV Substation DO***4287 | 20 kV | 400V(3ph) & 230V(single ph) | LV | 400 kVA :Kiosk Substation | 0.4 | --> | 0.4 | 0 | 0 | Constrained,otherwise capacity available =337kVA. | --> | 0.38 | 0 | 0 | 0 | 0 | 0.409 | 0 |  | --> | E14 ex DULEEK | DULEEK: T421∥T422 | DRYBRIDGE |  | 53.6587 | -6.4357
MV/LV Substation DO***4297 | 20 kV | 400V(3ph) & 230V(single ph) | LV | 200 kVA :Kiosk Substation | 0.2 | --> | 0.2 | 0.2 | 1.8 |  | --> | 0.19 | 0 | 0 | 0 | 0 | 0.2 | 0 |  | --> | C18 ex DUNDALK | DUNDALK: T41 | DUNDALK |  | 54.0201 | -6.3946
MV/LV Substation DO***429Z | 10 kV | 400V(3ph) & 230V(single ph) | LV | 200 kVA :Kiosk Substation | 0.2 | --> | 0.2 | 0.2 | 0.8 |  | --> | 0.19 | 0 | 0 | 0 | 0 | 0.2 | 0 |  | --> | C13 ex SMEARLA | SMEARLA: T41 | TRIEN |  | 52.4503 | -9.4947
MV/LV Substation DO***4301 | 10 kV | 400V(3ph) & 230V(single ph) | LV | 400 kVA :Kiosk Substation | 0.4 | --> | 0.4 | 0.348 | 1.8 |  | --> | 0.38 | 0 | 0 | 0 | 0 | 0.407 | 0 |  | --> | C12 ex ROSCOMMON | ROSCOMMON: T42 | LANESBORO |  | 53.6374 | -8.1802
MV/LV Substation DO***4307 | 10 kV | 400V(3ph) & 230V(single ph) | LV | 630 kVA :Building Structure | 0.63 | --> | 0.63 | 0.344 | 2.6 |  | --> | 0.598 | 0 | 0 | 0 | 0 | 0.5 | 0 |  | --> | C20 ex CASHEL | CASHEL: T42 | CAHIR |  | 52.5177 | -7.8883
MV/LV Substation DO***4369 | 20 kV | 400V(3ph) & 230V(single ph) | LV | 100 kVA :Pole Substation | 0.1 | --> | 0.1 | 0 | 0 | Constrained,otherwise capacity available =100kVA. | --> | 0.095 | 0 | 0 | 0 | 0 | 0 | 0 | Constrained,otherwise capacity available =100kW. | --> | E17 ex PORTLAOISE | PORTLAOISE: T423∥T424 | PORTLAOISE |  | 52.9713 | -7.3849
MV/LV Substation DO***437X | 20 kV | 400V(3ph) & 230V(single ph) | LV | 100 kVA :Pole Substation | 0.1 | --> | 0.1 | 0.055 | 4.5 |  | --> | 0.095 | 0 | 0 | 0 | 0 | 0.106 | 0 |  | --> | E19 ex TELAYDON | TELAYDON: T421 | LISDRUM |  | 54.3115 | -6.9966
MV/LV Substation DO***4383 | 20 kV | 400V(3ph) & 230V(single ph) | LV | 630 kVA :Kiosk Substation | 0.63 | --> | 0.63 | 0.5 | 1.7 |  | --> | 0.598 | 0 | 0 | 0 | 0 | 0.5 | 0 |  | --> | C13 ex MORNINGTON ROAD | MORNINGTON ROAD: T41 | DRYBRIDGE |  | 53.711 | -6.2804
MV/LV Substation DO***4395 | 20 kV | 400V(3ph) & 230V(single ph) | LV | 50 kVA :Pole Substation | 0.05 | --> | 0.05 | 0.036 | 8.3 |  | --> | 0.047 | 0 | 0 | 0 | 0.007 | 0.043 | 0 |  | --> | E18 ex BALTRASNA | BALTRASNA: T122 | BALTRASNA |  | 53.5168 | -6.4566
MV/LV Substation DO***4418 | 10 kV | 400V(3ph) & 230V(single ph) | LV | 50 kVA :Pole Substation | 0.05 | --> | 0.05 | 0.038 | 2.4 |  | --> | 0.047 | 0 | 0 | 0 | 0 | 0.051 | 0 |  | --> | C14 ex BALLYMAHON | BALLYMAHON: T41∥T42 | ATHLONE |  | 53.6088 | -7.7407
MV/LV Substation DO***444 | 10 kV | 400V(3ph) & 230V(single ph) | LV | 200 kVA :Pole Substation | 0.2 | --> | 0.2 | 0 | 0 | Constrained,otherwise capacity available =177kVA. | --> | 0.19 | 0 | 0 | 0 | 0 | 0 | 0 | Constrained,otherwise capacity available =203kW. | --> | C22 ex PORTLAOISE | PORTLAOISE: T42 | PORTLAOISE |  | 53.1087 | -7.1398
MV/LV Substation DO***4464 | 10 kV | 400V(3ph) & 230V(single ph) | LV | 50 kVA :Pole Substation | 0.05 | --> | 0.05 | 0.05 | 2.6 |  | --> | 0.047 | 0 | 0 | 0 | 0 | 0.049 | 0 |  | --> | C18 ex CASHEL | CASHEL: T42 | CAHIR |  | 52.5265 | -7.8502
MV/LV Substation DO***449Y | 10 kV | 400V(3ph) & 230V(single ph) | LV | 400 kVA :Building Structure | 0.4 | --> | 0.4 | 0 | 0 | Constrained,otherwise capacity available =382kVA. | --> | 0.38 | 0 | 0 | 0 | 0 | 0.402 | 0 |  | --> | C16 ex BLAKE | BLAKE: T41∥T42 | BLAKE |  | 53.2399 | -6.9631
MV/LV Substation DO***455 | 10 kV | 400V(3ph) & 230V(single ph) | LV | 630 kVA :Kiosk Substation | 0.63 | --> | 0.63 | 0.5 | 4.6 |  | --> | 0.598 | 0 | 0 | 0 | 0.003 | 0.5 | 0 |  | --> | C28 ex CABRA | CABRA: T101 | FINGLAS |  | 53.372 | -6.3089
MV/LV Substation DO***4581 | 20 kV | 400V(3ph) & 230V(single ph) | LV | 50 kVA :Pole Substation | 0.05 | --> | 0.05 | 0 | 0 | Constrained,otherwise capacity available =45kVA. | --> | 0.047 | 0 | 0 | 0 | 0.003 | 0.047 | 0 |  | --> | E18 ex BALLINDERRY | BALLINDERRY: T422 | MULLINGAR |  | 53.5085 | -7.244
MV/LV Substation DO***459 | 20 kV | 400V(3ph) & 230V(single ph) | LV | 200 kVA :Pole Substation | 0.2 | --> | 0.2 | 0.189 | 1.4 |  | --> | 0.19 | 0 | 0 | 0 | 0.002 | 0.199 | 0 |  | --> | E20 ex GARRANACANTY | GARRANACANTY: T422 | TIPPERARY |  | 52.5222 | -8.0834
MV/LV Substation DO***459X | 20 kV | 400V(3ph) & 230V(single ph) | LV | 50 kVA :Pole Substation | 0.05 | --> | 0.05 | 0.031 | 1.6 |  | --> | 0.047 | 0 | 0 | 0 | 0 | 0.051 | 0 |  | --> | E12 ex GURRANEBANE | GURRANEBANE: T421∥T422 | OUGHTRAGH |  | 52.0808 | -9.9279
MV/LV Substation DO***462X | 20 kV | 400V(3ph) & 230V(single ph) | LV | 630 kVA :Building Structure | 0.63 | --> | 0.63 | 0 | 0 | Constrained,otherwise capacity available =500kVA. | --> | 0.598 | 0 | 0 | 0 | 0.031 | 0.5 | 0 |  | --> | C21 ex MILFORD (NR) | MILFORD (NR): T41∥T42 | LETTERKENNY |  | 55.1944 | -7.8356
MV/LV Substation DO***463 | 20 kV | 400V(3ph) & 230V(single ph) | LV | 50 kVA :Pole Substation | 0.05 | --> | 0.05 | 0.018 | 1.4 |  | --> | 0.047 | 0 | 0 | 0 | 0 | 0.054 | 0 |  | --> | E20 ex GARRANACANTY | GARRANACANTY: T422 | TIPPERARY |  | 52.5166 | -8.0582
MV/LV Substation DO***468X | 10 kV | 400V(3ph) & 230V(single ph) | LV | 50 kVA :Pole Substation | 0.05 | --> | 0.05 | 0.035 | 2.3 |  | --> | 0.047 | 0 | 0 | 0 | 0.005 | 0.046 | 0 |  | --> | C16 ex CASTLECOMER | CASTLECOMER: T41∥T42 | BALLYRAGGET |  | 52.8014 | -7.2165
MV/LV Substation DO***4700 | 10 kV | 400V(3ph) & 230V(single ph) | LV | 630 kVA :Kiosk Substation | 0.63 | --> | 0.63 | 0 | 0 | Constrained,otherwise capacity available =500kVA. | --> | 0.598 | 0 | 0 | 0 | 0 | 0.5 | 0 |  | --> | C11 ex GRANBY ROW | GRANBY ROW: T41 | MCDERMOTT |  | 53.3524 | -6.2662
MV/LV Substation DO***471Z | 10 kV | 400V(3ph) & 230V(single ph) | LV | 630 kVA :Building Structure | 0.63 | --> | 0.63 | 0 | 0 | Constrained,otherwise capacity available =500kVA. | --> | 0.598 | 0 | 0 | 0 | 0.039 | 0.5 | 0 |  | --> | C23 ex COLLEGE PARK | COLLEGE PARK: T101 | COLLEGE PARK |  | 53.4165 | -6.3571
MV/LV Substation DO***474 | 10 kV | 400V(3ph) & 230V(single ph) | LV | 400 kVA :Kiosk Substation | 0.4 | --> | 0.4 | 0 | 0 | Constrained,otherwise capacity available =297kVA. | --> | 0.38 | 0 | 0 | 0 | 0.042 | 0.371 | 0 |  | --> | C23 ex POLLERTON | POLLERTON: T41 | CARLOW |  | 52.8334 | -6.9061
MV/LV Substation DO***474 | 10 kV | 400V(3ph) & 230V(single ph) | LV | 400 kVA :Kiosk Substation | 0.4 | --> | 0.4 | 0.314 | 1.4 |  | --> | 0.38 | 0 | 0 | 0 | 0.039 | 0.372 | 0 |  | --> | C13 ex ROSCOMMON | ROSCOMMON: T41 | LANESBORO |  | 53.6309 | -8.183
MV/LV Substation DO***485Y | 10 kV | 400V(3ph) & 230V(single ph) | LV | 200 kVA :Kiosk Substation | 0.2 | --> | 0.2 | 0 | 0 | Constrained,otherwise capacity available =148kVA. | --> | 0.19 | 0 | 0 | 0 | 0 | 0.207 | 0 |  | --> | C22 ex TOGHER | TOGHER: T42 | TRABEG |  | 51.873 | -8.4982
MV/LV Substation DO***492 | 10 kV | 400V(3ph) & 230V(single ph) | LV | 630 kVA :Kiosk Substation | 0.63 | --> | 0.63 | 0.163 | 4.6 |  | --> | 0.598 | 0 | 0 | 0 | 0.018 | 0.5 | 0 |  | --> | C24 ex CABRA | CABRA: T101 | FINGLAS |  | 53.3638 | -6.2818
MV/LV Substation DO***494 | 20 kV | 400V(3ph) & 230V(single ph) | LV | 50 kVA :Pole Substation | 0.05 | --> | 0.05 | 0 | 1.2 |  | --> | 0.047 | 0 | 0 | 0 | 0 | 0 | 0 | Constrained,otherwise capacity available =69kW. | --> | E17 ex BUNCRANA | BUNCRANA: T421∥T422 | TRILLICK |  | 55.1519 | -7.4363
MV/LV Substation DO***495 | 10 kV | 400V(3ph) & 230V(single ph) | LV | 100 kVA :Pole Substation | 0.1 | --> | 0.1 | 0.075 | 0.9 |  | --> | 0.095 | 0 | 0 | 0 | 0.001 | 0.102 | 0 |  | --> | C20 ex RATHMULLAN | RATHMULLAN: T42 | DRYBRIDGE |  | 53.7008 | -6.3865
MV/LV Substation DO***496 | 10 kV | 400V(3ph) & 230V(single ph) | LV | 50 kVA :Pole Substation | 0.05 | --> | 0.05 | 0.041 | 5 |  | --> | 0.047 | 0 | 0 | 0 | 0.003 | 0.047 | 0 |  | --> | C12 ex BALLYTIVNAN | BALLYTIVNAN: T42 | SLIGO |  | 54.2993 | -8.435
MV/LV Substation DO***496X | 10 kV | 400V(3ph) & 230V(single ph) | LV | 400 kVA :Kiosk Substation | 0.4 | --> | 0.4 | 0.314 | 0.9 |  | --> | 0.38 | 0 | 0 | 0 | 0 | 0.413 | 0 |  | --> | C18 ex BALLYHALE | BALLYHALE: T42 | KILKENNY |  | 52.4543 | -7.2514
MV/LV Substation DO***503Y | 20 kV | 400V(3ph) & 230V(single ph) | LV | 200 kVA :Kiosk Substation | 0.2 | --> | 0.2 | 0 | 0 | Constrained,otherwise capacity available =57kVA. | --> | 0.19 | 0 | 0 | 0 | 0.014 | 0.206 | 0 |  | --> | E18 ex EDENDERRY | EDENDERRY: T421∥T422 | BLAKE |  | 53.3352 | -7.0447
MV/LV Substation DO***505Y | 10 kV | 400V(3ph) & 230V(single ph) | LV | 400 kVA :Kiosk Substation | 0.4 | --> | 0.4 | 0 | 0 | Constrained,otherwise capacity available =354kVA. | --> | 0.38 | 0 | 0 | 0 | 0.01 | 0.396 | 0 |  | --> | C18 ex DOUGLAS | DOUGLAS: T41 | TRABEG |  | 51.8666 | -8.4136
MV/LV Substation DO***512X | 10 kV | 400V(3ph) & 230V(single ph) | LV | 50 kVA :Pole Substation | 0.05 | --> | 0.05 | 0.02 | 1.9 |  | --> | 0.047 | 0 | 0 | 0 | 0 | 0.054 | 0 |  | --> | C17 ex DRYBRIDGE | DRYBRIDGE: T41 | DRYBRIDGE |  | 53.6906 | -6.419
MV/LV Substation DO***513 | 10 kV | 400V(3ph) & 230V(single ph) | LV | 50 kVA :Pole Substation | 0.05 | --> | 0.05 | 0 | 0 | Constrained,otherwise capacity available =37kVA. | --> | 0.047 | 0 | 0 | 0 | 0.01 | 0.04 | 0 |  | --> | C12 ex CULLION | CULLION: T41∥T42 | LETTERKENNY |  | 54.9427 | -7.8342
MV/LV Substation DO***514 | 20 kV | 400V(3ph) & 230V(single ph) | LV | 50 kVA :Pole Substation | 0.05 | --> | 0.05 | 0 | 0 | Constrained,otherwise capacity available =46kVA. | --> | 0.047 | 0 | 0 | 0 | 0 | 0.049 | 0 |  | --> | C11 ex RAHEEN | RAHEEN: T41 | LIMERICK |  | 52.5853 | -8.6687
MV/LV Substation DO***514X | 20 kV | 400V(3ph) & 230V(single ph) | LV | 50 kVA :Pole Substation | 0.05 | --> | 0.05 | 0.05 | 1.5 |  | --> | 0.047 | 0 | 0 | 0 | 0 | 0.049 | 0 |  | --> | E17 ex ACHILL | ACHILL: T422 | CARROWBEG |  | 53.9808 | -10.0394
MV/LV Substation DO***516 | 20 kV | 400V(3ph) & 230V(single ph) | LV | 50 kVA :Pole Substation | 0.05 | --> | 0.05 | 0.048 | 1.6 |  | --> | 0.047 | 0 | 0 | 0 | 0 | 0.049 | 0 |  | --> | E18 ex GURRANEBANE | GURRANEBANE: T421∥T422 | OUGHTRAGH |  | 51.8831 | -10.3624
MV/LV Substation DO***522 | 20 kV | 400V(3ph) & 230V(single ph) | LV | 50 kVA :Pole Substation | 0.05 | --> | 0.05 | 0 | 0 | Constrained,otherwise capacity available =48kVA. | --> | 0.047 | 0 | 0 | 0 | 0 | 0.049 | 0 |  | --> | E25 ex PATRICKSWELL | PATRICKSWELL: T421∥T422 | LIMERICK |  | 52.6527 | -8.8637
MV/LV Substation DO***523Y | 20 kV | 400V(3ph) & 230V(single ph) | LV | 200 kVA :Kiosk Substation | 0.2 | --> | 0.2 | 0.124 | 1.8 |  | --> | 0.19 | 0 | 0 | 0 | 0.003 | 0.208 | 0 |  | --> | C18 ex DUNDALK | DUNDALK: T41 | DUNDALK |  | 54.0234 | -6.3954
MV/LV Substation DO***531X | 10 kV | 400V(3ph) & 230V(single ph) | LV | 400 kVA :Kiosk Substation | 0.4 | --> | 0.4 | 0.356 | 1.3 |  | --> | 0.38 | 0 | 0 | 0 | 0.004 | 0 | 0 | Constrained,otherwise capacity available =402kW. | --> | C26 ex KILKEE | KILKEE: T41 | TULLABRACK |  | 52.7311 | -9.5283
MV/LV Substation DO***533X | 20 kV | 400V(3ph) & 230V(single ph) | LV | 50 kVA :Pole Substation | 0.05 | --> | 0.05 | 0.05 | 1.6 |  | --> | 0.047 | 0 | 0 | 0 | 0 | 0.049 | 0 |  | --> | E12 ex GURRANEBANE | GURRANEBANE: T421∥T422 | OUGHTRAGH |  | 51.9747 | -10.1668
MV/LV Substation DO***538X | 10 kV | 400V(3ph) & 230V(single ph) | LV | 100 kVA :Pole Substation | 0.1 | --> | 0.1 | 0.056 | 2.5 |  | --> | 0.095 | 0 | 0 | 0 | 0 | 0.106 | 0 |  | --> | C20 ex ATHY | ATHY: T102 | ATHY |  | 52.9991 | -6.9964
MV/LV Substation DO***539 | 20 kV | 400V(3ph) & 230V(single ph) | LV | 50 kVA :Pole Substation | 0.05 | --> | 0.05 | 0 | 0 | Constrained,otherwise capacity available =45kVA. | --> | 0.047 | 0 | 0 | 0 | 0.003 | 0.047 | 0 |  | --> | E11 ex KILCOLGAN | KILCOLGAN: T421 | GALWAY 110KV |  | 53.1309 | -9.067
MV/LV Substation DO***539Y | 10 kV | 400V(3ph) & 230V(single ph) | LV | 630 kVA :Building Structure | 0.63 | --> | 0.63 | 0.487 | 1.4 |  | --> | 0.598 | 0 | 0 | 0 | 0 | 0.5 | 0 |  | --> | C13 ex ROSCOMMON | ROSCOMMON: T41 | LANESBORO |  | 53.6319 | -8.1878
MV/LV Substation DO***544 | 10 kV | 400V(3ph) & 230V(single ph) | LV | 50 kVA :Pole Substation | 0.05 | --> | 0.05 | 0.041 | 1.9 |  | --> | 0.047 | 0 | 0 | 0 | 0.003 | 0 | 0 | Constrained,otherwise capacity available =47kW. | --> | E16 ex GWEEDORE | GWEEDORE: T421 | ARDNAGAPPARY |  | 55.037 | -8.2566
MV/LV Substation DO***549 | 10 kV | 400V(3ph) & 230V(single ph) | LV | 50 kVA :Pole Substation | 0.05 | --> | 0.05 | 0.039 | 1.5 |  | --> | 0.047 | 0 | 0 | 0 | 0 | 0.051 | 0 |  | --> | C19 ex SALLINS | SALLINS: T41 | GRIFFINRATH |  | 53.2532 | -6.7399
MV/LV Substation DO***555 | 10 kV | 400V(3ph) & 230V(single ph) | LV | 400 kVA :Building Structure | 0.4 | --> | 0.4 | 0.392 | 1.6 |  | --> | 0.38 | 0 | 0 | 0 | 0 | 0.4 | 0 |  | --> | C16 ex NEWTOWNCUNNINGHAM | NEWTOWNCUNNINGHAM: T41∥T42 | LETTERKENNY |  | 54.9955 | -7.5154
MV/LV Substation DO***557Y | 20 kV | 400V(3ph) & 230V(single ph) | LV | 400 kVA :Kiosk Substation | 0.4 | --> | 0.4 | 0.4 | 3.6 |  | --> | 0.38 | 0 | 0 | 0 | 0 | 0.4 | 0 |  | --> | E13 ex KILLINICK | KILLINICK: T421∥T422 | WEXFORD |  | 52.2007 | -6.3543
MV/LV Substation DO***561 | 10 kV | 400V(3ph) & 230V(single ph) | LV | 50 kVA :Pole Substation | 0.05 | --> | 0.05 | 0.044 | 1.3 |  | --> | 0.047 | 0 | 0 | 0 | 0 | 0.05 | 0 |  | --> | C19 ex BALLYBAY | BALLYBAY: T41∥T42 | LISDRUM |  | 54.0514 | -6.8487
MV/LV Substation DO***563 | 10 kV | 400V(3ph) & 230V(single ph) | LV | 630 kVA :Kiosk Substation | 0.63 | --> | 0.63 | 0.207 | 3.4 |  | --> | 0.598 | 0 | 0 | 0 | 0.003 | 0.5 | 0 |  | --> | C21 ex GALWAY 110KV | GALWAY 110KV: T103 | GALWAY 110KV |  | 53.2862 | -8.9863
MV/LV Substation DO***565X | 10 kV | 400V(3ph) & 230V(single ph) | LV | 630 kVA :Building Structure | 0.63 | --> | 0.63 | 0.5 | 3.1 |  | --> | 0.598 | 0 | 0 | 0 | 0 | 0.5 | 0 |  | --> | C19 ex BALLYMOUNT | BALLYMOUNT: T41 | INCHICORE 220KV |  | 53.3116 | -6.357
MV/LV Substation DO***568X | 20 kV | 400V(3ph) & 230V(single ph) | LV | 50 kVA :Pole Substation | 0.05 | --> | 0.05 | 0.029 | 5.6 |  | --> | 0.047 | 0 | 0 | 0 | 0 | 0.052 | 0 |  | --> | E17 ex CRANE | CRANE: T122 | CRANE |  | 52.5375 | -6.3487
MV/LV Substation DO***568X | 10 kV | 400V(3ph) & 230V(single ph) | LV | 1000 kVA :Building Structure | 1 | --> | 1 | 0 | 0 | Constrained,otherwise capacity available =500kVA. | --> | 0.95 | 0 | 0 | 0 | 0 | 0.5 | 0 |  | --> | C18 ex PHIBSBORO | PHIBSBORO: T42 | FINGLAS |  | 53.3515 | -6.2669
MV/LV Substation DO***576 | 10 kV | 400V(3ph) & 230V(single ph) | LV | 100 kVA :Pole Substation | 0.1 | --> | 0.1 | 0.07 | 5 |  | --> | 0.095 | 0 | 0 | 0 | 0.003 | 0.101 | 0 |  | --> | C12 ex BALLYTIVNAN | BALLYTIVNAN: T42 | SLIGO |  | 54.2953 | -8.4391
MV/LV Substation DO***577 | 10 kV | 400V(3ph) & 230V(single ph) | LV | 400 kVA :Kiosk Substation | 0.4 | --> | 0.4 | 0.29 | 1.9 |  | --> | 0.38 | 0 | 0 | 0 | 0.007 | 0.409 | 0 |  | --> | C17 ex DRYBRIDGE | DRYBRIDGE: T41 | DRYBRIDGE |  | 53.6917 | -6.417
MV/LV Substation DO***580Y | 10 kV | 400V(3ph) & 230V(single ph) | LV | 400 kVA :Kiosk Substation | 0.4 | --> | 0.4 | 0 | 0 | Constrained,otherwise capacity available =313kVA. | --> | 0.38 | 0 | 0 | 0 | 0 | 0.413 | 0 |  | --> | C18 ex KILLACLOYNE | KILLACLOYNE: T41∥T42 | MIDLETON |  | 51.9003 | -8.2838
MV/LV Substation DO***581 | 20 kV | 400V(3ph) & 230V(single ph) | LV | 100 kVA :Pole Substation | 0.1 | --> | 0.1 | 0 | 0 | Constrained,otherwise capacity available =75kVA. | --> | 0.095 | 0 | 0 | 0 | 0.023 | 0.079 | 0 |  | --> | C22 ex ENNISTYMON | ENNISTYMON: T41∥T42 | ENNIS |  | 53.0157 | -9.399
MV/LV Substation DO***581X | 10 kV | 400V(3ph) & 230V(single ph) | LV | 200 kVA :Kiosk Substation | 0.2 | --> | 0.2 | 0 | 0 | Constrained,otherwise capacity available =114kVA. | --> | 0.19 | 0 | 0 | 0 | 0.009 | 0.203 | 0 |  | --> | C12 ex OLDBAWN | OLDBAWN: T42 | COOKSTOWN |  | 53.2787 | -6.3482
MV/LV Substation DO***595X | 10 kV | 400V(3ph) & 230V(single ph) | LV | 50 kVA :Pole Substation | 0.05 | --> | 0.05 | 0.05 | 2.8 |  | --> | 0.047 | 0 | 0 | 0 | 0 | 0.049 | 0 |  | --> | C15 ex TULLYNAMALRA | TULLYNAMALRA: T41∥T42 | MEATH HILL |  | 54.043 | -6.751
MV/LV Substation DO***600Z | 10 kV | 400V(3ph) & 230V(single ph) | LV | 400 kVA :Kiosk Substation | 0.4 | --> | 0.4 | 0 | 0 | Constrained,otherwise capacity available =400kVA. | --> | 0.38 | 0 | 0 | 0 | 0 | 0.4 | 0 |  | --> | C20 ex SANTRY | SANTRY: T42 | FINGLAS |  | 53.4012 | -6.2629
MV/LV Substation DO***601X | 10 kV | 400V(3ph) & 230V(single ph) | LV | 400 kVA :Kiosk Substation | 0.4 | --> | 0.4 | 0.329 | 5.9 |  | --> | 0.38 | 0 | 0 | 0 | 0.017 | 0.393 | 0 |  | --> | C13 ex BANDON | BANDON: T101 | BANDON |  | 51.7419 | -8.745
MV/LV Substation DO***607 | 20 kV | 400V(3ph) & 230V(single ph) | LV | 100 kVA :Pole Substation | 0.1 | --> | 0.1 | 0 | 0 | Constrained,otherwise capacity available =99kVA. | --> | 0.095 | 0 | 0 | 0 | 0 | 0.1 | 0 |  | --> | E17 ex DULEEK | DULEEK: T421∥T422 | DRYBRIDGE |  | 53.6562 | -6.4441
MV/LV Substation DO***607Y | 20 kV | 400V(3ph) & 230V(single ph) | LV | 630 kVA :Kiosk Substation | 0.63 | --> | 0.63 | 0 | 0 | Constrained,otherwise capacity available =467kVA. | --> | 0.598 | 0 | 0 | 0 | 0 | 0.5 | 0 |  | --> | E18 ex EDENDERRY | EDENDERRY: T421∥T422 | BLAKE |  | 53.3415 | -7.0558
MV/LV Substation DO***608Y | 20 kV | 400V(3ph) & 230V(single ph) | LV | 630 kVA :Kiosk Substation | 0.63 | --> | 0.63 | 0 | 0 | Constrained,otherwise capacity available =500kVA. | --> | 0.598 | 0 | 0 | 0 | 0 | 0.5 | 0 |  | --> | E18 ex EDENDERRY | EDENDERRY: T421∥T422 | BLAKE |  | 53.3425 | -7.058
MV/LV Substation DO***610X | 10 kV | 400V(3ph) & 230V(single ph) | LV | 630 kVA :Building Structure | 0.63 | --> | 0.63 | 0.325 | 1.2 |  | --> | 0.598 | 0 | 0 | 0 | 0 | 0.5 | 0 |  | --> | C17 ex TRIMMS LANE | TRIMMS LANE: T41 | SALTHILL |  | 53.271 | -9.0516
MV/LV Substation DO***611Y | 20 kV | 400V(3ph) & 230V(single ph) | LV | 100 kVA :Pole Substation | 0.1 | --> | 0.1 | 0 | 0 | Constrained,otherwise capacity available =68kVA. | --> | 0.095 | 0 | 0 | 0 | 0 | 0.104 | 0 |  | --> | E11 ex ACADEMY STREET | ACADEMY STREET: T421∥T422 | NAVAN |  | 53.6102 | -6.6353
MV/LV Substation DO***620X | 10 kV | 400V(3ph) & 230V(single ph) | LV | 200 kVA :Kiosk Substation | 0.2 | --> | 0.2 | 0.147 | 2.3 |  | --> | 0.19 | 0 | 0 | 0 | 0 | 0 | 0 | Constrained,otherwise capacity available =207kW. | --> | C20 ex KILRUSH | KILRUSH: T41∥T42 | TULLABRACK |  | 52.7467 | -9.5008
MV/LV Substation DO***621 | 20 kV | 400V(3ph) & 230V(single ph) | LV | 200 kVA :Kiosk Substation | 0.2 | --> | 0.2 | 0.149 | 2.4 |  | --> | 0.19 | 0 | 0 | 0 | 0 | 0.207 | 0 |  | --> | E20 ex STRANORLAR | STRANORLAR: T422 | LETTERKENNY |  | 54.7972 | -7.7923
MV/LV Substation DO***623Z | 20 kV | 400V(3ph) & 230V(single ph) | LV | 630 kVA :Kiosk Substation | 0.63 | --> | 0.63 | 0.5 | 3.6 |  | --> | 0.598 | 0 | 0 | 0 | 0 | 0.5 | 0 |  | --> | E13 ex KILLINICK | KILLINICK: T421∥T422 | WEXFORD |  | 52.199 | -6.3578
MV/LV Substation DO***628X | 10 kV | 400V(3ph) & 230V(single ph) | LV | 200 kVA :Kiosk Substation | 0.2 | --> | 0.2 | 0.117 | 2.3 |  | --> | 0.19 | 0 | 0 | 0 | 0 | 0 | 0 | Constrained,otherwise capacity available =212kW. | --> | C20 ex KILRUSH | KILRUSH: T41∥T42 | TULLABRACK |  | 52.7468 | -9.4954
MV/LV Substation DO***631Z | 10 kV | 400V(3ph) & 230V(single ph) | LV | 400 kVA :Kiosk Substation | 0.4 | --> | 0.4 | 0.271 | 2.3 |  | --> | 0.38 | 0 | 0 | 0 | 0.051 | 0.365 | 0 |  | --> | E20 ex BLESSINGTON | BLESSINGTON: T422 | KILTEEL |  | 53.1722 | -6.5378
MV/LV Substation DO***633Y | 10 kV | 400V(3ph) & 230V(single ph) | LV | 50 kVA :Pole Substation | 0.05 | --> | 0.05 | 0 | 0 | Constrained,otherwise capacity available =45kVA. | --> | 0.047 | 0 | 0 | 0 | 0 | 0 | 0 | Constrained,otherwise capacity available =50kW. | --> | C18 ex RATHDOWNEY | RATHDOWNEY: T42 | IKERRIN |  | 52.878 | -7.6146
MV/LV Substation DO***649 | 10 kV | 400V(3ph) & 230V(single ph) | LV | 100 kVA :Pole Substation | 0.1 | --> | 0.1 | 0.096 | 3.4 |  | --> | 0.095 | 0 | 0 | 0 | 0 | 0.1 | 0 |  | --> | C14 ex CAUSEWAY | CAUSEWAY: T41∥T42 | TRALEE |  | 52.428 | -9.6989
MV/LV Substation DO***656X | 20 kV | 400V(3ph) & 230V(single ph) | LV | 200 kVA :Kiosk Substation | 0.2 | --> | 0.2 | 0.169 | 2 |  | --> | 0.19 | 0 | 0 | 0 | 0.003 | 0.201 | 0 |  | --> | E15 ex BALLYCONNELL | BALLYCONNELL: T421∥T422 | GORTAWEE |  | 54.1204 | -7.579
MV/LV Substation DO***661 | 20 kV | 400V(3ph) & 230V(single ph) | LV | 50 kVA :Pole Substation | 0.05 | --> | 0.05 | 0.033 | 3.5 |  | --> | 0.047 | 0 | 0 | 0 | 0.011 | 0.04 | 0 |  | --> | E19 ex STRANORLAR | STRANORLAR: T421 | LETTERKENNY |  | 54.8091 | -7.8469
MV/LV Substation DO***661 | 10 kV | 400V(3ph) & 230V(single ph) | LV | 50 kVA :Pole Substation | 0.05 | --> | 0.05 | 0.043 | 1.3 |  | --> | 0.047 | 0 | 0 | 0 | 0.004 | 0 | 0 | Constrained,otherwise capacity available =46kW. | --> | C26 ex KILKEE | KILKEE: T41 | TULLABRACK |  | 52.7358 | -9.5349
MV/LV Substation DO***668 | 10 kV | 400V(3ph) & 230V(single ph) | LV | 50 kVA :Pole Substation | 0.05 | --> | 0.05 | 0.044 | 2.7 |  | --> | 0.047 | 0 | 0 | 0 | 0 | 0.05 | 0 |  | --> | C17 ex CASTLEBLAYNEY | CASTLEBLAYNEY: T41 | DUNDALK |  | 54.1277 | -6.8289
MV/LV Substation DO***682X | 20 kV | 400V(3ph) & 230V(single ph) | LV | 100 kVA :Pole Substation | 0.1 | --> | 0.1 | 0 | 0 | Constrained,otherwise capacity available =98kVA. | --> | 0.095 | 0 | 0 | 0 | 0 | 0.1 | 0 |  | --> | C24 ex ATHLONE | ATHLONE: T41 | ATHLONE |  | 53.3651 | -8.0625
MV/LV Substation DO***683 | 10 kV | 400V(3ph) & 230V(single ph) | LV | 200 kVA :Pole Substation | 0.2 | --> | 0.2 | 0.2 | 2 |  | --> | 0.19 | 0 | 0 | 0 | 0 | 0.2 | 0 |  | --> | C16 ex KILCAR | KILCAR: T41 | BINBANE |  | 54.7075 | -8.6354
MV/LV Substation DO***690 | 20 kV | 400V(3ph) & 230V(single ph) | LV | 50 kVA :Pole Substation | 0.05 | --> | 0.05 | 0.045 | 1.9 |  | --> | 0.047 | 0 | 0 | 0 | 0 | 0.05 | 0 |  | --> | C17 ex DRYBRIDGE | DRYBRIDGE: T41 | DRYBRIDGE |  | 53.7049 | -6.4465
MV/LV Substation DO***690X | 20 kV | 400V(3ph) & 230V(single ph) | LV | 50 kVA :Pole Substation | 0.05 | --> | 0.05 | 0.043 | 1.5 |  | --> | 0.047 | 0 | 0 | 0 | 0 | 0.05 | 0 |  | --> | E17 ex ACHILL | ACHILL: T422 | CARROWBEG |  | 54.0097 | -10.0276
MV/LV Substation DO***692X | 10 kV | 400V(3ph) & 230V(single ph) | LV | 630 kVA :Kiosk Substation | 0.63 | --> | 0.63 | 0 | 0 |  | --> | 0.598 | 0 | 0 | 0 | 0 | 0.5 | 0 |  | --> | C11 ex BELGARD | BELGARD: T41 | COOKSTOWN |  | 53.2877 | -6.3663
MV/LV Substation DO***694Z | 10 kV | 400V(3ph) & 230V(single ph) | LV | 400 kVA :Kiosk Substation | 0.4 | --> | 0.4 | 0 | 0 | Constrained,otherwise capacity available =376kVA. | --> | 0.38 | 0 | 0 | 0 | 0 | 0.403 | 0 |  | --> | C18 ex DOUGLAS | DOUGLAS: T41 | TRABEG |  | 51.8734 | -8.4288
MV/LV Substation DO***702 | 20 kV | 400V(3ph) & 230V(single ph) | LV | 630 kVA :Kiosk Substation | 0.63 | --> | 0.63 | 0.5 | 5.1 |  | --> | 0.598 | 0 | 0 | 0 | 0.003 | 0.5 | 0 |  | --> | E15 ex BALLYBUNION | BALLYBUNION: T421∥T422 | TRIEN |  | 52.5185 | -9.674
MV/LV Substation DO***702 | 20 kV | 400V(3ph) & 230V(single ph) | LV | 50 kVA :Pole Substation | 0.05 | --> | 0.05 | 0 | 0 | Constrained,otherwise capacity available =48kVA. | --> | 0.047 | 0 | 0 | 0 | 0 | 0.049 | 0 |  | --> | E18 ex BALLINROBE | BALLINROBE: T421∥T422 | DALTON |  | 53.6959 | -9.3079
MV/LV Substation DO***707X | 20 kV | 400V(3ph) & 230V(single ph) | LV | 50 kVA :Pole Substation | 0.05 | --> | 0.05 | 0.05 | 1.5 |  | --> | 0.047 | 0 | 0 | 0 | 0 | 0.049 | 0 |  | --> | E17 ex ACHILL | ACHILL: T422 | CARROWBEG |  | 53.9748 | -10.1152
MV/LV Substation DO***707Y | 20 kV | 400V(3ph) & 230V(single ph) | LV | 50 kVA :Pole Substation | 0.05 | --> | 0.05 | 0.05 | 3.6 |  | --> | 0.047 | 0 | 0 | 0 | 0 | 0.049 | 0 |  | --> | E15 ex JENKINSTOWN | JENKINSTOWN: T421∥T422 | DUNDALK |  | 54.0366 | -6.4013
MV/LV Substation DO***708X | 10 kV | 400V(3ph) & 230V(single ph) | LV | 400 kVA :Kiosk Substation | 0.4 | --> | 0.4 | 0 | 0 | Constrained,otherwise capacity available =190kVA. | --> | 0.38 | 0 | 0 | 0 | 0.01 | 0.421 | 0 |  | --> | C13 ex BUTTEVANT | BUTTEVANT: T41∥T42 | MALLOW |  | 52.2172 | -8.5877
MV/LV Substation DO***711X | 10 kV | 400V(3ph) & 230V(single ph) | LV | 630 kVA :Kiosk Substation | 0.63 | --> | 0.63 | 0 | 0 | Constrained,otherwise capacity available =500kVA. | --> | 0.598 | 0 | 0 | 0 | 0 | 0.5 | 0 |  | --> | C12 ex COOLCORCORAN | COOLCORCORAN: T41∥T42 | KNOCKEARAGH |  | 52.0729 | -9.513
MV/LV Substation DO***712 | 20 kV | 400V(3ph) & 230V(single ph) | LV | 50 kVA :Pole Substation | 0.05 | --> | 0.05 | 0.046 | 1 |  | --> | 0.047 | 0 | 0 | 0 | 0 | 0 | 0 | Constrained,otherwise capacity available =49kW. | --> | E12 ex CARNDONAGH | CARNDONAGH: T421∥T422 | TRILLICK |  | 55.268 | -7.289
MV/LV Substation DO***712X | 10 kV | 400V(3ph) & 230V(single ph) | LV | 200 kVA :Building Structure | 0.2 | --> | 0.2 | 0.145 | 9.1 |  | --> | 0.19 | 0 | 0 | 0 | 0 | 0.208 | 0 |  | --> | C18 ex TRABEG | TRABEG: T101 | TRABEG |  | 51.8757 | -8.4363
MV/LV Substation DO***713 | 10 kV | 400V(3ph) & 230V(single ph) | LV | 400 kVA :Kiosk Substation | 0.4 | --> | 0.4 | 0.234 | 0.2 | Constrained,otherwise capacity available =307kVA. | --> | 0.38 | 0 | 0 | 0 | 0.006 | 0 | 0 | Constrained,otherwise capacity available =407kW. | --> | C16 ex DUNGLOE | DUNGLOE: T42 | ARDNAGAPPARY |  | 54.9477 | -8.3552
MV/LV Substation DO***715Y | 20 kV | 400V(3ph) & 230V(single ph) | LV | 400 kVA :Building Structure | 0.4 | --> | 0.4 | 0 | 0 | Constrained,otherwise capacity available =340kVA. | --> | 0.38 | 0 | 0 | 0 | 0 | 0.409 | 0 |  | --> | E18 ex EDENDERRY | EDENDERRY: T421∥T422 | BLAKE |  | 53.3413 | -7.0579
MV/LV Substation DO***715Y | 10 kV | 400V(3ph) & 230V(single ph) | LV | 200 kVA :Pole Substation | 0.2 | --> | 0.2 | 0.182 | 2.1 |  | --> | 0.19 | 0 | 0 | 0 | 0 | 0.202 | 0 |  | --> | C12 ex GRANAGH | GRANAGH: T41∥T42 | WATERFORD |  | 52.2809 | -7.2624
MV/LV Substation DO***716Y | 10 kV | 400V(3ph) & 230V(single ph) | LV | 50 kVA :Pole Substation | 0.05 | --> | 0.05 | 0.05 | 0.9 |  | --> | 0.047 | 0 | 0 | 0 | 0 | 0.049 | 0 |  | --> | C20 ex RATHMULLAN | RATHMULLAN: T42 | DRYBRIDGE |  | 53.6986 | -6.3925
MV/LV Substation DO***717Z | 10 kV | 400V(3ph) & 230V(single ph) | LV | 200 kVA :Kiosk Substation | 0.2 | --> | 0.2 | 0 | 0 | Constrained,otherwise capacity available =145kVA. | --> | 0.19 | 0 | 0 | 0 | 0.003 | 0.205 | 0 |  | --> | C18 ex NAAS | NAAS: T42 | NEWBRIDGE |  | 53.1677 | -6.7099
MV/LV Substation DO***718Z | 10 kV | 400V(3ph) & 230V(single ph) | LV | 50 kVA :Pole Substation | 0.05 | --> | 0.05 | 0 | 0 | Constrained,otherwise capacity available =46kVA. | --> | 0.047 | 0 | 0 | 0 | 0 | 0.049 | 0 |  | --> | C18 ex NAAS | NAAS: T42 | NEWBRIDGE |  | 53.171 | -6.7102
MV/LV Substation DO***722X | 20 kV | 400V(3ph) & 230V(single ph) | LV | 100 kVA :Pole Substation | 0.1 | --> | 0.1 | 0 | 0 | Constrained,otherwise capacity available =77kVA. | --> | 0.095 | 0 | 0 | 0 | 0 | 0.103 | 0 |  | --> | E15 ex DULEEK | DULEEK: T421∥T422 | DRYBRIDGE |  | 53.6971 | -6.4349
MV/LV Substation DO***730Y | 10 kV | 400V(3ph) & 230V(single ph) | LV | 100 kVA :Pole Substation | 0.1 | --> | 0.1 | 0.097 | 1.9 |  | --> | 0.095 | 0 | 0 | 0 | 0 | 0.1 | 0 |  | --> | C17 ex DRYBRIDGE | DRYBRIDGE: T41 | DRYBRIDGE |  | 53.7011 | -6.4109
MV/LV Substation DO***735X | 20 kV | 400V(3ph) & 230V(single ph) | LV | 100 kVA :Pole Substation | 0.1 | --> | 0.1 | 0.074 | 2 |  | --> | 0.095 | 0 | 0 | 0 | 0 | 0.103 | 0 |  | --> | E15 ex BALLYCONNELL | BALLYCONNELL: T421∥T422 | GORTAWEE |  | 54.1229 | -7.5759
MV/LV Substation DO***735X | 10 kV | 400V(3ph) & 230V(single ph) | LV | 630 kVA :Building Structure | 0.63 | --> | 0.63 | 0.5 | 6.1 |  | --> | 0.598 | 0 | 0 | 0 | 0 | 0.5 | 0 |  | --> | C21 ex BEDFORD ROW | BEDFORD ROW: T43 | FRANCIS STREET |  | 53.3458 | -6.2494
MV/LV Substation DO***736X | 20 kV | 400V(3ph) & 230V(single ph) | LV | 50 kVA :Pole Substation | 0.05 | --> | 0.05 | 0 | 0 | Constrained,otherwise capacity available =42kVA. | --> | 0.047 | 0 | 0 | 0 | 0 | 0.05 | 0 |  | --> | C22 ex ENNISTYMON | ENNISTYMON: T41∥T42 | ENNIS |  | 53.0137 | -9.38
MV/LV Substation DO***740X | 10 kV | 400V(3ph) & 230V(single ph) | LV | 100 kVA :Pole Substation | 0.1 | --> | 0.1 | 0.098 | 3.9 |  | --> | 0.095 | 0 | 0 | 0 | 0 | 0.1 | 0 |  | --> | C11 ex DUNMANWAY | DUNMANWAY: T43 | DUNMANWAY |  | 51.715 | -9.1086
MV/LV Substation DO***740X | 20 kV | 400V(3ph) & 230V(single ph) | LV | 50 kVA :Pole Substation | 0.05 | --> | 0.05 | 0.046 | 2 |  | --> | 0.047 | 0 | 0 | 0 | 0 | 0.049 | 0 |  | --> | E15 ex BALLYCONNELL | BALLYCONNELL: T421∥T422 | GORTAWEE |  | 54.1218 | -7.5741
MV/LV Substation DO***742 | 10 kV | 400V(3ph) & 230V(single ph) | LV | 400 kVA :Kiosk Substation | 0.4 | --> | 0.4 | 0 | 0 | Constrained,otherwise capacity available =186kVA. | --> | 0.38 | 0 | 0 | 0 | 0.056 | 0.373 | 0 |  | --> | C11 ex LITTLE BRAY | LITTLE BRAY: T41 | FASSAROE |  | 53.2324 | -6.1199
MV/LV Substation DO***745X | 20 kV | 400V(3ph) & 230V(single ph) | LV | 200 kVA :Pole Substation | 0.2 | --> | 0.2 | 0.199 | 2 |  | --> | 0.19 | 0 | 0 | 0 | 0 | 0.2 | 0 |  | --> | E15 ex BALLYCONNELL | BALLYCONNELL: T421∥T422 | GORTAWEE |  | 54.1186 | -7.5836
MV/LV Substation DO***747 | 20 kV | 400V(3ph) & 230V(single ph) | LV | 200 kVA :Pole Substation | 0.2 | --> | 0.2 | 0 | 0 | Constrained,otherwise capacity available =82kVA. | --> | 0.19 | 0 | 0 | 0 | 0.012 | 0.204 | 0 |  | --> | C21 ex MILFORD (NR) | MILFORD (NR): T41∥T42 | LETTERKENNY |  | 55.1961 | -7.8366
MV/LV Substation DO***747X | 20 kV | 400V(3ph) & 230V(single ph) | LV | 50 kVA :Pole Substation | 0.05 | --> | 0.05 | 0 | 0 | Constrained,otherwise capacity available =26kVA. | --> | 0.047 | 0 | 0 | 0 | 0.004 | 0 | 0 | Constrained,otherwise capacity available =48kW. | --> | C14 ex FERMOY NORTH | FERMOY NORTH: T41∥T42 | BARRYMORE |  | 52.1897 | -8.2834
MV/LV Substation DO***747X | 10 kV | 400V(3ph) & 230V(single ph) | LV | 630 kVA :Building Structure | 0.63 | --> | 0.63 | 0.467 | 2.3 |  | --> | 0.598 | 0 | 0 | 0 | 0 | 0 | 0 | Constrained,otherwise capacity available =500kW. | --> | C20 ex KILRUSH | KILRUSH: T41∥T42 | TULLABRACK |  | 52.7463 | -9.504
MV/LV Substation DO***748 | 20 kV | 400V(3ph) & 230V(single ph) | LV | 200 kVA :Pole Substation | 0.2 | --> | 0.2 | 0 | 0 | Constrained,otherwise capacity available =109kVA. | --> | 0.19 | 0 | 0 | 0 | 0.003 | 0.21 | 0 |  | --> | C21 ex MILFORD (NR) | MILFORD (NR): T41∥T42 | LETTERKENNY |  | 55.1924 | -7.8446
MV/LV Substation DO***748X | 20 kV | 400V(3ph) & 230V(single ph) | LV | 200 kVA :Pole Substation | 0.2 | --> | 0.2 | 0 | 0 | Constrained,otherwise capacity available =55kVA. | --> | 0.19 | 0 | 0 | 0 | 0 | 0.221 | 0 |  | --> | E30 ex LOUGHREA | LOUGHREA: T41∥T42 | SOMERSET |  | 53.2272 | -8.7309
MV/LV Substation DO***751Y | 10 kV | 400V(3ph) & 230V(single ph) | LV | 50 kVA :Pole Substation | 0.05 | --> | 0.05 | 0.045 | 3.1 |  | --> | 0.047 | 0 | 0 | 0 | 0 | 0.05 | 0 |  | --> | C17 ex ERRIGAL | ERRIGAL: T41 | SHANKILL |  | 54.1296 | -7.1321
MV/LV Substation DO***755Y | 20 kV | 400V(3ph) & 230V(single ph) | LV | 200 kVA :Kiosk Substation | 0.2 | --> | 0.2 | 0.159 | 1.8 |  | --> | 0.19 | 0 | 0 | 0 | 0 | 0.206 | 0 |  | --> | E16 ex CURRALEIGH | CURRALEIGH: T421∥T422 | KILBARRY |  | 52.0098 | -8.7447
MV/LV Substation DO***756 | 10 kV | 400V(3ph) & 230V(single ph) | LV | 50 kVA :Pole Substation | 0.05 | --> | 0.05 | 0.046 | 2.7 |  | --> | 0.047 | 0 | 0 | 0 | 0 | 0.049 | 0 |  | --> | C17 ex CASTLEBLAYNEY | CASTLEBLAYNEY: T41 | DUNDALK |  | 54.1259 | -6.8234
MV/LV Substation DO***760 | 10 kV | 400V(3ph) & 230V(single ph) | LV | 400 kVA :Building Structure | 0.4 | --> | 0.4 | 0.349 | 5.6 |  | --> | 0.38 | 0 | 0 | 0 | 0 | 0.407 | 0 |  | --> | C24 ex MILLTOWN (DR) | MILLTOWN (DR): T102 | INCHICORE 220KV |  | 53.3107 | -6.2469
MV/LV Substation DO***767X | 10 kV | 400V(3ph) & 230V(single ph) | LV | 400 kVA :Building Structure | 0.4 | --> | 0.4 | 0 | 0 | Constrained,otherwise capacity available =309kVA. | --> | 0.38 | 0 | 0 | 0 | 0 | 0.414 | 0 |  | --> | C16 ex TOGHER | TOGHER: T42 | TRABEG |  | 51.8726 | -8.5103
MV/LV Substation DO***768 | 20 kV | 400V(3ph) & 230V(single ph) | LV | 100 kVA :Pole Substation | 0.1 | --> | 0.1 | 0 | 0 | Constrained,otherwise capacity available =92kVA. | --> | 0.095 | 0 | 0 | 0 | 0.003 | 0.097 | 0 |  | --> | E20 ex COLLOONEY | COLLOONEY: T422 | SLIGO |  | 54.2236 | -8.7656
MV/LV Substation DO***769Y | 20 kV | 400V(3ph) & 230V(single ph) | LV | 50 kVA :Pole Substation | 0.05 | --> | 0.05 | 0 | 0 | Constrained,otherwise capacity available =46kVA. | --> | 0.047 | 0 | 0 | 0 | 0 | 0 | 0 | Constrained,otherwise capacity available =49kW. | --> | E24 ex BIRR | BIRR: T422 | DALLOW |  | 53.1478 | -7.7705
MV/LV Substation DO***772 | 10 kV | 400V(3ph) & 230V(single ph) | LV | 50 kVA :Pole Substation | 0.05 | --> | 0.05 | 0 | 0 | Constrained,otherwise capacity available =47kVA. | --> | 0.047 | 0 | 0 | 0 | 0 | 0.049 | 0 |  | --> | C16 ex ORANMORE | ORANMORE: T44 | GALWAY 110KV |  | 53.2789 | -8.9741
MV/LV Substation DO***774Z | 20 kV | 400V(3ph) & 230V(single ph) | LV | 200 kVA :Kiosk Substation | 0.2 | --> | 0.2 | 0 | 0 | Constrained,otherwise capacity available =128kVA. | --> | 0.19 | 0 | 0 | 0 | 0.007 | 0.203 | 0 |  | --> | C14 ex KILDARE | KILDARE: T41∥T42 | NEWBRIDGE |  | 53.2184 | -6.9846
MV/LV Substation DO***780X | 10 kV | 400V(3ph) & 230V(single ph) | LV | 100 kVA :Pole Substation | 0.1 | --> | 0.1 | 0.093 | 2.3 |  | --> | 0.095 | 0 | 0 | 0 | 0 | 0.1 | 0 |  | --> | C15 ex CASTLECOMER | CASTLECOMER: T41∥T42 | BALLYRAGGET |  | 52.8664 | -7.1234
MV/LV Substation DO***781X | 10 kV | 400V(3ph) & 230V(single ph) | LV | 400 kVA :Kiosk Substation | 0.4 | --> | 0.4 | 0.299 | 9.9 |  | --> | 0.38 | 0 | 0 | 0 | 0 | 0.415 | 0 |  | --> | C19 ex ENNIS | ENNIS: T101 | ENNIS |  | 52.8377 | -8.9605
MV/LV Substation DO***786X | 10 kV | 400V(3ph) & 230V(single ph) | LV | 630 kVA :Building Structure | 0.63 | --> | 0.63 | 0.5 | 2.6 |  | --> | 0.598 | 0 | 0 | 0 | 0 | 0.5 | 0 |  | --> | C18 ex FORTUNESTOWN | FORTUNESTOWN: T102 | INCHICORE 220KV |  | 53.289 | -6.4304
MV/LV Substation DO***788Z | 20 kV | 400V(3ph) & 230V(single ph) | LV | 200 kVA :Kiosk Substation | 0.2 | --> | 0.2 | 0.109 | 8.3 |  | --> | 0.19 | 0 | 0 | 0 | 0 | 0.213 | 0 |  | --> | E20 ex BALTRASNA | BALTRASNA: T122 | BALTRASNA |  | 53.51 | -6.4095
MV/LV Substation DO***789Y | 10 kV | 400V(3ph) & 230V(single ph) | LV | 50 kVA :Pole Substation | 0.05 | --> | 0.05 | 0 | 0 | Constrained,otherwise capacity available =31kVA. | --> | 0.047 | 0 | 0 | 0 | 0 | 0.051 | 0 |  | --> | C21 ex PORTARLINGTON | PORTARLINGTON: T43 | BLAKE |  | 53.1365 | -7.1928
MV/LV Substation DO***794 | 10 kV | 400V(3ph) & 230V(single ph) | LV | 100 kVA :Pole Substation | 0.1 | --> | 0.1 | 0 | 0 | Constrained,otherwise capacity available =79kVA. | --> | 0.095 | 0 | 0 | 0 | 0 | 0 | 0 | Constrained,otherwise capacity available =103kW. | --> | C17 ex HOLYCROSS ROAD | HOLYCROSS ROAD: T41∥T42 | THURLES |  | 52.7268 | -7.8785
MV/LV Substation DO***794 | 20 kV | 400V(3ph) & 230V(single ph) | LV | 100 kVA :Pole Substation | 0.1 | --> | 0.1 | 0.078 | 1.6 |  | --> | 0.095 | 0 | 0 | 0 | 0.046 | 0.054 | 0 |  | --> | E12 ex GURRANEBANE | GURRANEBANE: T421∥T422 | OUGHTRAGH |  | 52.0814 | -9.9251
MV/LV Substation DO***797Y | 10 kV | 400V(3ph) & 230V(single ph) | LV | 400 kVA :Building Structure | 0.4 | --> | 0.4 | 0.348 | 2.8 |  | --> | 0.38 | 0 | 0 | 0 | 0 | 0.407 | 0 |  | --> | C15 ex TULLYNAMALRA | TULLYNAMALRA: T41∥T42 | MEATH HILL |  | 54.0437 | -6.748
MV/LV Substation DO***799Z | 20 kV | 400V(3ph) & 230V(single ph) | LV | 50 kVA :Pole Substation | 0.05 | --> | 0.05 | 0 | 0 | Constrained,otherwise capacity available =48kVA. | --> | 0.047 | 0 | 0 | 0 | 0 | 0.049 | 0 |  | --> | E17 ex BALTINGLASS | BALTINGLASS: T421∥T422 | STRATFORD |  | 52.9022 | -6.6039
MV/LV Substation DO***809Y | 20 kV | 400V(3ph) & 230V(single ph) | LV | 100 kVA :Pole Substation | 0.1 | --> | 0.1 | 0.097 | 4.5 |  | --> | 0.095 | 0 | 0 | 0 | 0 | 0.1 | 0 |  | --> | E19 ex TELAYDON | TELAYDON: T421 | LISDRUM |  | 54.2971 | -6.9037
MV/LV Substation DO***813 | 20 kV | 400V(3ph) & 230V(single ph) | LV | 50 kVA :Pole Substation | 0.05 | --> | 0.05 | 0.033 | 1.5 |  | --> | 0.047 | 0 | 0 | 0 | 0.003 | 0.048 | 0 |  | --> | E17 ex ACHILL | ACHILL: T422 | CARROWBEG |  | 53.9743 | -10.1337
MV/LV Substation DO***814 | 20 kV | 400V(3ph) & 230V(single ph) | LV | 100 kVA :Pole Substation | 0.1 | --> | 0.1 | 0.07 | 1.5 |  | --> | 0.095 | 0 | 0 | 0 | 0 | 0.104 | 0 |  | --> | E17 ex ACHILL | ACHILL: T422 | CARROWBEG |  | 53.973 | -10.1379
MV/LV Substation DO***819Y | 10 kV | 400V(3ph) & 230V(single ph) | LV | 400 kVA :Kiosk Substation | 0.4 | --> | 0.4 | 0 | 0 | Constrained,otherwise capacity available =352kVA. | --> | 0.38 | 0 | 0 | 0 | 0 | 0.407 | 0 |  | --> | C15 ex BALLINACURRA | BALLINACURRA: T41 | LIMERICK |  | 52.636 | -8.649
MV/LV Substation DO***821 | 20 kV | 400V(3ph) & 230V(single ph) | LV | 50 kVA :Pole Substation | 0.05 | --> | 0.05 | 0.041 | 1.5 |  | --> | 0.047 | 0 | 0 | 0 | 0 | 0.05 | 0 |  | --> | E17 ex ACHILL | ACHILL: T422 | CARROWBEG |  | 53.928 | -10.0191
MV/LV Substation DO***824Y | 10 kV | 400V(3ph) & 230V(single ph) | LV | 100 kVA :Pole Substation | 0.1 | --> | 0.1 | 0.079 | 0.9 |  | --> | 0.095 | 0 | 0 | 0 | 0 | 0.103 | 0 |  | --> | C20 ex RATHMULLAN | RATHMULLAN: T42 | DRYBRIDGE |  | 53.7013 | -6.3846
MV/LV Substation DO***829Y | 20 kV | 400V(3ph) & 230V(single ph) | LV | 50 kVA :Pole Substation | 0.05 | --> | 0.05 | 0.05 | 1.8 |  | --> | 0.047 | 0 | 0 | 0 | 0 | 0.049 | 0 |  | --> | C26 ex DUNDALK | DUNDALK: T41 | DUNDALK |  | 54.0052 | -6.4597
MV/LV Substation DO***830Y | 10 kV | 400V(3ph) & 230V(single ph) | LV | 100 kVA :Pole Substation | 0.1 | --> | 0.1 | 0 | 0 | Constrained,otherwise capacity available =92kVA. | --> | 0.095 | 0 | 0 | 0 | 0 | 0.1 | 0 |  | --> | C17 ex CARRICKMACROSS | CARRICKMACROSS: T41 | MEATH HILL |  | 54.0045 | -6.7006
MV/LV Substation DO***833 | 10 kV | 400V(3ph) & 230V(single ph) | LV | 50 kVA :Pole Substation | 0.05 | --> | 0.05 | 0.046 | 3.9 |  | --> | 0.047 | 0 | 0 | 0 | 0 | 0 | 0 | Constrained,otherwise capacity available =49kW. | --> | C13 ex DERRYBEG | DERRYBEG: T41∥T42 | ARDNAGAPPARY |  | 55.046 | -8.2768
MV/LV Substation DO***837Y | 20 kV | 400V(3ph) & 230V(single ph) | LV | 100 kVA :Pole Substation | 0.1 | --> | 0.1 | 0.087 | 1.3 |  | --> | 0.095 | 0 | 0 | 0 | 0 | 0.101 | 0 |  | --> | E11 ex KILCARRAGH | KILCARRAGH: T421∥T422 | BUTLERSTOWN |  | 52.2323 | -7.0464
MV/LV Substation DO***840 | 10 kV | 400V(3ph) & 230V(single ph) | LV | 630 kVA :Building Structure | 0.63 | --> | 0.63 | 0 | 0 | Constrained,otherwise capacity available =500kVA. | --> | 0.598 | 0 | 0 | 0 | 0 | 0.5 | 0 |  | --> | C13 ex DONNYBROOK | DONNYBROOK: T41 | MILLTOWN (DR) |  | 53.3238 | -6.2402
MV/LV Substation DO***852 | 20 kV | 400V(3ph) & 230V(single ph) | LV | 200 kVA :Pole Substation | 0.2 | --> | 0.2 | 0.142 | 7.4 |  | --> | 0.19 | 0 | 0 | 0 | 0 | 0 | 0 | Constrained,otherwise capacity available =208kW. | --> | E12 ex ARIGNA | ARIGNA: T121 | ARIGNA |  | 54.1893 | -8.0151
MV/LV Substation DO***852 | 10 kV | 400V(3ph) & 230V(single ph) | LV | 630 kVA :Building Structure | 0.63 | --> | 0.63 | 0 | 0 | Constrained,otherwise capacity available =500kVA. | --> | 0.598 | 0 | 0 | 0 | 0 | 0.5 | 0 |  | --> | C18 ex DOUGLAS | DOUGLAS: T41 | TRABEG |  | 51.8784 | -8.4304
MV/LV Substation DO***855X | 10 kV | 400V(3ph) & 230V(single ph) | LV | 100 kVA :Pole Substation | 0.1 | --> | 0.1 | 0 | 0 | Constrained,otherwise capacity available =48kVA. | --> | 0.095 | 0 | 0 | 0 | 0.013 | 0.094 | 0 |  | --> | C18 ex DOUGLAS | DOUGLAS: T41 | TRABEG |  | 51.8712 | -8.4199
MV/LV Substation DO***856 | 10 kV | 400V(3ph) & 230V(single ph) | LV | 630 kVA :Building Structure | 0.63 | --> | 0.63 | 0 | 0 | Constrained,otherwise capacity available =476kVA. | --> | 0.598 | 0 | 0 | 0 | 0 | 0.5 | 0 |  | --> | C18 ex DOUGLAS | DOUGLAS: T41 | TRABEG |  | 51.8784 | -8.4304
MV/LV Substation DO***865X | 20 kV | 400V(3ph) & 230V(single ph) | LV | 50 kVA :Pole Substation | 0.05 | --> | 0.05 | 0.05 | 2.5 |  | --> | 0.047 | 0 | 0 | 0 | 0 | 0.049 | 0 |  | --> | E12 ex CONG | CONG: T421∥T422 | CLOON |  | 53.5304 | -9.3658
MV/LV Substation DO***873 | 20 kV | 400V(3ph) & 230V(single ph) | LV | 200 kVA :Pole Substation | 0.2 | --> | 0.2 | 0.136 | 1.5 |  | --> | 0.19 | 0 | 0 | 0 | 0.004 | 0.205 | 0 |  | --> | E17 ex ACHILL | ACHILL: T422 | CARROWBEG |  | 53.9753 | -10.1289
MV/LV Substation DO***874 | 10 kV | 400V(3ph) & 230V(single ph) | LV | 50 kVA :Pole Substation | 0.05 | --> | 0.05 | 0 | 0 | Constrained,otherwise capacity available =12kVA. | --> | 0.047 | 0 | 0 | 0 | 0 | 0.054 | 0 |  | --> | C18 ex MIDLETON | MIDLETON: T102 | MIDLETON |  | 51.9857 | -8.0869
MV/LV Substation DO***879Z | 10 kV | 400V(3ph) & 230V(single ph) | LV | 630 kVA :Kiosk Substation | 0.63 | --> | 0.63 | 0.5 | 9.1 |  | --> | 0.598 | 0 | 0 | 0 | 0 | 0.5 | 0 |  | --> | C18 ex TRABEG | TRABEG: T101 | TRABEG |  | 51.8762 | -8.4389
MV/LV Substation DO***880X | 20 kV | 400V(3ph) & 230V(single ph) | LV | 630 kVA :Kiosk Substation | 0.63 | --> | 0.63 | 0.441 | 5.6 |  | --> | 0.598 | 0 | 0 | 0 | 0 | 0.5 | 0 |  | --> | E13 ex CRANE | CRANE: T122 | CRANE |  | 52.4356 | -6.4066
MV/LV Substation DO***883 | 10 kV | 400V(3ph) & 230V(single ph) | LV | 50 kVA :Pole Substation | 0.05 | --> | 0.05 | 0.024 | 1.9 |  | --> | 0.047 | 0 | 0 | 0 | 0.008 | 0 | 0 | Constrained,otherwise capacity available =44kW. | --> | E16 ex GWEEDORE | GWEEDORE: T421 | ARDNAGAPPARY |  | 55.038 | -8.2556
MV/LV Substation DO***888X | 20 kV | 400V(3ph) & 230V(single ph) | LV | 100 kVA :Pole Substation | 0.1 | --> | 0.1 | 0.092 | 2 |  | --> | 0.095 | 0 | 0 | 0 | 0 | 0.1 | 0 |  | --> | E17 ex BALLYCONNELL | BALLYCONNELL: T421∥T422 | GORTAWEE |  | 54.1191 | -7.5874
MV/LV Substation DO***892 | 10 kV | 400V(3ph) & 230V(single ph) | LV | 100 kVA :Pole Substation | 0.1 | --> | 0.1 | 0.057 | 2.7 |  | --> | 0.095 | 0 | 0 | 0 | 0 | 0.106 | 0 |  | --> | C17 ex CASTLEBLAYNEY | CASTLEBLAYNEY: T41 | DUNDALK |  | 54.1212 | -6.8277
MV/LV Substation DO***896X | 20 kV | 400V(3ph) & 230V(single ph) | LV | 50 kVA :Pole Substation | 0.05 | --> | 0.05 | 0.047 | 7.7 |  | --> | 0.047 | 0 | 0 | 0 | 0 | 0 | 0 | Constrained,otherwise capacity available =49kW. | --> | E12 ex CHURCHTOWN | CHURCHTOWN: T422 | RATHKEALE |  | 52.4607 | -9.0722
MV/LV Substation DO***898X | 20 kV | 400V(3ph) & 230V(single ph) | LV | 50 kVA :Pole Substation | 0.05 | --> | 0.05 | 0 | 0 | Constrained,otherwise capacity available =46kVA. | --> | 0.047 | 0 | 0 | 0 | 0 | 0.049 | 0 |  | --> | E16 ex ACADEMY STREET | ACADEMY STREET: T421∥T422 | NAVAN |  | 53.606 | -6.6374
MV/LV Substation DO***900 | 20 kV | 400V(3ph) & 230V(single ph) | LV | 50 kVA :Pole Substation | 0.05 | --> | 0.05 | 0.019 | 4.1 |  | --> | 0.047 | 0 | 0 | 0 | 0.003 | 0 | 0 | Constrained,otherwise capacity available =50kW. | --> | E13 ex CHARLEVILLE | CHARLEVILLE: T422 | CHARLEVILLE |  | 52.31 | -8.6691
MV/LV Substation DO***901 | 20 kV | 400V(3ph) & 230V(single ph) | LV | 100 kVA :Pole Substation | 0.1 | --> | 0.1 | 0.091 | 4.1 |  | --> | 0.095 | 0 | 0 | 0 | 0 | 0 | 0 | Constrained,otherwise capacity available =100kW. | --> | E13 ex CHARLEVILLE | CHARLEVILLE: T422 | CHARLEVILLE |  | 52.3089 | -8.663
MV/LV Substation DO***904 | 20 kV | 400V(3ph) & 230V(single ph) | LV | 100 kVA :Pole Substation | 0.1 | --> | 0.1 | 0.059 | 1.8 |  | --> | 0.095 | 0 | 0 | 0 | 0.003 | 0.103 | 0 |  | --> | E16 ex CURRALEIGH | CURRALEIGH: T421∥T422 | KILBARRY |  | 51.9896 | -8.7423
MV/LV Substation DO***904 | 20 kV | 400V(3ph) & 230V(single ph) | LV | 200 kVA :Pole Substation | 0.2 | --> | 0.2 | 0.135 | 3.6 |  | --> | 0.19 | 0 | 0 | 0 | 0.003 | 0.206 | 0 |  | --> | C22 ex CASTLEREA | CASTLEREA: T41∥T42 | CARRICK ON SHANNON |  | 53.7686 | -8.5093
MV/LV Substation DO***904X | 20 kV | 400V(3ph) & 230V(single ph) | LV | 100 kVA :Pole Substation | 0.1 | --> | 0.1 | 0.063 | 4.6 |  | --> | 0.095 | 0 | 0 | 0 | 0.01 | 0.094 | 0 |  | --> | E13 ex BALLYRAGGET | BALLYRAGGET: T421∥T422 | BALLYRAGGET |  | 52.7817 | -7.3317
MV/LV Substation DO***906 | 10 kV | 400V(3ph) & 230V(single ph) | LV | 50 kVA :Pole Substation | 0.05 | --> | 0.05 | 0.05 | 9.8 |  | --> | 0.047 | 0 | 0 | 0 | 0 | 0.049 | 0 |  | --> | C11 ex KILCOOLE | KILCOOLE: T41∥T42 | FASSAROE |  | 53.0699 | -6.0641
MV/LV Substation DO***911 | 10 kV | 400V(3ph) & 230V(single ph) | LV | 50 kVA :Pole Substation | 0.05 | --> | 0.05 | 0.029 | 2.7 |  | --> | 0.047 | 0 | 0 | 0 | 0.003 | 0.049 | 0 |  | --> | C17 ex CASTLEBLAYNEY | CASTLEBLAYNEY: T41 | DUNDALK |  | 54.1279 | -6.8278
MV/LV Substation DO***912 | 20 kV | 400V(3ph) & 230V(single ph) | LV | 100 kVA :Pole Substation | 0.1 | --> | 0.1 | 0.092 | 5.1 |  | --> | 0.095 | 0 | 0 | 0 | 0 | 0.1 | 0 |  | --> | E15 ex BALLYBUNION | BALLYBUNION: T421∥T422 | TRIEN |  | 52.5232 | -9.6708
MV/LV Substation DO***925Z | 20 kV | 400V(3ph) & 230V(single ph) | LV | 100 kVA :Pole Substation | 0.1 | --> | 0.1 | 0.083 | 26.7 |  | --> | 0.095 | 0 | 0 | 0 | 0 | 0.102 | 0 |  | --> | E20 ex WEXFORD | WEXFORD: T121∥T122 | WEXFORD |  | 52.3132 | -6.5411
MV/LV Substation DO***930X | 10 kV | 400V(3ph) & 230V(single ph) | LV | 200 kVA :Kiosk Substation | 0.2 | --> | 0.2 | 0.166 | 1.2 |  | --> | 0.19 | 0 | 0 | 0 | 0 | 0.204 | 0 |  | --> | C21 ex TRIMMS LANE | TRIMMS LANE: T41 | SALTHILL |  | 53.2687 | -9.0766
MV/LV Substation DO***933 | 10 kV | 400V(3ph) & 230V(single ph) | LV | 50 kVA :Pole Substation | 0.05 | --> | 0.05 | 0.021 | 2.3 |  | --> | 0.047 | 0 | 0 | 0 | 0 | 0.053 | 0 |  | --> | C15 ex CASTLECOMER | CASTLECOMER: T41∥T42 | BALLYRAGGET |  | 52.8635 | -7.119
MV/LV Substation DO***934 | 10 kV | 400V(3ph) & 230V(single ph) | LV | 100 kVA :Pole Substation | 0.1 | --> | 0.1 | 0.086 | 0.7 |  | --> | 0.095 | 0 | 0 | 0 | 0.015 | 0.085 | 0 |  | --> | C26 ex GLENTIES | GLENTIES: T41 | BINBANE |  | 54.8237 | -8.4364
MV/LV Substation DO***934X | 10 kV | 400V(3ph) & 230V(single ph) | LV | 200 kVA :Kiosk Substation | 0.2 | --> | 0.2 | 0 | 0 | Constrained,otherwise capacity available =192kVA. | --> | 0.19 | 0 | 0 | 0 | 0 | 0.2 | 0 |  | --> | C12 ex ORANMORE | ORANMORE: T44 | GALWAY 110KV |  | 53.2807 | -8.977
MV/LV Substation DO***945X | 20 kV | 400V(3ph) & 230V(single ph) | LV | 400 kVA :Kiosk Substation | 0.4 | --> | 0.4 | 0 | 0 | Constrained,otherwise capacity available =345kVA. | --> | 0.38 | 0 | 0 | 0 | 0.011 | 0.397 | 0 |  | --> | E30 ex LOUGHREA | LOUGHREA: T41∥T42 | SOMERSET |  | 53.2268 | -8.7277
MV/LV Substation DO***955 | 10 kV | 400V(3ph) & 230V(single ph) | LV | 200 kVA :Pole Substation | 0.2 | --> | 0.2 | 0.176 | 3.4 |  | --> | 0.19 | 0 | 0 | 0 | 0 | 0 | 0 | Constrained,otherwise capacity available =203kW. | --> | C16 ex BALLYSHANNON | BALLYSHANNON: T41∥T42 | CATHALEENS FALL |  | 54.5068 | -8.1881
MV/LV Substation DO***956 | 10 kV | 400V(3ph) & 230V(single ph) | LV | 400 kVA :Kiosk Substation | 0.4 | --> | 0.4 | 0.255 | 1.2 |  | --> | 0.38 | 0 | 0 | 0 | 0.014 | 0.407 | 0 |  | --> | C20 ex POLLERTON | POLLERTON: T42 | CARLOW |  | 52.8382 | -6.9024
MV/LV Substation DO***957 | 10 kV | 400V(3ph) & 230V(single ph) | LV | 100 kVA :Pole Substation | 0.1 | --> | 0.1 | 0 | 0 | Constrained,otherwise capacity available =56kVA. | --> | 0.095 | 0 | 0 | 0 | 0.003 | 0.103 | 0 |  | --> | C16 ex MORRISTOWN | MORRISTOWN: T41∥T42 | NEWBRIDGE |  | 53.1908 | -6.8241
MV/LV Substation DO***958Y | 10 kV | 400V(3ph) & 230V(single ph) | LV | 50 kVA :Pole Substation | 0.05 | --> | 0.05 | 0.05 | 1.8 |  | --> | 0.047 | 0 | 0 | 0 | 0 | 0.049 | 0 |  | --> | C22 ex ROSCOMMON | ROSCOMMON: T42 | LANESBORO |  | 53.6348 | -8.1175
MV/LV Substation DO***965Z | 10 kV | 400V(3ph) & 230V(single ph) | LV | 630 kVA :Building Structure | 0.63 | --> | 0.63 | 0.5 | 1.5 |  | --> | 0.598 | 0 | 0 | 0 | 0.078 | 0.5 | 0 |  | --> | C19 ex SALLINS | SALLINS: T41 | GRIFFINRATH |  | 53.2871 | -6.7673
MV/LV Substation DO***975X | 10 kV | 400V(3ph) & 230V(single ph) | LV | 50 kVA :Pole Substation | 0.05 | --> | 0.05 | 0.042 | 1.3 |  | --> | 0.047 | 0 | 0 | 0 | 0 | 0 | 0 | Constrained,otherwise capacity available =50kW. | --> | C26 ex KILKEE | KILKEE: T41 | TULLABRACK |  | 52.7278 | -9.5474
MV/LV Substation DO***977 | 20 kV | 400V(3ph) & 230V(single ph) | LV | 50 kVA :Pole Substation | 0.05 | --> | 0.05 | 0 | 0 | Constrained,otherwise capacity available =47kVA. | --> | 0.047 | 0 | 0 | 0 | 0 | 0 | 0 | Constrained,otherwise capacity available =49kW. | --> | C15 ex MOUNTRATH | MOUNTRATH: T41∥T42 | PORTLAOISE |  | 52.9493 | -7.4575
MV/LV Substation DO***981X | 10 kV | 400V(3ph) & 230V(single ph) | LV | 50 kVA :Pole Substation | 0.05 | --> | 0.05 | 0.047 | 1.3 |  | --> | 0.047 | 0 | 0 | 0 | 0 | 0 | 0 | Constrained,otherwise capacity available =49kW. | --> | C26 ex KILKEE | KILKEE: T41 | TULLABRACK |  | 52.7336 | -9.5327
MV/LV Substation DO***982 | 20 kV | 400V(3ph) & 230V(single ph) | LV | 100 kVA :Pole Substation | 0.1 | --> | 0.1 | 0.098 | 3.9 |  | --> | 0.095 | 0 | 0 | 0 | 0 | 0 | 0 | Constrained,otherwise capacity available =100kW. | --> | E16 ex ASHBOURNE | ASHBOURNE: T422 | FINGLAS |  | 53.4936 | -6.3805
MV/LV Substation DO***983 | 10 kV | 400V(3ph) & 230V(single ph) | LV | 50 kVA :Pole Substation | 0.05 | --> | 0.05 | 0.044 | 1.7 |  | --> | 0.047 | 0 | 0 | 0 | 0 | 0.05 | 0 |  | --> | C15 ex TULLA | TULLA: T41 | ENNIS |  | 52.9806 | -8.6972
MV/LV Substation DO***984Y | 10 kV | 400V(3ph) & 230V(single ph) | LV | 200 kVA :Kiosk Substation | 0.2 | --> | 0.2 | 0.157 | 0.7 |  | --> | 0.19 | 0 | 0 | 0 | 0.003 | 0.203 | 0 |  | --> | C14 ex KNOCKMULLEN | KNOCKMULLEN: T42 | GREAT ISLAND |  | 52.3905 | -6.9342
MV/LV Substation DO***993X | 10 kV | 400V(3ph) & 230V(single ph) | LV | 50 kVA :Pole Substation | 0.05 | --> | 0.05 | 0.05 | 1.3 |  | --> | 0.047 | 0 | 0 | 0 | 0 | 0 | 0 | Constrained,otherwise capacity available =49kW. | --> | C23 ex KILKEE | KILKEE: T41 | TULLABRACK |  | 52.623 | -9.6476
MV/LV Substation DO***993Z | 10 kV | 400V(3ph) & 230V(single ph) | LV | 630 kVA :Kiosk Substation | 0.63 | --> | 0.63 | 0 | 0 | Constrained,otherwise capacity available =369kVA. | --> | 0.598 | 0 | 0 | 0 | 0 | 0.5 | 0 |  | --> | C12 ex DOUGLAS | DOUGLAS: T41 | TRABEG |  | 51.8778 | -8.4384
MV/LV Substation DO***994Z | 10 kV | 400V(3ph) & 230V(single ph) | LV | 630 kVA :Kiosk Substation | 0.63 | --> | 0.63 | 0 | 0 | Constrained,otherwise capacity available =500kVA. | --> | 0.598 | 0 | 0 | 0 | 0 | 0.5 | 0 |  | --> | C12 ex DOUGLAS | DOUGLAS: T41 | TRABEG |  | 51.8778 | -8.4384
MV/LV Substation DO***995Z | 10 kV | 400V(3ph) & 230V(single ph) | LV | 630 kVA :Kiosk Substation | 0.63 | --> | 0.63 | 0 | 0 | Constrained,otherwise capacity available =482kVA. | --> | 0.598 | 0 | 0 | 0 | 0 | 0.5 | 0 |  | --> | C12 ex DOUGLAS | DOUGLAS: T41 | TRABEG |  | 51.8778 | -8.4385
MV/LV Substation DR***001Y | 20 kV | 400V(3ph) & 230V(single ph) | LV | 200 kVA :Pole Substation | 0.2 | --> | 0.2 | 0 | 0 | Constrained,otherwise capacity available =174kVA. | --> | 0.19 | 0 | 0 | 0 | 0 | 0.203 | 0 |  | --> | E13 ex BALLINROBE | BALLINROBE: T421∥T422 | DALTON |  | 53.7348 | -9.3202
MV/LV Substation DR***003 | 10 kV | 400V(3ph) & 230V(single ph) | LV | 400 kVA :Kiosk Substation | 0.4 | --> | 0.4 | 0.162 | 0.5 |  | --> | 0.38 | 0 | 0 | 0 | 0.003 | 0.432 | 0 |  | --> | C16 ex BALBRIGGAN | BALBRIGGAN: T42 | GLASMORE |  | 53.6112 | -6.186
MV/LV Substation DR***003Z | 10 kV | 400V(3ph) & 230V(single ph) | LV | 50 kVA :Pole Substation | 0.05 | --> | 0.05 | 0 | 0 | Constrained,otherwise capacity available =50kVA. | --> | 0.047 | 0 | 0 | 0 | 0 | 0.049 | 0 |  | --> | C15 ex LOUGHSHINNY | LOUGHSHINNY: T41 | GLASMORE |  | 53.5371 | -6.0884
MV/LV Substation DR***006 | 10 kV | 400V(3ph) & 230V(single ph) | LV | 400 kVA :Kiosk Substation | 0.4 | --> | 0.4 | 0.3 | 0.3 | Constrained,otherwise capacity available =323kVA. | --> | 0.38 | 0 | 0 | 0 | 0.012 | 0.399 | 0 |  | --> | C21 ex NENAGH | NENAGH: T41 | NENAGH |  | 52.8733 | -8.2268
MV/LV Substation DR***007 | 10 kV | 400V(3ph) & 230V(single ph) | LV | 400 kVA :Kiosk Substation | 0.4 | --> | 0.4 | 0.222 | 2 |  | --> | 0.38 | 0 | 0 | 0 | 0.014 | 0.412 | 0 |  | --> | C18 ex CARRICKMACROSS | CARRICKMACROSS: T42 | MEATH HILL |  | 53.9736 | -6.7129
MV/LV Substation DR***007Y | 20 kV | 400V(3ph) & 230V(single ph) | LV | 50 kVA :Pole Substation | 0.05 | --> | 0.05 | 0 | 0 | Constrained,otherwise capacity available =47kVA. | --> | 0.047 | 0 | 0 | 0 | 0 | 0 | 0 | Constrained,otherwise capacity available =49kW. | --> | E22 ex BUNCLODY | BUNCLODY: T421∥T422 | CRANE |  | 52.6705 | -6.6646
MV/LV Substation DR***008Z | 10 kV | 400V(3ph) & 230V(single ph) | LV | 400 kVA :Kiosk Substation | 0.4 | --> | 0.4 | 0.283 | 7 |  | --> | 0.38 | 0 | 0 | 0 | 0.156 | 0.253 | 0 |  | --> | C17 ex BUSHFIELD | BUSHFIELD: T41 | ATHLONE |  | 53.4356 | -7.9069
MV/LV Substation DR***011 | 10 kV | 400V(3ph) & 230V(single ph) | LV | 50 kVA :Pole Substation | 0.05 | --> | 0.05 | 0.042 | 5.9 |  | --> | 0.047 | 0 | 0 | 0 | 0 | 0.05 | 0 |  | --> | C22 ex NEWMARKET (SR) | NEWMARKET (SR): T41∥T42 | GLENLARA |  | 52.1314 | -9.0134
MV/LV Substation DR***011 | 10 kV | 400V(3ph) & 230V(single ph) | LV | 400 kVA :Building Structure | 0.4 | --> | 0.4 | 0 | 0 | Constrained,otherwise capacity available =203kVA. | --> | 0.38 | 0 | 0 | 0 | 0.031 | 0.397 | 0 |  | --> | C18 ex BALLYMUN | BALLYMUN: T42 | FINGLAS |  | 53.386 | -6.2735
MV/LV Substation DR***014 | 10 kV | 400V(3ph) & 230V(single ph) | LV | 50 kVA :Pole Substation | 0.05 | --> | 0.05 | 0.049 | 5.9 |  | --> | 0.047 | 0 | 0 | 0 | 0 | 0.049 | 0 |  | --> | C22 ex NEWMARKET (SR) | NEWMARKET (SR): T41∥T42 | GLENLARA |  | 52.1288 | -9.0001
MV/LV Substation DR***014Y | 10 kV | 400V(3ph) & 230V(single ph) | LV | 100 kVA :Pole Substation | 0.1 | --> | 0.1 | 0.091 | 3.9 |  | --> | 0.095 | 0 | 0 | 0 | 0 | 0.1 | 0 |  | --> | C19 ex BALLYJAMESDUFF | BALLYJAMESDUFF: T41 | SHANKILL |  | 53.8469 | -7.2588
MV/LV Substation DR***017X | 10 kV | 400V(3ph) & 230V(single ph) | LV | 400 kVA :Kiosk Substation | 0.4 | --> | 0.4 | 0.36 | 4.2 |  | --> | 0.38 | 0 | 0 | 0 | 0 | 0 | 0 | Constrained,otherwise capacity available =406kW. | --> | C16 ex BUNDORAN | BUNDORAN: T41∥T42 | CATHALEENS FALL |  | 54.4819 | -8.2668
MV/LV Substation DR***018 | 10 kV | 400V(3ph) & 230V(single ph) | LV | 400 kVA :Kiosk Substation | 0.4 | --> | 0.4 | 0.29 | 2.7 |  | --> | 0.38 | 0 | 0 | 0 | 0.009 | 0.407 | 0 |  | --> | C13 ex CASTLEBLAYNEY | CASTLEBLAYNEY: T41 | DUNDALK |  | 54.1223 | -6.7402
MV/LV Substation DR***018 | 10 kV | 400V(3ph) & 230V(single ph) | LV | 630 kVA :Building Structure | 0.63 | --> | 0.63 | 0 | 0 | Constrained,otherwise capacity available =490kVA. | --> | 0.598 | 0 | 0 | 0 | 0.003 | 0.5 | 0 |  | --> | C16 ex SHANNON | SHANNON: T42 | DRUMLINE |  | 52.6985 | -8.8989
MV/LV Substation DR***018X | 10 kV | 400V(3ph) & 230V(single ph) | LV | 50 kVA :Pole Substation | 0.05 | --> | 0.05 | 0.049 | 3.6 |  | --> | 0.047 | 0 | 0 | 0 | 0 | 0.049 | 0 |  | --> | C18 ex CASTLEBLAYNEY | CASTLEBLAYNEY: T42 | DUNDALK |  | 54.1285 | -6.6971
MV/LV Substation DR***020X | 10 kV | 400V(3ph) & 230V(single ph) | LV | 200 kVA :Kiosk Substation | 0.2 | --> | 0.2 | 0.143 | 4.1 |  | --> | 0.19 | 0 | 0 | 0 | 0.006 | 0.202 | 0 |  | --> | C16 ex LOUGHLINSTOWN | LOUGHLINSTOWN: T42 | CARRICKMINES |  | 53.2496 | -6.1414
MV/LV Substation DR***021Z | 20 kV | 400V(3ph) & 230V(single ph) | LV | 200 kVA :Pole Substation | 0.2 | --> | 0.2 | 0.064 | 4.5 |  | --> | 0.19 | 0 | 0 | 0 | 0 | 0.22 | 0 |  | --> | E13 ex TELAYDON | TELAYDON: T421 | LISDRUM |  | 54.2774 | -7.1301
MV/LV Substation DR***022 | 10 kV | 400V(3ph) & 230V(single ph) | LV | 50 kVA :Pole Substation | 0.05 | --> | 0.05 | 0.032 | 2.2 |  | --> | 0.047 | 0 | 0 | 0 | 0.007 | 0.044 | 0 |  | --> | C25 ex KELLS | KELLS: T41∥T42 | NAVAN |  | 53.7261 | -6.8672
MV/LV Substation DR***022X | 10 kV | 400V(3ph) & 230V(single ph) | LV | 50 kVA :Pole Substation | 0.05 | --> | 0.05 | 0 | 0 | Constrained,otherwise capacity available =40kVA. | --> | 0.047 | 0 | 0 | 0 | 0 | 0 | 0 | Constrained,otherwise capacity available =51kW. | --> | E12 ex KILLYBEGS | KILLYBEGS: | N/A |  | 54.6463 | -8.307
MV/LV Substation DR***023Z | 20 kV | 400V(3ph) & 230V(single ph) | LV | 50 kVA :Pole Substation | 0.05 | --> | 0.05 | 0.044 | 11.3 |  | --> | 0.047 | 0 | 0 | 0 | 0.008 | 0.041 | 0 |  | --> | C14 ex SINGLAND | SINGLAND: T102 | SINGLAND |  | 52.627 | -8.5724
MV/LV Substation DR***024 | 20 kV | 400V(3ph) & 230V(single ph) | LV | 50 kVA :Pole Substation | 0.05 | --> | 0.05 | 0.028 | 2 |  | --> | 0.047 | 0 | 0 | 0 | 0 | 0.052 | 0 |  | --> | E33 ex CAPPAMORE | CAPPAMORE: T41∥T42 | ARDNACRUSHA |  | 52.5725 | -8.3377
MV/LV Substation DR***026 | 10 kV | 400V(3ph) & 230V(single ph) | LV | 200 kVA :Pole Substation | 0.2 | --> | 0.2 | 0.163 | 2.1 |  | --> | 0.19 | 0 | 0 | 0 | 0.003 | 0.202 | 0 |  | --> | C15 ex MILFORD (MWR) | MILFORD (MWR): T41 | CHARLEVILLE |  | 52.3118 | -8.8024
MV/LV Substation DR***026Z | 20 kV | 400V(3ph) & 230V(single ph) | LV | 50 kVA :Pole Substation | 0.05 | --> | 0.05 | 0.048 | 3.6 |  | --> | 0.047 | 0 | 0 | 0 | 0 | 0.049 | 0 |  | --> | E15 ex JENKINSTOWN | JENKINSTOWN: T421∥T422 | DUNDALK |  | 54.059 | -6.3493
MV/LV Substation DR***027Y | 20 kV | 400V(3ph) & 230V(single ph) | LV | 50 kVA :Pole Substation | 0.05 | --> | 0.05 | 0 | 0 | Constrained,otherwise capacity available =35kVA. | --> | 0.047 | 0 | 0 | 0 | 0 | 0.051 | 0 |  | --> | E13 ex BALLINROBE | BALLINROBE: T421∥T422 | DALTON |  | 53.7478 | -9.257
MV/LV Substation DR***028 | 10 kV | 400V(3ph) & 230V(single ph) | LV | 100 kVA :Pole Substation | 0.1 | --> | 0.1 | 0 | 0 | Constrained,otherwise capacity available =60kVA. | --> | 0.095 | 0 | 0 | 0 | 0.005 | 0 | 0 | Constrained,otherwise capacity available =100kW. | --> | C15 ex PORTARLINGTON | PORTARLINGTON: T41∥T42 | PORTLAOISE |  | 53.1624 | -7.1843
MV/LV Substation DR***031 | 10 kV | 400V(3ph) & 230V(single ph) | LV | 1000 kVA :Building Structure | 1 | --> | 1 | 0 | 0 | Constrained,otherwise capacity available =496kVA. | --> | 0.95 | 0 | 0 | 0 | 0.009 | 0.5 | 0 |  | --> | C13 ex DRUMCONDRA | DRUMCONDRA: T41 | MCDERMOTT |  | 53.3666 | -6.2554
MV/LV Substation DR***031X | 20 kV | 400V(3ph) & 230V(single ph) | LV | 50 kVA :Pole Substation | 0.05 | --> | 0.05 | 0 | 0 | Constrained,otherwise capacity available =49kVA. | --> | 0.047 | 0 | 0 | 0 | 0.007 | 0.042 | 0 |  | --> | E11 ex WHITECHURCH | WHITECHURCH: T421 | KILBARRY |  | 51.9902 | -8.539
MV/LV Substation DR***033 | 10 kV | 400V(3ph) & 230V(single ph) | LV | 1000 kVA :Building Structure | 1 | --> | 1 | 0 | 0 | Constrained,otherwise capacity available =500kVA. | --> | 0.95 | 0 | 0 | 0 | 0.04 | 0.5 | 0 |  | --> | C31 ex INCHICORE CENTRAL | INCHICORE CENTRAL: T45 | INCHICORE 220KV |  | 53.3279 | -6.3266
MV/LV Substation DR***037 | 10 kV | 400V(3ph) & 230V(single ph) | LV | 400 kVA :Kiosk Substation | 0.4 | --> | 0.4 | 0.346 | 0.8 |  | --> | 0.38 | 0 | 0 | 0 | 0 | 0.407 | 0 |  | --> | C11 ex SMEARLA | SMEARLA: T41 | TRIEN |  | 52.4509 | -9.4728
MV/LV Substation DR***038 | 20 kV | 400V(3ph) & 230V(single ph) | LV | 200 kVA :Pole Substation | 0.2 | --> | 0.2 | 0.165 | 4.5 |  | --> | 0.19 | 0 | 0 | 0 | 0.002 | 0.203 | 0 |  | --> | E13 ex TELAYDON | TELAYDON: T421 | LISDRUM |  | 54.258 | -6.983
MV/LV Substation DR***039Z | 10 kV | 400V(3ph) & 230V(single ph) | LV | 100 kVA :Pole Substation | 0.1 | --> | 0.1 | 0.081 | 4 |  | --> | 0.095 | 0 | 0 | 0 | 0 | 0 | 0 | Constrained,otherwise capacity available =102kW. | --> | C20 ex LISMORE | LISMORE: T41∥T42 | DUNGARVAN |  | 52.1364 | -7.8685
MV/LV Substation DR***041 | 10 kV | 400V(3ph) & 230V(single ph) | LV | 200 kVA :Pole Substation | 0.2 | --> | 0.2 | 0.17 | 3.1 |  | --> | 0.19 | 0 | 0 | 0 | 0 | 0.204 | 0 |  | --> | C19 ex ERRIGAL | ERRIGAL: T41 | SHANKILL |  | 54.0723 | -7.0729
MV/LV Substation DR***041X | 10 kV | 400V(3ph) & 230V(single ph) | LV | 400 kVA :Kiosk Substation | 0.4 | --> | 0.4 | 0 | 0 | Constrained,otherwise capacity available =248kVA. | --> | 0.38 | 0 | 0 | 0 | 0.018 | 0.404 | 0 |  | --> | C19 ex LOUGHLINSTOWN | LOUGHLINSTOWN: T41 | CARRICKMINES |  | 53.2466 | -6.1424
MV/LV Substation DR***042 | 10 kV | 400V(3ph) & 230V(single ph) | LV | 200 kVA :Pole Substation | 0.2 | --> | 0.2 | 0.192 | 3.9 |  | --> | 0.19 | 0 | 0 | 0 | 0 | 0.2 | 0 |  | --> | C17 ex DUNMANWAY | DUNMANWAY: T43 | DUNMANWAY |  | 51.7332 | -8.9947
MV/LV Substation DR***043 | 10 kV | 400V(3ph) & 230V(single ph) | LV | 200 kVA :Kiosk Substation | 0.2 | --> | 0.2 | 0 | 0 | Constrained,otherwise capacity available =94kVA. | --> | 0.19 | 0 | 0 | 0 | 0 | 0.216 | 0 |  | --> | C18 ex WOODFORD | WOODFORD: T41∥T42 | KNOCKEARAGH |  | 52.0518 | -9.5006
MV/LV Substation DR***044 | 20 kV | 400V(3ph) & 230V(single ph) | LV | 100 kVA :Pole Substation | 0.1 | --> | 0.1 | 0.059 | 11.3 |  | --> | 0.095 | 0 | 0 | 0 | 0.004 | 0.101 | 0 |  | --> | C14 ex SINGLAND | SINGLAND: T102 | SINGLAND |  | 52.6246 | -8.5733
MV/LV Substation DR***045X | 20 kV | 400V(3ph) & 230V(single ph) | LV | 50 kVA :Pole Substation | 0.05 | --> | 0.05 | 0.05 | 0.2 |  | --> | 0.047 | 0 | 0 | 0 | 0 | 0.049 | 0 |  | --> | C15 ex MOATE | MOATE: T42 | ATHLONE |  | 53.431 | -7.7717
MV/LV Substation DR***047X | 10 kV | 400V(3ph) & 230V(single ph) | LV | 630 kVA :Kiosk Substation | 0.63 | --> | 0.63 | 0.43 | 2.1 |  | --> | 0.598 | 0 | 0 | 0 | 0 | 0.5 | 0 |  | --> | C18 ex SOUTH KING STREET | SOUTH KING STREET: T42 | FRANCIS STREET |  | 53.3411 | -6.2649
MV/LV Substation DR***048Y | 10 kV | 400V(3ph) & 230V(single ph) | LV | 50 kVA :Pole Substation | 0.05 | --> | 0.05 | 0.048 | 5.6 |  | --> | 0.047 | 0 | 0 | 0 | 0 | 0.049 | 0 |  | --> | E13 ex CRANE | CRANE: T122 | CRANE |  | 52.5016 | -6.5419
MV/LV Substation DR***049 | 10 kV | 400V(3ph) & 230V(single ph) | LV | 200 kVA :Pole Substation | 0.2 | --> | 0.2 | 0.157 | 4.6 |  | --> | 0.19 | 0 | 0 | 0 | 0.07 | 0.132 | 0 |  | --> | C18 ex BALLYJAMESDUFF | BALLYJAMESDUFF: T42 | SHANKILL |  | 53.9041 | -7.1764
MV/LV Substation DR***050 | 10 kV | 400V(3ph) & 230V(single ph) | LV | 200 kVA :Pole Substation | 0.2 | --> | 0.2 | 0.147 | 4.2 |  | --> | 0.19 | 0 | 0 | 0 | 0 | 0 | 0 | Constrained,otherwise capacity available =207kW. | --> | C16 ex BUNDORAN | BUNDORAN: T41∥T42 | CATHALEENS FALL |  | 54.4806 | -8.2677
MV/LV Substation DR***054 | 20 kV | 400V(3ph) & 230V(single ph) | LV | 50 kVA :Pole Substation | 0.05 | --> | 0.05 | 0.044 | 6.7 |  | --> | 0.047 | 0 | 0 | 0 | 0 | 0 | 0 | Constrained,otherwise capacity available =50kW. | --> | E28 ex MILFORD (MWR) | MILFORD (MWR): T422 | CHARLEVILLE |  | 52.3987 | -8.794
MV/LV Substation DR***054X | 20 kV | 400V(3ph) & 230V(single ph) | LV | 100 kVA :Pole Substation | 0.1 | --> | 0.1 | 0.091 | 1 |  | --> | 0.095 | 0 | 0 | 0 | 0 | 0 | 0 | Constrained,otherwise capacity available =100kW. | --> | E17 ex CARNDONAGH | CARNDONAGH: T421∥T422 | TRILLICK |  | 55.2838 | -7.2495
MV/LV Substation DR***054X | 10 kV | 400V(3ph) & 230V(single ph) | LV | 50 kVA :Pole Substation | 0.05 | --> | 0.05 | 0.047 | 5.9 |  | --> | 0.047 | 0 | 0 | 0 | 0 | 0.049 | 0 |  | --> | C22 ex NEWMARKET (SR) | NEWMARKET (SR): T41∥T42 | GLENLARA |  | 52.1208 | -8.9909
MV/LV Substation DR***055 | 10 kV | 400V(3ph) & 230V(single ph) | LV | 200 kVA :Pole Substation | 0.2 | --> | 0.2 | 0.158 | 2 |  | --> | 0.19 | 0 | 0 | 0 | 0 | 0.206 | 0 |  | --> | C18 ex CARRICKMACROSS | CARRICKMACROSS: T42 | MEATH HILL |  | 53.979 | -6.7212
MV/LV Substation DR***061Y | 20 kV | 400V(3ph) & 230V(single ph) | LV | 50 kVA :Pole Substation | 0.05 | --> | 0.05 | 0.044 | 2.8 |  | --> | 0.047 | 0 | 0 | 0 | 0 | 0.05 | 0 |  | --> | E12 ex LONGFORD | LONGFORD: T422 | RICHMOND |  | 53.8968 | -7.6592
MV/LV Substation DR***063X | 20 kV | 400V(3ph) & 230V(single ph) | LV | 50 kVA :Pole Substation | 0.05 | --> | 0.05 | 0.049 | 4.4 |  | --> | 0.047 | 0 | 0 | 0 | 0 | 0.049 | 0 |  | --> | E16 ex MOHILL | MOHILL: T421∥T422 | CARRICK ON SHANNON |  | 53.9208 | -7.9626
MV/LV Substation DR***064X | 20 kV | 400V(3ph) & 230V(single ph) | LV | 50 kVA :Pole Substation | 0.05 | --> | 0.05 | 0.03 | 1.3 |  | --> | 0.047 | 0 | 0 | 0 | 0.011 | 0.04 | 0 |  | --> | C14 ex ROOSKY | ROOSKY: T41 | RICHMOND |  | 53.857 | -7.9241
MV/LV Substation DR***065X | 20 kV | 400V(3ph) & 230V(single ph) | LV | 200 kVA :Pole Substation | 0.2 | --> | 0.2 | 0.152 | 2.4 |  | --> | 0.19 | 0 | 0 | 0 | 0.008 | 0.198 | 0 |  | --> | E18 ex STRANORLAR | STRANORLAR: T422 | LETTERKENNY |  | 54.7917 | -7.6847
MV/LV Substation DR***069X | 10 kV | 400V(3ph) & 230V(single ph) | LV | 200 kVA :Pole Substation | 0.2 | --> | 0.2 | 0.187 | 0.7 |  | --> | 0.19 | 0 | 0 | 0 | 0 | 0.201 | 0 |  | --> | C23 ex GLENTIES | GLENTIES: T41 | BINBANE |  | 54.7612 | -8.4218
MV/LV Substation DR***072 | 10 kV | 400V(3ph) & 230V(single ph) | LV | 400 kVA :Kiosk Substation | 0.4 | --> | 0.4 | 0.33 | 5.8 |  | --> | 0.38 | 0 | 0 | 0 | 0 | 0.411 | 0 |  | --> | C17 ex WHITESTOWN | WHITESTOWN: T41 | COOKSTOWN |  | 53.2898 | -6.3934
MV/LV Substation DR***072X | 20 kV | 400V(3ph) & 230V(single ph) | LV | 50 kVA :Pole Substation | 0.05 | --> | 0.05 | 0 | 1.8 |  | --> | 0.047 | 0 | 0 | 0 | 0 | 0.057 | 0 |  | --> | E11 ex CARRIGALLEN | CARRIGALLEN: T421 | CARRICK ON SHANNON |  | 54.0916 | -7.7824
MV/LV Substation DR***073Z | 10 kV | 400V(3ph) & 230V(single ph) | LV | 50 kVA :Pole Substation | 0.05 | --> | 0.05 | 0 | 0 | Constrained,otherwise capacity available =50kVA. | --> | 0.047 | 0 | 0 | 0 | 0 | 0.049 | 0 |  | --> | C30 ex KINSALE | KINSALE: T41∥T42 | BANDON |  | 51.6841 | -8.5799
MV/LV Substation DR***074 | 10 kV | 400V(3ph) & 230V(single ph) | LV | 200 kVA :Pole Substation | 0.2 | --> | 0.2 | 0.118 | 0.4 |  | --> | 0.19 | 0 | 0 | 0 | 0.007 | 0.205 | 0 |  | --> | C11 ex KYLEERAGH | KYLEERAGH: T41 | NENAGH |  | 52.8702 | -8.203
MV/LV Substation DR***077Y | 10 kV | 400V(3ph) & 230V(single ph) | LV | 50 kVA :Pole Substation | 0.05 | --> | 0.05 | 0.046 | 1.3 |  | --> | 0.047 | 0 | 0 | 0 | 0 | 0.049 | 0 |  | --> | C14 ex ROOSKY | ROOSKY: T41 | RICHMOND |  | 53.8472 | -7.918
MV/LV Substation DR***082X | 10 kV | 400V(3ph) & 230V(single ph) | LV | 50 kVA :Pole Substation | 0.05 | --> | 0.05 | 0.05 | 2.1 |  | --> | 0.047 | 0 | 0 | 0 | 0 | 0.049 | 0 |  | --> | C11 ex KILSARAN | KILSARAN: T42 | DRYBRIDGE |  | 53.9007 | -6.4224
MV/LV Substation DR***082Y | 20 kV | 400V(3ph) & 230V(single ph) | LV | 50 kVA :Pole Substation | 0.05 | --> | 0.05 | 0.034 | 1.3 |  | --> | 0.047 | 0 | 0 | 0 | 0.017 | 0.033 | 0 |  | --> | C16 ex ENNIS NORTH | ENNIS NORTH: T41∥T42 | ENNIS |  | 52.8586 | -9.0185
MV/LV Substation DR***086X | 20 kV | 400V(3ph) & 230V(single ph) | LV | 400 kVA :Kiosk Substation | 0.4 | --> | 0.4 | 0.33 | 1.3 |  | --> | 0.38 | 0 | 0 | 0 | 0.022 | 0.387 | 0 |  | --> | C14 ex ROOSKY | ROOSKY: T41 | RICHMOND |  | 53.8554 | -7.9236
MV/LV Substation DR***093X | 10 kV | 400V(3ph) & 230V(single ph) | LV | 100 kVA :Pole Substation | 0.1 | --> | 0.1 | 0.099 | 5.9 |  | --> | 0.095 | 0 | 0 | 0 | 0 | 0.1 | 0 |  | --> | C22 ex NEWMARKET (SR) | NEWMARKET (SR): T41∥T42 | GLENLARA |  | 52.1258 | -8.9803
MV/LV Substation DR***096X | 20 kV | 400V(3ph) & 230V(single ph) | LV | 100 kVA :Pole Substation | 0.1 | --> | 0.1 | 0 | 0 | Constrained,otherwise capacity available =86kVA. | --> | 0.095 | 0 | 0 | 0 | 0 | 0.101 | 0 |  | --> | C14 ex CARRICK ON SHANNON | CARRICK ON SHANNON: T41∥T42 | CARRICK ON SHANNON |  | 53.9943 | -8.0715
MV/LV Substation DR***098 | 10 kV | 400V(3ph) & 230V(single ph) | LV | 630 kVA :Building Structure | 0.63 | --> | 0.63 | 0.5 | 2.8 |  | --> | 0.598 | 0 | 0 | 0 | 0 | 0.5 | 0 |  | --> | C16 ex CLONARD | CLONARD: T41∥T42 | WEXFORD |  | 52.3275 | -6.4875
MV/LV Substation DR***099 | 10 kV | 400V(3ph) & 230V(single ph) | LV | 200 kVA :Building Structure | 0.2 | --> | 0.2 | 0.192 | 1.5 |  | --> | 0.19 | 0 | 0 | 0 | 0 | 0.2 | 0 |  | --> | C11 ex DERRYCRAMPH | DERRYCRAMPH: T41∥T42 | SHANKILL |  | 53.9332 | -7.2183
MV/LV Substation DR***101 | 10 kV | 400V(3ph) & 230V(single ph) | LV | 200 kVA :Pole Substation | 0.2 | --> | 0.2 | 0.096 | 4 |  | --> | 0.19 | 0 | 0 | 0 | 0 | 0 | 0 | Constrained,otherwise capacity available =215kW. | --> | C20 ex LISMORE | LISMORE: T41∥T42 | DUNGARVAN |  | 52.1295 | -7.8639
MV/LV Substation DR***102Y | 10 kV | 400V(3ph) & 230V(single ph) | LV | 50 kVA :Pole Substation | 0.05 | --> | 0.05 | 0.039 | 2.7 |  | --> | 0.047 | 0 | 0 | 0 | 0 | 0.051 | 0 |  | --> | C24 ex MONFIN | MONFIN: T41∥T42 | WEXFORD |  | 52.4957 | -6.5442
MV/LV Substation DR***107X | 10 kV | 400V(3ph) & 230V(single ph) | LV | 100 kVA :Pole Substation | 0.1 | --> | 0.1 | 0.081 | 1.2 |  | --> | 0.095 | 0 | 0 | 0 | 0 | 0.102 | 0 |  | --> | C12 ex ABBEYFEALE | ABBEYFEALE: T42 | TRIEN |  | 52.3912 | -9.3039
MV/LV Substation DR***107X | 20 kV | 400V(3ph) & 230V(single ph) | LV | 50 kVA :Pole Substation | 0.05 | --> | 0.05 | 0.049 | 2.4 |  | --> | 0.047 | 0 | 0 | 0 | 0 | 0.049 | 0 |  | --> | E11 ex KILGARVAN | KILGARVAN: T421 | KNOCKEARAGH |  | 51.7974 | -9.765
MV/LV Substation DR***107Y | 10 kV | 400V(3ph) & 230V(single ph) | LV | 50 kVA :Pole Substation | 0.05 | --> | 0.05 | 0.049 | 4.6 |  | --> | 0.047 | 0 | 0 | 0 | 0 | 0.049 | 0 |  | --> | C18 ex BALLYJAMESDUFF | BALLYJAMESDUFF: T42 | SHANKILL |  | 53.945 | -7.0609
MV/LV Substation DR***109X | 10 kV | 400V(3ph) & 230V(single ph) | LV | 50 kVA :Pole Substation | 0.05 | --> | 0.05 | 0.02 | 0.8 |  | --> | 0.047 | 0 | 0 | 0 | 0 | 0 | 0 | Constrained,otherwise capacity available =54kW. | --> | C15 ex BANTRY | BANTRY: T41∥T42 | BALLYLICKY |  | 51.7014 | -9.3966
MV/LV Substation DR***116Y | 10 kV | 400V(3ph) & 230V(single ph) | LV | 400 kVA :Kiosk Substation | 0.4 | --> | 0.4 | 0.294 | 0.4 |  | --> | 0.38 | 0 | 0 | 0 | 0.011 | 0.404 | 0 |  | --> | C11 ex KYLEERAGH | KYLEERAGH: T41 | NENAGH |  | 52.8734 | -8.2022
MV/LV Substation DR***117X | 10 kV | 400V(3ph) & 230V(single ph) | LV | 50 kVA :Pole Substation | 0.05 | --> | 0.05 | 0.035 | 0.7 |  | --> | 0.047 | 0 | 0 | 0 | 0 | 0.051 | 0 |  | --> | C23 ex GLENTIES | GLENTIES: T41 | BINBANE |  | 54.7591 | -8.4102
MV/LV Substation DR***118Y | 20 kV | 400V(3ph) & 230V(single ph) | LV | 50 kVA :Pole Substation | 0.05 | --> | 0.05 | 0 | 0 | Constrained,otherwise capacity available =50kVA. | --> | 0.047 | 0 | 0 | 0 | 0 | 0 | 0 | Constrained,otherwise capacity available =49kW. | --> | E12 ex BIRR | BIRR: T422 | DALLOW |  | 53.1208 | -7.6875
MV/LV Substation DR***119 | 10 kV | 400V(3ph) & 230V(single ph) | LV | 200 kVA :Pole Substation | 0.2 | --> | 0.2 | 0.183 | 4.6 |  | --> | 0.19 | 0 | 0 | 0 | 0.007 | 0.195 | 0 |  | --> | C21 ex BALLYRAINE | BALLYRAINE: T41∥T42 | LETTERKENNY |  | 54.9724 | -7.6895
MV/LV Substation DR***120 | 20 kV | 400V(3ph) & 230V(single ph) | LV | 50 kVA :Pole Substation | 0.05 | --> | 0.05 | 0.05 | 4.5 |  | --> | 0.047 | 0 | 0 | 0 | 0 | 0.049 | 0 |  | --> | E19 ex TELAYDON | TELAYDON: T421 | LISDRUM |  | 54.2941 | -6.9587
MV/LV Substation DR***121Z | 10 kV | 400V(3ph) & 230V(single ph) | LV | 400 kVA :Kiosk Substation | 0.4 | --> | 0.4 | 0.362 | 8.9 |  | --> | 0.38 | 0 | 0 | 0 | 0.002 | 0.403 | 0 |  | --> | C13 ex SINGLAND | SINGLAND: T101 | SINGLAND |  | 52.6683 | -8.6028
MV/LV Substation DR***126 | 20 kV | 400V(3ph) & 230V(single ph) | LV | 50 kVA :Pole Substation | 0.05 | --> | 0.05 | 0.046 | 5.8 |  | --> | 0.047 | 0 | 0 | 0 | 0 | 0.049 | 0 |  | --> | E12 ex DUNMANWAY | DUNMANWAY: T422 | DUNMANWAY |  | 51.6555 | -9.2808
MV/LV Substation DR***126Z | 20 kV | 400V(3ph) & 230V(single ph) | LV | 50 kVA :Pole Substation | 0.05 | --> | 0.05 | 0 | 0 | Constrained,otherwise capacity available =48kVA. | --> | 0.047 | 0 | 0 | 0 | 0 | 0.049 | 0 |  | --> | C21 ex TERMONFECKIN ROAD | TERMONFECKIN ROAD: T41∥T42 | DRYBRIDGE |  | 53.7842 | -6.3394
MV/LV Substation DR***127 | 20 kV | 400V(3ph) & 230V(single ph) | LV | 50 kVA :Pole Substation | 0.05 | --> | 0.05 | 0.044 | 5.8 |  | --> | 0.047 | 0 | 0 | 0 | 0 | 0.05 | 0 |  | --> | E12 ex DUNMANWAY | DUNMANWAY: T422 | DUNMANWAY |  | 51.6573 | -9.2824
MV/LV Substation DR***127X | 20 kV | 400V(3ph) & 230V(single ph) | LV | 50 kVA :Pole Substation | 0.05 | --> | 0.05 | 0.044 | 7.4 |  | --> | 0.047 | 0 | 0 | 0 | 0 | 0 | 0 | Constrained,otherwise capacity available =50kW. | --> | E12 ex ARIGNA | ARIGNA: T121 | ARIGNA |  | 54.1772 | -8.1549
MV/LV Substation DR***127Z | 10 kV | 400V(3ph) & 230V(single ph) | LV | 50 kVA :Pole Substation | 0.05 | --> | 0.05 | 0.046 | 1 |  | --> | 0.047 | 0 | 0 | 0 | 0 | 0 | 0 | Constrained,otherwise capacity available =49kW. | --> | C12 ex LOUGHTAGALLA | LOUGHTAGALLA: T41∥T42 | THURLES |  | 52.6792 | -7.7759
MV/LV Substation DR***129Y | 20 kV | 400V(3ph) & 230V(single ph) | LV | 50 kVA :Pole Substation | 0.05 | --> | 0.05 | 0 | 0 | Constrained,otherwise capacity available =19kVA. | --> | 0.047 | 0 | 0 | 0 | 0 | 0.054 | 0 |  | --> | E11 ex CAVAN | CAVAN: T421 | SHANKILL |  | 54.094 | -7.3187
MV/LV Substation DR***131X | 10 kV | 400V(3ph) & 230V(single ph) | LV | 50 kVA :Pole Substation | 0.05 | --> | 0.05 | 0.05 | 3.3 |  | --> | 0.047 | 0 | 0 | 0 | 0 | 0.049 | 0 |  | --> | C18 ex SHERCOCK | SHERCOCK: T41∥T42 | MEATH HILL |  | 54.0346 | -6.9272
MV/LV Substation DR***133 | 20 kV | 400V(3ph) & 230V(single ph) | LV | 50 kVA :Pole Substation | 0.05 | --> | 0.05 | 0 | 0 | Constrained,otherwise capacity available =41kVA. | --> | 0.047 | 0 | 0 | 0 | 0 | 0 | 0 | Constrained,otherwise capacity available =50kW. | --> | C15 ex CLOONLOUGH | CLOONLOUGH: T41∥T42 | BARRYMORE |  | 52.2656 | -8.4684
MV/LV Substation DR***143X | 10 kV | 400V(3ph) & 230V(single ph) | LV | 200 kVA :Pole Substation | 0.2 | --> | 0.2 | 0.19 | 2.1 |  | --> | 0.19 | 0 | 0 | 0 | 0 | 0.201 | 0 |  | --> | C12 ex KILSARAN | KILSARAN: T42 | DRYBRIDGE |  | 53.8979 | -6.387
MV/LV Substation DR***145 | 20 kV | 400V(3ph) & 230V(single ph) | LV | 50 kVA :Pole Substation | 0.05 | --> | 0.05 | 0.05 | 2.5 |  | --> | 0.047 | 0 | 0 | 0 | 0 | 0.049 | 0 |  | --> | E11 ex CLOONBANNIN | CLOONBANNIN: T421 | GLENLARA |  | 52.0687 | -9.0472
MV/LV Substation DR***147 | 10 kV | 400V(3ph) & 230V(single ph) | LV | 100 kVA :Pole Substation | 0.1 | --> | 0.1 | 0 | 0 | Constrained,otherwise capacity available =91kVA. | --> | 0.095 | 0 | 0 | 0 | 0 | 0.1 | 0 |  | --> | C13 ex MALAHIDE | MALAHIDE: T41 | GLASMORE |  | 53.4131 | -6.1602
MV/LV Substation DR***147X | 20 kV | 400V(3ph) & 230V(single ph) | LV | 400 kVA :Kiosk Substation | 0.4 | --> | 0.4 | 0 | 0 | Constrained,otherwise capacity available =334kVA. | --> | 0.38 | 0 | 0 | 0 | 0.016 | 0.393 | 0 |  | --> | E25 ex PATRICKSWELL | PATRICKSWELL: T421∥T422 | LIMERICK |  | 52.6345 | -8.7322
MV/LV Substation DR***156 | 20 kV | 400V(3ph) & 230V(single ph) | LV | 50 kVA :Pole Substation | 0.05 | --> | 0.05 | 0 | 0 | Constrained,otherwise capacity available =43kVA. | --> | 0.047 | 0 | 0 | 0 | 0 | 0.05 | 0 |  | --> | E14 ex EMYVALE | EMYVALE: T422 | LISDRUM |  | 54.3683 | -7.105
MV/LV Substation DR***159X | 10 kV | 400V(3ph) & 230V(single ph) | LV | 50 kVA :Pole Substation | 0.05 | --> | 0.05 | 0.027 | 3.1 |  | --> | 0.047 | 0 | 0 | 0 | 0 | 0.052 | 0 |  | --> | C17 ex ERRIGAL | ERRIGAL: T41 | SHANKILL |  | 54.0693 | -7.0923
MV/LV Substation DR***162X | 20 kV | 400V(3ph) & 230V(single ph) | LV | 50 kVA :Pole Substation | 0.05 | --> | 0.05 | 0 | 0 | Constrained,otherwise capacity available =47kVA. | --> | 0.047 | 0 | 0 | 0 | 0 | 0.049 | 0 |  | --> | E16 ex FINEA | FINEA: T421∥T422 | SHANKILL |  | 53.8966 | -7.4672
MV/LV Substation DR***163X | 20 kV | 400V(3ph) & 230V(single ph) | LV | 100 kVA :Pole Substation | 0.1 | --> | 0.1 | 0.099 | 1.8 |  | --> | 0.095 | 0 | 0 | 0 | 0 | 0.1 | 0 |  | --> | E17 ex CARRIGALLEN | CARRIGALLEN: T421 | CARRICK ON SHANNON |  | 53.9612 | -7.7595
MV/LV Substation DR***164X | 20 kV | 400V(3ph) & 230V(single ph) | LV | 50 kVA :Pole Substation | 0.05 | --> | 0.05 | 0 | 0 | Constrained,otherwise capacity available =42kVA. | --> | 0.047 | 0 | 0 | 0 | 0 | 0.05 | 0 |  | --> | E16 ex FINEA | FINEA: T421∥T422 | SHANKILL |  | 53.8968 | -7.4629
MV/LV Substation DR***165X | 20 kV | 400V(3ph) & 230V(single ph) | LV | 630 kVA :Kiosk Substation | 0.63 | --> | 0.63 | 0.5 | 2.5 |  | --> | 0.598 | 0 | 0 | 0 | 0.003 | 0.5 | 0 |  | --> | E11 ex CLOONBANNIN | CLOONBANNIN: T421 | GLENLARA |  | 52.0653 | -9.0512
MV/LV Substation DR***167Y | 20 kV | 400V(3ph) & 230V(single ph) | LV | 50 kVA :Pole Substation | 0.05 | --> | 0.05 | 0 | 0 | Constrained,otherwise capacity available =48kVA. | --> | 0.047 | 0 | 0 | 0 | 0 | 0 | 0 | Constrained,otherwise capacity available =49kW. | --> | C15 ex CLOONLOUGH | CLOONLOUGH: T41∥T42 | BARRYMORE |  | 52.2667 | -8.471
MV/LV Substation DR***168Y | 20 kV | 400V(3ph) & 230V(single ph) | LV | 630 kVA :Building Structure | 0.63 | --> | 0.63 | 0.5 | 2.2 |  | --> | 0.598 | 0 | 0 | 0 | 0 | 0.5 | 0 |  | --> | E16 ex CLONROCHE | CLONROCHE: T421∥T422 | WEXFORD |  | 52.4922 | -6.6781
MV/LV Substation DR***169 | 10 kV | 400V(3ph) & 230V(single ph) | LV | 630 kVA :Building Structure | 0.63 | --> | 0.63 | 0.351 | 1.8 |  | --> | 0.598 | 0 | 0 | 0 | 0.049 | 0.5 | 0 |  | --> | C15 ex DUNDRUM | DUNDRUM: T41 | BLACKROCK |  | 53.2884 | -6.2242
MV/LV Substation DR***170 | 20 kV | 400V(3ph) & 230V(single ph) | LV | 200 kVA :Pole Substation | 0.2 | --> | 0.2 | 0.144 | 2.2 |  | --> | 0.19 | 0 | 0 | 0 | 0 | 0.208 | 0 |  | --> | E16 ex CLONROCHE | CLONROCHE: T421∥T422 | WEXFORD |  | 52.4935 | -6.6779
MV/LV Substation DR***170X | 10 kV | 400V(3ph) & 230V(single ph) | LV | 100 kVA :Pole Substation | 0.1 | --> | 0.1 | 0.055 | 2.3 |  | --> | 0.095 | 0 | 0 | 0 | 0 | 0.106 | 0 |  | --> | C15 ex CASTLECOMER | CASTLECOMER: T41∥T42 | BALLYRAGGET |  | 52.8775 | -7.0896
MV/LV Substation DR***171Y | 10 kV | 400V(3ph) & 230V(single ph) | LV | 200 kVA :Pole Substation | 0.2 | --> | 0.2 | 0.174 | 1.9 |  | --> | 0.19 | 0 | 0 | 0 | 0 | 0.203 | 0 |  | --> | C19 ex DRYBRIDGE | DRYBRIDGE: T41 | DRYBRIDGE |  | 53.7242 | -6.3579
MV/LV Substation DR***172 | 10 kV | 400V(3ph) & 230V(single ph) | LV | 50 kVA :Pole Substation | 0.05 | --> | 0.05 | 0.048 | 3.6 |  | --> | 0.047 | 0 | 0 | 0 | 0 | 0.049 | 0 |  | --> | C18 ex CASTLEBLAYNEY | CASTLEBLAYNEY: T42 | DUNDALK |  | 54.1387 | -6.7255
MV/LV Substation DR***172 | 10 kV | 400V(3ph) & 230V(single ph) | LV | 400 kVA :Kiosk Substation | 0.4 | --> | 0.4 | 0 | 0 | Constrained,otherwise capacity available =339kVA. | --> | 0.38 | 0 | 0 | 0 | 0.007 | 0.402 | 0 |  | --> | C18 ex WOODFORD | WOODFORD: T41∥T42 | KNOCKEARAGH |  | 52.0531 | -9.4987
MV/LV Substation DR***174X | 10 kV | 400V(3ph) & 230V(single ph) | LV | 50 kVA :Pole Substation | 0.05 | --> | 0.05 | 0.046 | 1.2 |  | --> | 0.047 | 0 | 0 | 0 | 0 | 0.049 | 0 |  | --> | C26 ex KYLEERAGH | KYLEERAGH: T42 | NENAGH |  | 52.9255 | -8.2749
MV/LV Substation DR***176 | 10 kV | 400V(3ph) & 230V(single ph) | LV | 200 kVA :Pole Substation | 0.2 | --> | 0.2 | 0.195 | 0.9 |  | --> | 0.19 | 0 | 0 | 0 | 0 | 0.2 | 0 |  | --> | C14 ex DRUMQUIN | DRUMQUIN: T42 | ENNIS |  | 52.7676 | -9.0253
MV/LV Substation DR***178X | 20 kV | 400V(3ph) & 230V(single ph) | LV | 100 kVA :Pole Substation | 0.1 | --> | 0.1 | 0.07 | 4.4 |  | --> | 0.095 | 0 | 0 | 0 | 0 | 0.104 | 0 |  | --> | E16 ex MOHILL | MOHILL: T421∥T422 | CARRICK ON SHANNON |  | 53.861 | -7.9164
MV/LV Substation DR***178Y | 10 kV | 400V(3ph) & 230V(single ph) | LV | 400 kVA :Kiosk Substation | 0.4 | --> | 0.4 | 0.092 | 0.1 |  | --> | 0.38 | 0 | 0 | 0 | 0.007 | 0.437 | 0 |  | --> | C16 ex JOHNSTOWN | JOHNSTOWN: T42 | KILTEEL |  | 53.2475 | -6.5929
MV/LV Substation DR***180 | 10 kV | 400V(3ph) & 230V(single ph) | LV | 200 kVA :Pole Substation | 0.2 | --> | 0.2 | 0.138 | 3.3 |  | --> | 0.19 | 0 | 0 | 0 | 0.003 | 0 | 0 | Constrained,otherwise capacity available =206kW. | --> | C18 ex PALMERSTOWN | PALMERSTOWN: T42 | FINGLAS |  | 53.3455 | -6.3635
MV/LV Substation DR***180 | 20 kV | 400V(3ph) & 230V(single ph) | LV | 400 kVA :Kiosk Substation | 0.4 | --> | 0.4 | 0.354 | 2.4 |  | --> | 0.38 | 0 | 0 | 0 | 0.003 | 0.403 | 0 |  | --> | E19 ex KENMARE | KENMARE: T421 | KNOCKEARAGH |  | 51.8896 | -9.5846
MV/LV Substation DR***184X | 20 kV | 400V(3ph) & 230V(single ph) | LV | 50 kVA :Pole Substation | 0.05 | --> | 0.05 | 0.046 | 3.2 |  | --> | 0.047 | 0 | 0 | 0 | 0 | 0.049 | 0 |  | --> | C16 ex BOYLE | BOYLE: T41∥T42 | CARRICK ON SHANNON |  | 54.029 | -8.3015
MV/LV Substation DR***186 | 10 kV | 400V(3ph) & 230V(single ph) | LV | 400 kVA :Kiosk Substation | 0.4 | --> | 0.4 | 0 | 0 | Constrained,otherwise capacity available =370kVA. | --> | 0.38 | 0 | 0 | 0 | 0.011 | 0.393 | 0 |  | --> | C18 ex WOODFORD | WOODFORD: T41∥T42 | KNOCKEARAGH |  | 52.0544 | -9.5026
MV/LV Substation DR***191X | 20 kV | 400V(3ph) & 230V(single ph) | LV | 100 kVA :Pole Substation | 0.1 | --> | 0.1 | 0.087 | 4.5 |  | --> | 0.095 | 0 | 0 | 0 | 0.008 | 0.093 | 0 |  | --> | E13 ex TELAYDON | TELAYDON: T421 | LISDRUM |  | 54.3084 | -7.1182
MV/LV Substation DR***192 | 10 kV | 400V(3ph) & 230V(single ph) | LV | 50 kVA :Pole Substation | 0.05 | --> | 0.05 | 0 | 0 | Constrained,otherwise capacity available =38kVA. | --> | 0.047 | 0 | 0 | 0 | 0 | 0.051 | 0 |  | --> | C18 ex LITTLE MILLS | LITTLE MILLS: T41 | DUNDALK |  | 53.9185 | -6.4013
MV/LV Substation DR***192X | 20 kV | 400V(3ph) & 230V(single ph) | LV | 50 kVA :Pole Substation | 0.05 | --> | 0.05 | 0.043 | 1 |  | --> | 0.047 | 0 | 0 | 0 | 0 | 0 | 0 | Constrained,otherwise capacity available =50kW. | --> | E17 ex CARNDONAGH | CARNDONAGH: T421∥T422 | TRILLICK |  | 55.2924 | -7.2564
MV/LV Substation DR***192Y | 20 kV | 400V(3ph) & 230V(single ph) | LV | 200 kVA :Pole Substation | 0.2 | --> | 0.2 | 0.2 | 4.5 |  | --> | 0.19 | 0 | 0 | 0 | 0 | 0.2 | 0 |  | --> | E13 ex TELAYDON | TELAYDON: T421 | LISDRUM |  | 54.3116 | -7.1151
MV/LV Substation DR***196X | 20 kV | 400V(3ph) & 230V(single ph) | LV | 100 kVA :Pole Substation | 0.1 | --> | 0.1 | 0.098 | 1.3 |  | --> | 0.095 | 0 | 0 | 0 | 0 | 0.1 | 0 |  | --> | C14 ex ROOSKY | ROOSKY: T41 | RICHMOND |  | 53.8588 | -7.9229
MV/LV Substation DR***198 | 10 kV | 400V(3ph) & 230V(single ph) | LV | 400 kVA :Building Structure | 0.4 | --> | 0.4 | 0.4 | 5.3 |  | --> | 0.38 | 0 | 0 | 0 | 0 | 0.4 | 0 |  | --> | C12 ex SMEARLA | SMEARLA: T42 | TRIEN |  | 52.4385 | -9.5289
MV/LV Substation DR***199 | 10 kV | 400V(3ph) & 230V(single ph) | LV | 200 kVA :Pole Substation | 0.2 | --> | 0.2 | 0.188 | 9.8 |  | --> | 0.19 | 0 | 0 | 0 | 0 | 0.201 | 0 |  | --> | C12 ex KILCOOLE | KILCOOLE: T41∥T42 | FASSAROE |  | 53.0933 | -6.0724
MV/LV Substation DR***199 | 10 kV | 400V(3ph) & 230V(single ph) | LV | 100 kVA :Pole Substation | 0.1 | --> | 0.1 | 0.037 | 0.8 |  | --> | 0.095 | 0 | 0 | 0 | 0 | 0.109 | 0 |  | --> | C13 ex SMEARLA | SMEARLA: T41 | TRIEN |  | 52.4598 | -9.4632
MV/LV Substation DR***199 | 10 kV | 400V(3ph) & 230V(single ph) | LV | 50 kVA :Pole Substation | 0.05 | --> | 0.05 | 0.047 | 2.1 |  | --> | 0.047 | 0 | 0 | 0 | 0 | 0.049 | 0 |  | --> | C17 ex MILFORD (MWR) | MILFORD (MWR): T41 | CHARLEVILLE |  | 52.3361 | -8.9118
MV/LV Substation DR***209 | 20 kV | 400V(3ph) & 230V(single ph) | LV | 100 kVA :Pole Substation | 0.1 | --> | 0.1 | 0 | 2.5 |  | --> | 0.095 | 0 | 0 | 0 | 0 | 0.136 | 0 |  | --> | E11 ex CLOONBANNIN | CLOONBANNIN: T421 | GLENLARA |  | 52.0762 | -9.0458
MV/LV Substation DR***210 | 10 kV | 400V(3ph) & 230V(single ph) | LV | 400 kVA :Building Structure | 0.4 | --> | 0.4 | 0.313 | 0.9 |  | --> | 0.38 | 0 | 0 | 0 | 0 | 0.413 | 0 |  | --> | C20 ex RATHMULLAN | RATHMULLAN: T42 | DRYBRIDGE |  | 53.7037 | -6.3756
MV/LV Substation DR***211 | 20 kV | 400V(3ph) & 230V(single ph) | LV | 50 kVA :Pole Substation | 0.05 | --> | 0.05 | 0 | 0 | Constrained,otherwise capacity available =43kVA. | --> | 0.047 | 0 | 0 | 0 | 0 | 0.05 | 0 |  | --> | C16 ex OUGHTERARD | OUGHTERARD: T41∥T42 | GALWAY 110KV |  | 53.3484 | -9.1998
MV/LV Substation DR***215Z | 10 kV | 400V(3ph) & 230V(single ph) | LV | 400 kVA :Kiosk Substation | 0.4 | --> | 0.4 | 0 | 0 | Constrained,otherwise capacity available =334kVA. | --> | 0.38 | 0 | 0 | 0 | 0 | 0.41 | 0 |  | --> | C18 ex BALGADDY | BALGADDY: T42 | GRANGE CASTLE |  | 53.3514 | -6.4198
MV/LV Substation DR***216 | 20 kV | 400V(3ph) & 230V(single ph) | LV | 50 kVA :Pole Substation | 0.05 | --> | 0.05 | 0.044 | 1.8 |  | --> | 0.047 | 0 | 0 | 0 | 0 | 0.05 | 0 |  | --> | E11 ex CARRIGALLEN | CARRIGALLEN: T421 | CARRICK ON SHANNON |  | 54.0287 | -7.6826
MV/LV Substation DR***217X | 20 kV | 400V(3ph) & 230V(single ph) | LV | 100 kVA :Pole Substation | 0.1 | --> | 0.1 | 0.076 | 7.4 |  | --> | 0.095 | 0 | 0 | 0 | 0 | 0 | 0 | Constrained,otherwise capacity available =103kW. | --> | E14 ex ARIGNA | ARIGNA: T121 | ARIGNA |  | 54.0312 | -7.973
MV/LV Substation DR***222X | 20 kV | 400V(3ph) & 230V(single ph) | LV | 200 kVA :Kiosk Substation | 0.2 | --> | 0.2 | 0.172 | 1.3 |  | --> | 0.19 | 0 | 0 | 0 | 0.003 | 0.2 | 0 |  | --> | C14 ex ROOSKY | ROOSKY: T41 | RICHMOND |  | 53.8568 | -7.9155
MV/LV Substation DR***223 | 10 kV | 400V(3ph) & 230V(single ph) | LV | 400 kVA :Kiosk Substation | 0.4 | --> | 0.4 | 0.332 | 2 |  | --> | 0.38 | 0 | 0 | 0 | 0.022 | 0.387 | 0 |  | --> | C15 ex MOUNTGORRY | MOUNTGORRY: T41 | GRANGE (DR) |  | 53.4546 | -6.2144
MV/LV Substation DR***223Y | 10 kV | 400V(3ph) & 230V(single ph) | LV | 50 kVA :Pole Substation | 0.05 | --> | 0.05 | 0.049 | 4.6 |  | --> | 0.047 | 0 | 0 | 0 | 0 | 0.049 | 0 |  | --> | C14 ex BALLYJAMESDUFF | BALLYJAMESDUFF: T42 | SHANKILL |  | 53.8738 | -7.0962
MV/LV Substation DR***224 | 20 kV | 400V(3ph) & 230V(single ph) | LV | 50 kVA :Pole Substation | 0.05 | --> | 0.05 | 0 | 0 | Constrained,otherwise capacity available =38kVA. | --> | 0.047 | 0 | 0 | 0 | 0 | 0.051 | 0 |  | --> | E19 ex CAVAN | CAVAN: T421 | SHANKILL |  | 53.9955 | -7.3936
MV/LV Substation DR***224X | 20 kV | 400V(3ph) & 230V(single ph) | LV | 50 kVA :Pole Substation | 0.05 | --> | 0.05 | 0 | 0 | Constrained,otherwise capacity available =42kVA. | --> | 0.047 | 0 | 0 | 0 | 0 | 0 | 0 | Constrained,otherwise capacity available =50kW. | --> | C13 ex DONEGAL | DONEGAL: T41∥T42 | CATHALEENS FALL |  | 54.6027 | -8.1379
MV/LV Substation DR***226X | 10 kV | 400V(3ph) & 230V(single ph) | LV | 200 kVA :Pole Substation | 0.2 | --> | 0.2 | 0.116 | 2.4 |  | --> | 0.19 | 0 | 0 | 0 | 0 | 0.212 | 0 |  | --> | C14 ex BALLYMAHON | BALLYMAHON: T41∥T42 | ATHLONE |  | 53.5924 | -7.6514
MV/LV Substation DR***226Y | 20 kV | 400V(3ph) & 230V(single ph) | LV | 100 kVA :Pole Substation | 0.1 | --> | 0.1 | 0 | 0 | Constrained,otherwise capacity available =87kVA. | --> | 0.095 | 0 | 0 | 0 | 0 | 0.101 | 0 |  | --> | E14 ex DALTON | DALTON: T421∥T422 | DALTON |  | 53.8001 | -8.9108
MV/LV Substation DR***226Z | 10 kV | 400V(3ph) & 230V(single ph) | LV | 630 kVA :Kiosk Substation | 0.63 | --> | 0.63 | 0.273 | 0.3 | Constrained,otherwise capacity available =500kVA. | --> | 0.598 | 0 | 0 | 0 | 0.026 | 0.5 | 0 |  | --> | C14 ex DRUMBEAR | DRUMBEAR: T41∥T42 | LISDRUM |  | 54.2327 | -6.9669
MV/LV Substation DR***227 | 20 kV | 400V(3ph) & 230V(single ph) | LV | 50 kVA :Pole Substation | 0.05 | --> | 0.05 | 0.017 | 12.9 |  | --> | 0.047 | 0 | 0 | 0 | 0 | 0.054 | 0 |  | --> | E12 ex COOLROE | COOLROE: T122 | COOLROE |  | 51.8706 | -8.6525
MV/LV Substation DR***229Y | 10 kV | 400V(3ph) & 230V(single ph) | LV | 50 kVA :Pole Substation | 0.05 | --> | 0.05 | 0.047 | 2 |  | --> | 0.047 | 0 | 0 | 0 | 0 | 0.049 | 0 |  | --> | C24 ex CARRICKMACROSS | CARRICKMACROSS: T42 | MEATH HILL |  | 53.9991 | -6.7384
MV/LV Substation DR***235X | 20 kV | 400V(3ph) & 230V(single ph) | LV | 200 kVA :Kiosk Substation | 0.2 | --> | 0.2 | 0.155 | 1.1 |  | --> | 0.19 | 0 | 0 | 0 | 0.003 | 0 | 0 | Constrained,otherwise capacity available =203kW. | --> | E12 ex BELMULLET | BELMULLET: T421 | BELLACORICK |  | 54.2192 | -9.9843
MV/LV Substation DR***237X | 10 kV | 400V(3ph) & 230V(single ph) | LV | 100 kVA :Pole Substation | 0.1 | --> | 0.1 | 0.086 | 3.9 |  | --> | 0.095 | 0 | 0 | 0 | 0 | 0.101 | 0 |  | --> | C17 ex BALLYJAMESDUFF | BALLYJAMESDUFF: T41 | SHANKILL |  | 53.8918 | -7.3272
MV/LV Substation DR***241X | 10 kV | 400V(3ph) & 230V(single ph) | LV | 100 kVA :Pole Substation | 0.1 | --> | 0.1 | 0 | 0 | Constrained,otherwise capacity available =100kVA. | --> | 0.095 | 0 | 0 | 0 | 0 | 0 | 0 | Constrained,otherwise capacity available =100kW. | --> | C11 ex DONEGAL | DONEGAL: T41∥T42 | CATHALEENS FALL |  | 54.6564 | -8.1596
MV/LV Substation DR***241Y | 10 kV | 400V(3ph) & 230V(single ph) | LV | 400 kVA :Kiosk Substation | 0.4 | --> | 0.4 | 0.18 | 8.9 |  | --> | 0.38 | 0 | 0 | 0 | 0.027 | 0.405 | 0 |  | --> | C13 ex SINGLAND | SINGLAND: T101 | SINGLAND |  | 52.6672 | -8.5973
MV/LV Substation DR***243X | 10 kV | 400V(3ph) & 230V(single ph) | LV | 50 kVA :Pole Substation | 0.05 | --> | 0.05 | 0.05 | 2.2 |  | --> | 0.047 | 0 | 0 | 0 | 0 | 0.049 | 0 |  | --> | C16 ex ROSSGEIR | ROSSGEIR: T41∥T42 | LETTERKENNY |  | 54.8816 | -7.5559
MV/LV Substation DR***243Y | 20 kV | 400V(3ph) & 230V(single ph) | LV | 50 kVA :Pole Substation | 0.05 | --> | 0.05 | 0 | 0 | Constrained,otherwise capacity available =40kVA. | --> | 0.047 | 0 | 0 | 0 | 0 | 0.051 | 0 |  | --> | E18 ex DALTON | DALTON: T421∥T422 | DALTON |  | 53.663 | -8.8962
MV/LV Substation DR***245X | 20 kV | 400V(3ph) & 230V(single ph) | LV | 50 kVA :Pole Substation | 0.05 | --> | 0.05 | 0.049 | 1 |  | --> | 0.047 | 0 | 0 | 0 | 0.006 | 0 | 0 | Constrained,otherwise capacity available =43kW. | --> | E13 ex CARNDONAGH | CARNDONAGH: T421∥T422 | TRILLICK |  | 55.1948 | -7.3991
MV/LV Substation DR***245Y | 20 kV | 400V(3ph) & 230V(single ph) | LV | 50 kVA :Pole Substation | 0.05 | --> | 0.05 | 0 | 0 | Constrained,otherwise capacity available =32kVA. | --> | 0.047 | 0 | 0 | 0 | 0 | 0.051 | 0 |  | --> | E17 ex CAVAN | CAVAN: T421 | SHANKILL |  | 54.0342 | -7.3695
MV/LV Substation DR***246Y | 20 kV | 400V(3ph) & 230V(single ph) | LV | 50 kVA :Pole Substation | 0.05 | --> | 0.05 | 0.05 | 11.9 |  | --> | 0.047 | 0 | 0 | 0 | 0 | 0 | 0 | Constrained,otherwise capacity available =49kW. | --> | E16 ex WESTPORT | WESTPORT: T421∥T422 | CASTLEBAR |  | 53.6984 | -9.6328
MV/LV Substation DR***247Y | 20 kV | 400V(3ph) & 230V(single ph) | LV | 50 kVA :Pole Substation | 0.05 | --> | 0.05 | 0 | 0 | Constrained,otherwise capacity available =42kVA. | --> | 0.047 | 0 | 0 | 0 | 0 | 0.05 | 0 |  | --> | E14 ex DALTON | DALTON: T421∥T422 | DALTON |  | 53.7948 | -8.9082
MV/LV Substation DR***248 | 10 kV | 400V(3ph) & 230V(single ph) | LV | 630 kVA :Building Structure | 0.63 | --> | 0.63 | 0.255 | 2.3 |  | --> | 0.598 | 0 | 0 | 0 | 0 | 0.5 | 0 |  | --> | C14 ex RINEANNA | RINEANNA: T41 | DRUMLINE |  | 52.7829 | -8.9065
MV/LV Substation DR***249X | 20 kV | 400V(3ph) & 230V(single ph) | LV | 50 kVA :Pole Substation | 0.05 | --> | 0.05 | 0.047 | 6 |  | --> | 0.047 | 0 | 0 | 0 | 0 | 0 | 0 | Constrained,otherwise capacity available =49kW. | --> | E21 ex ABBEYFEALE | ABBEYFEALE: T421 | TRIEN |  | 52.3835 | -9.2343
MV/LV Substation DR***251 | 10 kV | 400V(3ph) & 230V(single ph) | LV | 400 kVA :Kiosk Substation | 0.4 | --> | 0.4 | 0.237 | 9.6 |  | --> | 0.38 | 0 | 0 | 0 | 0.026 | 0.397 | 0 |  | --> | C24 ex ARTANE | ARTANE: T102 | FINGLAS |  | 53.3838 | -6.2313
MV/LV Substation DR***251X | 10 kV | 400V(3ph) & 230V(single ph) | LV | 200 kVA :Kiosk Substation | 0.2 | --> | 0.2 | 0 | 0 | Constrained,otherwise capacity available =157kVA. | --> | 0.19 | 0 | 0 | 0 | 0 | 0.206 | 0 |  | --> | C14 ex CARRICK ON SHANNON | CARRICK ON SHANNON: T41∥T42 | CARRICK ON SHANNON |  | 53.9529 | -8.0743
MV/LV Substation DR***254X | 20 kV | 400V(3ph) & 230V(single ph) | LV | 50 kVA :Pole Substation | 0.05 | --> | 0.05 | 0.049 | 1.8 |  | --> | 0.047 | 0 | 0 | 0 | 0 | 0.049 | 0 |  | --> | E17 ex CARRIGALLEN | CARRIGALLEN: T421 | CARRICK ON SHANNON |  | 53.9339 | -7.7642
MV/LV Substation DR***257X | 10 kV | 400V(3ph) & 230V(single ph) | LV | 50 kVA :Pole Substation | 0.05 | --> | 0.05 | 0 | 0 | Constrained,otherwise capacity available =45kVA. | --> | 0.047 | 0 | 0 | 0 | 0 | 0 | 0 | Constrained,otherwise capacity available =50kW. | --> | C11 ex DONEGAL | DONEGAL: T41∥T42 | CATHALEENS FALL |  | 54.6623 | -8.112
MV/LV Substation DR***257Z | 20 kV | 400V(3ph) & 230V(single ph) | LV | 200 kVA :Kiosk Substation | 0.2 | --> | 0.2 | 0.189 | 2.8 |  | --> | 0.19 | 0 | 0 | 0 | 0 | 0.201 | 0 |  | --> | E12 ex LONGFORD | LONGFORD: T422 | RICHMOND |  | 53.8224 | -7.7669
MV/LV Substation DR***257Z | 20 kV | 400V(3ph) & 230V(single ph) | LV | 50 kVA :Pole Substation | 0.05 | --> | 0.05 | 0.038 | 4.5 |  | --> | 0.047 | 0 | 0 | 0 | 0 | 0.051 | 0 |  | --> | E19 ex TELAYDON | TELAYDON: T421 | LISDRUM |  | 54.3091 | -7.0074
MV/LV Substation DR***258 | 10 kV | 400V(3ph) & 230V(single ph) | LV | 100 kVA :Pole Substation | 0.1 | --> | 0.1 | 0.096 | 3.1 |  | --> | 0.095 | 0 | 0 | 0 | 0 | 0.1 | 0 |  | --> | C17 ex ERRIGAL | ERRIGAL: T41 | SHANKILL |  | 54.1155 | -7.1026
MV/LV Substation DR***264Y | 20 kV | 400V(3ph) & 230V(single ph) | LV | 100 kVA :Pole Substation | 0.1 | --> | 0.1 | 0 | 0 | Constrained,otherwise capacity available =89kVA. | --> | 0.095 | 0 | 0 | 0 | 0 | 0 | 0 | Constrained,otherwise capacity available =101kW. | --> | E22 ex BUNCLODY | BUNCLODY: T421∥T422 | CRANE |  | 52.6678 | -6.6753
MV/LV Substation DR***265 | 20 kV | 400V(3ph) & 230V(single ph) | LV | 100 kVA :Pole Substation | 0.1 | --> | 0.1 | 0.093 | 1.5 |  | --> | 0.095 | 0 | 0 | 0 | 0 | 0.1 | 0 |  | --> | E11 ex ARDFINNAN | ARDFINNAN: T421 | CAHIR |  | 52.2969 | -8.0265
MV/LV Substation DR***266 | 10 kV | 400V(3ph) & 230V(single ph) | LV | 200 kVA :Pole Substation | 0.2 | --> | 0.2 | 0.148 | 9.9 |  | --> | 0.19 | 0 | 0 | 0 | 0 | 0.207 | 0 |  | --> | C18 ex CONVOY | CONVOY: T41∥T42 | LETTERKENNY |  | 54.8552 | -7.6172
MV/LV Substation DR***266X | 20 kV | 400V(3ph) & 230V(single ph) | LV | 50 kVA :Pole Substation | 0.05 | --> | 0.05 | 0.045 | 3.5 |  | --> | 0.047 | 0 | 0 | 0 | 0 | 0.05 | 0 |  | --> | E19 ex STRANORLAR | STRANORLAR: T421 | LETTERKENNY |  | 54.8158 | -7.7824
MV/LV Substation DR***268X | 10 kV | 400V(3ph) & 230V(single ph) | LV | 630 kVA :Building Structure | 0.63 | --> | 0.63 | 0 | 0 | Constrained,otherwise capacity available =471kVA. | --> | 0.598 | 0 | 0 | 0 | 0 | 0.5 | 0 |  | --> | C14 ex POPPINTREE | POPPINTREE: T102 | FINGLAS |  | 53.4065 | -6.2325
MV/LV Substation DR***269 | 10 kV | 400V(3ph) & 230V(single ph) | LV | 200 kVA :Kiosk Substation | 0.2 | --> | 0.2 | 0 | 0 | Constrained,otherwise capacity available =48kVA. | --> | 0.19 | 0 | 0 | 0 | 0.011 | 0.211 | 0 |  | --> | C18 ex WOODFORD | WOODFORD: T41∥T42 | KNOCKEARAGH |  | 52.0526 | -9.506
MV/LV Substation DR***270Z | 10 kV | 400V(3ph) & 230V(single ph) | LV | 50 kVA :Pole Substation | 0.05 | --> | 0.05 | 0.048 | 1 |  | --> | 0.047 | 0 | 0 | 0 | 0 | 0 | 0 | Constrained,otherwise capacity available =49kW. | --> | C12 ex LOUGHTAGALLA | LOUGHTAGALLA: T41∥T42 | THURLES |  | 52.6805 | -7.7801
MV/LV Substation DR***277 | 10 kV | 400V(3ph) & 230V(single ph) | LV | 50 kVA :Pole Substation | 0.05 | --> | 0.05 | 0.037 | 3.6 |  | --> | 0.047 | 0 | 0 | 0 | 0 | 0.051 | 0 |  | --> | C18 ex CASTLEBLAYNEY | CASTLEBLAYNEY: T42 | DUNDALK |  | 54.1276 | -6.7361
MV/LV Substation DR***277Z | 10 kV | 400V(3ph) & 230V(single ph) | LV | 400 kVA :Kiosk Substation | 0.4 | --> | 0.4 | 0.347 | 0.8 |  | --> | 0.38 | 0 | 0 | 0 | 0 | 0.407 | 0 |  | --> | C13 ex SMEARLA | SMEARLA: T41 | TRIEN |  | 52.4496 | -9.4605
MV/LV Substation DR***281 | 10 kV | 400V(3ph) & 230V(single ph) | LV | 400 kVA :Building Structure | 0.4 | --> | 0.4 | 0 | 0 | Constrained,otherwise capacity available =341kVA. | --> | 0.38 | 0 | 0 | 0 | 0 | 0.408 | 0 |  | --> | C11 ex DOCK ROAD | DOCK ROAD: T41∥T42 | LIMERICK |  | 52.6538 | -8.6573
MV/LV Substation DR***284 | 20 kV | 400V(3ph) & 230V(single ph) | LV | 50 kVA :Pole Substation | 0.05 | --> | 0.05 | 0 | 0 | Constrained,otherwise capacity available =50kVA. | --> | 0.047 | 0 | 0 | 0 | 0 | 0.049 | 0 |  | --> | C21 ex CASTLEISLAND | CASTLEISLAND: T41∥T42 | TRALEE |  | 52.1904 | -9.4256
MV/LV Substation DR***287X | 20 kV | 400V(3ph) & 230V(single ph) | LV | 50 kVA :Pole Substation | 0.05 | --> | 0.05 | 0.042 | 7.4 |  | --> | 0.047 | 0 | 0 | 0 | 0 | 0 | 0 | Constrained,otherwise capacity available =50kW. | --> | E14 ex ARIGNA | ARIGNA: T121 | ARIGNA |  | 54.0374 | -8.0276
MV/LV Substation DR***287X | 20 kV | 400V(3ph) & 230V(single ph) | LV | 50 kVA :Pole Substation | 0.05 | --> | 0.05 | 0.047 | 1 |  | --> | 0.047 | 0 | 0 | 0 | 0 | 0 | 0 | Constrained,otherwise capacity available =49kW. | --> | E17 ex CARNDONAGH | CARNDONAGH: T421∥T422 | TRILLICK |  | 55.2776 | -7.2454
MV/LV Substation DR***287Y | 10 kV | 400V(3ph) & 230V(single ph) | LV | 400 kVA :Building Structure | 0.4 | --> | 0.4 | 0.266 | 1.3 |  | --> | 0.38 | 0 | 0 | 0 | 0 | 0.419 | 0 |  | --> | C18 ex ENNIS NORTH | ENNIS NORTH: T41∥T42 | ENNIS |  | 52.8657 | -8.9932
MV/LV Substation DR***288X | 10 kV | 400V(3ph) & 230V(single ph) | LV | 50 kVA :Pole Substation | 0.05 | --> | 0.05 | 0.049 | 1.3 |  | --> | 0.047 | 0 | 0 | 0 | 0 | 0.049 | 0 |  | --> | C19 ex BALLYBAY | BALLYBAY: T41∥T42 | LISDRUM |  | 54.0579 | -6.9432
MV/LV Substation DR***289 | 10 kV | 400V(3ph) & 230V(single ph) | LV | 630 kVA :Kiosk Substation | 0.63 | --> | 0.63 | 0 | 0 | Constrained,otherwise capacity available =500kVA. | --> | 0.598 | 0 | 0 | 0 | 0 | 0.5 | 0 |  | --> | C11 ex HEADFORD ROAD | HEADFORD ROAD: T41 | GALWAY 110KV |  | 53.2769 | -9.048
MV/LV Substation DR***293Z | 10 kV | 400V(3ph) & 230V(single ph) | LV | 400 kVA :Kiosk Substation | 0.4 | --> | 0.4 | 0.323 | 4.8 |  | --> | 0.38 | 0 | 0 | 0 | 0.007 | 0.404 | 0 |  | --> | C21 ex ATHY | ATHY: T101 | ATHY |  | 53.0159 | -7.1377
MV/LV Substation DR***293Z | 10 kV | 400V(3ph) & 230V(single ph) | LV | 400 kVA :Building Structure | 0.4 | --> | 0.4 | 0.329 | 0.8 |  | --> | 0.38 | 0 | 0 | 0 | 0 | 0.411 | 0 |  | --> | C11 ex FAIRHILL | FAIRHILL: T42 | KILBARRY |  | 51.8999 | -8.4722
MV/LV Substation DR***294X | 10 kV | 400V(3ph) & 230V(single ph) | LV | 50 kVA :Pole Substation | 0.05 | --> | 0.05 | 0.041 | 2.1 |  | --> | 0.047 | 0 | 0 | 0 | 0 | 0.05 | 0 |  | --> | C11 ex KILSARAN | KILSARAN: T42 | DRYBRIDGE |  | 53.9098 | -6.4098
MV/LV Substation DR***298X | 10 kV | 400V(3ph) & 230V(single ph) | LV | 50 kVA :Pole Substation | 0.05 | --> | 0.05 | 0.043 | 4.6 |  | --> | 0.047 | 0 | 0 | 0 | 0 | 0.05 | 0 |  | --> | C14 ex BALLYJAMESDUFF | BALLYJAMESDUFF: T42 | SHANKILL |  | 53.8719 | -7.0999
MV/LV Substation DR***299X | 10 kV | 400V(3ph) & 230V(single ph) | LV | 200 kVA :Pole Substation | 0.2 | --> | 0.2 | 0.2 | 3.2 |  | --> | 0.19 | 0 | 0 | 0 | 0 | 0.2 | 0 |  | --> | C15 ex BOYLE | BOYLE: T41∥T42 | CARRICK ON SHANNON |  | 53.9747 | -8.2855
MV/LV Substation DR***301X | 20 kV | 400V(3ph) & 230V(single ph) | LV | 50 kVA :Pole Substation | 0.05 | --> | 0.05 | 0.047 | 4.5 |  | --> | 0.047 | 0 | 0 | 0 | 0 | 0.049 | 0 |  | --> | E19 ex TELAYDON | TELAYDON: T421 | LISDRUM |  | 54.3167 | -7.0052
MV/LV Substation DR***304X | 10 kV | 400V(3ph) & 230V(single ph) | LV | 200 kVA :Pole Substation | 0.2 | --> | 0.2 | 0.2 | 5.2 |  | --> | 0.19 | 0 | 0 | 0 | 0 | 0.2 | 0 |  | --> | C11 ex KILFLYNN | KILFLYNN: T41∥T42 | TRALEE |  | 52.3222 | -9.6938
MV/LV Substation DR***304X | 20 kV | 400V(3ph) & 230V(single ph) | LV | 50 kVA :Pole Substation | 0.05 | --> | 0.05 | 0.032 | 2.5 |  | --> | 0.047 | 0 | 0 | 0 | 0 | 0.051 | 0 |  | --> | E19 ex GARRANACANTY | GARRANACANTY: T421 | TIPPERARY |  | 52.4233 | -7.9544
MV/LV Substation DR***305Y | 10 kV | 400V(3ph) & 230V(single ph) | LV | 200 kVA :Kiosk Substation | 0.2 | --> | 0.2 | 0.167 | 1.5 |  | --> | 0.19 | 0 | 0 | 0 | 0.016 | 0.187 | 0 |  | --> | C15 ex DERRYCRAMPH | DERRYCRAMPH: T41∥T42 | SHANKILL |  | 53.9857 | -7.3789
MV/LV Substation DR***308 | 10 kV | 400V(3ph) & 230V(single ph) | LV | 50 kVA :Pole Substation | 0.05 | --> | 0.05 | 0 | 0 | Constrained,otherwise capacity available =44kVA. | --> | 0.047 | 0 | 0 | 0 | 0 | 0 | 0 | Constrained,otherwise capacity available =50kW. | --> | E12 ex KILLYBEGS | KILLYBEGS: | N/A |  | 54.644 | -8.3143
MV/LV Substation DR***310 | 10 kV | 400V(3ph) & 230V(single ph) | LV | 50 kVA :Pole Substation | 0.05 | --> | 0.05 | 0 | 1.1 |  | --> | 0.047 | 0 | 0 | 0 | 0.024 | 0.032 | 0 |  | --> | C15 ex SCARTEEN | SCARTEEN: T41∥T42 | MALLOW |  | 52.0954 | -8.6798
MV/LV Substation DR***310 | 10 kV | 400V(3ph) & 230V(single ph) | LV | 200 kVA :Kiosk Substation | 0.2 | --> | 0.2 | 0.168 | 10.8 |  | --> | 0.19 | 0 | 0 | 0 | 0.006 | 0.198 | 0 |  | --> | C19 ex SALTHILL | SALTHILL: T101 | SALTHILL |  | 53.2645 | -9.0793
MV/LV Substation DR***311Z | 10 kV | 400V(3ph) & 230V(single ph) | LV | 50 kVA :Pole Substation | 0.05 | --> | 0.05 | 0 | 0 | Constrained,otherwise capacity available =47kVA. | --> | 0.047 | 0 | 0 | 0 | 0 | 0.049 | 0 |  | --> | C11 ex ROSEHILL | ROSEHILL: T41 | KILKENNY |  | 52.6487 | -7.2909
MV/LV Substation DR***312 | 10 kV | 400V(3ph) & 230V(single ph) | LV | 200 kVA :Pole Substation | 0.2 | --> | 0.2 | 0.181 | 7.6 |  | --> | 0.19 | 0 | 0 | 0 | 0 | 0.202 | 0 |  | --> | C18 ex DRYBRIDGE | DRYBRIDGE: T42 | DRYBRIDGE |  | 53.7201 | -6.3847
MV/LV Substation DR***317X | 10 kV | 400V(3ph) & 230V(single ph) | LV | 200 kVA :Pole Substation | 0.2 | --> | 0.2 | 0.152 | 3.3 |  | --> | 0.19 | 0 | 0 | 0 | 0 | 0 | 0 | Constrained,otherwise capacity available =207kW. | --> | C18 ex PALMERSTOWN | PALMERSTOWN: T42 | FINGLAS |  | 53.3461 | -6.3683
MV/LV Substation DR***319X | 20 kV | 400V(3ph) & 230V(single ph) | LV | 50 kVA :Pole Substation | 0.05 | --> | 0.05 | 0.046 | 4.4 |  | --> | 0.047 | 0 | 0 | 0 | 0 | 0.049 | 0 |  | --> | E16 ex MOHILL | MOHILL: T421∥T422 | CARRICK ON SHANNON |  | 53.9233 | -8.0053
MV/LV Substation DR***322 | 20 kV | 400V(3ph) & 230V(single ph) | LV | 100 kVA :Pole Substation | 0.1 | --> | 0.1 | 0.073 | 1.8 |  | --> | 0.095 | 0 | 0 | 0 | 0.011 | 0.092 | 0 |  | --> | E21 ex CURRALEIGH | CURRALEIGH: T421∥T422 | KILBARRY |  | 51.9253 | -8.617
MV/LV Substation DR***325Y | 20 kV | 400V(3ph) & 230V(single ph) | LV | 100 kVA :Pole Substation | 0.1 | --> | 0.1 | 0 | 0 | Constrained,otherwise capacity available =86kVA. | --> | 0.095 | 0 | 0 | 0 | 0 | 0.101 | 0 |  | --> | E14 ex DALTON | DALTON: T421∥T422 | DALTON |  | 53.7387 | -8.9723
MV/LV Substation DR***326X | 10 kV | 400V(3ph) & 230V(single ph) | LV | 50 kVA :Pole Substation | 0.05 | --> | 0.05 | 0.038 | 1.3 |  | --> | 0.047 | 0 | 0 | 0 | 0 | 0.051 | 0 |  | --> | C12 ex BALLYBAY | BALLYBAY: T41∥T42 | LISDRUM |  | 54.0756 | -6.973
MV/LV Substation DR***327X | 10 kV | 400V(3ph) & 230V(single ph) | LV | 100 kVA :Pole Substation | 0.1 | --> | 0.1 | 0.082 | 3.9 |  | --> | 0.095 | 0 | 0 | 0 | 0 | 0.102 | 0 |  | --> | C17 ex BALLYJAMESDUFF | BALLYJAMESDUFF: T41 | SHANKILL |  | 53.9316 | -7.2836
MV/LV Substation DR***328X | 10 kV | 400V(3ph) & 230V(single ph) | LV | 100 kVA :Pole Substation | 0.1 | --> | 0.1 | 0.032 | 3.6 |  | --> | 0.095 | 0 | 0 | 0 | 0 | 0.109 | 0 |  | --> | C18 ex CASTLEBLAYNEY | CASTLEBLAYNEY: T42 | DUNDALK |  | 54.1176 | -6.6836
MV/LV Substation DR***331 | 20 kV | 400V(3ph) & 230V(single ph) | LV | 50 kVA :Pole Substation | 0.05 | --> | 0.05 | 0.044 | 1 |  | --> | 0.047 | 0 | 0 | 0 | 0 | 0 | 0 | Constrained,otherwise capacity available =50kW. | --> | E11 ex MACROOM | MACROOM: T422 | MACROOM |  | 51.9281 | -8.7551
MV/LV Substation DR***332 | 20 kV | 400V(3ph) & 230V(single ph) | LV | 50 kVA :Pole Substation | 0.05 | --> | 0.05 | 0.034 | 1.5 |  | --> | 0.047 | 0 | 0 | 0 | 0 | 0.051 | 0 |  | --> | E11 ex ARDFINNAN | ARDFINNAN: T421 | CAHIR |  | 52.2998 | -8.0096
MV/LV Substation DR***334X | 10 kV | 400V(3ph) & 230V(single ph) | LV | 50 kVA :Pole Substation | 0.05 | --> | 0.05 | 0.05 | 2.9 |  | --> | 0.047 | 0 | 0 | 0 | 0 | 0.049 | 0 |  | --> | C17 ex DUNLEER | DUNLEER: T41∥T42 | DRYBRIDGE |  | 53.8592 | -6.3651
MV/LV Substation DR***337X | 20 kV | 400V(3ph) & 230V(single ph) | LV | 50 kVA :Pole Substation | 0.05 | --> | 0.05 | 0.048 | 4.5 |  | --> | 0.047 | 0 | 0 | 0 | 0 | 0.049 | 0 |  | --> | E13 ex TELAYDON | TELAYDON: T421 | LISDRUM |  | 54.2813 | -7.0455
MV/LV Substation DR***337Y | 10 kV | 400V(3ph) & 230V(single ph) | LV | 50 kVA :Pole Substation | 0.05 | --> | 0.05 | 0.037 | 0.3 |  | --> | 0.047 | 0 | 0 | 0 | 0.006 | 0.044 | 0 |  | --> | C13 ex DRUMBEAR | DRUMBEAR: T41∥T42 | LISDRUM |  | 54.233 | -6.969
MV/LV Substation DR***340 | 20 kV | 400V(3ph) & 230V(single ph) | LV | 50 kVA :Pole Substation | 0.05 | --> | 0.05 | 0 | 0 | Constrained,otherwise capacity available =18kVA. | --> | 0.047 | 0 | 0 | 0 | 0 | 0.054 | 0 |  | --> | E20 ex EDENDERRY | EDENDERRY: T421∥T422 | BLAKE |  | 53.3227 | -7.0639
MV/LV Substation DR***343 | 10 kV | 400V(3ph) & 230V(single ph) | LV | 100 kVA :Pole Substation | 0.1 | --> | 0.1 | 0.06 | 1.1 |  | --> | 0.095 | 0 | 0 | 0 | 0.018 | 0.087 | 0 |  | --> | C15 ex SCARTEEN | SCARTEEN: T41∥T42 | MALLOW |  | 52.1031 | -8.6889
MV/LV Substation DR***343X | 10 kV | 400V(3ph) & 230V(single ph) | LV | 100 kVA :Pole Substation | 0.1 | --> | 0.1 | 0.099 | 3.6 |  | --> | 0.095 | 0 | 0 | 0 | 0 | 0.1 | 0 |  | --> | C18 ex CASTLEBLAYNEY | CASTLEBLAYNEY: T42 | DUNDALK |  | 54.1299 | -6.6956
MV/LV Substation DR***344X | 10 kV | 400V(3ph) & 230V(single ph) | LV | 50 kVA :Pole Substation | 0.05 | --> | 0.05 | 0 | 0 | Constrained,otherwise capacity available =49kVA. | --> | 0.047 | 0 | 0 | 0 | 0 | 0.049 | 0 |  | --> | C18 ex CULLION | CULLION: T41∥T42 | LETTERKENNY |  | 54.9389 | -7.7252
MV/LV Substation DR***346Y | 10 kV | 400V(3ph) & 230V(single ph) | LV | 200 kVA :Pole Substation | 0.2 | --> | 0.2 | 0.03 | 3.1 |  | --> | 0.19 | 0 | 0 | 0 | 0 | 0.225 | 0 |  | --> | C17 ex ERRIGAL | ERRIGAL: T41 | SHANKILL |  | 54.0682 | -7.0929
MV/LV Substation DR***347 | 10 kV | 400V(3ph) & 230V(single ph) | LV | 100 kVA :Pole Substation | 0.1 | --> | 0.1 | 0.093 | 1.2 |  | --> | 0.095 | 0 | 0 | 0 | 0 | 0.1 | 0 |  | --> | C26 ex KYLEERAGH | KYLEERAGH: T42 | NENAGH |  | 52.9277 | -8.272
MV/LV Substation DR***348Y | 20 kV | 400V(3ph) & 230V(single ph) | LV | 50 kVA :Pole Substation | 0.05 | --> | 0.05 | 0.05 | 1.5 |  | --> | 0.047 | 0 | 0 | 0 | 0 | 0.049 | 0 |  | --> | E12 ex OLDCASTLE | OLDCASTLE: T422 | MULLINGAR |  | 53.7168 | -7.1526
MV/LV Substation DR***350 | 20 kV | 400V(3ph) & 230V(single ph) | LV | 100 kVA :Pole Substation | 0.1 | --> | 0.1 | 0 | 0 | Constrained,otherwise capacity available =100kVA. | --> | 0.095 | 0 | 0 | 0 | 0 | 0.1 | 0 |  | --> | E17 ex DALTON | DALTON: T421∥T422 | DALTON |  | 53.7249 | -8.9631
MV/LV Substation DR***351 | 20 kV | 400V(3ph) & 230V(single ph) | LV | 50 kVA :Pole Substation | 0.05 | --> | 0.05 | 0.044 | 2 |  | --> | 0.047 | 0 | 0 | 0 | 0 | 0.05 | 0 |  | --> | E33 ex CAPPAMORE | CAPPAMORE: T41∥T42 | ARDNACRUSHA |  | 52.5701 | -8.3381
MV/LV Substation DR***353 | 20 kV | 400V(3ph) & 230V(single ph) | LV | 50 kVA :Pole Substation | 0.05 | --> | 0.05 | 0 | 0 | Constrained,otherwise capacity available =44kVA. | --> | 0.047 | 0 | 0 | 0 | 0 | 0.05 | 0 |  | --> | C18 ex DELVIN | DELVIN: T42 | MULLINGAR |  | 53.6399 | -7.1537
MV/LV Substation DR***357X | 20 kV | 400V(3ph) & 230V(single ph) | LV | 50 kVA :Pole Substation | 0.05 | --> | 0.05 | 0.05 | 1.2 |  | --> | 0.047 | 0 | 0 | 0 | 0 | 0 | 0 | Constrained,otherwise capacity available =49kW. | --> | E17 ex BUNCRANA | BUNCRANA: T421∥T422 | TRILLICK |  | 55.0625 | -7.3406
MV/LV Substation DR***359 | 20 kV | 400V(3ph) & 230V(single ph) | LV | 50 kVA :Pole Substation | 0.05 | --> | 0.05 | 0.021 | 8.5 |  | --> | 0.047 | 0 | 0 | 0 | 0 | 0.053 | 0 |  | --> | C14 ex ARDGEEHA | ARDGEEHA: T41∥T42 | DOON |  | 52.5179 | -7.5836
MV/LV Substation DR***370 | 20 kV | 400V(3ph) & 230V(single ph) | LV | 50 kVA :Pole Substation | 0.05 | --> | 0.05 | 0.027 | 2.6 |  | --> | 0.047 | 0 | 0 | 0 | 0.008 | 0.044 | 0 |  | --> | E13 ex KILCOCK | KILCOCK: T421 | GRIFFINRATH |  | 53.5075 | -6.5803
MV/LV Substation DR***373Y | 10 kV | 400V(3ph) & 230V(single ph) | LV | 100 kVA :Pole Substation | 0.1 | --> | 0.1 | 0.1 | 1.2 |  | --> | 0.095 | 0 | 0 | 0 | 0 | 0.1 | 0 |  | --> | C26 ex KYLEERAGH | KYLEERAGH: T42 | NENAGH |  | 52.9249 | -8.2751
MV/LV Substation DR***377Y | 10 kV | 400V(3ph) & 230V(single ph) | LV | 50 kVA :Pole Substation | 0.05 | --> | 0.05 | 0 | 0 | Constrained,otherwise capacity available =37kVA. | --> | 0.047 | 0 | 0 | 0 | 0 | 0 | 0 | Constrained,otherwise capacity available =51kW. | --> | C20 ex ROSCREA | ROSCREA: T42 | IKERRIN |  | 52.9758 | -7.8317
MV/LV Substation DR***379 | 20 kV | 400V(3ph) & 230V(single ph) | LV | 50 kVA :Pole Substation | 0.05 | --> | 0.05 | 0 | 0 |  | --> | 0.047 | 0 | 0 | 0 | 0 | 0.058 | 0 |  | --> | C15 ex KANTURK | KANTURK: T41∥T42 | GLENLARA |  | 52.1441 | -8.8671
MV/LV Substation DR***382X | 20 kV | 400V(3ph) & 230V(single ph) | LV | 50 kVA :Pole Substation | 0.05 | --> | 0.05 | 0 | 0 | Constrained,otherwise capacity available =43kVA. | --> | 0.047 | 0 | 0 | 0 | 0 | 0.05 | 0 |  | --> | C17 ex CLONES | CLONES: T41∥T42 | SHANKILL |  | 54.2123 | -7.1368
MV/LV Substation DR***382X | 20 kV | 400V(3ph) & 230V(single ph) | LV | 50 kVA :Pole Substation | 0.05 | --> | 0.05 | 0 | 0 | Constrained,otherwise capacity available =49kVA. | --> | 0.047 | 0 | 0 | 0 | 0 | 0.049 | 0 |  | --> | E14 ex EMYVALE | EMYVALE: T422 | LISDRUM |  | 54.3682 | -6.936
MV/LV Substation DR***382Y | 10 kV | 400V(3ph) & 230V(single ph) | LV | 100 kVA :Pole Substation | 0.1 | --> | 0.1 | 0.039 | 3.1 |  | --> | 0.095 | 0 | 0 | 0 | 0 | 0.109 | 0 |  | --> | C17 ex ERRIGAL | ERRIGAL: T41 | SHANKILL |  | 54.1327 | -7.0982
MV/LV Substation DR***386 | 10 kV | 400V(3ph) & 230V(single ph) | LV | 200 kVA :Pole Substation | 0.2 | --> | 0.2 | 0.131 | 2.1 |  | --> | 0.19 | 0 | 0 | 0 | 0.003 | 0.206 | 0 |  | --> | C17 ex MILFORD (MWR) | MILFORD (MWR): T41 | CHARLEVILLE |  | 52.3382 | -8.9055
MV/LV Substation DR***388 | 20 kV | 400V(3ph) & 230V(single ph) | LV | 200 kVA :Pole Substation | 0.2 | --> | 0.2 | 0.15 | 1 |  | --> | 0.19 | 0 | 0 | 0 | 0.017 | 0 | 0 | Constrained,otherwise capacity available =189kW. | --> | E17 ex CARNDONAGH | CARNDONAGH: T421∥T422 | TRILLICK |  | 55.2974 | -7.2548
MV/LV Substation DR***389 | 10 kV | 400V(3ph) & 230V(single ph) | LV | 200 kVA :Kiosk Substation | 0.2 | --> | 0.2 | 0 | 0 | Constrained,otherwise capacity available =138kVA. | --> | 0.19 | 0 | 0 | 0 | 0.006 | 0.203 | 0 |  | --> | C14 ex MACETOWN | MACETOWN: T102 | MACETOWN |  | 53.4063 | -6.3905
MV/LV Substation DR***390 | 10 kV | 400V(3ph) & 230V(single ph) | LV | 400 kVA :Kiosk Substation | 0.4 | --> | 0.4 | 0 | 0 | Constrained,otherwise capacity available =349kVA. | --> | 0.38 | 0 | 0 | 0 | 0 | 0.407 | 0 |  | --> | C14 ex MACETOWN | MACETOWN: T102 | MACETOWN |  | 53.4053 | -6.3908
MV/LV Substation DR***391 | 10 kV | 400V(3ph) & 230V(single ph) | LV | 200 kVA :Kiosk Substation | 0.2 | --> | 0.2 | 0 | 0 | Constrained,otherwise capacity available =138kVA. | --> | 0.19 | 0 | 0 | 0 | 0.003 | 0.206 | 0 |  | --> | C14 ex MACETOWN | MACETOWN: T102 | MACETOWN |  | 53.4051 | -6.3884
MV/LV Substation DR***394 | 10 kV | 400V(3ph) & 230V(single ph) | LV | 200 kVA :Kiosk Substation | 0.2 | --> | 0.2 | 0 | 0 | Constrained,otherwise capacity available =150kVA. | --> | 0.19 | 0 | 0 | 0 | 0 | 0.207 | 0 |  | --> | C14 ex MACETOWN | MACETOWN: T102 | MACETOWN |  | 53.4062 | -6.3892
MV/LV Substation DR***396Z | 10 kV | 400V(3ph) & 230V(single ph) | LV | 400 kVA :Kiosk Substation | 0.4 | --> | 0.4 | 0 | 0 | Constrained,otherwise capacity available =272kVA. | --> | 0.38 | 0 | 0 | 0 | 0.011 | 0.407 | 0 |  | --> | C13 ex MALAHIDE | MALAHIDE: T41 | GLASMORE |  | 53.4158 | -6.1545
MV/LV Substation DR***398X | 10 kV | 400V(3ph) & 230V(single ph) | LV | 200 kVA :Pole Substation | 0.2 | --> | 0.2 | 0 | 0 | Constrained,otherwise capacity available =155kVA. | --> | 0.19 | 0 | 0 | 0 | 0 | 0.207 | 0 |  | --> | C20 ex CAVAN | CAVAN: T42 | SHANKILL |  | 54.0033 | -7.3501
MV/LV Substation DR***398Y | 20 kV | 400V(3ph) & 230V(single ph) | LV | 50 kVA :Pole Substation | 0.05 | --> | 0.05 | 0 | 0 | Constrained,otherwise capacity available =50kVA. | --> | 0.047 | 0 | 0 | 0 | 0 | 0.049 | 0 |  | --> | E11 ex CAVAN | CAVAN: T421 | SHANKILL |  | 54.0229 | -7.3355
MV/LV Substation DR***400 | 10 kV | 400V(3ph) & 230V(single ph) | LV | 50 kVA :Pole Substation | 0.05 | --> | 0.05 | 0.048 | 0.7 |  | --> | 0.047 | 0 | 0 | 0 | 0 | 0.049 | 0 |  | --> | C23 ex GLENTIES | GLENTIES: T41 | BINBANE |  | 54.7577 | -8.4179
MV/LV Substation DR***4007 | 20 kV | 400V(3ph) & 230V(single ph) | LV | 50 kVA :Pole Substation | 0.05 | --> | 0.05 | 0.05 | 2.7 |  | --> | 0.047 | 0 | 0 | 0 | 0 | 0.049 | 0 |  | --> | C18 ex KILLESHANDRA | KILLESHANDRA: T41∥T42 | GORTAWEE |  | 53.9161 | -7.5107
MV/LV Substation DR***4008 | 10 kV | 400V(3ph) & 230V(single ph) | LV | 50 kVA :Pole Substation | 0.05 | --> | 0.05 | 0.048 | 0.7 |  | --> | 0.047 | 0 | 0 | 0 | 0 | 0.049 | 0 |  | --> | C23 ex GLENTIES | GLENTIES: T41 | BINBANE |  | 54.7611 | -8.418
MV/LV Substation DR***4009 | 20 kV | 400V(3ph) & 230V(single ph) | LV | 50 kVA :Pole Substation | 0.05 | --> | 0.05 | 0.05 | 4.4 |  | --> | 0.047 | 0 | 0 | 0 | 0 | 0.049 | 0 |  | --> | E16 ex MOHILL | MOHILL: T421∥T422 | CARRICK ON SHANNON |  | 53.9245 | -7.9031
MV/LV Substation DR***400X | 20 kV | 400V(3ph) & 230V(single ph) | LV | 50 kVA :Pole Substation | 0.05 | --> | 0.05 | 0 | 0 | Constrained,otherwise capacity available =49kVA. | --> | 0.047 | 0 | 0 | 0 | 0 | 0.049 | 0 |  | --> | E14 ex EMYVALE | EMYVALE: T422 | LISDRUM |  | 54.3696 | -6.9364
MV/LV Substation DR***4013 | 20 kV | 400V(3ph) & 230V(single ph) | LV | 50 kVA :Pole Substation | 0.05 | --> | 0.05 | 0.05 | 2.7 |  | --> | 0.047 | 0 | 0 | 0 | 0 | 0.049 | 0 |  | --> | C18 ex KILLESHANDRA | KILLESHANDRA: T41∥T42 | GORTAWEE |  | 53.9951 | -7.5277
MV/LV Substation DR***4014 | 20 kV | 400V(3ph) & 230V(single ph) | LV | 50 kVA :Pole Substation | 0.05 | --> | 0.05 | 0.05 | 2.4 |  | --> | 0.047 | 0 | 0 | 0 | 0 | 0.049 | 0 |  | --> | E11 ex KILGARVAN | KILGARVAN: T421 | KNOCKEARAGH |  | 51.783 | -9.7635
MV/LV Substation DR***4016 | 10 kV | 400V(3ph) & 230V(single ph) | LV | 200 kVA :Pole Substation | 0.2 | --> | 0.2 | 0.143 | 2 |  | --> | 0.19 | 0 | 0 | 0 | 0 | 0.208 | 0 |  | --> | C20 ex CARRICKMACROSS | CARRICKMACROSS: T42 | MEATH HILL |  | 53.9901 | -6.7886
MV/LV Substation DR***4017 | 20 kV | 400V(3ph) & 230V(single ph) | LV | 50 kVA :Pole Substation | 0.05 | --> | 0.05 | 0.05 | 1.2 |  | --> | 0.047 | 0 | 0 | 0 | 0 | 0.049 | 0 |  | --> | C16 ex SCREEB | SCREEB: T41 | SCREEB |  | 53.2367 | -9.6677
MV/LV Substation DR***401Y | 10 kV | 400V(3ph) & 230V(single ph) | LV | 200 kVA :Pole Substation | 0.2 | --> | 0.2 | 0.14 | 3.1 |  | --> | 0.19 | 0 | 0 | 0 | 0.101 | 0.103 | 0 |  | --> | C13 ex ERRIGAL | ERRIGAL: T41 | SHANKILL |  | 54.0003 | -7.1854
MV/LV Substation DR***402 | 10 kV | 400V(3ph) & 230V(single ph) | LV | 200 kVA :Pole Substation | 0.2 | --> | 0.2 | 0 | 0 | Constrained,otherwise capacity available =159kVA. | --> | 0.19 | 0 | 0 | 0 | 0 | 0.206 | 0 |  | --> | C29 ex CLIFDEN | CLIFDEN: T41∥T42 | GALWAY 110KV |  | 53.4877 | -9.9882
MV/LV Substation DR***4023 | 20 kV | 400V(3ph) & 230V(single ph) | LV | 50 kVA :Pole Substation | 0.05 | --> | 0.05 | 0.05 | 7.4 |  | --> | 0.047 | 0 | 0 | 0 | 0 | 0 | 0 | Constrained,otherwise capacity available =49kW. | --> | E14 ex ARIGNA | ARIGNA: T121 | ARIGNA |  | 54.0345 | -7.971
MV/LV Substation DR***4026 | 20 kV | 400V(3ph) & 230V(single ph) | LV | 50 kVA :Pole Substation | 0.05 | --> | 0.05 | 0 | 0 | Constrained,otherwise capacity available =50kVA. | --> | 0.047 | 0 | 0 | 0 | 0 | 0.049 | 0 |  | --> | C16 ex OUGHTERARD | OUGHTERARD: T41∥T42 | GALWAY 110KV |  | 53.3493 | -9.1986
MV/LV Substation DR***4032 | 10 kV | 400V(3ph) & 230V(single ph) | LV | 50 kVA :Pole Substation | 0.05 | --> | 0.05 | 0.049 | 4.2 |  | --> | 0.047 | 0 | 0 | 0 | 0 | 0 | 0 | Constrained,otherwise capacity available =49kW. | --> | C15 ex BUNDORAN | BUNDORAN: T41∥T42 | CATHALEENS FALL |  | 54.4149 | -8.3805
MV/LV Substation DR***4034 | 20 kV | 400V(3ph) & 230V(single ph) | LV | 50 kVA :Pole Substation | 0.05 | --> | 0.05 | 0 | 0 | Constrained,otherwise capacity available =48kVA. | --> | 0.047 | 0 | 0 | 0 | 0 | 0.049 | 0 |  | --> | E17 ex DALTON | DALTON: T421∥T422 | DALTON |  | 53.7283 | -8.962
MV/LV Substation DR***4034 | 10 kV | 400V(3ph) & 230V(single ph) | LV | 200 kVA :Pole Substation | 0.2 | --> | 0.2 | 0.17 | 4.2 |  | --> | 0.19 | 0 | 0 | 0 | 0 | 0 | 0 | Constrained,otherwise capacity available =204kW. | --> | C16 ex BUNDORAN | BUNDORAN: T41∥T42 | CATHALEENS FALL |  | 54.4799 | -8.2706
MV/LV Substation DR***4036 | 10 kV | 400V(3ph) & 230V(single ph) | LV | 50 kVA :Pole Substation | 0.05 | --> | 0.05 | 0 | 0 | Constrained,otherwise capacity available =46kVA. | --> | 0.047 | 0 | 0 | 0 | 0 | 0.049 | 0 |  | --> | C13 ex WOODFORD | WOODFORD: T41∥T42 | KNOCKEARAGH |  | 52.0255 | -9.4534
MV/LV Substation DR***4037 | 10 kV | 400V(3ph) & 230V(single ph) | LV | 400 kVA :Kiosk Substation | 0.4 | --> | 0.4 | 0.365 | 2.8 |  | --> | 0.38 | 0 | 0 | 0 | 0 | 0.405 | 0 |  | --> | C15 ex RINEANNA | RINEANNA: T42 | DRUMLINE |  | 52.7018 | -8.8633
MV/LV Substation DR***4039 | 10 kV | 400V(3ph) & 230V(single ph) | LV | 630 kVA :Building Structure | 0.63 | --> | 0.63 | 0.5 | 3 |  | --> | 0.598 | 0 | 0 | 0 | 0.028 | 0.5 | 0 |  | --> | C14 ex CRUMLIN | CRUMLIN: T42 | INCHICORE 220KV |  | 53.3242 | -6.3226
MV/LV Substation DR***404 | 20 kV | 400V(3ph) & 230V(single ph) | LV | 50 kVA :Pole Substation | 0.05 | --> | 0.05 | 0.034 | 1.4 |  | --> | 0.047 | 0 | 0 | 0 | 0 | 0.051 | 0 |  | --> | E20 ex GARRANACANTY | GARRANACANTY: T422 | TIPPERARY |  | 52.4924 | -8.1142
MV/LV Substation DR***4044 | 20 kV | 400V(3ph) & 230V(single ph) | LV | 200 kVA :Pole Substation | 0.2 | --> | 0.2 | 0 | 0 | Constrained,otherwise capacity available =189kVA. | --> | 0.19 | 0 | 0 | 0 | 0.102 | 0.094 | 0 |  | --> | E16 ex FINEA | FINEA: T421∥T422 | SHANKILL |  | 53.8693 | -7.4402
MV/LV Substation DR***4048 | 10 kV | 400V(3ph) & 230V(single ph) | LV | 50 kVA :Pole Substation | 0.05 | --> | 0.05 | 0.05 | 3.6 |  | --> | 0.047 | 0 | 0 | 0 | 0 | 0.049 | 0 |  | --> | C20 ex CASTLEBLAYNEY | CASTLEBLAYNEY: T42 | DUNDALK |  | 54.0827 | -6.6808
MV/LV Substation DR***4048 | 10 kV | 400V(3ph) & 230V(single ph) | LV | 100 kVA :Pole Substation | 0.1 | --> | 0.1 | 0 | 0 | Constrained,otherwise capacity available =75kVA. | --> | 0.095 | 0 | 0 | 0 | 0 | 0.103 | 0 |  | --> | C15 ex CULLION | CULLION: T41∥T42 | LETTERKENNY |  | 54.9369 | -7.5948
MV/LV Substation DR***4048 | 20 kV | 400V(3ph) & 230V(single ph) | LV | 50 kVA :Pole Substation | 0.05 | --> | 0.05 | 0.05 | 1.3 |  | --> | 0.047 | 0 | 0 | 0 | 0 | 0.049 | 0 |  | --> | C11 ex ENNIS NORTH | ENNIS NORTH: T41∥T42 | ENNIS |  | 52.9057 | -9.0305
MV/LV Substation DR***4049 | 10 kV | 400V(3ph) & 230V(single ph) | LV | 50 kVA :Pole Substation | 0.05 | --> | 0.05 | 0.05 | 3.4 |  | --> | 0.047 | 0 | 0 | 0 | 0 | 0.049 | 0 |  | --> | C15 ex STICKILLEN | STICKILLEN: T41∥T42 | DRYBRIDGE |  | 53.8142 | -6.5493
MV/LV Substation DR***404X | 10 kV | 400V(3ph) & 230V(single ph) | LV | 50 kVA :Pole Substation | 0.05 | --> | 0.05 | 0 | 2 |  | --> | 0.047 | 0 | 0 | 0 | 0.007 | 0.05 | 0 |  | --> | C17 ex CAPPAMORE | CAPPAMORE: T41∥T42 | ARDNACRUSHA |  | 52.5834 | -8.3838
MV/LV Substation DR***405 | 10 kV | 400V(3ph) & 230V(single ph) | LV | 50 kVA :Pole Substation | 0.05 | --> | 0.05 | 0 | 0 | Constrained,otherwise capacity available =31kVA. | --> | 0.047 | 0 | 0 | 0 | 0.004 | 0.047 | 0 |  | --> | C15 ex CULLION | CULLION: T41∥T42 | LETTERKENNY |  | 54.9448 | -7.6814
MV/LV Substation DR***4054 | 20 kV | 400V(3ph) & 230V(single ph) | LV | 50 kVA :Pole Substation | 0.05 | --> | 0.05 | 0.05 | 2.7 |  | --> | 0.047 | 0 | 0 | 0 | 0 | 0.049 | 0 |  | --> | C18 ex KILLESHANDRA | KILLESHANDRA: T41∥T42 | GORTAWEE |  | 53.9224 | -7.5909
MV/LV Substation DR***4061 | 10 kV | 400V(3ph) & 230V(single ph) | LV | 50 kVA :Pole Substation | 0.05 | --> | 0.05 | 0.027 | 2.9 |  | --> | 0.047 | 0 | 0 | 0 | 0.02 | 0.031 | 0 |  | --> | C17 ex DUNLEER | DUNLEER: T41∥T42 | DRYBRIDGE |  | 53.8501 | -6.3808
MV/LV Substation DR***4065 | 20 kV | 400V(3ph) & 230V(single ph) | LV | 50 kVA :Pole Substation | 0.05 | --> | 0.05 | 0.042 | 1.6 |  | --> | 0.047 | 0 | 0 | 0 | 0 | 0.05 | 0 |  | --> | C18 ex NEWTOWNCUNNINGHAM | NEWTOWNCUNNINGHAM: T41∥T42 | LETTERKENNY |  | 55.0671 | -7.3468
MV/LV Substation DR***4067 | 20 kV | 400V(3ph) & 230V(single ph) | LV | 50 kVA :Pole Substation | 0.05 | --> | 0.05 | 0.05 | 1 |  | --> | 0.047 | 0 | 0 | 0 | 0 | 0 | 0 | Constrained,otherwise capacity available =49kW. | --> | E17 ex CARNDONAGH | CARNDONAGH: T421∥T422 | TRILLICK |  | 55.284 | -7.2537
MV/LV Substation DR***4072 | 20 kV | 400V(3ph) & 230V(single ph) | LV | 50 kVA :Pole Substation | 0.05 | --> | 0.05 | 0.05 | 1.2 |  | --> | 0.047 | 0 | 0 | 0 | 0 | 0 | 0 | Constrained,otherwise capacity available =49kW. | --> | E17 ex BUNCRANA | BUNCRANA: T421∥T422 | TRILLICK |  | 55.154 | -7.4004
MV/LV Substation DR***4074 | 10 kV | 400V(3ph) & 230V(single ph) | LV | 50 kVA :Pole Substation | 0.05 | --> | 0.05 | 0 | 0 | Constrained,otherwise capacity available =50kVA. | --> | 0.047 | 0 | 0 | 0 | 0 | 0.049 | 0 |  | --> | C20 ex CULLION | CULLION: T41∥T42 | LETTERKENNY |  | 54.8695 | -7.7487
MV/LV Substation DR***4080 | 10 kV | 400V(3ph) & 230V(single ph) | LV | 100 kVA :Pole Substation | 0.1 | --> | 0.1 | 0.1 | 3.4 |  | --> | 0.095 | 0 | 0 | 0 | 0 | 0.1 | 0 |  | --> | C14 ex CAUSEWAY | CAUSEWAY: T41∥T42 | TRALEE |  | 52.4224 | -9.7096
MV/LV Substation DR***4081 | 20 kV | 400V(3ph) & 230V(single ph) | LV | 200 kVA :Pole Substation | 0.2 | --> | 0.2 | 0 | 0 | Constrained,otherwise capacity available =200kVA. | --> | 0.19 | 0 | 0 | 0 | 0 | 0.2 | 0 |  | --> | E17 ex CAVAN | CAVAN: T421 | SHANKILL |  | 54.0708 | -7.41
MV/LV Substation DR***4082 | 10 kV | 400V(3ph) & 230V(single ph) | LV | 630 kVA :Kiosk Substation | 0.63 | --> | 0.63 | 0 | 0 | Constrained,otherwise capacity available =500kVA. | --> | 0.598 | 0 | 0 | 0 | 0 | 0.5 | 0 |  | --> | C22 ex GREYSTONES | GREYSTONES: T42 | FASSAROE |  | 53.1374 | -6.0929
MV/LV Substation DR***4084 | 10 kV | 400V(3ph) & 230V(single ph) | LV | 50 kVA :Pole Substation | 0.05 | --> | 0.05 | 0.05 | 2.1 |  | --> | 0.047 | 0 | 0 | 0 | 0 | 0.049 | 0 |  | --> | C11 ex KILSARAN | KILSARAN: T42 | DRYBRIDGE |  | 53.9 | -6.423
MV/LV Substation DR***4085 | 10 kV | 400V(3ph) & 230V(single ph) | LV | 50 kVA :Pole Substation | 0.05 | --> | 0.05 | 0.041 | 3.4 |  | --> | 0.047 | 0 | 0 | 0 | 0 | 0.05 | 0 |  | --> | C12 ex CAUSEWAY | CAUSEWAY: T41∥T42 | TRALEE |  | 52.4397 | -9.7664
MV/LV Substation DR***4087 | 10 kV | 400V(3ph) & 230V(single ph) | LV | 400 kVA :Kiosk Substation | 0.4 | --> | 0.4 | 0.308 | 9.8 |  | --> | 0.38 | 0 | 0 | 0 | 0 | 0.414 | 0 |  | --> | C12 ex KILCOOLE | KILCOOLE: T41∥T42 | FASSAROE |  | 53.0959 | -6.0792
MV/LV Substation DR***408X | 10 kV | 400V(3ph) & 230V(single ph) | LV | 200 kVA :Pole Substation | 0.2 | --> | 0.2 | 0.121 | 2.1 |  | --> | 0.19 | 0 | 0 | 0 | 0.004 | 0.207 | 0 |  | --> | C17 ex MILFORD (MWR) | MILFORD (MWR): T41 | CHARLEVILLE |  | 52.3383 | -8.9118
MV/LV Substation DR***408Z | 20 kV | 400V(3ph) & 230V(single ph) | LV | 100 kVA :Pole Substation | 0.1 | --> | 0.1 | 0 | 0 | Constrained,otherwise capacity available =89kVA. | --> | 0.095 | 0 | 0 | 0 | 0.031 | 0.068 | 0 |  | --> | E14 ex EMYVALE | EMYVALE: T422 | LISDRUM |  | 54.336 | -6.9922
MV/LV Substation DR***408Z | 10 kV | 400V(3ph) & 230V(single ph) | LV | 100 kVA :Pole Substation | 0.1 | --> | 0.1 | 0.075 | 2.4 |  | --> | 0.095 | 0 | 0 | 0 | 0.006 | 0.097 | 0 |  | --> | C18 ex BALLYMAHON | BALLYMAHON: T41∥T42 | ATHLONE |  | 53.5694 | -7.7775
MV/LV Substation DR***4093 | 10 kV | 400V(3ph) & 230V(single ph) | LV | 400 kVA :Kiosk Substation | 0.4 | --> | 0.4 | 0 | 0 | Constrained,otherwise capacity available =400kVA. | --> | 0.38 | 0 | 0 | 0 | 0 | 0.4 | 0 |  | --> | C16 ex SAGGART | SAGGART: T41∥T42 | GRANGE CASTLE |  | 53.2793 | -6.4505
MV/LV Substation DR***4094 | 20 kV | 400V(3ph) & 230V(single ph) | LV | 50 kVA :Pole Substation | 0.05 | --> | 0.05 | 0.05 | 11.9 |  | --> | 0.047 | 0 | 0 | 0 | 0 | 0 | 0 | Constrained,otherwise capacity available =49kW. | --> | E15 ex WESTPORT | WESTPORT: T421∥T422 | CASTLEBAR |  | 53.8198 | -9.4219
MV/LV Substation DR***409X | 10 kV | 400V(3ph) & 230V(single ph) | LV | 100 kVA :Pole Substation | 0.1 | --> | 0.1 | 0.091 | 4 |  | --> | 0.095 | 0 | 0 | 0 | 0 | 0.1 | 0 |  | --> | C14 ex OAKFIELD | OAKFIELD: T42 | SLIGO |  | 54.2243 | -8.496
MV/LV Substation DR***4103 | 10 kV | 400V(3ph) & 230V(single ph) | LV | 50 kVA :Pole Substation | 0.05 | --> | 0.05 | 0.05 | 4.3 |  | --> | 0.047 | 0 | 0 | 0 | 0 | 0.049 | 0 |  | --> | C19 ex BAILIEBORO | BAILIEBORO: T41∥T42 | MEATH HILL |  | 53.9181 | -7.0228
MV/LV Substation DR***4105 | 10 kV | 400V(3ph) & 230V(single ph) | LV | 50 kVA :Pole Substation | 0.05 | --> | 0.05 | 0 | 0 | Constrained,otherwise capacity available =48kVA. | --> | 0.047 | 0 | 0 | 0 | 0.008 | 0 | 0 | Constrained,otherwise capacity available =41kW. | --> | C11 ex DONEGAL | DONEGAL: T41∥T42 | CATHALEENS FALL |  | 54.6634 | -8.2056
MV/LV Substation DR***4109 | 20 kV | 400V(3ph) & 230V(single ph) | LV | 50 kVA :Pole Substation | 0.05 | --> | 0.05 | 0.05 | 2.7 |  | --> | 0.047 | 0 | 0 | 0 | 0 | 0.049 | 0 |  | --> | C18 ex KILLESHANDRA | KILLESHANDRA: T41∥T42 | GORTAWEE |  | 53.9517 | -7.4977
MV/LV Substation DR***411 | 20 kV | 400V(3ph) & 230V(single ph) | LV | 50 kVA :Pole Substation | 0.05 | --> | 0.05 | 0 | 0 | Constrained,otherwise capacity available =48kVA. | --> | 0.047 | 0 | 0 | 0 | 0 | 0.049 | 0 |  | --> | C14 ex CARRICK ON SHANNON | CARRICK ON SHANNON: T41∥T42 | CARRICK ON SHANNON |  | 54.0164 | -8.0713
MV/LV Substation DR***4111 | 10 kV | 400V(3ph) & 230V(single ph) | LV | 50 kVA :Pole Substation | 0.05 | --> | 0.05 | 0.05 | 1.5 |  | --> | 0.047 | 0 | 0 | 0 | 0 | 0.049 | 0 |  | --> | C11 ex DERRYCRAMPH | DERRYCRAMPH: T41∥T42 | SHANKILL |  | 53.9255 | -7.1823
MV/LV Substation DR***4112 | 20 kV | 400V(3ph) & 230V(single ph) | LV | 50 kVA :Pole Substation | 0.05 | --> | 0.05 | 0 | 0 | Constrained,otherwise capacity available =50kVA. | --> | 0.047 | 0 | 0 | 0 | 0 | 0.049 | 0 |  | --> | E15 ex CREAGH | CREAGH: T421∥T422 | ATHLONE |  | 53.3301 | -8.1527
MV/LV Substation DR***4116 | 10 kV | 400V(3ph) & 230V(single ph) | LV | 50 kVA :Pole Substation | 0.05 | --> | 0.05 | 0.05 | 0.9 |  | --> | 0.047 | 0 | 0 | 0 | 0 | 0.049 | 0 |  | --> | C14 ex DRUMQUIN | DRUMQUIN: T42 | ENNIS |  | 52.76 | -9.0359
MV/LV Substation DR***4128 | 20 kV | 400V(3ph) & 230V(single ph) | LV | 50 kVA :Pole Substation | 0.05 | --> | 0.05 | 0.048 | 2.4 |  | --> | 0.047 | 0 | 0 | 0 | 0 | 0.049 | 0 |  | --> | E11 ex KILGARVAN | KILGARVAN: T421 | KNOCKEARAGH |  | 51.8535 | -9.5222
MV/LV Substation DR***412Z | 20 kV | 400V(3ph) & 230V(single ph) | LV | 200 kVA :Pole Substation | 0.2 | --> | 0.2 | 0.157 | 0.8 |  | --> | 0.19 | 0 | 0 | 0 | 0.008 | 0 | 0 | Constrained,otherwise capacity available =197kW. | --> | C12 ex BANTRY | BANTRY: T41∥T42 | BALLYLICKY |  | 51.6625 | -9.471
MV/LV Substation DR***4151 | 10 kV | 400V(3ph) & 230V(single ph) | LV | 50 kVA :Pole Substation | 0.05 | --> | 0.05 | 0.049 | 9.9 |  | --> | 0.047 | 0 | 0 | 0 | 0.007 | 0.042 | 0 |  | --> | C21 ex ENNIS | ENNIS: T101 | ENNIS |  | 52.9478 | -8.8912
MV/LV Substation DR***4154 | 10 kV | 400V(3ph) & 230V(single ph) | LV | 50 kVA :Pole Substation | 0.05 | --> | 0.05 | 0 | 0 | Constrained,otherwise capacity available =48kVA. | --> | 0.047 | 0 | 0 | 0 | 0 | 0 | 0 | Constrained,otherwise capacity available =49kW. | --> | C18 ex MOUNTRATH | MOUNTRATH: T41∥T42 | PORTLAOISE |  | 53.0416 | -7.5032
MV/LV Substation DR***4155 | 10 kV | 400V(3ph) & 230V(single ph) | LV | 50 kVA :Pole Substation | 0.05 | --> | 0.05 | 0.05 | 1.5 |  | --> | 0.047 | 0 | 0 | 0 | 0 | 0.049 | 0 |  | --> | C11 ex DERRYCRAMPH | DERRYCRAMPH: T41∥T42 | SHANKILL |  | 53.9265 | -7.1766
MV/LV Substation DR***4158 | 20 kV | 400V(3ph) & 230V(single ph) | LV | 100 kVA :Pole Substation | 0.1 | --> | 0.1 | 0.1 | 0.4 |  | --> | 0.095 | 0 | 0 | 0 | 0 | 0.1 | 0 |  | --> | E31 ex TRIM | TRIM: T421 | NAVAN |  | 53.5234 | -6.8513
MV/LV Substation DR***415Y | 10 kV | 400V(3ph) & 230V(single ph) | LV | 50 kVA :Pole Substation | 0.05 | --> | 0.05 | 0 | 0 | Constrained,otherwise capacity available =49kVA. | --> | 0.047 | 0 | 0 | 0 | 0 | 0 | 0 | Constrained,otherwise capacity available =49kW. | --> | C18 ex MOUNTRATH | MOUNTRATH: T41∥T42 | PORTLAOISE |  | 53.0398 | -7.5045
MV/LV Substation DR***416 | 10 kV | 400V(3ph) & 230V(single ph) | LV | 50 kVA :Pole Substation | 0.05 | --> | 0.05 | 0.036 | 3 |  | --> | 0.047 | 0 | 0 | 0 | 0.005 | 0 | 0 | Constrained,otherwise capacity available =45kW. | --> | E18 ex WINDSOR | WINDSOR: T421∥T422 | CASTLEBAR |  | 53.8541 | -9.276
MV/LV Substation DR***416 | 20 kV | 400V(3ph) & 230V(single ph) | LV | 200 kVA :Pole Substation | 0.2 | --> | 0.2 | 0 | 0 | Constrained,otherwise capacity available =190kVA. | --> | 0.19 | 0 | 0 | 0 | 0.003 | 0 | 0 | Constrained,otherwise capacity available =198kW. | --> | E21 ex ASHBOURNE | ASHBOURNE: T421 | FINGLAS |  | 53.5098 | -6.2918
MV/LV Substation DR***4162 | 10 kV | 400V(3ph) & 230V(single ph) | LV | 50 kVA :Pole Substation | 0.05 | --> | 0.05 | 0.044 | 3.1 |  | --> | 0.047 | 0 | 0 | 0 | 0 | 0.05 | 0 |  | --> | C17 ex ERRIGAL | ERRIGAL: T41 | SHANKILL |  | 54.1078 | -7.14
MV/LV Substation DR***4163 | 20 kV | 400V(3ph) & 230V(single ph) | LV | 630 kVA :Kiosk Substation | 0.63 | --> | 0.63 | 0.5 | 3.7 |  | --> | 0.598 | 0 | 0 | 0 | 0 | 0 | 0 | Constrained,otherwise capacity available =500kW. | --> | E20 ex FOXHOLE | FOXHOLE: T421∥T422 | DUNGARVAN |  | 51.94 | -8.0001
MV/LV Substation DR***4164 | 10 kV | 400V(3ph) & 230V(single ph) | LV | 630 kVA :Building Structure | 0.63 | --> | 0.63 | 0.5 | 3.3 |  | --> | 0.598 | 0 | 0 | 0 | 0 | 0 | 0 | Constrained,otherwise capacity available =500kW. | --> | C12 ex PALMERSTOWN | PALMERSTOWN: T42 | FINGLAS |  | 53.3546 | -6.4015
MV/LV Substation DR***4166 | 20 kV | 400V(3ph) & 230V(single ph) | LV | 100 kVA :Pole Substation | 0.1 | --> | 0.1 | 0.1 | 7.4 |  | --> | 0.095 | 0 | 0 | 0 | 0 | 0 | 0 | Constrained,otherwise capacity available =100kW. | --> | E14 ex ARIGNA | ARIGNA: T121 | ARIGNA |  | 54.0506 | -8.0402
MV/LV Substation DR***4166 | 20 kV | 400V(3ph) & 230V(single ph) | LV | 50 kVA :Pole Substation | 0.05 | --> | 0.05 | 0.05 | 1.6 |  | --> | 0.047 | 0 | 0 | 0 | 0 | 0 | 0 | Constrained,otherwise capacity available =49kW. | --> | E15 ex CASTLETOWNBERE | CASTLETOWNBERE: T421 | BALLYLICKY |  | 51.6463 | -9.9254
MV/LV Substation DR***416X | 10 kV | 400V(3ph) & 230V(single ph) | LV | 50 kVA :Pole Substation | 0.05 | --> | 0.05 | 0.049 | 2.3 |  | --> | 0.047 | 0 | 0 | 0 | 0 | 0 | 0 | Constrained,otherwise capacity available =49kW. | --> | C20 ex KILRUSH | KILRUSH: T41∥T42 | TULLABRACK |  | 52.7264 | -9.4334
MV/LV Substation DR***416Y | 10 kV | 400V(3ph) & 230V(single ph) | LV | 100 kVA :Pole Substation | 0.1 | --> | 0.1 | 0 | 0 | Constrained,otherwise capacity available =96kVA. | --> | 0.095 | 0 | 0 | 0 | 0 | 0.1 | 0 |  | --> | C19 ex CARRICKMACROSS | CARRICKMACROSS: T41 | MEATH HILL |  | 53.9486 | -6.7723
MV/LV Substation DR***417 | 20 kV | 400V(3ph) & 230V(single ph) | LV | 150 kVA :Pole Substation | 0.15 | --> | 0.15 | 0 | 0 | Constrained,otherwise capacity available =133kVA. | --> | 0.142 | 0 | 0 | 0 | 0.01 | 0 | 0 | Constrained,otherwise capacity available =141kW. | --> | E21 ex ASHBOURNE | ASHBOURNE: T421 | FINGLAS |  | 53.5081 | -6.2995
MV/LV Substation DR***4181 | 20 kV | 400V(3ph) & 230V(single ph) | LV | 50 kVA :Pole Substation | 0.05 | --> | 0.05 | 0.048 | 1.5 |  | --> | 0.047 | 0 | 0 | 0 | 0 | 0.049 | 0 |  | --> | E12 ex OLDCASTLE | OLDCASTLE: T422 | MULLINGAR |  | 53.7171 | -7.1507
MV/LV Substation DR***4187 | 20 kV | 400V(3ph) & 230V(single ph) | LV | 200 kVA :Pole Substation | 0.2 | --> | 0.2 | 0 | 0 | Constrained,otherwise capacity available =200kVA. | --> | 0.19 | 0 | 0 | 0 | 0 | 0.2 | 0 |  | --> | C14 ex CARRICK ON SHANNON | CARRICK ON SHANNON: T41∥T42 | CARRICK ON SHANNON |  | 53.9979 | -8.0684
MV/LV Substation DR***418X | 10 kV | 400V(3ph) & 230V(single ph) | LV | 50 kVA :Pole Substation | 0.05 | --> | 0.05 | 0.05 | 2.1 |  | --> | 0.047 | 0 | 0 | 0 | 0 | 0.049 | 0 |  | --> | C15 ex MILFORD (MWR) | MILFORD (MWR): T41 | CHARLEVILLE |  | 52.3171 | -8.8062
MV/LV Substation DR***4194 | 20 kV | 400V(3ph) & 230V(single ph) | LV | 50 kVA :Pole Substation | 0.05 | --> | 0.05 | 0.032 | 1.3 |  | --> | 0.047 | 0 | 0 | 0 | 0 | 0.051 | 0 |  | --> | C16 ex ENNIS NORTH | ENNIS NORTH: T41∥T42 | ENNIS |  | 52.86 | -8.9947
MV/LV Substation DR***4196 | 10 kV | 400V(3ph) & 230V(single ph) | LV | 100 kVA :Pole Substation | 0.1 | --> | 0.1 | 0.092 | 5.9 |  | --> | 0.095 | 0 | 0 | 0 | 0.042 | 0.056 | 0 |  | --> | C22 ex NEWMARKET (SR) | NEWMARKET (SR): T41∥T42 | GLENLARA |  | 52.1289 | -8.9939
MV/LV Substation DR***4198 | 10 kV | 400V(3ph) & 230V(single ph) | LV | 50 kVA :Pole Substation | 0.05 | --> | 0.05 | 0 | 0 | Constrained,otherwise capacity available =50kVA. | --> | 0.047 | 0 | 0 | 0 | 0 | 0.049 | 0 |  | --> | C20 ex CAVAN | CAVAN: T42 | SHANKILL |  | 53.991 | -7.2434
MV/LV Substation DR***419X | 10 kV | 400V(3ph) & 230V(single ph) | LV | 100 kVA :Pole Substation | 0.1 | --> | 0.1 | 0.091 | 5.9 |  | --> | 0.095 | 0 | 0 | 0 | 0 | 0.1 | 0 |  | --> | C17 ex BANDON | BANDON: T101 | BANDON |  | 51.7562 | -8.6479
MV/LV Substation DR***419X | 10 kV | 400V(3ph) & 230V(single ph) | LV | 50 kVA :Pole Substation | 0.05 | --> | 0.05 | 0 | 0 | Constrained,otherwise capacity available =46kVA. | --> | 0.047 | 0 | 0 | 0 | 0.003 | 0.046 | 0 |  | --> | C13 ex CARRICKMACROSS | CARRICKMACROSS: T41 | MEATH HILL |  | 53.98 | -6.7319
MV/LV Substation DR***4203 | 20 kV | 400V(3ph) & 230V(single ph) | LV | 50 kVA :Pole Substation | 0.05 | --> | 0.05 | 0.044 | 1.8 |  | --> | 0.047 | 0 | 0 | 0 | 0 | 0.05 | 0 |  | --> | C26 ex DUNDALK | DUNDALK: T41 | DUNDALK |  | 54.0105 | -6.5622
MV/LV Substation DR***4203 | 10 kV | 400V(3ph) & 230V(single ph) | LV | 630 kVA :Kiosk Substation | 0.63 | --> | 0.63 | 0 | 0 | Constrained,otherwise capacity available =478kVA. | --> | 0.598 | 0 | 0 | 0 | 0.081 | 0.5 | 0 |  | --> | C13 ex MALAHIDE | MALAHIDE: T41 | GLASMORE |  | 53.4131 | -6.1575
MV/LV Substation DR***4204 | 10 kV | 400V(3ph) & 230V(single ph) | LV | 50 kVA :Pole Substation | 0.05 | --> | 0.05 | 0.05 | 2.1 |  | --> | 0.047 | 0 | 0 | 0 | 0 | 0.049 | 0 |  | --> | C15 ex MILFORD (MWR) | MILFORD (MWR): T41 | CHARLEVILLE |  | 52.3097 | -8.8077
MV/LV Substation DR***4206 | 10 kV | 400V(3ph) & 230V(single ph) | LV | 50 kVA :Pole Substation | 0.05 | --> | 0.05 | 0 | 0 | Constrained,otherwise capacity available =48kVA. | --> | 0.047 | 0 | 0 | 0 | 0 | 0 | 0 | Constrained,otherwise capacity available =49kW. | --> | C18 ex MOUNTRATH | MOUNTRATH: T41∥T42 | PORTLAOISE |  | 53.038 | -7.5038
MV/LV Substation DR***4208 | 20 kV | 400V(3ph) & 230V(single ph) | LV | 200 kVA :Pole Substation | 0.2 | --> | 0.2 | 0.2 | 7.4 |  | --> | 0.19 | 0 | 0 | 0 | 0 | 0 | 0 | Constrained,otherwise capacity available =200kW. | --> | E14 ex ARIGNA | ARIGNA: T121 | ARIGNA |  | 54.0431 | -8.0343
MV/LV Substation DR***4211 | 10 kV | 400V(3ph) & 230V(single ph) | LV | 50 kVA :Pole Substation | 0.05 | --> | 0.05 | 0.05 | 3.1 |  | --> | 0.047 | 0 | 0 | 0 | 0 | 0.049 | 0 |  | --> | C17 ex ERRIGAL | ERRIGAL: T41 | SHANKILL |  | 54.1286 | -7.1597
MV/LV Substation DR***421X | 10 kV | 400V(3ph) & 230V(single ph) | LV | 50 kVA :Pole Substation | 0.05 | --> | 0.05 | 0.049 | 3.9 |  | --> | 0.047 | 0 | 0 | 0 | 0 | 0.049 | 0 |  | --> | C17 ex BALLYJAMESDUFF | BALLYJAMESDUFF: T41 | SHANKILL |  | 53.8669 | -7.2687
MV/LV Substation DR***4228 | 10 kV | 400V(3ph) & 230V(single ph) | LV | 400 kVA :Kiosk Substation | 0.4 | --> | 0.4 | 0.399 | 12.2 |  | --> | 0.38 | 0 | 0 | 0 | 0 | 0.4 | 0 |  | --> | C24 ex SALTHILL | SALTHILL: T102 | SALTHILL |  | 53.2577 | -9.1048
MV/LV Substation DR***422X | 10 kV | 400V(3ph) & 230V(single ph) | LV | 50 kVA :Pole Substation | 0.05 | --> | 0.05 | 0 | 0 | Constrained,otherwise capacity available =49kVA. | --> | 0.047 | 0 | 0 | 0 | 0 | 0.049 | 0 |  | --> | C15 ex CULLION | CULLION: T41∥T42 | LETTERKENNY |  | 54.935 | -7.6844
MV/LV Substation DR***422X | 10 kV | 400V(3ph) & 230V(single ph) | LV | 400 kVA :Building Structure | 0.4 | --> | 0.4 | 0.343 | 3.1 |  | --> | 0.38 | 0 | 0 | 0 | 0 | 0.408 | 0 |  | --> | C13 ex ERRIGAL | ERRIGAL: T41 | SHANKILL |  | 54.0417 | -7.2476
MV/LV Substation DR***422Y | 20 kV | 400V(3ph) & 230V(single ph) | LV | 50 kVA :Pole Substation | 0.05 | --> | 0.05 | 0.03 | 1 |  | --> | 0.047 | 0 | 0 | 0 | 0 | 0 | 0 | Constrained,otherwise capacity available =52kW. | --> | E11 ex MACROOM | MACROOM: T422 | MACROOM |  | 51.9665 | -8.7898
MV/LV Substation DR***4230 | 10 kV | 400V(3ph) & 230V(single ph) | LV | 50 kVA :Pole Substation | 0.05 | --> | 0.05 | 0 | 0 | Constrained,otherwise capacity available =39kVA. | --> | 0.047 | 0 | 0 | 0 | 0.007 | 0.043 | 0 |  | --> | C19 ex MILFORD (NR) | MILFORD (NR): T41∥T42 | LETTERKENNY |  | 55.0771 | -7.6427
MV/LV Substation DR***4233 | 10 kV | 400V(3ph) & 230V(single ph) | LV | 50 kVA :Pole Substation | 0.05 | --> | 0.05 | 0 | 0 | Constrained,otherwise capacity available =50kVA. | --> | 0.047 | 0 | 0 | 0 | 0 | 0.049 | 0 |  | --> | C17 ex CARRICKMACROSS | CARRICKMACROSS: T41 | MEATH HILL |  | 53.9689 | -6.6945
MV/LV Substation DR***4234 | 20 kV | 400V(3ph) & 230V(single ph) | LV | 400 kVA :Building Structure | 0.4 | --> | 0.4 | 0.4 | 2.6 |  | --> | 0.38 | 0 | 0 | 0 | 0 | 0.4 | 0 |  | --> | E17 ex LISDRUM | LISDRUM: T422 | LISDRUM |  | 54.2287 | -6.9681
MV/LV Substation DR***4238 | 20 kV | 400V(3ph) & 230V(single ph) | LV | 50 kVA :Pole Substation | 0.05 | --> | 0.05 | 0.05 | 4.5 |  | --> | 0.047 | 0 | 0 | 0 | 0 | 0.049 | 0 |  | --> | E19 ex TELAYDON | TELAYDON: T421 | LISDRUM |  | 54.3019 | -6.9737
MV/LV Substation DR***4243 | 20 kV | 400V(3ph) & 230V(single ph) | LV | 50 kVA :Pole Substation | 0.05 | --> | 0.05 | 0.046 | 1.3 |  | --> | 0.047 | 0 | 0 | 0 | 0 | 0.049 | 0 |  | --> | C17 ex ROOSKY | ROOSKY: T41 | RICHMOND |  | 53.8275 | -7.9429
MV/LV Substation DR***4247 | 10 kV | 400V(3ph) & 230V(single ph) | LV | 100 kVA :Pole Substation | 0.1 | --> | 0.1 | 0 | 0 | Constrained,otherwise capacity available =79kVA. | --> | 0.095 | 0 | 0 | 0 | 0 | 0.103 | 0 |  | --> | C19 ex CARRICKMACROSS | CARRICKMACROSS: T41 | MEATH HILL |  | 53.9513 | -6.7786
MV/LV Substation DR***4248 | 10 kV | 400V(3ph) & 230V(single ph) | LV | 630 kVA :Kiosk Substation | 0.63 | --> | 0.63 | 0 | 0 | Constrained,otherwise capacity available =500kVA. | --> | 0.598 | 0 | 0 | 0 | 0.024 | 0.5 | 0 |  | --> | C17 ex CARRIGALINE | CARRIGALINE: T41∥T42 | BARNAHELY |  | 51.796 | -8.2954
MV/LV Substation DR***424Y | 10 kV | 400V(3ph) & 230V(single ph) | LV | 400 kVA :Kiosk Substation | 0.4 | --> | 0.4 | 0 | 0 | Constrained,otherwise capacity available =347kVA. | --> | 0.38 | 0 | 0 | 0 | 0 | 0.407 | 0 |  | --> | C22 ex CAVAN | CAVAN: T42 | SHANKILL |  | 53.9966 | -7.3492
MV/LV Substation DR***425X | 10 kV | 400V(3ph) & 230V(single ph) | LV | 50 kVA :Pole Substation | 0.05 | --> | 0.05 | 0 | 0 | Constrained,otherwise capacity available =48kVA. | --> | 0.047 | 0 | 0 | 0 | 0 | 0.049 | 0 |  | --> | C22 ex CAVAN | CAVAN: T42 | SHANKILL |  | 53.9999 | -7.3494
MV/LV Substation DR***426 | 10 kV | 400V(3ph) & 230V(single ph) | LV | 100 kVA :Pole Substation | 0.1 | --> | 0.1 | 0.079 | 2.9 |  | --> | 0.095 | 0 | 0 | 0 | 0.017 | 0.085 | 0 |  | --> | C18 ex DUNLEER | DUNLEER: T41∥T42 | DRYBRIDGE |  | 53.8434 | -6.4352
MV/LV Substation DR***427 | 10 kV | 400V(3ph) & 230V(single ph) | LV | 50 kVA :Pole Substation | 0.05 | --> | 0.05 | 0.043 | 4.2 |  | --> | 0.047 | 0 | 0 | 0 | 0 | 0.05 | 0 |  | --> | C21 ex MARSHES | MARSHES: T41 | DUNDALK |  | 53.9559 | -6.4018
MV/LV Substation DR***4273 | 20 kV | 400V(3ph) & 230V(single ph) | LV | 50 kVA :Pole Substation | 0.05 | --> | 0.05 | 0.049 | 11.3 |  | --> | 0.047 | 0 | 0 | 0 | 0 | 0.049 | 0 |  | --> | C14 ex SINGLAND | SINGLAND: T102 | SINGLAND |  | 52.6332 | -8.5753
MV/LV Substation DR***4295 | 10 kV | 400V(3ph) & 230V(single ph) | LV | 400 kVA :Kiosk Substation | 0.4 | --> | 0.4 | 0 | 0 | Constrained,otherwise capacity available =359kVA. | --> | 0.38 | 0 | 0 | 0 | 0.007 | 0.398 | 0 |  | --> | C17 ex CARRIGALINE | CARRIGALINE: T41∥T42 | BARNAHELY |  | 51.7955 | -8.2982
MV/LV Substation DR***4299 | 10 kV | 400V(3ph) & 230V(single ph) | LV | 50 kVA :Pole Substation | 0.05 | --> | 0.05 | 0.033 | 0 |  | --> | 0.047 | 0 | 0 | 0 | 0 | 0.051 | 0 |  | --> | C15 ex TALBOTS INCH | TALBOTS INCH: T41∥T42 | KILKENNY |  | 52.6625 | -7.3658
MV/LV Substation DR***4342 | 10 kV | 400V(3ph) & 230V(single ph) | LV | 50 kVA :Pole Substation | 0.05 | --> | 0.05 | 0.05 | 1 |  | --> | 0.047 | 0 | 0 | 0 | 0 | 0.049 | 0 |  | --> | E19 ex SHILLELAGH | SHILLELAGH: T421∥T422 | CARLOW |  | 52.7228 | -6.5729
MV/LV Substation DR***4343 | 20 kV | 400V(3ph) & 230V(single ph) | LV | 200 kVA :Kiosk Substation | 0.2 | --> | 0.2 | 0 | 0 | Constrained,otherwise capacity available =200kVA. | --> | 0.19 | 0 | 0 | 0 | 0 | 0.2 | 0 |  | --> | C21 ex PORTARLINGTON | PORTARLINGTON: T43 | BLAKE |  | 53.1663 | -7.1874
MV/LV Substation DR***4359 | 20 kV | 400V(3ph) & 230V(single ph) | LV | 50 kVA :Pole Substation | 0.05 | --> | 0.05 | 0 | 0 | Constrained,otherwise capacity available =45kVA. | --> | 0.047 | 0 | 0 | 0 | 0 | 0.05 | 0 |  | --> | E14 ex EMYVALE | EMYVALE: T422 | LISDRUM |  | 54.3605 | -6.9253
MV/LV Substation DR***436 | 20 kV | 400V(3ph) & 230V(single ph) | LV | 50 kVA :Pole Substation | 0.05 | --> | 0.05 | 0.048 | 3.7 |  | --> | 0.047 | 0 | 0 | 0 | 0.006 | 0 | 0 | Constrained,otherwise capacity available =43kW. | --> | E20 ex FOXHOLE | FOXHOLE: T421∥T422 | DUNGARVAN |  | 51.948 | -7.9887
MV/LV Substation DR***4360 | 10 kV | 400V(3ph) & 230V(single ph) | LV | 50 kVA :Pole Substation | 0.05 | --> | 0.05 | 0.05 | 4.6 |  | --> | 0.047 | 0 | 0 | 0 | 0 | 0.049 | 0 |  | --> | C14 ex BALLYJAMESDUFF | BALLYJAMESDUFF: T42 | SHANKILL |  | 53.8681 | -7.1021
MV/LV Substation DR***437 | 10 kV | 400V(3ph) & 230V(single ph) | LV | 50 kVA :Pole Substation | 0.05 | --> | 0.05 | 0.046 | 3.1 |  | --> | 0.047 | 0 | 0 | 0 | 0 | 0.049 | 0 |  | --> | C17 ex ERRIGAL | ERRIGAL: T41 | SHANKILL |  | 54.1047 | -7.1462
MV/LV Substation DR***4373 | 10 kV | 400V(3ph) & 230V(single ph) | LV | 400 kVA :Kiosk Substation | 0.4 | --> | 0.4 | 0 | 0 | Constrained,otherwise capacity available =284kVA. | --> | 0.38 | 0 | 0 | 0 | 0.024 | 0.392 | 0 |  | --> | C13 ex MALAHIDE | MALAHIDE: T41 | GLASMORE |  | 53.4128 | -6.1541
MV/LV Substation DR***4374 | 10 kV | 400V(3ph) & 230V(single ph) | LV | 400 kVA :Kiosk Substation | 0.4 | --> | 0.4 | 0 | 0 | Constrained,otherwise capacity available =352kVA. | --> | 0.38 | 0 | 0 | 0 | 0.01 | 0.396 | 0 |  | --> | C13 ex MALAHIDE | MALAHIDE: T41 | GLASMORE |  | 53.4128 | -6.1521
MV/LV Substation DR***4386 | 20 kV | 400V(3ph) & 230V(single ph) | LV | 50 kVA :Pole Substation | 0.05 | --> | 0.05 | 0 | 0 | Constrained,otherwise capacity available =50kVA. | --> | 0.047 | 0 | 0 | 0 | 0 | 0.049 | 0 |  | --> | E14 ex KILCOCK | KILCOCK: T422 | GRIFFINRATH |  | 53.4562 | -6.7096
MV/LV Substation DR***439 | 10 kV | 400V(3ph) & 230V(single ph) | LV | 400 kVA :Kiosk Substation | 0.4 | --> | 0.4 | 0.327 | 2.2 |  | --> | 0.38 | 0 | 0 | 0 | 0.006 | 0.404 | 0 |  | --> | C11 ex ROSSGEIR | ROSSGEIR: T41∥T42 | LETTERKENNY |  | 54.8387 | -7.494
MV/LV Substation DR***4399 | 20 kV | 400V(3ph) & 230V(single ph) | LV | 50 kVA :Pole Substation | 0.05 | --> | 0.05 | 0.049 | 4.5 |  | --> | 0.047 | 0 | 0 | 0 | 0 | 0.049 | 0 |  | --> | E13 ex TELAYDON | TELAYDON: T421 | LISDRUM |  | 54.3043 | -7.1118
MV/LV Substation DR***440X | 10 kV | 400V(3ph) & 230V(single ph) | LV | 50 kVA :Pole Substation | 0.05 | --> | 0.05 | 0.05 | 1.3 |  | --> | 0.047 | 0 | 0 | 0 | 0 | 0.049 | 0 |  | --> | C19 ex BALLYBAY | BALLYBAY: T41∥T42 | LISDRUM |  | 54.0896 | -6.9151
MV/LV Substation DR***440Z | 20 kV | 400V(3ph) & 230V(single ph) | LV | 200 kVA :Kiosk Substation | 0.2 | --> | 0.2 | 0 | 0 | Constrained,otherwise capacity available =120kVA. | --> | 0.19 | 0 | 0 | 0 | 0.014 | 0.197 | 0 |  | --> | E11 ex WHITECHURCH | WHITECHURCH: T421 | KILBARRY |  | 52.0446 | -8.7253
MV/LV Substation DR***443Y | 10 kV | 400V(3ph) & 230V(single ph) | LV | 50 kVA :Pole Substation | 0.05 | --> | 0.05 | 0.05 | 4.6 |  | --> | 0.047 | 0 | 0 | 0 | 0 | 0.049 | 0 |  | --> | C18 ex BALLYJAMESDUFF | BALLYJAMESDUFF: T42 | SHANKILL |  | 53.906 | -7.1869
MV/LV Substation DR***445 | 10 kV | 400V(3ph) & 230V(single ph) | LV | 50 kVA :Pole Substation | 0.05 | --> | 0.05 | 0.043 | 2.9 |  | --> | 0.047 | 0 | 0 | 0 | 0 | 0.05 | 0 |  | --> | C17 ex DUNLEER | DUNLEER: T41∥T42 | DRYBRIDGE |  | 53.8586 | -6.3893
MV/LV Substation DR***4454 | 10 kV | 400V(3ph) & 230V(single ph) | LV | 50 kVA :Pole Substation | 0.05 | --> | 0.05 | 0 | 0 | Constrained,otherwise capacity available =50kVA. | --> | 0.047 | 0 | 0 | 0 | 0 | 0 | 0 | Constrained,otherwise capacity available =49kW. | --> | C18 ex TEMPLEMORE | TEMPLEMORE: T42 | IKERRIN |  | 52.8418 | -7.7319
MV/LV Substation DR***4479 | 10 kV | 400V(3ph) & 230V(single ph) | LV | 50 kVA :Pole Substation | 0.05 | --> | 0.05 | 0 | 0 | Constrained,otherwise capacity available =50kVA. | --> | 0.047 | 0 | 0 | 0 | 0 | 0 | 0 | Constrained,otherwise capacity available =49kW. | --> | E14 ex ABBEYLEIX | ABBEYLEIX: T422 | PORTLAOISE |  | 52.8846 | -7.3108
MV/LV Substation DR***447X | 10 kV | 400V(3ph) & 230V(single ph) | LV | 100 kVA :Pole Substation | 0.1 | --> | 0.1 | 0.032 | 3.9 |  | --> | 0.095 | 0 | 0 | 0 | 0 | 0.109 | 0 |  | --> | C17 ex BALLYJAMESDUFF | BALLYJAMESDUFF: T41 | SHANKILL |  | 53.8701 | -7.2624
MV/LV Substation DR***447Y | 20 kV | 400V(3ph) & 230V(single ph) | LV | 1000 kVA :Building Structure | 1 | --> | 1 | 0 | 0 | Constrained,otherwise capacity available =500kVA. | --> | 0.95 | 0 | 0 | 0 | 0 | 0.5 | 0 |  | --> | E16 ex DRUMLINE | DRUMLINE: T421∥T422 | DRUMLINE |  | 52.7167 | -8.8611
MV/LV Substation DR***4480 | 10 kV | 400V(3ph) & 230V(single ph) | LV | 50 kVA :Pole Substation | 0.05 | --> | 0.05 | 0.049 | 2.4 |  | --> | 0.047 | 0 | 0 | 0 | 0 | 0.049 | 0 |  | --> | C14 ex BALLYMAHON | BALLYMAHON: T41∥T42 | ATHLONE |  | 53.5942 | -7.6573
MV/LV Substation DR***4494 | 10 kV | 400V(3ph) & 230V(single ph) | LV | 50 kVA :Pole Substation | 0.05 | --> | 0.05 | 0 | 0 | Constrained,otherwise capacity available =50kVA. | --> | 0.047 | 0 | 0 | 0 | 0 | 0 | 0 | Constrained,otherwise capacity available =49kW. | --> | C20 ex ROSCREA | ROSCREA: T42 | IKERRIN |  | 52.9757 | -7.8371
MV/LV Substation DR***450 | 20 kV | 400V(3ph) & 230V(single ph) | LV | 50 kVA :Pole Substation | 0.05 | --> | 0.05 | 0.045 | 1.3 |  | --> | 0.047 | 0 | 0 | 0 | 0 | 0.05 | 0 |  | --> | C16 ex ENNIS NORTH | ENNIS NORTH: T41∥T42 | ENNIS |  | 52.8637 | -8.9982
MV/LV Substation DR***451X | 10 kV | 400V(3ph) & 230V(single ph) | LV | 50 kVA :Pole Substation | 0.05 | --> | 0.05 | 0.05 | 11.5 |  | --> | 0.047 | 0 | 0 | 0 | 0 | 0.049 | 0 |  | --> | C18 ex BALLYBEG | BALLYBEG: T102 | CARRICKMINES |  | 52.9566 | -6.1835
MV/LV Substation DR***4529 | 20 kV | 400V(3ph) & 230V(single ph) | LV | 100 kVA :Pole Substation | 0.1 | --> | 0.1 | 0 | 0 | Constrained,otherwise capacity available =75kVA. | --> | 0.095 | 0 | 0 | 0 | 0 | 0.103 | 0 |  | --> | E14 ex BALLINDERRY | BALLINDERRY: T422 | MULLINGAR |  | 53.4287 | -7.2455
MV/LV Substation DR***452Y | 10 kV | 400V(3ph) & 230V(single ph) | LV | 50 kVA :Pole Substation | 0.05 | --> | 0.05 | 0.043 | 4.4 |  | --> | 0.047 | 0 | 0 | 0 | 0 | 0 | 0 | Constrained,otherwise capacity available =50kW. | --> | E11 ex SLANE | SLANE: T421 | DRYBRIDGE |  | 53.7754 | -6.5215
MV/LV Substation DR***454Y | 10 kV | 400V(3ph) & 230V(single ph) | LV | 400 kVA :Kiosk Substation | 0.4 | --> | 0.4 | 0.363 | 8.9 |  | --> | 0.38 | 0 | 0 | 0 | 0 | 0.405 | 0 |  | --> | C17 ex MIDLETON | MIDLETON: T101 | MIDLETON |  | 51.9156 | -8.1726
MV/LV Substation DR***4554 | 10 kV | 400V(3ph) & 230V(single ph) | LV | 50 kVA :Pole Substation | 0.05 | --> | 0.05 | 0.042 | 2.4 |  | --> | 0.047 | 0 | 0 | 0 | 0 | 0.05 | 0 |  | --> | C14 ex BALLYMAHON | BALLYMAHON: T41∥T42 | ATHLONE |  | 53.5908 | -7.6646
MV/LV Substation DR***456 | 10 kV | 400V(3ph) & 230V(single ph) | LV | 33 kVA :Pole Substation | 0.033 | --> | 0.033 | 0 | 0 |  | --> | 0.031 | 0 | 0 | 0 | 0 | 0.039 | 0 |  | --> | C19 ex CARRICKMACROSS | CARRICKMACROSS: T41 | MEATH HILL |  | 53.9518 | -6.7789
MV/LV Substation DR***4571 | 10 kV | 400V(3ph) & 230V(single ph) | LV | 50 kVA :Pole Substation | 0.05 | --> | 0.05 | 0 | 0 | Constrained,otherwise capacity available =50kVA. | --> | 0.047 | 0 | 0 | 0 | 0 | 0 | 0 | Constrained,otherwise capacity available =49kW. | --> | C11 ex TEMPLEMORE | TEMPLEMORE: T41 | IKERRIN |  | 52.7681 | -7.8975
MV/LV Substation DR***4589 | 10 kV | 400V(3ph) & 230V(single ph) | LV | 50 kVA :Pole Substation | 0.05 | --> | 0.05 | 0.05 | 2.4 |  | --> | 0.047 | 0 | 0 | 0 | 0 | 0.049 | 0 |  | --> | C14 ex BALLYMAHON | BALLYMAHON: T41∥T42 | ATHLONE |  | 53.5943 | -7.6512
MV/LV Substation DR***458Y | 10 kV | 400V(3ph) & 230V(single ph) | LV | 100 kVA :Pole Substation | 0.1 | --> | 0.1 | 0 | 0 | Constrained,otherwise capacity available =28kVA. | --> | 0.095 | 0 | 0 | 0 | 0 | 0.11 | 0 |  | --> | C20 ex CAVAN | CAVAN: T42 | SHANKILL |  | 53.9843 | -7.2574
MV/LV Substation DR***459Y | 10 kV | 400V(3ph) & 230V(single ph) | LV | 50 kVA :Pole Substation | 0.05 | --> | 0.05 | 0 | 0 | Constrained,otherwise capacity available =50kVA. | --> | 0.047 | 0 | 0 | 0 | 0 | 0.049 | 0 |  | --> | C21 ex CARRICKMACROSS | CARRICKMACROSS: T41 | MEATH HILL |  | 53.9279 | -6.6184
MV/LV Substation DR***459Z | 10 kV | 400V(3ph) & 230V(single ph) | LV | 400 kVA :Kiosk Substation | 0.4 | --> | 0.4 | 0 | 0 | Constrained,otherwise capacity available =379kVA. | --> | 0.38 | 0 | 0 | 0 | 0 | 0.403 | 0 |  | --> | C14 ex MACETOWN | MACETOWN: T102 | MACETOWN |  | 53.4057 | -6.3868
MV/LV Substation DR***461X | 20 kV | 400V(3ph) & 230V(single ph) | LV | 50 kVA :Pole Substation | 0.05 | --> | 0.05 | 0 | 0 | Constrained,otherwise capacity available =44kVA. | --> | 0.047 | 0 | 0 | 0 | 0 | 0.05 | 0 |  | --> | E17 ex CAVAN | CAVAN: T421 | SHANKILL |  | 54.0556 | -7.3922
MV/LV Substation DR***465 | 10 kV | 400V(3ph) & 230V(single ph) | LV | 50 kVA :Pole Substation | 0.05 | --> | 0.05 | 0 | 0 | Constrained,otherwise capacity available =37kVA. | --> | 0.047 | 0 | 0 | 0 | 0.004 | 0 | 0 | Constrained,otherwise capacity available =46kW. | --> | E12 ex KILLYBEGS | KILLYBEGS: | N/A |  | 54.6472 | -8.2756
MV/LV Substation DR***465 | 20 kV | 400V(3ph) & 230V(single ph) | LV | 100 kVA :Pole Substation | 0.1 | --> | 0.1 | 0.074 | 1.3 |  | --> | 0.095 | 0 | 0 | 0 | 0.004 | 0.099 | 0 |  | --> | E11 ex KILCARRAGH | KILCARRAGH: T421∥T422 | BUTLERSTOWN |  | 52.2025 | -6.9783
MV/LV Substation DR***465Z | 10 kV | 400V(3ph) & 230V(single ph) | LV | 400 kVA :Kiosk Substation | 0.4 | --> | 0.4 | 0 | 0 | Constrained,otherwise capacity available =315kVA. | --> | 0.38 | 0 | 0 | 0 | 0.026 | 0.386 | 0 |  | --> | C13 ex MALAHIDE | MALAHIDE: T41 | GLASMORE |  | 53.4426 | -6.2013
MV/LV Substation DR***466Z | 10 kV | 400V(3ph) & 230V(single ph) | LV | 400 kVA :Kiosk Substation | 0.4 | --> | 0.4 | 0 | 0 | Constrained,otherwise capacity available =273kVA. | --> | 0.38 | 0 | 0 | 0 | 0.008 | 0.411 | 0 |  | --> | C13 ex MALAHIDE | MALAHIDE: T41 | GLASMORE |  | 53.443 | -6.1999
MV/LV Substation DR***468Z | 20 kV | 400V(3ph) & 230V(single ph) | LV | 100 kVA :Pole Substation | 0.1 | --> | 0.1 | 0 | 0 | Constrained,otherwise capacity available =93kVA. | --> | 0.095 | 0 | 0 | 0 | 0 | 0 | 0 | Constrained,otherwise capacity available =100kW. | --> | E21 ex ASHBOURNE | ASHBOURNE: T421 | FINGLAS |  | 53.507 | -6.3039
MV/LV Substation DR***470X | 20 kV | 400V(3ph) & 230V(single ph) | LV | 50 kVA :Pole Substation | 0.05 | --> | 0.05 | 0.049 | 4.5 |  | --> | 0.047 | 0 | 0 | 0 | 0 | 0.049 | 0 |  | --> | E19 ex TELAYDON | TELAYDON: T421 | LISDRUM |  | 54.3152 | -7.0066
MV/LV Substation DR***470X | 10 kV | 400V(3ph) & 230V(single ph) | LV | 50 kVA :Pole Substation | 0.05 | --> | 0.05 | 0 | 0 | Constrained,otherwise capacity available =49kVA. | --> | 0.047 | 0 | 0 | 0 | 0 | 0 | 0 | Constrained,otherwise capacity available =49kW. | --> | C18 ex MOUNTRATH | MOUNTRATH: T41∥T42 | PORTLAOISE |  | 53.0427 | -7.4992
MV/LV Substation DR***471X | 10 kV | 400V(3ph) & 230V(single ph) | LV | 630 kVA :Kiosk Substation | 0.63 | --> | 0.63 | 0.5 | 4.6 |  | --> | 0.598 | 0 | 0 | 0 | 0 | 0.5 | 0 |  | --> | C18 ex CABRA | CABRA: T101 | FINGLAS |  | 53.3644 | -6.2997
MV/LV Substation DR***478Y | 10 kV | 400V(3ph) & 230V(single ph) | LV | 100 kVA :Pole Substation | 0.1 | --> | 0.1 | 0.1 | 2 |  | --> | 0.095 | 0 | 0 | 0 | 0 | 0.1 | 0 |  | --> | C20 ex CARRICKMACROSS | CARRICKMACROSS: T42 | MEATH HILL |  | 53.9887 | -6.7851
MV/LV Substation DR***481 | 10 kV | 400V(3ph) & 230V(single ph) | LV | 200 kVA :Kiosk Substation | 0.2 | --> | 0.2 | 0.137 | 4.2 |  | --> | 0.19 | 0 | 0 | 0 | 0.003 | 0 | 0 | Constrained,otherwise capacity available =206kW. | --> | C15 ex BUNDORAN | BUNDORAN: T41∥T42 | CATHALEENS FALL |  | 54.4723 | -8.3211
MV/LV Substation DR***482X | 10 kV | 400V(3ph) & 230V(single ph) | LV | 100 kVA :Pole Substation | 0.1 | --> | 0.1 | 0.072 | 2.2 |  | --> | 0.095 | 0 | 0 | 0 | 0.009 | 0.094 | 0 |  | --> | C23 ex KELLS | KELLS: T41∥T42 | NAVAN |  | 53.7251 | -6.9413
MV/LV Substation DR***482X | 20 kV | 400V(3ph) & 230V(single ph) | LV | 50 kVA :Pole Substation | 0.05 | --> | 0.05 | 0.04 | 5.8 |  | --> | 0.047 | 0 | 0 | 0 | 0 | 0.051 | 0 |  | --> | E12 ex DUNMANWAY | DUNMANWAY: T422 | DUNMANWAY |  | 51.6585 | -9.283
MV/LV Substation DR***482Y | 20 kV | 400V(3ph) & 230V(single ph) | LV | 100 kVA :Pole Substation | 0.1 | --> | 0.1 | 0.097 | 4.5 |  | --> | 0.095 | 0 | 0 | 0 | 0 | 0.1 | 0 |  | --> | E13 ex TELAYDON | TELAYDON: T421 | LISDRUM |  | 54.3068 | -7.1092
MV/LV Substation DR***484Y | 20 kV | 400V(3ph) & 230V(single ph) | LV | 400 kVA :Kiosk Substation | 0.4 | --> | 0.4 | 0 | 0 | Constrained,otherwise capacity available =314kVA. | --> | 0.38 | 0 | 0 | 0 | 0.024 | 0.388 | 0 |  | --> | E17 ex CAVAN | CAVAN: T421 | SHANKILL |  | 54.0171 | -7.3609
MV/LV Substation DR***485X | 10 kV | 400V(3ph) & 230V(single ph) | LV | 200 kVA :Pole Substation | 0.2 | --> | 0.2 | 0 | 0 | Constrained,otherwise capacity available =193kVA. | --> | 0.19 | 0 | 0 | 0 | 0 | 0.2 | 0 |  | --> | C15 ex CULLION | CULLION: T41∥T42 | LETTERKENNY |  | 54.9454 | -7.6934
MV/LV Substation DR***486X | 10 kV | 400V(3ph) & 230V(single ph) | LV | 100 kVA :Pole Substation | 0.1 | --> | 0.1 | 0.094 | 3.1 |  | --> | 0.095 | 0 | 0 | 0 | 0 | 0.1 | 0 |  | --> | C17 ex ERRIGAL | ERRIGAL: T41 | SHANKILL |  | 54.1043 | -7.144
MV/LV Substation DR***487 | 10 kV | 400V(3ph) & 230V(single ph) | LV | 50 kVA :Pole Substation | 0.05 | --> | 0.05 | 0.035 | 7.6 |  | --> | 0.047 | 0 | 0 | 0 | 0 | 0.051 | 0 |  | --> | C18 ex DRYBRIDGE | DRYBRIDGE: T42 | DRYBRIDGE |  | 53.7235 | -6.3945
MV/LV Substation DR***489X | 20 kV | 400V(3ph) & 230V(single ph) | LV | 50 kVA :Pole Substation | 0.05 | --> | 0.05 | 0.034 | 2.2 |  | --> | 0.047 | 0 | 0 | 0 | 0 | 0.051 | 0 |  | --> | C12 ex ROSSGEIR | ROSSGEIR: T41∥T42 | LETTERKENNY |  | 54.7975 | -7.6284
MV/LV Substation DR***489X | 10 kV | 400V(3ph) & 230V(single ph) | LV | 200 kVA :Pole Substation | 0.2 | --> | 0.2 | 0.179 | 2.1 |  | --> | 0.19 | 0 | 0 | 0 | 0 | 0.203 | 0 |  | --> | C15 ex MILFORD (MWR) | MILFORD (MWR): T41 | CHARLEVILLE |  | 52.3124 | -8.8019
MV/LV Substation DR***490 | 20 kV | 400V(3ph) & 230V(single ph) | LV | 200 kVA :Pole Substation | 0.2 | --> | 0.2 | 0.122 | 4.5 |  | --> | 0.19 | 0 | 0 | 0 | 0.007 | 0.204 | 0 |  | --> | E22 ex ENNISCRONE | ENNISCRONE: T421∥T422 | MOY |  | 54.2504 | -8.8764
MV/LV Substation DR***492Z | 10 kV | 400V(3ph) & 230V(single ph) | LV | 400 kVA :Kiosk Substation | 0.4 | --> | 0.4 | 0.369 | 0.8 |  | --> | 0.38 | 0 | 0 | 0 | 0.007 | 0 | 0 | Constrained,otherwise capacity available =397kW. | --> | C16 ex BANTRY | BANTRY: T41∥T42 | BALLYLICKY |  | 51.6744 | -9.4532
MV/LV Substation DR***494 | 20 kV | 400V(3ph) & 230V(single ph) | LV | 50 kVA :Pole Substation | 0.05 | --> | 0.05 | 0.03 | 2.8 |  | --> | 0.047 | 0 | 0 | 0 | 0.004 | 0.048 | 0 |  | --> | E12 ex LONGFORD | LONGFORD: T422 | RICHMOND |  | 53.8166 | -7.7738
MV/LV Substation DR***496 | 20 kV | 400V(3ph) & 230V(single ph) | LV | 100 kVA :Pole Substation | 0.1 | --> | 0.1 | 0.011 | 2.8 |  | --> | 0.095 | 0 | 0 | 0 | 0.003 | 0.109 | 0 |  | --> | E12 ex LONGFORD | LONGFORD: T422 | RICHMOND |  | 53.819 | -7.7676
MV/LV Substation DR***496X | 10 kV | 400V(3ph) & 230V(single ph) | LV | 50 kVA :Pole Substation | 0.05 | --> | 0.05 | 0 | 0 | Constrained,otherwise capacity available =48kVA. | --> | 0.047 | 0 | 0 | 0 | 0 | 0.049 | 0 |  | --> | C20 ex CAVAN | CAVAN: T42 | SHANKILL |  | 53.9874 | -7.227
MV/LV Substation DR***499 | 10 kV | 400V(3ph) & 230V(single ph) | LV | 200 kVA :Pole Substation | 0.2 | --> | 0.2 | 0.105 | 1.2 |  | --> | 0.19 | 0 | 0 | 0 | 0.008 | 0.206 | 0 |  | --> | C26 ex KYLEERAGH | KYLEERAGH: T42 | NENAGH |  | 52.9244 | -8.2755
MV/LV Substation DR***500 | 20 kV | 400V(3ph) & 230V(single ph) | LV | 100 kVA :Pole Substation | 0.1 | --> | 0.1 | 0 | 1.3 |  | --> | 0.095 | 0 | 0 | 0 | 0.014 | 0.108 | 0 |  | --> | C14 ex ROOSKY | ROOSKY: T41 | RICHMOND |  | 53.8574 | -7.9216
MV/LV Substation DR***505 | 20 kV | 400V(3ph) & 230V(single ph) | LV | 50 kVA :Pole Substation | 0.05 | --> | 0.05 | 0.036 | 3.4 |  | --> | 0.047 | 0 | 0 | 0 | 0.004 | 0 | 0 | Constrained,otherwise capacity available =46kW. | --> | C17 ex BALLYSHANNON | BALLYSHANNON: T41∥T42 | CATHALEENS FALL |  | 54.5939 | -8.1134
MV/LV Substation DR***506X | 10 kV | 400V(3ph) & 230V(single ph) | LV | 50 kVA :Pole Substation | 0.05 | --> | 0.05 | 0.049 | 2 |  | --> | 0.047 | 0 | 0 | 0 | 0 | 0.049 | 0 |  | --> | C17 ex CAPPAMORE | CAPPAMORE: T41∥T42 | ARDNACRUSHA |  | 52.5741 | -8.4009
MV/LV Substation DR***512 | 20 kV | 400V(3ph) & 230V(single ph) | LV | 50 kVA :Pole Substation | 0.05 | --> | 0.05 | 0.05 | 3.4 |  | --> | 0.047 | 0 | 0 | 0 | 0 | 0 | 0 | Constrained,otherwise capacity available =49kW. | --> | C17 ex BALLYSHANNON | BALLYSHANNON: T41∥T42 | CATHALEENS FALL |  | 54.5919 | -8.1155
MV/LV Substation DR***512Y | 20 kV | 400V(3ph) & 230V(single ph) | LV | 400 kVA :Kiosk Substation | 0.4 | --> | 0.4 | 0 | 0 | Constrained,otherwise capacity available =380kVA. | --> | 0.38 | 0 | 0 | 0 | 0.004 | 0.398 | 0 |  | --> | E18 ex COLLOONEY | COLLOONEY: T422 | SLIGO |  | 54.0789 | -8.379
MV/LV Substation DR***515X | 20 kV | 400V(3ph) & 230V(single ph) | LV | 50 kVA :Pole Substation | 0.05 | --> | 0.05 | 0.05 | 1.8 |  | --> | 0.047 | 0 | 0 | 0 | 0 | 0.049 | 0 |  | --> | C26 ex DUNDALK | DUNDALK: T41 | DUNDALK |  | 53.9884 | -6.5773
MV/LV Substation DR***516 | 10 kV | 400V(3ph) & 230V(single ph) | LV | 50 kVA :Pole Substation | 0.05 | --> | 0.05 | 0.047 | 1.5 |  | --> | 0.047 | 0 | 0 | 0 | 0.008 | 0.041 | 0 |  | --> | C11 ex DERRYCRAMPH | DERRYCRAMPH: T41∥T42 | SHANKILL |  | 53.9519 | -7.1952
MV/LV Substation DR***517Y | 10 kV | 400V(3ph) & 230V(single ph) | LV | 200 kVA :Kiosk Substation | 0.2 | --> | 0.2 | 0 | 0 | Constrained,otherwise capacity available =160kVA. | --> | 0.19 | 0 | 0 | 0 | 0.023 | 0 | 0 | Constrained,otherwise capacity available =182kW. | --> | C12 ex PALLAS | PALLAS: T41∥T42 | PORTLAOISE |  | 53.0343 | -7.3164
MV/LV Substation DR***518X | 20 kV | 400V(3ph) & 230V(single ph) | LV | 400 kVA :Kiosk Substation | 0.4 | --> | 0.4 | 0.178 | 1.5 |  | --> | 0.38 | 0 | 0 | 0 | 0 | 0.433 | 0 |  | --> | E12 ex OLDCASTLE | OLDCASTLE: T422 | MULLINGAR |  | 53.7051 | -7.1598
MV/LV Substation DR***519Y | 10 kV | 400V(3ph) & 230V(single ph) | LV | 200 kVA :Kiosk Substation | 0.2 | --> | 0.2 | 0 | 0 | Constrained,otherwise capacity available =175kVA. | --> | 0.19 | 0 | 0 | 0 | 0 | 0 | 0 | Constrained,otherwise capacity available =203kW. | --> | C15 ex PORTARLINGTON | PORTARLINGTON: T41∥T42 | PORTLAOISE |  | 53.1643 | -7.1866
MV/LV Substation DR***525 | 20 kV | 400V(3ph) & 230V(single ph) | LV | 50 kVA :Pole Substation | 0.05 | --> | 0.05 | 0.048 | 1 |  | --> | 0.047 | 0 | 0 | 0 | 0 | 0.049 | 0 |  | --> | E13 ex SHILLELAGH | SHILLELAGH: T421∥T422 | CARLOW |  | 52.8193 | -6.4099
MV/LV Substation DR***525X | 20 kV | 400V(3ph) & 230V(single ph) | LV | 50 kVA :Pole Substation | 0.05 | --> | 0.05 | 0.011 | 5.8 |  | --> | 0.047 | 0 | 0 | 0 | 0 | 0.054 | 0 |  | --> | E12 ex DUNMANWAY | DUNMANWAY: T422 | DUNMANWAY |  | 51.6644 | -9.2728
MV/LV Substation DR***534 | 20 kV | 400V(3ph) & 230V(single ph) | LV | 50 kVA :Pole Substation | 0.05 | --> | 0.05 | 0.041 | 1 |  | --> | 0.047 | 0 | 0 | 0 | 0 | 0 | 0 | Constrained,otherwise capacity available =50kW. | --> | E11 ex MACROOM | MACROOM: T422 | MACROOM |  | 51.968 | -8.7938
MV/LV Substation DR***537 | 20 kV | 400V(3ph) & 230V(single ph) | LV | 50 kVA :Pole Substation | 0.05 | --> | 0.05 | 0.046 | 2.7 |  | --> | 0.047 | 0 | 0 | 0 | 0 | 0.049 | 0 |  | --> | C17 ex KILLESHANDRA | KILLESHANDRA: T41∥T42 | GORTAWEE |  | 54.0605 | -7.4904
MV/LV Substation DR***539 | 10 kV | 400V(3ph) & 230V(single ph) | LV | 50 kVA :Pole Substation | 0.05 | --> | 0.05 | 0.036 | 2.1 |  | --> | 0.047 | 0 | 0 | 0 | 0 | 0.051 | 0 |  | --> | C11 ex KILSARAN | KILSARAN: T42 | DRYBRIDGE |  | 53.9034 | -6.4067
MV/LV Substation DR***544 | 10 kV | 400V(3ph) & 230V(single ph) | LV | 50 kVA :Pole Substation | 0.05 | --> | 0.05 | 0.044 | 1 |  | --> | 0.047 | 0 | 0 | 0 | 0 | 0 | 0 | Constrained,otherwise capacity available =50kW. | --> | C16 ex KILCLOHER | KILCLOHER: T42 | DUNGARVAN |  | 52.1266 | -7.7866
MV/LV Substation DR***546X | 20 kV | 400V(3ph) & 230V(single ph) | LV | 50 kVA :Pole Substation | 0.05 | --> | 0.05 | 0.048 | 2.7 |  | --> | 0.047 | 0 | 0 | 0 | 0 | 0.049 | 0 |  | --> | C17 ex KILLESHANDRA | KILLESHANDRA: T41∥T42 | GORTAWEE |  | 54.0352 | -7.5369
MV/LV Substation DR***552 | 10 kV | 400V(3ph) & 230V(single ph) | LV | 50 kVA :Pole Substation | 0.05 | --> | 0.05 | 0.042 | 2.3 |  | --> | 0.047 | 0 | 0 | 0 | 0 | 0.05 | 0 |  | --> | C14 ex RINEANNA | RINEANNA: T41 | DRUMLINE |  | 52.7819 | -8.9039
MV/LV Substation DR***552Y | 10 kV | 400V(3ph) & 230V(single ph) | LV | 200 kVA :Kiosk Substation | 0.2 | --> | 0.2 | 0.198 | 2 |  | --> | 0.19 | 0 | 0 | 0 | 0 | 0.2 | 0 |  | --> | C18 ex CARRICKMACROSS | CARRICKMACROSS: T42 | MEATH HILL |  | 53.9702 | -6.7078
MV/LV Substation DR***556 | 20 kV | 400V(3ph) & 230V(single ph) | LV | 100 kVA :Pole Substation | 0.1 | --> | 0.1 | 0.093 | 3.6 |  | --> | 0.095 | 0 | 0 | 0 | 0 | 0.1 | 0 |  | --> | E18 ex JENKINSTOWN | JENKINSTOWN: T421∥T422 | DUNDALK |  | 54.091 | -6.2632
MV/LV Substation DR***557X | 10 kV | 400V(3ph) & 230V(single ph) | LV | 50 kVA :Pole Substation | 0.05 | --> | 0.05 | 0 | 0 | Constrained,otherwise capacity available =48kVA. | --> | 0.047 | 0 | 0 | 0 | 0 | 0.049 | 0 |  | --> | C18 ex LITTLE MILLS | LITTLE MILLS: T41 | DUNDALK |  | 53.9355 | -6.4087
MV/LV Substation DR***559X | 10 kV | 400V(3ph) & 230V(single ph) | LV | 50 kVA :Pole Substation | 0.05 | --> | 0.05 | 0.05 | 4.3 |  | --> | 0.047 | 0 | 0 | 0 | 0 | 0.049 | 0 |  | --> | C19 ex BAILIEBORO | BAILIEBORO: T41∥T42 | MEATH HILL |  | 53.9436 | -6.9987
MV/LV Substation DR***562 | 20 kV | 400V(3ph) & 230V(single ph) | LV | 50 kVA :Pole Substation | 0.05 | --> | 0.05 | 0 | 0 | Constrained,otherwise capacity available =50kVA. | --> | 0.047 | 0 | 0 | 0 | 0 | 0.049 | 0 |  | --> | C16 ex KILSHANNY | KILSHANNY: T42 | CAHIR |  | 52.3042 | -8.1249
MV/LV Substation DR***562 | 10 kV | 400V(3ph) & 230V(single ph) | LV | 100 kVA :Pole Substation | 0.1 | --> | 0.1 | 0.097 | 4.3 |  | --> | 0.095 | 0 | 0 | 0 | 0 | 0.1 | 0 |  | --> | C19 ex BAILIEBORO | BAILIEBORO: T41∥T42 | MEATH HILL |  | 53.8939 | -7.0126
MV/LV Substation DR***563X | 10 kV | 400V(3ph) & 230V(single ph) | LV | 100 kVA :Pole Substation | 0.1 | --> | 0.1 | 0.09 | 4.6 |  | --> | 0.095 | 0 | 0 | 0 | 0 | 0.101 | 0 |  | --> | C14 ex BALLYJAMESDUFF | BALLYJAMESDUFF: T42 | SHANKILL |  | 53.8744 | -7.1062
MV/LV Substation DR***564X | 20 kV | 400V(3ph) & 230V(single ph) | LV | 50 kVA :Pole Substation | 0.05 | --> | 0.05 | 0.04 | 2.7 |  | --> | 0.047 | 0 | 0 | 0 | 0.003 | 0.047 | 0 |  | --> | C18 ex KILLESHANDRA | KILLESHANDRA: T41∥T42 | GORTAWEE |  | 53.981 | -7.4957
MV/LV Substation DR***575Y | 10 kV | 400V(3ph) & 230V(single ph) | LV | 200 kVA :Kiosk Substation | 0.2 | --> | 0.2 | 0 | 0 | Constrained,otherwise capacity available =200kVA. | --> | 0.19 | 0 | 0 | 0 | 0 | 0.2 | 0 |  | --> | C22 ex CAVAN | CAVAN: T42 | SHANKILL |  | 54.0007 | -7.3495
MV/LV Substation DR***577 | 20 kV | 400V(3ph) & 230V(single ph) | LV | 200 kVA :Pole Substation | 0.2 | --> | 0.2 | 0.188 | 7.4 |  | --> | 0.19 | 0 | 0 | 0 | 0.003 | 0 | 0 | Constrained,otherwise capacity available =198kW. | --> | E12 ex ARIGNA | ARIGNA: T121 | ARIGNA |  | 54.1651 | -8.1401
MV/LV Substation DR***577X | 10 kV | 400V(3ph) & 230V(single ph) | LV | 50 kVA :Pole Substation | 0.05 | --> | 0.05 | 0 | 0 | Constrained,otherwise capacity available =38kVA. | --> | 0.047 | 0 | 0 | 0 | 0 | 0.051 | 0 |  | --> | C17 ex CARRICKMACROSS | CARRICKMACROSS: T41 | MEATH HILL |  | 53.9698 | -6.6926
MV/LV Substation DR***579 | 10 kV | 400V(3ph) & 230V(single ph) | LV | 100 kVA :Pole Substation | 0.1 | --> | 0.1 | 0.088 | 2 |  | --> | 0.095 | 0 | 0 | 0 | 0 | 0.101 | 0 |  | --> | C17 ex CAPPAMORE | CAPPAMORE: T41∥T42 | ARDNACRUSHA |  | 52.5779 | -8.4028
MV/LV Substation DR***579 | 20 kV | 400V(3ph) & 230V(single ph) | LV | 50 kVA :Pole Substation | 0.05 | --> | 0.05 | 0.042 | 4.3 |  | --> | 0.047 | 0 | 0 | 0 | 0.003 | 0 | 0 | Constrained,otherwise capacity available =47kW. | --> | E13 ex MOVILLE | MOVILLE: T421∥T422 | TRILLICK |  | 55.2797 | -7.2344
MV/LV Substation DR***580 | 10 kV | 400V(3ph) & 230V(single ph) | LV | 50 kVA :Pole Substation | 0.05 | --> | 0.05 | 0.039 | 1.3 |  | --> | 0.047 | 0 | 0 | 0 | 0 | 0.051 | 0 |  | --> | C12 ex BALLYBAY | BALLYBAY: T41∥T42 | LISDRUM |  | 54.1267 | -7.0299
MV/LV Substation DR***581 | 10 kV | 400V(3ph) & 230V(single ph) | LV | 50 kVA :Pole Substation | 0.05 | --> | 0.05 | 0.047 | 2 |  | --> | 0.047 | 0 | 0 | 0 | 0.004 | 0.045 | 0 |  | --> | C17 ex CAPPAMORE | CAPPAMORE: T41∥T42 | ARDNACRUSHA |  | 52.5737 | -8.3996
MV/LV Substation DR***585X | 10 kV | 400V(3ph) & 230V(single ph) | LV | 50 kVA :Pole Substation | 0.05 | --> | 0.05 | 0.049 | 5.9 |  | --> | 0.047 | 0 | 0 | 0 | 0 | 0.049 | 0 |  | --> | C17 ex BANDON | BANDON: T101 | BANDON |  | 51.7604 | -8.6633
MV/LV Substation DR***586Z | 10 kV | 400V(3ph) & 230V(single ph) | LV | 100 kVA :Pole Substation | 0.1 | --> | 0.1 | 0 | 0 | Constrained,otherwise capacity available =65kVA. | --> | 0.095 | 0 | 0 | 0 | 0.005 | 0.1 | 0 |  | --> | C13 ex ATHGARVAN | ATHGARVAN: T41 | NEWBRIDGE |  | 53.1579 | -6.8158
MV/LV Substation DR***588Y | 10 kV | 400V(3ph) & 230V(single ph) | LV | 200 kVA :Kiosk Substation | 0.2 | --> | 0.2 | 0.2 | 2 |  | --> | 0.19 | 0 | 0 | 0 | 0 | 0.2 | 0 |  | --> | C18 ex CARRICKMACROSS | CARRICKMACROSS: T42 | MEATH HILL |  | 53.9714 | -6.7101
MV/LV Substation DR***592 | 10 kV | 400V(3ph) & 230V(single ph) | LV | 100 kVA :Pole Substation | 0.1 | --> | 0.1 | 0.075 | 4.1 |  | --> | 0.095 | 0 | 0 | 0 | 0.008 | 0.095 | 0 |  | --> | C18 ex LOUGHLINSTOWN | LOUGHLINSTOWN: T42 | CARRICKMINES |  | 53.2548 | -6.1584
MV/LV Substation DR***592X | 20 kV | 400V(3ph) & 230V(single ph) | LV | 50 kVA :Pole Substation | 0.05 | --> | 0.05 | 0.05 | 1.8 |  | --> | 0.047 | 0 | 0 | 0 | 0 | 0.049 | 0 |  | --> | E16 ex CURRALEIGH | CURRALEIGH: T421∥T422 | KILBARRY |  | 51.9254 | -8.7495
MV/LV Substation DR***594X | 10 kV | 400V(3ph) & 230V(single ph) | LV | 100 kVA :Pole Substation | 0.1 | --> | 0.1 | 0.097 | 1.2 |  | --> | 0.095 | 0 | 0 | 0 | 0 | 0.1 | 0 |  | --> | C24 ex MULLAGH | MULLAGH: T44 | MEATH HILL |  | 53.7644 | -6.7663
MV/LV Substation DR***594Y | 10 kV | 400V(3ph) & 230V(single ph) | LV | 200 kVA :Pole Substation | 0.2 | --> | 0.2 | 0 | 0 | Constrained,otherwise capacity available =200kVA. | --> | 0.19 | 0 | 0 | 0 | 0 | 0.2 | 0 |  | --> | C19 ex CARRICKMACROSS | CARRICKMACROSS: T41 | MEATH HILL |  | 53.9328 | -6.7812
MV/LV Substation DR***601Y | 10 kV | 400V(3ph) & 230V(single ph) | LV | 630 kVA :Kiosk Substation | 0.63 | --> | 0.63 | 0.5 | 1.2 |  | --> | 0.598 | 0 | 0 | 0 | 0.003 | 0.5 | 0 |  | --> | C12 ex KYLEERAGH | KYLEERAGH: T42 | NENAGH |  | 52.8763 | -8.2034
MV/LV Substation DR***602 | 10 kV | 400V(3ph) & 230V(single ph) | LV | 200 kVA :Pole Substation | 0.2 | --> | 0.2 | 0.096 | 2.1 |  | --> | 0.19 | 0 | 0 | 0 | 0 | 0.215 | 0 |  | --> | C12 ex KILSARAN | KILSARAN: T42 | DRYBRIDGE |  | 53.9079 | -6.3977
MV/LV Substation DR***602Y | 10 kV | 400V(3ph) & 230V(single ph) | LV | 630 kVA :Kiosk Substation | 0.63 | --> | 0.63 | 0.5 | 1.2 |  | --> | 0.598 | 0 | 0 | 0 | 0.007 | 0.5 | 0 |  | --> | C12 ex KYLEERAGH | KYLEERAGH: T42 | NENAGH |  | 52.8747 | -8.2039
MV/LV Substation DR***605X | 20 kV | 400V(3ph) & 230V(single ph) | LV | 50 kVA :Pole Substation | 0.05 | --> | 0.05 | 0 | 11.9 |  | --> | 0.047 | 0 | 0 | 0 | 0 | 0 | 0 | Constrained,otherwise capacity available =57kW. | --> | E15 ex WESTPORT | WESTPORT: T421∥T422 | CASTLEBAR |  | 53.8035 | -9.4849
MV/LV Substation DR***605Y | 10 kV | 400V(3ph) & 230V(single ph) | LV | 400 kVA :Kiosk Substation | 0.4 | --> | 0.4 | 0 | 0 | Constrained,otherwise capacity available =336kVA. | --> | 0.38 | 0 | 0 | 0 | 0.006 | 0.403 | 0 |  | --> | C22 ex CAVAN | CAVAN: T42 | SHANKILL |  | 53.9985 | -7.3503
MV/LV Substation DR***605Z | 10 kV | 400V(3ph) & 230V(single ph) | LV | 630 kVA :Kiosk Substation | 0.63 | --> | 0.63 | 0 | 0 | Constrained,otherwise capacity available =500kVA. | --> | 0.598 | 0 | 0 | 0 | 0.013 | 0.5 | 0 |  | --> | C13 ex MALAHIDE | MALAHIDE: T41 | GLASMORE |  | 53.4421 | -6.2039
MV/LV Substation DR***611Y | 10 kV | 400V(3ph) & 230V(single ph) | LV | 50 kVA :Pole Substation | 0.05 | --> | 0.05 | 0 | 0 | Constrained,otherwise capacity available =36kVA. | --> | 0.047 | 0 | 0 | 0 | 0 | 0.051 | 0 |  | --> | C19 ex CARRICKMACROSS | CARRICKMACROSS: T41 | MEATH HILL |  | 53.9392 | -6.7807
MV/LV Substation DR***620Y | 10 kV | 400V(3ph) & 230V(single ph) | LV | 50 kVA :Pole Substation | 0.05 | --> | 0.05 | 0 | 0 | Constrained,otherwise capacity available =13kVA. | --> | 0.047 | 0 | 0 | 0 | 0 | 0.054 | 0 |  | --> | C11 ex ROSEHILL | ROSEHILL: T41 | KILKENNY |  | 52.6461 | -7.2883
MV/LV Substation DR***621X | 10 kV | 400V(3ph) & 230V(single ph) | LV | 100 kVA :Pole Substation | 0.1 | --> | 0.1 | 0 | 0 | Constrained,otherwise capacity available =62kVA. | --> | 0.095 | 0 | 0 | 0 | 0.013 | 0.091 | 0 |  | --> | C18 ex COOLCORCORAN | COOLCORCORAN: T41∥T42 | KNOCKEARAGH |  | 52.0737 | -9.587
MV/LV Substation DR***623 | 20 kV | 400V(3ph) & 230V(single ph) | LV | 50 kVA :Pole Substation | 0.05 | --> | 0.05 | 0.039 | 1 |  | --> | 0.047 | 0 | 0 | 0 | 0.004 | 0 | 0 | Constrained,otherwise capacity available =46kW. | --> | E13 ex CARNDONAGH | CARNDONAGH: T421∥T422 | TRILLICK |  | 55.1966 | -7.3971
MV/LV Substation DR***623 | 10 kV | 400V(3ph) & 230V(single ph) | LV | 100 kVA :Pole Substation | 0.1 | --> | 0.1 | 0 | 0 | Constrained,otherwise capacity available =74kVA. | --> | 0.095 | 0 | 0 | 0 | 0.003 | 0.1 | 0 |  | --> | C12 ex BALLYBEGGAN | BALLYBEGGAN: T43∥T44 | TRALEE |  | 52.2419 | -9.6427
MV/LV Substation DR***627X | 20 kV | 400V(3ph) & 230V(single ph) | LV | 400 kVA :Kiosk Substation | 0.4 | --> | 0.4 | 0.274 | 3.6 |  | --> | 0.38 | 0 | 0 | 0 | 0.003 | 0.416 | 0 |  | --> | E15 ex JENKINSTOWN | JENKINSTOWN: T421∥T422 | DUNDALK |  | 54.0971 | -6.3614
MV/LV Substation DR***629X | 20 kV | 400V(3ph) & 230V(single ph) | LV | 50 kVA :Pole Substation | 0.05 | --> | 0.05 | 0.041 | 2.8 |  | --> | 0.047 | 0 | 0 | 0 | 0 | 0 | 0 | Constrained,otherwise capacity available =50kW. | --> | C21 ex LEE BRIDGE | LEE BRIDGE: T41 | MACROOM |  | 51.8892 | -9.0361
MV/LV Substation DR***633X | 10 kV | 400V(3ph) & 230V(single ph) | LV | 50 kVA :Pole Substation | 0.05 | --> | 0.05 | 0.05 | 1.1 |  | --> | 0.047 | 0 | 0 | 0 | 0 | 0.049 | 0 |  | --> | C11 ex SCARTEEN | SCARTEEN: T41∥T42 | MALLOW |  | 52.1579 | -8.6709
MV/LV Substation DR***634 | 20 kV | 400V(3ph) & 230V(single ph) | LV | 50 kVA :Pole Substation | 0.05 | --> | 0.05 | 0 | 0 | Constrained,otherwise capacity available =45kVA. | --> | 0.047 | 0 | 0 | 0 | 0 | 0.05 | 0 |  | --> | C12 ex BALLYHAUNIS | BALLYHAUNIS: T41∥T42 | DALTON |  | 53.7525 | -8.7662
MV/LV Substation DR***634Z | 10 kV | 400V(3ph) & 230V(single ph) | LV | 50 kVA :Pole Substation | 0.05 | --> | 0.05 | 0.05 | 0.8 |  | --> | 0.047 | 0 | 0 | 0 | 0 | 0 | 0 | Constrained,otherwise capacity available =49kW. | --> | C15 ex BANTRY | BANTRY: T41∥T42 | BALLYLICKY |  | 51.72 | -9.3545
MV/LV Substation DR***635Z | 10 kV | 400V(3ph) & 230V(single ph) | LV | 50 kVA :Pole Substation | 0.05 | --> | 0.05 | 0.05 | 0.7 |  | --> | 0.047 | 0 | 0 | 0 | 0 | 0.049 | 0 |  | --> | C15 ex MONEYCOOLEY | MONEYCOOLEY: T41 | GRIFFINRATH |  | 53.3421 | -6.6127
MV/LV Substation DR***640 | 10 kV | 400V(3ph) & 230V(single ph) | LV | 100 kVA :Pole Substation | 0.1 | --> | 0.1 | 0.097 | 3.6 |  | --> | 0.095 | 0 | 0 | 0 | 0 | 0.1 | 0 |  | --> | C18 ex CASTLEBLAYNEY | CASTLEBLAYNEY: T42 | DUNDALK |  | 54.1467 | -6.7051
MV/LV Substation DR***643 | 20 kV | 400V(3ph) & 230V(single ph) | LV | 50 kVA :Pole Substation | 0.05 | --> | 0.05 | 0.03 | 2 |  | --> | 0.047 | 0 | 0 | 0 | 0 | 0.052 | 0 |  | --> | E33 ex CAPPAMORE | CAPPAMORE: T41∥T42 | ARDNACRUSHA |  | 52.5849 | -8.333
MV/LV Substation DR***647 | 20 kV | 400V(3ph) & 230V(single ph) | LV | 50 kVA :Pole Substation | 0.05 | --> | 0.05 | 0 | 0 | Constrained,otherwise capacity available =34kVA. | --> | 0.047 | 0 | 0 | 0 | 0 | 0.051 | 0 |  | --> | E20 ex EDENDERRY | EDENDERRY: T421∥T422 | BLAKE |  | 53.3286 | -7.0684
MV/LV Substation DR***648X | 20 kV | 400V(3ph) & 230V(single ph) | LV | 50 kVA :Pole Substation | 0.05 | --> | 0.05 | 0 | 0 | Constrained,otherwise capacity available =46kVA. | --> | 0.047 | 0 | 0 | 0 | 0 | 0.049 | 0 |  | --> | E20 ex COLLOONEY | COLLOONEY: T422 | SLIGO |  | 54.2385 | -8.6792
MV/LV Substation DR***650X | 10 kV | 400V(3ph) & 230V(single ph) | LV | 100 kVA :Pole Substation | 0.1 | --> | 0.1 | 0 | 0 | Constrained,otherwise capacity available =88kVA. | --> | 0.095 | 0 | 0 | 0 | 0 | 0.101 | 0 |  | --> | C21 ex CARRICKMACROSS | CARRICKMACROSS: T41 | MEATH HILL |  | 53.9316 | -6.6393
MV/LV Substation DR***654 | 20 kV | 400V(3ph) & 230V(single ph) | LV | 200 kVA :Pole Substation | 0.2 | --> | 0.2 | 0.189 | 1.5 |  | --> | 0.19 | 0 | 0 | 0 | 0 | 0.201 | 0 |  | --> | E12 ex OLDCASTLE | OLDCASTLE: T422 | MULLINGAR |  | 53.7199 | -7.151
MV/LV Substation DR***654X | 20 kV | 400V(3ph) & 230V(single ph) | LV | 100 kVA :Pole Substation | 0.1 | --> | 0.1 | 0.09 | 2 |  | --> | 0.095 | 0 | 0 | 0 | 0 | 0.101 | 0 |  | --> | E17 ex BALLYCONNELL | BALLYCONNELL: T421∥T422 | GORTAWEE |  | 54.1974 | -7.6978
MV/LV Substation DR***658Z | 10 kV | 400V(3ph) & 230V(single ph) | LV | 200 kVA :Kiosk Substation | 0.2 | --> | 0.2 | 0 | 0 | Constrained,otherwise capacity available =146kVA. | --> | 0.19 | 0 | 0 | 0 | 0.004 | 0.203 | 0 |  | --> | C24 ex GORESBRIDGE | GORESBRIDGE: T41∥T42 | KILKENNY |  | 52.6275 | -7.0704
MV/LV Substation DR***659X | 20 kV | 400V(3ph) & 230V(single ph) | LV | 630 kVA :Building Structure | 0.63 | --> | 0.63 | 0.5 | 8.3 |  | --> | 0.598 | 0 | 0 | 0 | 0 | 0.5 | 0 |  | --> | E20 ex BALTRASNA | BALTRASNA: T122 | BALTRASNA |  | 53.5177 | -6.4123
MV/LV Substation DR***661X | 20 kV | 400V(3ph) & 230V(single ph) | LV | 100 kVA :Pole Substation | 0.1 | --> | 0.1 | 0 | 0 | Constrained,otherwise capacity available =47kVA. | --> | 0.095 | 0 | 0 | 0 | 0.003 | 0.104 | 0 |  | --> | E17 ex MANORHAMILTON | MANORHAMILTON: T422 | SLIGO |  | 54.2307 | -8.2934
MV/LV Substation DR***663 | 10 kV | 400V(3ph) & 230V(single ph) | LV | 50 kVA :Pole Substation | 0.05 | --> | 0.05 | 0.04 | 2.9 |  | --> | 0.047 | 0 | 0 | 0 | 0 | 0.051 | 0 |  | --> | C17 ex DUNLEER | DUNLEER: T41∥T42 | DRYBRIDGE |  | 53.8676 | -6.3827
MV/LV Substation DR***666X | 20 kV | 400V(3ph) & 230V(single ph) | LV | 100 kVA :Pole Substation | 0.1 | --> | 0.1 | 0 | 0 | Constrained,otherwise capacity available =93kVA. | --> | 0.095 | 0 | 0 | 0 | 0.004 | 0.096 | 0 |  | --> | E19 ex CAVAN | CAVAN: T421 | SHANKILL |  | 53.9859 | -7.4074
MV/LV Substation DR***668 | 20 kV | 400V(3ph) & 230V(single ph) | LV | 200 kVA :Pole Substation | 0.2 | --> | 0.2 | 0.154 | 11.9 |  | --> | 0.19 | 0 | 0 | 0 | 0 | 0 | 0 | Constrained,otherwise capacity available =207kW. | --> | E18 ex WESTPORT | WESTPORT: T421∥T422 | CASTLEBAR |  | 53.8045 | -9.4957
MV/LV Substation DR***668Y | 20 kV | 400V(3ph) & 230V(single ph) | LV | 400 kVA :Kiosk Substation | 0.4 | --> | 0.4 | 0 | 0 | Constrained,otherwise capacity available =323kVA. | --> | 0.38 | 0 | 0 | 0 | 0.008 | 0.403 | 0 |  | --> | E17 ex CAVAN | CAVAN: T421 | SHANKILL |  | 54.0181 | -7.3542
MV/LV Substation DR***668Z | 10 kV | 400V(3ph) & 230V(single ph) | LV | 200 kVA :Kiosk Substation | 0.2 | --> | 0.2 | 0 | 0 | Constrained,otherwise capacity available =109kVA. | --> | 0.19 | 0 | 0 | 0 | 0.022 | 0.19 | 0 |  | --> | C13 ex MALAHIDE | MALAHIDE: T41 | GLASMORE |  | 53.417 | -6.1547
MV/LV Substation DR***669 | 10 kV | 400V(3ph) & 230V(single ph) | LV | 50 kVA :Pole Substation | 0.05 | --> | 0.05 | 0.027 | 9.9 |  | --> | 0.047 | 0 | 0 | 0 | 0.003 | 0.049 | 0 |  | --> | C12 ex CONVOY | CONVOY: T41∥T42 | LETTERKENNY |  | 54.8666 | -7.7562
MV/LV Substation DR***669 | 10 kV | 400V(3ph) & 230V(single ph) | LV | 50 kVA :Pole Substation | 0.05 | --> | 0.05 | 0.035 | 3.6 |  | --> | 0.047 | 0 | 0 | 0 | 0 | 0.051 | 0 |  | --> | E16 ex BALLYCROSSAUN | BALLYCROSSAUN: T421∥T422 | SOMERSET |  | 53.0888 | -8.3055
MV/LV Substation DR***670 | 10 kV | 400V(3ph) & 230V(single ph) | LV | 50 kVA :Pole Substation | 0.05 | --> | 0.05 | 0 | 0 | Constrained,otherwise capacity available =41kVA. | --> | 0.047 | 0 | 0 | 0 | 0 | 0.05 | 0 |  | --> | C20 ex CULLION | CULLION: T41∥T42 | LETTERKENNY |  | 54.8727 | -7.747
MV/LV Substation DR***672X | 10 kV | 400V(3ph) & 230V(single ph) | LV | 400 kVA :Kiosk Substation | 0.4 | --> | 0.4 | 0.321 | 1.1 |  | --> | 0.38 | 0 | 0 | 0 | 0.004 | 0.407 | 0 |  | --> | C15 ex SCARTEEN | SCARTEEN: T41∥T42 | MALLOW |  | 52.1069 | -8.6907
MV/LV Substation DR***675 | 10 kV | 400V(3ph) & 230V(single ph) | LV | 50 kVA :Pole Substation | 0.05 | --> | 0.05 | 0 | 0 | Constrained,otherwise capacity available =37kVA. | --> | 0.047 | 0 | 0 | 0 | 0.003 | 0 | 0 | Constrained,otherwise capacity available =47kW. | --> | C11 ex DONEGAL | DONEGAL: T41∥T42 | CATHALEENS FALL |  | 54.6924 | -8.1896
MV/LV Substation DR***675 | 20 kV | 400V(3ph) & 230V(single ph) | LV | 50 kVA :Pole Substation | 0.05 | --> | 0.05 | 0.034 | 11.3 |  | --> | 0.047 | 0 | 0 | 0 | 0 | 0.051 | 0 |  | --> | C14 ex SINGLAND | SINGLAND: T102 | SINGLAND |  | 52.6224 | -8.5661
MV/LV Substation DR***680Y | 10 kV | 400V(3ph) & 230V(single ph) | LV | 200 kVA :Kiosk Substation | 0.2 | --> | 0.2 | 0.198 | 1.2 |  | --> | 0.19 | 0 | 0 | 0 | 0.003 | 0.196 | 0 |  | --> | C12 ex KYLEERAGH | KYLEERAGH: T42 | NENAGH |  | 52.874 | -8.2077
MV/LV Substation DR***690 | 10 kV | 400V(3ph) & 230V(single ph) | LV | 100 kVA :Pole Substation | 0.1 | --> | 0.1 | 0.1 | 8.9 |  | --> | 0.095 | 0 | 0 | 0 | 0 | 0.1 | 0 |  | --> | C17 ex SINGLAND | SINGLAND: T101 | SINGLAND |  | 52.6679 | -8.5779
MV/LV Substation DR***690Y | 20 kV | 400V(3ph) & 230V(single ph) | LV | 200 kVA :Kiosk Substation | 0.2 | --> | 0.2 | 0 | 0 | Constrained,otherwise capacity available =143kVA. | --> | 0.19 | 0 | 0 | 0 | 0.018 | 0.189 | 0 |  | --> | E17 ex CAVAN | CAVAN: T421 | SHANKILL |  | 54.0154 | -7.3618
MV/LV Substation DR***690Y | 10 kV | 400V(3ph) & 230V(single ph) | LV | 50 kVA :Pole Substation | 0.05 | --> | 0.05 | 0 | 0 | Constrained,otherwise capacity available =50kVA. | --> | 0.047 | 0 | 0 | 0 | 0 | 0 | 0 | Constrained,otherwise capacity available =49kW. | --> | E14 ex ABBEYLEIX | ABBEYLEIX: T422 | PORTLAOISE |  | 52.8875 | -7.3234
MV/LV Substation DR***694X | 10 kV | 400V(3ph) & 230V(single ph) | LV | 50 kVA :Pole Substation | 0.05 | --> | 0.05 | 0.05 | 3.1 |  | --> | 0.047 | 0 | 0 | 0 | 0 | 0.049 | 0 |  | --> | C17 ex ERRIGAL | ERRIGAL: T41 | SHANKILL |  | 54.1209 | -7.0953
MV/LV Substation DR***696X | 10 kV | 400V(3ph) & 230V(single ph) | LV | 50 kVA :Pole Substation | 0.05 | --> | 0.05 | 0.001 | 2.2 |  | --> | 0.047 | 0 | 0 | 0 | 0 | 0.056 | 0 |  | --> | C23 ex KELLS | KELLS: T41∥T42 | NAVAN |  | 53.726 | -6.9398
MV/LV Substation DR***705Y | 10 kV | 400V(3ph) & 230V(single ph) | LV | 200 kVA :Pole Substation | 0.2 | --> | 0.2 | 0.023 | 0.9 |  | --> | 0.19 | 0 | 0 | 0 | 0 | 0.226 | 0 |  | --> | C20 ex MULGANNON | MULGANNON: T42 | WEXFORD |  | 52.3077 | -6.4558
MV/LV Substation DR***707 | 20 kV | 400V(3ph) & 230V(single ph) | LV | 630 kVA :Building Structure | 0.63 | --> | 0.63 | 0 | 0 | Constrained,otherwise capacity available =404kVA. | --> | 0.598 | 0 | 0 | 0 | 0 | 0.5 | 0 |  | --> | C21 ex MACETOWN | MACETOWN: T101 | MACETOWN |  | 53.4306 | -6.4588
MV/LV Substation DR***709 | 20 kV | 400V(3ph) & 230V(single ph) | LV | 50 kVA :Pole Substation | 0.05 | --> | 0.05 | 0 | 0 | Constrained,otherwise capacity available =48kVA. | --> | 0.047 | 0 | 0 | 0 | 0 | 0.049 | 0 |  | --> | C16 ex TULLA | TULLA: T42 | ENNIS |  | 52.826 | -8.6404
MV/LV Substation DR***709X | 20 kV | 400V(3ph) & 230V(single ph) | LV | 50 kVA :Pole Substation | 0.05 | --> | 0.05 | 0.045 | 1.8 |  | --> | 0.047 | 0 | 0 | 0 | 0.004 | 0.046 | 0 |  | --> | C26 ex DUNDALK | DUNDALK: T41 | DUNDALK |  | 54.0079 | -6.5722
MV/LV Substation DR***711X | 10 kV | 400V(3ph) & 230V(single ph) | LV | 200 kVA :Kiosk Substation | 0.2 | --> | 0.2 | 0.12 | 3.1 |  | --> | 0.19 | 0 | 0 | 0 | 0.005 | 0.207 | 0 |  | --> | C19 ex ERRIGAL | ERRIGAL: T41 | SHANKILL |  | 54.0691 | -7.0772
MV/LV Substation DR***714Y | 10 kV | 400V(3ph) & 230V(single ph) | LV | 200 kVA :Kiosk Substation | 0.2 | --> | 0.2 | 0.147 | 1.9 |  | --> | 0.19 | 0 | 0 | 0 | 0.01 | 0.197 | 0 |  | --> | C17 ex VIRGINIA | VIRGINIA: T41∥T42 | MEATH HILL |  | 53.8378 | -7.078
MV/LV Substation DR***715 | 20 kV | 400V(3ph) & 230V(single ph) | LV | 50 kVA :Pole Substation | 0.05 | --> | 0.05 | 0.044 | 1.6 |  | --> | 0.047 | 0 | 0 | 0 | 0 | 0.05 | 0 |  | --> | E16 ex MILLTOWN (SR) | MILLTOWN (SR): T422 | OUGHTRAGH |  | 52.1059 | -9.771
MV/LV Substation DR***716 | 20 kV | 400V(3ph) & 230V(single ph) | LV | 50 kVA :Pole Substation | 0.05 | --> | 0.05 | 0.046 | 1.6 |  | --> | 0.047 | 0 | 0 | 0 | 0 | 0.049 | 0 |  | --> | E16 ex MILLTOWN (SR) | MILLTOWN (SR): T422 | OUGHTRAGH |  | 52.1025 | -9.7711
MV/LV Substation DR***723X | 10 kV | 400V(3ph) & 230V(single ph) | LV | 50 kVA :Pole Substation | 0.05 | --> | 0.05 | 0.031 | 1.5 |  | --> | 0.047 | 0 | 0 | 0 | 0 | 0.051 | 0 |  | --> | C11 ex DERRYCRAMPH | DERRYCRAMPH: T41∥T42 | SHANKILL |  | 53.9288 | -7.1687
MV/LV Substation DR***723Y | 10 kV | 400V(3ph) & 230V(single ph) | LV | 630 kVA :Kiosk Substation | 0.63 | --> | 0.63 | 0.5 | 5.6 |  | --> | 0.598 | 0 | 0 | 0 | 0 | 0.5 | 0 |  | --> | E13 ex CRANE | CRANE: T122 | CRANE |  | 52.4995 | -6.5488
MV/LV Substation DR***725Z | 10 kV | 400V(3ph) & 230V(single ph) | LV | 200 kVA :Pole Substation | 0.2 | --> | 0.2 | 0.192 | 0.8 |  | --> | 0.19 | 0 | 0 | 0 | 0.031 | 0 | 0 | Constrained,otherwise capacity available =168kW. | --> | C15 ex BANTRY | BANTRY: T41∥T42 | BALLYLICKY |  | 51.7289 | -9.4477
MV/LV Substation DR***728 | 10 kV | 400V(3ph) & 230V(single ph) | LV | 200 kVA :Pole Substation | 0.2 | --> | 0.2 | 0.163 | 3.4 |  | --> | 0.19 | 0 | 0 | 0 | 0.007 | 0.198 | 0 |  | --> | C15 ex STICKILLEN | STICKILLEN: T41∥T42 | DRYBRIDGE |  | 53.8521 | -6.6588
MV/LV Substation DR***731 | 10 kV | 400V(3ph) & 230V(single ph) | LV | 50 kVA :Pole Substation | 0.05 | --> | 0.05 | 0 | 0 | Constrained,otherwise capacity available =17kVA. | --> | 0.047 | 0 | 0 | 0 | 0.007 | 0.046 | 0 |  | --> | C13 ex MALAHIDE | MALAHIDE: T41 | GLASMORE |  | 53.4176 | -6.1576
MV/LV Substation DR***739Y | 20 kV | 400V(3ph) & 230V(single ph) | LV | 100 kVA :Pole Substation | 0.1 | --> | 0.1 | 0 | 0 | Constrained,otherwise capacity available =47kVA. | --> | 0.095 | 0 | 0 | 0 | 0 | 0.107 | 0 |  | --> | E17 ex DRUMLINE | DRUMLINE: T421∥T422 | DRUMLINE |  | 52.7234 | -8.86
MV/LV Substation DR***741Y | 20 kV | 400V(3ph) & 230V(single ph) | LV | 50 kVA :Pole Substation | 0.05 | --> | 0.05 | 0 | 0 | Constrained,otherwise capacity available =50kVA. | --> | 0.047 | 0 | 0 | 0 | 0 | 0.049 | 0 |  | --> | C17 ex CLONES | CLONES: T41∥T42 | SHANKILL |  | 54.1777 | -7.1331
MV/LV Substation DR***743 | 20 kV | 400V(3ph) & 230V(single ph) | LV | 100 kVA :Pole Substation | 0.1 | --> | 0.1 | 0.058 | 8.5 |  | --> | 0.095 | 0 | 0 | 0 | 0 | 0.106 | 0 |  | --> | C14 ex ARDGEEHA | ARDGEEHA: T41∥T42 | DOON |  | 52.517 | -7.586
MV/LV Substation DR***745 | 10 kV | 400V(3ph) & 230V(single ph) | LV | 200 kVA :Pole Substation | 0.2 | --> | 0.2 | 0.125 | 3.4 |  | --> | 0.19 | 0 | 0 | 0 | 0.006 | 0.205 | 0 |  | --> | C15 ex STICKILLEN | STICKILLEN: T41∥T42 | DRYBRIDGE |  | 53.8497 | -6.6527
MV/LV Substation DR***747X | 20 kV | 400V(3ph) & 230V(single ph) | LV | 50 kVA :Pole Substation | 0.05 | --> | 0.05 | 0 | 0 | Constrained,otherwise capacity available =42kVA. | --> | 0.047 | 0 | 0 | 0 | 0 | 0 | 0 | Constrained,otherwise capacity available =50kW. | --> | E18 ex BIRR | BIRR: T422 | DALLOW |  | 52.9986 | -8.0669
MV/LV Substation DR***748X | 10 kV | 400V(3ph) & 230V(single ph) | LV | 400 kVA :Kiosk Substation | 0.4 | --> | 0.4 | 0.333 | 1.3 |  | --> | 0.38 | 0 | 0 | 0 | 0.008 | 0.401 | 0 |  | --> | C15 ex ENNIS NORTH | ENNIS NORTH: T41∥T42 | ENNIS |  | 52.8521 | -8.9997
MV/LV Substation DR***748Y | 10 kV | 400V(3ph) & 230V(single ph) | LV | 200 kVA :Pole Substation | 0.2 | --> | 0.2 | 0 | 0 | Constrained,otherwise capacity available =179kVA. | --> | 0.19 | 0 | 0 | 0 | 0 | 0.2 | 0 |  | --> | C19 ex CARRICKMACROSS | CARRICKMACROSS: T41 | MEATH HILL |  | 53.9249 | -6.7212
MV/LV Substation DR***755 | 10 kV | 400V(3ph) & 230V(single ph) | LV | 400 kVA :Building Structure | 0.4 | --> | 0.4 | 0 | 0 | Constrained,otherwise capacity available =137kVA. | --> | 0.38 | 0 | 0 | 0 | 0.031 | 0.406 | 0 |  | --> | C18 ex WOODFORD | WOODFORD: T41∥T42 | KNOCKEARAGH |  | 52.0537 | -9.5061
MV/LV Substation DR***755Y | 20 kV | 400V(3ph) & 230V(single ph) | LV | 50 kVA :Pole Substation | 0.05 | --> | 0.05 | 0.046 | 4.5 |  | --> | 0.047 | 0 | 0 | 0 | 0 | 0.049 | 0 |  | --> | E13 ex TELAYDON | TELAYDON: T421 | LISDRUM |  | 54.2771 | -7.0207
MV/LV Substation DR***757 | 20 kV | 400V(3ph) & 230V(single ph) | LV | 50 kVA :Pole Substation | 0.05 | --> | 0.05 | 0 | 0 | Constrained,otherwise capacity available =40kVA. | --> | 0.047 | 0 | 0 | 0 | 0 | 0.051 | 0 |  | --> | E14 ex EMYVALE | EMYVALE: T422 | LISDRUM |  | 54.3674 | -7.0194
MV/LV Substation DR***759 | 20 kV | 400V(3ph) & 230V(single ph) | LV | 200 kVA :Kiosk Substation | 0.2 | --> | 0.2 | 0.161 | 3.5 |  | --> | 0.19 | 0 | 0 | 0 | 0 | 0.205 | 0 |  | --> | E19 ex STRANORLAR | STRANORLAR: T421 | LETTERKENNY |  | 54.8073 | -7.7808
MV/LV Substation DR***759 | 20 kV | 400V(3ph) & 230V(single ph) | LV | 50 kVA :Pole Substation | 0.05 | --> | 0.05 | 0.048 | 4.5 |  | --> | 0.047 | 0 | 0 | 0 | 0 | 0.049 | 0 |  | --> | E22 ex ENNISCRONE | ENNISCRONE: T421∥T422 | MOY |  | 54.235 | -9.0348
MV/LV Substation DR***760X | 20 kV | 400V(3ph) & 230V(single ph) | LV | 50 kVA :Pole Substation | 0.05 | --> | 0.05 | 0.05 | 8.5 |  | --> | 0.047 | 0 | 0 | 0 | 0 | 0.049 | 0 |  | --> | C14 ex ARDGEEHA | ARDGEEHA: T41∥T42 | DOON |  | 52.5176 | -7.586
MV/LV Substation DR***762X | 10 kV | 400V(3ph) & 230V(single ph) | LV | 200 kVA :Kiosk Substation | 0.2 | --> | 0.2 | 0 | 0 | Constrained,otherwise capacity available =186kVA. | --> | 0.19 | 0 | 0 | 0 | 0.008 | 0.193 | 0 |  | --> | C12 ex KANTURK | KANTURK: T41∥T42 | GLENLARA |  | 52.1602 | -8.909
MV/LV Substation DR***766 | 20 kV | 400V(3ph) & 230V(single ph) | LV | 100 kVA :Pole Substation | 0.1 | --> | 0.1 | 0.008 | 7.4 |  | --> | 0.095 | 0 | 0 | 0 | 0.003 | 0 | 0 | Constrained,otherwise capacity available =110kW. | --> | E12 ex ARIGNA | ARIGNA: T121 | ARIGNA |  | 54.1686 | -8.1446
MV/LV Substation DR***769Y | 10 kV | 400V(3ph) & 230V(single ph) | LV | 400 kVA :Kiosk Substation | 0.4 | --> | 0.4 | 0.359 | 2 |  | --> | 0.38 | 0 | 0 | 0 | 0.015 | 0.39 | 0 |  | --> | C18 ex CARRICKMACROSS | CARRICKMACROSS: T42 | MEATH HILL |  | 53.9713 | -6.7071
MV/LV Substation DR***773X | 10 kV | 400V(3ph) & 230V(single ph) | LV | 630 kVA :Building Structure | 0.63 | --> | 0.63 | 0 | 0 | Constrained,otherwise capacity available =500kVA. | --> | 0.598 | 0 | 0 | 0 | 0 | 0.5 | 0 |  | --> | C13 ex DRUMCONDRA | DRUMCONDRA: T41 | MCDERMOTT |  | 53.3677 | -6.2561
MV/LV Substation DR***775 | 10 kV | 400V(3ph) & 230V(single ph) | LV | 100 kVA :Pole Substation | 0.1 | --> | 0.1 | 0.046 | 4.3 |  | --> | 0.095 | 0 | 0 | 0 | 0.003 | 0.104 | 0 |  | --> | C26 ex BAILIEBORO | BAILIEBORO: T41∥T42 | MEATH HILL |  | 53.9217 | -6.9776
MV/LV Substation DR***781X | 20 kV | 400V(3ph) & 230V(single ph) | LV | 200 kVA :Pole Substation | 0.2 | --> | 0.2 | 0.119 | 2.7 |  | --> | 0.19 | 0 | 0 | 0 | 0 | 0.212 | 0 |  | --> | C18 ex KILLESHANDRA | KILLESHANDRA: T41∥T42 | GORTAWEE |  | 53.9972 | -7.506
MV/LV Substation DR***785X | 10 kV | 400V(3ph) & 230V(single ph) | LV | 100 kVA :Pole Substation | 0.1 | --> | 0.1 | 0.1 | 3.4 |  | --> | 0.095 | 0 | 0 | 0 | 0 | 0.1 | 0 |  | --> | C15 ex STICKILLEN | STICKILLEN: T41∥T42 | DRYBRIDGE |  | 53.8197 | -6.5421
MV/LV Substation DR***788 | 10 kV | 400V(3ph) & 230V(single ph) | LV | 200 kVA :Pole Substation | 0.2 | --> | 0.2 | 0.187 | 4.3 |  | --> | 0.19 | 0 | 0 | 0 | 0 | 0.201 | 0 |  | --> | C21 ex BAILIEBORO | BAILIEBORO: T41∥T42 | MEATH HILL |  | 53.9124 | -6.8487
MV/LV Substation DR***793X | 10 kV | 400V(3ph) & 230V(single ph) | LV | 50 kVA :Pole Substation | 0.05 | --> | 0.05 | 0 | 0 | Constrained,otherwise capacity available =41kVA. | --> | 0.047 | 0 | 0 | 0 | 0 | 0 | 0 | Constrained,otherwise capacity available =50kW. | --> | C18 ex TEMPLEMORE | TEMPLEMORE: T42 | IKERRIN |  | 52.843 | -7.7238
MV/LV Substation DR***797X | 10 kV | 400V(3ph) & 230V(single ph) | LV | 100 kVA :Pole Substation | 0.1 | --> | 0.1 | 0.098 | 0.9 |  | --> | 0.095 | 0 | 0 | 0 | 0 | 0.1 | 0 |  | --> | C20 ex MULGANNON | MULGANNON: T42 | WEXFORD |  | 52.3106 | -6.4541
MV/LV Substation DR***798X | 20 kV | 400V(3ph) & 230V(single ph) | LV | 400 kVA :Kiosk Substation | 0.4 | --> | 0.4 | 0.266 | 5.8 |  | --> | 0.38 | 0 | 0 | 0 | 0 | 0.42 | 0 |  | --> | E12 ex DUNMANWAY | DUNMANWAY: T422 | DUNMANWAY |  | 51.6586 | -9.263
MV/LV Substation DR***799 | 20 kV | 400V(3ph) & 230V(single ph) | LV | 200 kVA :Pole Substation | 0.2 | --> | 0.2 | 0 | 0 | Constrained,otherwise capacity available =177kVA. | --> | 0.19 | 0 | 0 | 0 | 0 | 0.203 | 0 |  | --> | E14 ex DALTON | DALTON: T421∥T422 | DALTON |  | 53.7948 | -8.9132
MV/LV Substation DR***803Y | 20 kV | 400V(3ph) & 230V(single ph) | LV | 50 kVA :Pole Substation | 0.05 | --> | 0.05 | 0.05 | 0.8 |  | --> | 0.047 | 0 | 0 | 0 | 0 | 0 | 0 | Constrained,otherwise capacity available =49kW. | --> | C12 ex BANTRY | BANTRY: T41∥T42 | BALLYLICKY |  | 51.6621 | -9.4701
MV/LV Substation DR***807X | 20 kV | 400V(3ph) & 230V(single ph) | LV | 200 kVA :Pole Substation | 0.2 | --> | 0.2 | 0.176 | 1.8 |  | --> | 0.19 | 0 | 0 | 0 | 0 | 0.203 | 0 |  | --> | C26 ex DUNDALK | DUNDALK: T41 | DUNDALK |  | 54.0058 | -6.5649
MV/LV Substation DR***808X | 10 kV | 400V(3ph) & 230V(single ph) | LV | 50 kVA :Pole Substation | 0.05 | --> | 0.05 | 0.035 | 3.1 |  | --> | 0.047 | 0 | 0 | 0 | 0 | 0.051 | 0 |  | --> | C19 ex ERRIGAL | ERRIGAL: T41 | SHANKILL |  | 54.0713 | -7.0742
MV/LV Substation DR***810 | 10 kV | 400V(3ph) & 230V(single ph) | LV | 50 kVA :Pole Substation | 0.05 | --> | 0.05 | 0.041 | 0.2 |  | --> | 0.047 | 0 | 0 | 0 | 0.008 | 0 | 0 | Constrained,otherwise capacity available =41kW. | --> | C15 ex DUNGLOE | DUNGLOE: T42 | ARDNAGAPPARY |  | 54.8922 | -8.3359
MV/LV Substation DR***810Y | 20 kV | 400V(3ph) & 230V(single ph) | LV | 200 kVA :Pole Substation | 0.2 | --> | 0.2 | 0.18 | 2 |  | --> | 0.19 | 0 | 0 | 0 | 0 | 0.203 | 0 |  | --> | E15 ex BALLYCONNELL | BALLYCONNELL: T421∥T422 | GORTAWEE |  | 54.101 | -7.4645
MV/LV Substation DR***811 | 10 kV | 400V(3ph) & 230V(single ph) | LV | 200 kVA :Pole Substation | 0.2 | --> | 0.2 | 0 | 0 | Constrained,otherwise capacity available =130kVA. | --> | 0.19 | 0 | 0 | 0 | 0 | 0 | 0 | Constrained,otherwise capacity available =210kW. | --> | C17 ex HOLYCROSS ROAD | HOLYCROSS ROAD: T41∥T42 | THURLES |  | 52.734 | -7.9731
MV/LV Substation DR***812Y | 10 kV | 400V(3ph) & 230V(single ph) | LV | 50 kVA :Pole Substation | 0.05 | --> | 0.05 | 0.05 | 1.3 |  | --> | 0.047 | 0 | 0 | 0 | 0 | 0.049 | 0 |  | --> | C17 ex BALLYBAY | BALLYBAY: T41∥T42 | LISDRUM |  | 54.0956 | -6.8159
MV/LV Substation DR***814 | 10 kV | 400V(3ph) & 230V(single ph) | LV | 50 kVA :Pole Substation | 0.05 | --> | 0.05 | 0.046 | 0.7 |  | --> | 0.047 | 0 | 0 | 0 | 0.004 | 0.045 | 0 |  | --> | C26 ex GLENTIES | GLENTIES: T41 | BINBANE |  | 54.7874 | -8.2656
MV/LV Substation DR***815X | 10 kV | 400V(3ph) & 230V(single ph) | LV | 200 kVA :Kiosk Substation | 0.2 | --> | 0.2 | 0.2 | 12.2 |  | --> | 0.19 | 0 | 0 | 0 | 0 | 0.2 | 0 |  | --> | C22 ex SALTHILL | SALTHILL: T102 | SALTHILL |  | 53.2763 | -9.1052
MV/LV Substation DR***816 | 10 kV | 400V(3ph) & 230V(single ph) | LV | 200 kVA :Kiosk Substation | 0.2 | --> | 0.2 | 0.172 | 9.8 |  | --> | 0.19 | 0 | 0 | 0 | 0.003 | 0.2 | 0 |  | --> | C12 ex KILCOOLE | KILCOOLE: T41∥T42 | FASSAROE |  | 53.0913 | -6.0819
MV/LV Substation DR***820X | 10 kV | 400V(3ph) & 230V(single ph) | LV | 200 kVA :Pole Substation | 0.2 | --> | 0.2 | 0 | 0 | Constrained,otherwise capacity available =164kVA. | --> | 0.19 | 0 | 0 | 0 | 0.007 | 0.198 | 0 |  | --> | C18 ex LITTLE MILLS | LITTLE MILLS: T41 | DUNDALK |  | 53.9212 | -6.4005
MV/LV Substation DR***821 | 10 kV | 400V(3ph) & 230V(single ph) | LV | 100 kVA :Pole Substation | 0.1 | --> | 0.1 | 0 | 0 | Constrained,otherwise capacity available =73kVA. | --> | 0.095 | 0 | 0 | 0 | 0 | 0 | 0 | Constrained,otherwise capacity available =103kW. | --> | C14 ex DONEGAL | DONEGAL: T41∥T42 | CATHALEENS FALL |  | 54.6596 | -8.1069
MV/LV Substation DR***821 | 10 kV | 400V(3ph) & 230V(single ph) | LV | 50 kVA :Pole Substation | 0.05 | --> | 0.05 | 0.022 | 5 |  | --> | 0.047 | 0 | 0 | 0 | 0.007 | 0.045 | 0 |  | --> | C12 ex BALLYTIVNAN | BALLYTIVNAN: T42 | SLIGO |  | 54.305 | -8.4291
MV/LV Substation DR***821X | 10 kV | 400V(3ph) & 230V(single ph) | LV | 50 kVA :Pole Substation | 0.05 | --> | 0.05 | 0 | 0 | Constrained,otherwise capacity available =40kVA. | --> | 0.047 | 0 | 0 | 0 | 0 | 0.051 | 0 |  | --> | C18 ex LITTLE MILLS | LITTLE MILLS: T41 | DUNDALK |  | 53.9226 | -6.3959
MV/LV Substation DR***822X | 10 kV | 400V(3ph) & 230V(single ph) | LV | 50 kVA :Pole Substation | 0.05 | --> | 0.05 | 0.038 | 3.1 |  | --> | 0.047 | 0 | 0 | 0 | 0 | 0.051 | 0 |  | --> | C13 ex ERRIGAL | ERRIGAL: T41 | SHANKILL |  | 54.0052 | -7.2059
MV/LV Substation DR***823X | 20 kV | 400V(3ph) & 230V(single ph) | LV | 50 kVA :Pole Substation | 0.05 | --> | 0.05 | 0.046 | 4.5 |  | --> | 0.047 | 0 | 0 | 0 | 0 | 0.049 | 0 |  | --> | E19 ex TELAYDON | TELAYDON: T421 | LISDRUM |  | 54.3052 | -7.0092
MV/LV Substation DR***824 | 20 kV | 400V(3ph) & 230V(single ph) | LV | 100 kVA :Pole Substation | 0.1 | --> | 0.1 | 0.036 | 4.4 |  | --> | 0.095 | 0 | 0 | 0 | 0.009 | 0.099 | 0 |  | --> | E16 ex MOHILL | MOHILL: T421∥T422 | CARRICK ON SHANNON |  | 53.9245 | -8.0089
MV/LV Substation DR***824 | 20 kV | 400V(3ph) & 230V(single ph) | LV | 200 kVA :Pole Substation | 0.2 | --> | 0.2 | 0.162 | 2.4 |  | --> | 0.19 | 0 | 0 | 0 | 0 | 0.205 | 0 |  | --> | E19 ex KENMARE | KENMARE: T421 | KNOCKEARAGH |  | 51.872 | -9.6466
MV/LV Substation DR***824 | 20 kV | 400V(3ph) & 230V(single ph) | LV | 50 kVA :Pole Substation | 0.05 | --> | 0.05 | 0.028 | 5.8 |  | --> | 0.047 | 0 | 0 | 0 | 0 | 0.052 | 0 |  | --> | E12 ex DUNMANWAY | DUNMANWAY: T422 | DUNMANWAY |  | 51.6494 | -9.1519
MV/LV Substation DR***827 | 20 kV | 400V(3ph) & 230V(single ph) | LV | 100 kVA :Pole Substation | 0.1 | --> | 0.1 | 0.074 | 1.8 |  | --> | 0.095 | 0 | 0 | 0 | 0.016 | 0.087 | 0 |  | --> | E16 ex CURRALEIGH | CURRALEIGH: T421∥T422 | KILBARRY |  | 51.913 | -8.7089
MV/LV Substation DR***828 | 20 kV | 400V(3ph) & 230V(single ph) | LV | 50 kVA :Pole Substation | 0.05 | --> | 0.05 | 0.019 | 5.8 |  | --> | 0.047 | 0 | 0 | 0 | 0.005 | 0.048 | 0 |  | --> | E12 ex DUNMANWAY | DUNMANWAY: T422 | DUNMANWAY |  | 51.6521 | -9.1473
MV/LV Substation DR***829 | 10 kV | 400V(3ph) & 230V(single ph) | LV | 50 kVA :Pole Substation | 0.05 | --> | 0.05 | 0 | 0 | Constrained,otherwise capacity available =49kVA. | --> | 0.047 | 0 | 0 | 0 | 0.003 | 0 | 0 | Constrained,otherwise capacity available =46kW. | --> | C11 ex DONEGAL | DONEGAL: T41∥T42 | CATHALEENS FALL |  | 54.6618 | -8.2074
MV/LV Substation DR***830 | 10 kV | 400V(3ph) & 230V(single ph) | LV | 50 kVA :Pole Substation | 0.05 | --> | 0.05 | 0.04 | 3.4 |  | --> | 0.047 | 0 | 0 | 0 | 0 | 0.051 | 0 |  | --> | C12 ex CAUSEWAY | CAUSEWAY: T41∥T42 | TRALEE |  | 52.4382 | -9.7778
MV/LV Substation DR***830 | 10 kV | 400V(3ph) & 230V(single ph) | LV | 50 kVA :Pole Substation | 0.05 | --> | 0.05 | 0 | 0 | Constrained,otherwise capacity available =35kVA. | --> | 0.047 | 0 | 0 | 0 | 0 | 0 | 0 | Constrained,otherwise capacity available =51kW. | --> | C16 ex TOOMEVARA | TOOMEVARA: T42 | NENAGH |  | 52.8872 | -7.9434
MV/LV Substation DR***831X | 20 kV | 400V(3ph) & 230V(single ph) | LV | 100 kVA :Pole Substation | 0.1 | --> | 0.1 | 0.088 | 2.7 |  | --> | 0.095 | 0 | 0 | 0 | 0 | 0.101 | 0 |  | --> | C18 ex KILLESHANDRA | KILLESHANDRA: T41∥T42 | GORTAWEE |  | 53.9214 | -7.582
MV/LV Substation DR***833 | 10 kV | 400V(3ph) & 230V(single ph) | LV | 100 kVA :Pole Substation | 0.1 | --> | 0.1 | 0.049 | 2.7 |  | --> | 0.095 | 0 | 0 | 0 | 0 | 0.107 | 0 |  | --> | C13 ex CASTLEBLAYNEY | CASTLEBLAYNEY: T41 | DUNDALK |  | 54.1234 | -6.7447
MV/LV Substation DR***834 | 20 kV | 400V(3ph) & 230V(single ph) | LV | 50 kVA :Pole Substation | 0.05 | --> | 0.05 | 0.05 | 11.9 |  | --> | 0.047 | 0 | 0 | 0 | 0 | 0 | 0 | Constrained,otherwise capacity available =49kW. | --> | E18 ex WESTPORT | WESTPORT: T421∥T422 | CASTLEBAR |  | 53.8208 | -9.4776
MV/LV Substation DR***835 | 10 kV | 400V(3ph) & 230V(single ph) | LV | 50 kVA :Pole Substation | 0.05 | --> | 0.05 | 0.036 | 3.4 |  | --> | 0.047 | 0 | 0 | 0 | 0 | 0.051 | 0 |  | --> | C15 ex STICKILLEN | STICKILLEN: T41∥T42 | DRYBRIDGE |  | 53.8343 | -6.6695
MV/LV Substation DR***836 | 10 kV | 400V(3ph) & 230V(single ph) | LV | 100 kVA :Pole Substation | 0.1 | --> | 0.1 | 0.025 | 3.6 |  | --> | 0.095 | 0 | 0 | 0 | 0 | 0.111 | 0 |  | --> | C20 ex CASTLEBLAYNEY | CASTLEBLAYNEY: T42 | DUNDALK |  | 54.0675 | -6.7026
MV/LV Substation DR***836X | 10 kV | 400V(3ph) & 230V(single ph) | LV | 400 kVA :Kiosk Substation | 0.4 | --> | 0.4 | 0.296 | 10.8 |  | --> | 0.38 | 0 | 0 | 0 | 0.003 | 0.412 | 0 |  | --> | C17 ex SALTHILL | SALTHILL: T101 | SALTHILL |  | 53.2707 | -9.1199
MV/LV Substation DR***838Z | 10 kV | 400V(3ph) & 230V(single ph) | LV | 400 kVA :Building Structure | 0.4 | --> | 0.4 | 0 | 0 | Constrained,otherwise capacity available =283kVA. | --> | 0.38 | 0 | 0 | 0 | 0 | 0.415 | 0 |  | --> | C17 ex MORRISTOWN | MORRISTOWN: T41∥T42 | NEWBRIDGE |  | 53.1771 | -6.8015
MV/LV Substation DR***840X | 20 kV | 400V(3ph) & 230V(single ph) | LV | 100 kVA :Pole Substation | 0.1 | --> | 0.1 | 0.083 | 1.8 |  | --> | 0.095 | 0 | 0 | 0 | 0 | 0.102 | 0 |  | --> | C26 ex DUNDALK | DUNDALK: T41 | DUNDALK |  | 54.0056 | -6.5764
MV/LV Substation DR***841Y | 20 kV | 400V(3ph) & 230V(single ph) | LV | 100 kVA :Pole Substation | 0.1 | --> | 0.1 | 0.054 | 2.6 |  | --> | 0.095 | 0 | 0 | 0 | 0 | 0.106 | 0 |  | --> | E17 ex LISDRUM | LISDRUM: T422 | LISDRUM |  | 54.2286 | -6.9699
MV/LV Substation DR***842 | 10 kV | 400V(3ph) & 230V(single ph) | LV | 100 kVA :Pole Substation | 0.1 | --> | 0.1 | 0.073 | 5.5 |  | --> | 0.095 | 0 | 0 | 0 | 0 | 0 | 0 | Constrained,otherwise capacity available =103kW. | --> | C20 ex ENNISKEANE | ENNISKEANE: T41∥T42 | BANDON |  | 51.7413 | -8.8814
MV/LV Substation DR***843X | 10 kV | 400V(3ph) & 230V(single ph) | LV | 50 kVA :Pole Substation | 0.05 | --> | 0.05 | 0.045 | 3.1 |  | --> | 0.047 | 0 | 0 | 0 | 0 | 0.05 | 0 |  | --> | C13 ex ERRIGAL | ERRIGAL: T41 | SHANKILL |  | 54.051 | -7.1614
MV/LV Substation DR***845X | 10 kV | 400V(3ph) & 230V(single ph) | LV | 50 kVA :Pole Substation | 0.05 | --> | 0.05 | 0.05 | 3.9 |  | --> | 0.047 | 0 | 0 | 0 | 0 | 0.049 | 0 |  | --> | C11 ex DUNMANWAY | DUNMANWAY: T43 | DUNMANWAY |  | 51.7149 | -9.1464
MV/LV Substation DR***847X | 10 kV | 400V(3ph) & 230V(single ph) | LV | 50 kVA :Pole Substation | 0.05 | --> | 0.05 | 0.039 | 3.9 |  | --> | 0.047 | 0 | 0 | 0 | 0 | 0.051 | 0 |  | --> | C11 ex DUNMANWAY | DUNMANWAY: T43 | DUNMANWAY |  | 51.7214 | -9.148
MV/LV Substation DR***848 | 20 kV | 400V(3ph) & 230V(single ph) | LV | 50 kVA :Pole Substation | 0.05 | --> | 0.05 | 0 | 0 | Constrained,otherwise capacity available =50kVA. | --> | 0.047 | 0 | 0 | 0 | 0 | 0 | 0 | Constrained,otherwise capacity available =49kW. | --> | C11 ex MOUNTMELLICK | MOUNTMELLICK: T41∥T42 | PORTLAOISE |  | 53.164 | -7.4143
MV/LV Substation DR***849 | 10 kV | 400V(3ph) & 230V(single ph) | LV | 50 kVA :Pole Substation | 0.05 | --> | 0.05 | 0 | 0 | Constrained,otherwise capacity available =49kVA. | --> | 0.047 | 0 | 0 | 0 | 0 | 0.049 | 0 |  | --> | C22 ex GREYSTONES | GREYSTONES: T42 | FASSAROE |  | 53.1225 | -6.1046
MV/LV Substation DR***850X | 20 kV | 400V(3ph) & 230V(single ph) | LV | 100 kVA :Pole Substation | 0.1 | --> | 0.1 | 0.097 | 11.3 |  | --> | 0.095 | 0 | 0 | 0 | 0 | 0.1 | 0 |  | --> | C14 ex SINGLAND | SINGLAND: T102 | SINGLAND |  | 52.6172 | -8.5723
MV/LV Substation DR***851 | 10 kV | 400V(3ph) & 230V(single ph) | LV | 400 kVA :Kiosk Substation | 0.4 | --> | 0.4 | 0.322 | 4.6 |  | --> | 0.38 | 0 | 0 | 0 | 0.01 | 0.401 | 0 |  | --> | C19 ex BALLINCLEA | BALLINCLEA: T41 | CHERRYWOOD |  | 53.268 | -6.1386
MV/LV Substation DR***851Y | 10 kV | 400V(3ph) & 230V(single ph) | LV | 200 kVA :Pole Substation | 0.2 | --> | 0.2 | 0 | 0 | Constrained,otherwise capacity available =200kVA. | --> | 0.19 | 0 | 0 | 0 | 0 | 0.2 | 0 |  | --> | C18 ex LITTLE MILLS | LITTLE MILLS: T41 | DUNDALK |  | 53.9208 | -6.4003
MV/LV Substation DR***852 | 20 kV | 400V(3ph) & 230V(single ph) | LV | 50 kVA :Pole Substation | 0.05 | --> | 0.05 | 0 | 0 | Constrained,otherwise capacity available =48kVA. | --> | 0.047 | 0 | 0 | 0 | 0 | 0.049 | 0 |  | --> | E11 ex CAVAN | CAVAN: T421 | SHANKILL |  | 54.0856 | -7.2084
MV/LV Substation DR***854 | 10 kV | 400V(3ph) & 230V(single ph) | LV | 100 kVA :Pole Substation | 0.1 | --> | 0.1 | 0 | 0 | Constrained,otherwise capacity available =82kVA. | --> | 0.095 | 0 | 0 | 0 | 0.004 | 0.098 | 0 |  | --> | C18 ex LITTLE MILLS | LITTLE MILLS: T41 | DUNDALK |  | 53.9219 | -6.4053
MV/LV Substation DR***859X | 20 kV | 400V(3ph) & 230V(single ph) | LV | 200 kVA :Pole Substation | 0.2 | --> | 0.2 | 0.192 | 2.7 |  | --> | 0.19 | 0 | 0 | 0 | 0 | 0.2 | 0 |  | --> | C17 ex KILLESHANDRA | KILLESHANDRA: T41∥T42 | GORTAWEE |  | 54.0334 | -7.5402
MV/LV Substation DR***863 | 10 kV | 400V(3ph) & 230V(single ph) | LV | 50 kVA :Pole Substation | 0.05 | --> | 0.05 | 0.039 | 4.6 |  | --> | 0.047 | 0 | 0 | 0 | 0 | 0.051 | 0 |  | --> | C18 ex BALLYJAMESDUFF | BALLYJAMESDUFF: T42 | SHANKILL |  | 53.9054 | -7.1898
MV/LV Substation DR***864X | 20 kV | 400V(3ph) & 230V(single ph) | LV | 50 kVA :Pole Substation | 0.05 | --> | 0.05 | 0 | 0 | Constrained,otherwise capacity available =26kVA. | --> | 0.047 | 0 | 0 | 0 | 0 | 0.052 | 0 |  | --> | E21 ex FINEA | FINEA: T421∥T422 | SHANKILL |  | 53.8467 | -7.3525
MV/LV Substation DR***866X | 20 kV | 400V(3ph) & 230V(single ph) | LV | 100 kVA :Pole Substation | 0.1 | --> | 0.1 | 0 | 0 | Constrained,otherwise capacity available =95kVA. | --> | 0.095 | 0 | 0 | 0 | 0 | 0.1 | 0 |  | --> | E18 ex COLLOONEY | COLLOONEY: T422 | SLIGO |  | 54.1317 | -8.4461
MV/LV Substation DR***867 | 20 kV | 400V(3ph) & 230V(single ph) | LV | 100 kVA :Pole Substation | 0.1 | --> | 0.1 | 0.1 | 1.3 |  | --> | 0.095 | 0 | 0 | 0 | 0 | 0.1 | 0 |  | --> | C16 ex ENNIS NORTH | ENNIS NORTH: T41∥T42 | ENNIS |  | 52.8587 | -9.0057
MV/LV Substation DR***869 | 20 kV | 400V(3ph) & 230V(single ph) | LV | 50 kVA :Pole Substation | 0.05 | --> | 0.05 | 0.05 | 2.7 |  | --> | 0.047 | 0 | 0 | 0 | 0 | 0.049 | 0 |  | --> | E17 ex LONGFORD | LONGFORD: T421 | RICHMOND |  | 53.8216 | -7.5325
MV/LV Substation DR***872X | 20 kV | 400V(3ph) & 230V(single ph) | LV | 100 kVA :Pole Substation | 0.1 | --> | 0.1 | 0 | 0 | Constrained,otherwise capacity available =100kVA. | --> | 0.095 | 0 | 0 | 0 | 0 | 0.1 | 0 |  | --> | E19 ex CAVAN | CAVAN: T421 | SHANKILL |  | 53.9925 | -7.3966
MV/LV Substation DR***874 | 10 kV | 400V(3ph) & 230V(single ph) | LV | 50 kVA :Pole Substation | 0.05 | --> | 0.05 | 0.049 | 0.8 |  | --> | 0.047 | 0 | 0 | 0 | 0 | 0 | 0 | Constrained,otherwise capacity available =49kW. | --> | C15 ex BANTRY | BANTRY: T41∥T42 | BALLYLICKY |  | 51.7313 | -9.4421
MV/LV Substation DR***880 | 10 kV | 400V(3ph) & 230V(single ph) | LV | 630 kVA :Kiosk Substation | 0.63 | --> | 0.63 | 0.5 | 1.3 |  | --> | 0.598 | 0 | 0 | 0 | 0 | 0.5 | 0 |  | --> | C18 ex BALLYBAY | BALLYBAY: T41∥T42 | LISDRUM |  | 54.1465 | -6.9638
MV/LV Substation DR***880X | 20 kV | 400V(3ph) & 230V(single ph) | LV | 50 kVA :Pole Substation | 0.05 | --> | 0.05 | 0 | 0 | Constrained,otherwise capacity available =50kVA. | --> | 0.047 | 0 | 0 | 0 | 0 | 0.049 | 0 |  | --> | C18 ex KANTURK | KANTURK: T41∥T42 | GLENLARA |  | 52.0988 | -8.9727
MV/LV Substation DR***881 | 10 kV | 400V(3ph) & 230V(single ph) | LV | 400 kVA :Kiosk Substation | 0.4 | --> | 0.4 | 0.329 | 10.8 |  | --> | 0.38 | 0 | 0 | 0 | 0.009 | 0.401 | 0 |  | --> | C23 ex SALTHILL | SALTHILL: T101 | SALTHILL |  | 53.2695 | -9.1136
MV/LV Substation DR***882 | 20 kV | 400V(3ph) & 230V(single ph) | LV | 100 kVA :Pole Substation | 0.1 | --> | 0.1 | 0.079 | 3 |  | --> | 0.095 | 0 | 0 | 0 | 0 | 0 | 0 | Constrained,otherwise capacity available =103kW. | --> | E17 ex WINDSOR | WINDSOR: T421∥T422 | CASTLEBAR |  | 53.851 | -9.2025
MV/LV Substation DR***884 | 10 kV | 400V(3ph) & 230V(single ph) | LV | 100 kVA :Pole Substation | 0.1 | --> | 0.1 | 0 | 0 | Constrained,otherwise capacity available =76kVA. | --> | 0.095 | 0 | 0 | 0 | 0 | 0 | 0 | Constrained,otherwise capacity available =103kW. | --> | C17 ex HOLYCROSS ROAD | HOLYCROSS ROAD: T41∥T42 | THURLES |  | 52.6602 | -7.9539
MV/LV Substation DR***900Y | 20 kV | 400V(3ph) & 230V(single ph) | LV | 50 kVA :Pole Substation | 0.05 | --> | 0.05 | 0.029 | 4.5 |  | --> | 0.047 | 0 | 0 | 0 | 0 | 0.052 | 0 |  | --> | E13 ex TELAYDON | TELAYDON: T421 | LISDRUM |  | 54.2699 | -7.0036
MV/LV Substation DR***904 | 20 kV | 400V(3ph) & 230V(single ph) | LV | 100 kVA :Pole Substation | 0.1 | --> | 0.1 | 0.079 | 2.4 |  | --> | 0.095 | 0 | 0 | 0 | 0 | 0.103 | 0 |  | --> | E19 ex KENMARE | KENMARE: T421 | KNOCKEARAGH |  | 51.8603 | -9.6926
MV/LV Substation DR***910 | 10 kV | 400V(3ph) & 230V(single ph) | LV | 100 kVA :Pole Substation | 0.1 | --> | 0.1 | 0.078 | 3.6 |  | --> | 0.095 | 0 | 0 | 0 | 0 | 0.103 | 0 |  | --> | C18 ex CASTLEBLAYNEY | CASTLEBLAYNEY: T42 | DUNDALK |  | 54.1468 | -6.7124
MV/LV Substation DR***912 | 10 kV | 400V(3ph) & 230V(single ph) | LV | 100 kVA :Pole Substation | 0.1 | --> | 0.1 | 0 | 0 | Constrained,otherwise capacity available =89kVA. | --> | 0.095 | 0 | 0 | 0 | 0.002 | 0.099 | 0 |  | --> | C14 ex CARRICK ON SHANNON | CARRICK ON SHANNON: T41∥T42 | CARRICK ON SHANNON |  | 53.954 | -8.0707
MV/LV Substation DR***913X | 10 kV | 400V(3ph) & 230V(single ph) | LV | 200 kVA :Kiosk Substation | 0.2 | --> | 0.2 | 0.146 | 4.3 |  | --> | 0.19 | 0 | 0 | 0 | 0.009 | 0.198 | 0 |  | --> | C16 ex LAWLESSTOWN | LAWLESSTOWN: T42 | DOON |  | 52.3658 | -7.7167
MV/LV Substation DR***914 | 10 kV | 400V(3ph) & 230V(single ph) | LV | 100 kVA :Pole Substation | 0.1 | --> | 0.1 | 0.091 | 6.4 |  | --> | 0.095 | 0 | 0 | 0 | 0.006 | 0.094 | 0 |  | --> | C14 ex AGHAGAD | AGHAGAD: T41∥T42 | SLIGO |  | 54.3411 | -8.5024
MV/LV Substation DR***916 | 10 kV | 400V(3ph) & 230V(single ph) | LV | 50 kVA :Pole Substation | 0.05 | --> | 0.05 | 0.044 | 2.2 |  | --> | 0.047 | 0 | 0 | 0 | 0 | 0.05 | 0 |  | --> | C20 ex KINGSCOURT | KINGSCOURT: T42 | MEATH HILL |  | 53.8419 | -6.6743
MV/LV Substation DR***917 | 10 kV | 400V(3ph) & 230V(single ph) | LV | 400 kVA :Kiosk Substation | 0.4 | --> | 0.4 | 0 | 0 | Constrained,otherwise capacity available =285kVA. | --> | 0.38 | 0 | 0 | 0 | 0.019 | 0.397 | 0 |  | --> | C19 ex CARRICKMINES | CARRICKMINES: T41 | CARRICKMINES |  | 53.2588 | -6.1961
MV/LV Substation DR***919 | 10 kV | 400V(3ph) & 230V(single ph) | LV | 50 kVA :Pole Substation | 0.05 | --> | 0.05 | 0.04 | 3.6 |  | --> | 0.047 | 0 | 0 | 0 | 0 | 0.051 | 0 |  | --> | C18 ex CASTLEBLAYNEY | CASTLEBLAYNEY: T42 | DUNDALK |  | 54.154 | -6.6785
MV/LV Substation DR***919 | 20 kV | 400V(3ph) & 230V(single ph) | LV | 100 kVA :Pole Substation | 0.1 | --> | 0.1 | 0.069 | 7.4 |  | --> | 0.095 | 0 | 0 | 0 | 0.003 | 0 | 0 | Constrained,otherwise capacity available =101kW. | --> | E14 ex ARIGNA | ARIGNA: T121 | ARIGNA |  | 54.045 | -8.0353
MV/LV Substation DR***924 | 10 kV | 400V(3ph) & 230V(single ph) | LV | 100 kVA :Pole Substation | 0.1 | --> | 0.1 | 0.082 | 11.5 |  | --> | 0.095 | 0 | 0 | 0 | 0 | 0.102 | 0 |  | --> | C18 ex BALLYBEG | BALLYBEG: T102 | CARRICKMINES |  | 52.9536 | -6.1743
MV/LV Substation DR***925 | 20 kV | 400V(3ph) & 230V(single ph) | LV | 200 kVA :Kiosk Substation | 0.2 | --> | 0.2 | 0 | 0 | Constrained,otherwise capacity available =172kVA. | --> | 0.19 | 0 | 0 | 0 | 0 | 0.203 | 0 |  | --> | E17 ex MANORHAMILTON | MANORHAMILTON: T422 | SLIGO |  | 54.2307 | -8.2994
MV/LV Substation DR***925X | 10 kV | 400V(3ph) & 230V(single ph) | LV | 50 kVA :Pole Substation | 0.05 | --> | 0.05 | 0 | 0 | Constrained,otherwise capacity available =42kVA. | --> | 0.047 | 0 | 0 | 0 | 0 | 0.05 | 0 |  | --> | C11 ex ROSEHILL | ROSEHILL: T41 | KILKENNY |  | 52.6449 | -7.2904
MV/LV Substation DR***928Y | 20 kV | 400V(3ph) & 230V(single ph) | LV | 50 kVA :Pole Substation | 0.05 | --> | 0.05 | 0.047 | 13.3 |  | --> | 0.047 | 0 | 0 | 0 | 0 | 0.049 | 0 |  | --> | E16 ex BELVIEW | BELVIEW: T422 | WATERFORD |  | 52.2811 | -7.0478
MV/LV Substation DR***930 | 20 kV | 400V(3ph) & 230V(single ph) | LV | 50 kVA :Pole Substation | 0.05 | --> | 0.05 | 0.047 | 1 |  | --> | 0.047 | 0 | 0 | 0 | 0 | 0.049 | 0 |  | --> | E14 ex RANDALSTOWN | RANDALSTOWN: T422 | NAVAN |  | 53.773 | -6.7238
MV/LV Substation DR***930Y | 10 kV | 400V(3ph) & 230V(single ph) | LV | 200 kVA :Pole Substation | 0.2 | --> | 0.2 | 0.183 | 0.9 |  | --> | 0.19 | 0 | 0 | 0 | 0 | 0.202 | 0 |  | --> | C20 ex MULGANNON | MULGANNON: T42 | WEXFORD |  | 52.3112 | -6.4541
MV/LV Substation DR***931X | 10 kV | 400V(3ph) & 230V(single ph) | LV | 50 kVA :Pole Substation | 0.05 | --> | 0.05 | 0.041 | 0.3 |  | --> | 0.047 | 0 | 0 | 0 | 0.002 | 0.048 | 0 |  | --> | C20 ex DRUMBEAR | DRUMBEAR: T41∥T42 | LISDRUM |  | 54.1992 | -6.9882
MV/LV Substation DR***932X | 10 kV | 400V(3ph) & 230V(single ph) | LV | 400 kVA :Kiosk Substation | 0.4 | --> | 0.4 | 0 | 0 | Constrained,otherwise capacity available =352kVA. | --> | 0.38 | 0 | 0 | 0 | 0.004 | 0.402 | 0 |  | --> | C17 ex LOUGHREA | LOUGHREA: T41∥T42 | SOMERSET |  | 53.2028 | -8.5579
MV/LV Substation DR***934 | 10 kV | 400V(3ph) & 230V(single ph) | LV | 400 kVA :Kiosk Substation | 0.4 | --> | 0.4 | 0.266 | 5.8 |  | --> | 0.38 | 0 | 0 | 0 | 0 | 0.42 | 0 |  | --> | C17 ex WHITESTOWN | WHITESTOWN: T41 | COOKSTOWN |  | 53.2892 | -6.3965
MV/LV Substation DR***935 | 10 kV | 400V(3ph) & 230V(single ph) | LV | 200 kVA :Kiosk Substation | 0.2 | --> | 0.2 | 0.133 | 5.8 |  | --> | 0.19 | 0 | 0 | 0 | 0.006 | 0.203 | 0 |  | --> | C17 ex WHITESTOWN | WHITESTOWN: T41 | COOKSTOWN |  | 53.289 | -6.3942
MV/LV Substation DR***936 | 10 kV | 400V(3ph) & 230V(single ph) | LV | 200 kVA :Kiosk Substation | 0.2 | --> | 0.2 | 0.144 | 5.8 |  | --> | 0.19 | 0 | 0 | 0 | 0 | 0.208 | 0 |  | --> | C17 ex WHITESTOWN | WHITESTOWN: T41 | COOKSTOWN |  | 53.2911 | -6.3966
MV/LV Substation DR***936 | 10 kV | 400V(3ph) & 230V(single ph) | LV | 50 kVA :Pole Substation | 0.05 | --> | 0.05 | 0.042 | 2.2 |  | --> | 0.047 | 0 | 0 | 0 | 0.004 | 0.046 | 0 |  | --> | C20 ex KINGSCOURT | KINGSCOURT: T42 | MEATH HILL |  | 53.845 | -6.6654
MV/LV Substation DR***936 | 20 kV | 400V(3ph) & 230V(single ph) | LV | 100 kVA :Pole Substation | 0.1 | --> | 0.1 | 0.091 | 1.2 |  | --> | 0.095 | 0 | 0 | 0 | 0 | 0.1 | 0 |  | --> | C16 ex SCREEB | SCREEB: T41 | SCREEB |  | 53.2441 | -9.6738
MV/LV Substation DR***938X | 20 kV | 400V(3ph) & 230V(single ph) | LV | 200 kVA :Pole Substation | 0.2 | --> | 0.2 | 0.182 | 2.7 |  | --> | 0.19 | 0 | 0 | 0 | 0 | 0.202 | 0 |  | --> | C18 ex KILLESHANDRA | KILLESHANDRA: T41∥T42 | GORTAWEE |  | 53.92 | -7.5775
MV/LV Substation DR***939 | 10 kV | 400V(3ph) & 230V(single ph) | LV | 200 kVA :Pole Substation | 0.2 | --> | 0.2 | 0.188 | 3.9 |  | --> | 0.19 | 0 | 0 | 0 | 0 | 0.201 | 0 |  | --> | C13 ex DUNMANWAY | DUNMANWAY: T43 | DUNMANWAY |  | 51.7193 | -9.1267
MV/LV Substation DR***939X | 20 kV | 400V(3ph) & 230V(single ph) | LV | 200 kVA :Pole Substation | 0.2 | --> | 0.2 | 0 | 11.3 |  | --> | 0.19 | 0 | 0 | 0 | 0.078 | 0.154 | 0 |  | --> | C14 ex SINGLAND | SINGLAND: T102 | SINGLAND |  | 52.6247 | -8.575
MV/LV Substation DR***940 | 20 kV | 400V(3ph) & 230V(single ph) | LV | 50 kVA :Pole Substation | 0.05 | --> | 0.05 | 0.038 | 5.8 |  | --> | 0.047 | 0 | 0 | 0 | 0 | 0.051 | 0 |  | --> | E12 ex DUNMANWAY | DUNMANWAY: T422 | DUNMANWAY |  | 51.6692 | -9.1082
MV/LV Substation DR***940 | 10 kV | 400V(3ph) & 230V(single ph) | LV | 100 kVA :Pole Substation | 0.1 | --> | 0.1 | 0 | 0 | Constrained,otherwise capacity available =87kVA. | --> | 0.095 | 0 | 0 | 0 | 0.001 | 0 | 0 | Constrained,otherwise capacity available =100kW. | --> | C11 ex TEMPLEMORE | TEMPLEMORE: T41 | IKERRIN |  | 52.7675 | -7.8967
MV/LV Substation DR***940Y | 10 kV | 400V(3ph) & 230V(single ph) | LV | 400 kVA :Kiosk Substation | 0.4 | --> | 0.4 | 0.268 | 8.9 |  | --> | 0.38 | 0 | 0 | 0 | 0.006 | 0.413 | 0 |  | --> | C13 ex SINGLAND | SINGLAND: T101 | SINGLAND |  | 52.6676 | -8.6009
MV/LV Substation DR***942 | 10 kV | 400V(3ph) & 230V(single ph) | LV | 200 kVA :Pole Substation | 0.2 | --> | 0.2 | 0 | 0 | Constrained,otherwise capacity available =116kVA. | --> | 0.19 | 0 | 0 | 0 | 0.023 | 0.188 | 0 |  | --> | C17 ex CARRICKMACROSS | CARRICKMACROSS: T41 | MEATH HILL |  | 53.969 | -6.699
MV/LV Substation DR***943 | 20 kV | 400V(3ph) & 230V(single ph) | LV | 50 kVA :Pole Substation | 0.05 | --> | 0.05 | 0 | 0 | Constrained,otherwise capacity available =50kVA. | --> | 0.047 | 0 | 0 | 0 | 0 | 0.049 | 0 |  | --> | C21 ex MILFORD (NR) | MILFORD (NR): T41∥T42 | LETTERKENNY |  | 55.127 | -7.7355
MV/LV Substation DR***955 | 20 kV | 400V(3ph) & 230V(single ph) | LV | 50 kVA :Pole Substation | 0.05 | --> | 0.05 | 0.05 | 3.3 |  | --> | 0.047 | 0 | 0 | 0 | 0 | 0.049 | 0 |  | --> | E13 ex BIRDHILL | BIRDHILL: T421 | ARDNACRUSHA |  | 52.7329 | -8.5702
MV/LV Substation DR***956 | 10 kV | 400V(3ph) & 230V(single ph) | LV | 400 kVA :Kiosk Substation | 0.4 | --> | 0.4 | 0.279 | 11.4 |  | --> | 0.38 | 0 | 0 | 0 | 0 | 0.418 | 0 |  | --> | C23 ex COOKSTOWN | COOKSTOWN: T101 | CARRICKMINES |  | 53.2817 | -6.3957
MV/LV Substation DR***957 | 10 kV | 400V(3ph) & 230V(single ph) | LV | 50 kVA :Pole Substation | 0.05 | --> | 0.05 | 0 | 2.1 |  | --> | 0.047 | 0 | 0 | 0 | 0 | 0.058 | 0 |  | --> | C12 ex KILSARAN | KILSARAN: T42 | DRYBRIDGE |  | 53.9124 | -6.4056
MV/LV Substation DR***968X | 10 kV | 400V(3ph) & 230V(single ph) | LV | 1000 kVA :Building Structure | 1 | --> | 1 | 0.5 | 4.6 |  | --> | 0.95 | 0 | 0 | 0 | 0 | 0.5 | 0 |  | --> | C22 ex LIBERTY STREET | LIBERTY STREET: T102 | LIBERTY STREET |  | 51.895 | -8.4737
MV/LV Substation DR***972 | 20 kV | 400V(3ph) & 230V(single ph) | LV | 50 kVA :Pole Substation | 0.05 | --> | 0.05 | 0.046 | 12.2 |  | --> | 0.047 | 0 | 0 | 0 | 0.007 | 0.042 | 0 |  | --> | C36 ex SALTHILL | SALTHILL: T102 | SALTHILL |  | 53.2921 | -9.1223
MV/LV Substation DR***976X | 20 kV | 400V(3ph) & 230V(single ph) | LV | 50 kVA :Pole Substation | 0.05 | --> | 0.05 | 0 | 0 | Constrained,otherwise capacity available =39kVA. | --> | 0.047 | 0 | 0 | 0 | 0 | 0.051 | 0 |  | --> | C17 ex CLONES | CLONES: T41∥T42 | SHANKILL |  | 54.2124 | -7.1396
MV/LV Substation DR***978X | 10 kV | 400V(3ph) & 230V(single ph) | LV | 100 kVA :Pole Substation | 0.1 | --> | 0.1 | 0.091 | 3.7 |  | --> | 0.095 | 0 | 0 | 0 | 0 | 0 | 0 | Constrained,otherwise capacity available =100kW. | --> | E17 ex GLENGARRIFF | GLENGARRIFF: T421 | BALLYLICKY |  | 51.7515 | -9.5216
MV/LV Substation DR***980Y | 10 kV | 400V(3ph) & 230V(single ph) | LV | 200 kVA :Kiosk Substation | 0.2 | --> | 0.2 | 0.152 | 1.2 |  | --> | 0.19 | 0 | 0 | 0 | 0 | 0.207 | 0 |  | --> | C12 ex SRAH | SRAH: T41∥T42 | THORNSBERRY |  | 53.2919 | -7.5061
MV/LV Substation DR***987 | 20 kV | 400V(3ph) & 230V(single ph) | LV | 50 kVA :Pole Substation | 0.05 | --> | 0.05 | 0 | 0 | Constrained,otherwise capacity available =48kVA. | --> | 0.047 | 0 | 0 | 0 | 0 | 0.049 | 0 |  | --> | E11 ex CAVAN | CAVAN: T421 | SHANKILL |  | 54.0539 | -7.3046
MV/LV Substation DR***987 | 20 kV | 400V(3ph) & 230V(single ph) | LV | 50 kVA :Pole Substation | 0.05 | --> | 0.05 | 0 | 3 |  | --> | 0.047 | 0 | 0 | 0 | 0.008 | 0 | 0 | Constrained,otherwise capacity available =48kW. | --> | E17 ex WINDSOR | WINDSOR: T421∥T422 | CASTLEBAR |  | 53.8472 | -9.2121
MV/LV Substation DR***988X | 20 kV | 400V(3ph) & 230V(single ph) | LV | 50 kVA :Pole Substation | 0.05 | --> | 0.05 | 0.04 | 6.2 |  | --> | 0.047 | 0 | 0 | 0 | 0 | 0.051 | 0 |  | --> | E13 ex BAGENALSTOWN | BAGENALSTOWN: T421∥T422 | CARLOW |  | 52.6581 | -6.8414
MV/LV Substation DR***988Y | 10 kV | 400V(3ph) & 230V(single ph) | LV | 400 kVA :Kiosk Substation | 0.4 | --> | 0.4 | 0.361 | 1.9 |  | --> | 0.38 | 0 | 0 | 0 | 0.003 | 0.402 | 0 |  | --> | C17 ex VIRGINIA | VIRGINIA: T41∥T42 | MEATH HILL |  | 53.8376 | -7.076
MV/LV Substation DR***990X | 20 kV | 400V(3ph) & 230V(single ph) | LV | 50 kVA :Pole Substation | 0.05 | --> | 0.05 | 0.049 | 2.7 |  | --> | 0.047 | 0 | 0 | 0 | 0 | 0.049 | 0 |  | --> | E17 ex LONGFORD | LONGFORD: T421 | RICHMOND |  | 53.7569 | -7.718
MV/LV Substation DR***991X | 20 kV | 400V(3ph) & 230V(single ph) | LV | 100 kVA :Pole Substation | 0.1 | --> | 0.1 | 0.075 | 1 |  | --> | 0.095 | 0 | 0 | 0 | 0.023 | 0 | 0 | Constrained,otherwise capacity available =79kW. | --> | E12 ex MACROOM | MACROOM: T422 | MACROOM |  | 51.9309 | -8.9658
MV/LV Substation DR***991X | 10 kV | 400V(3ph) & 230V(single ph) | LV | 50 kVA :Pole Substation | 0.05 | --> | 0.05 | 0 | 0 | Constrained,otherwise capacity available =40kVA. | --> | 0.047 | 0 | 0 | 0 | 0 | 0.051 | 0 |  | --> | C19 ex CARRICKMACROSS | CARRICKMACROSS: T41 | MEATH HILL |  | 53.952 | -6.7788
MV/LV Substation DR***991Y | 10 kV | 400V(3ph) & 230V(single ph) | LV | 200 kVA :Kiosk Substation | 0.2 | --> | 0.2 | 0.139 | 1.2 |  | --> | 0.19 | 0 | 0 | 0 | 0 | 0.209 | 0 |  | --> | C12 ex SRAH | SRAH: T41∥T42 | THORNSBERRY |  | 53.2899 | -7.5069
MV/LV Substation DR***992X | 10 kV | 400V(3ph) & 230V(single ph) | LV | 200 kVA :Pole Substation | 0.2 | --> | 0.2 | 0 | 0 | Constrained,otherwise capacity available =158kVA. | --> | 0.19 | 0 | 0 | 0 | 0.003 | 0.203 | 0 |  | --> | C18 ex CAVAN | CAVAN: T42 | SHANKILL |  | 53.9974 | -7.3729
MV/LV Substation DR***993 | 20 kV | 400V(3ph) & 230V(single ph) | LV | 200 kVA :Pole Substation | 0.2 | --> | 0.2 | 0.195 | 7.4 |  | --> | 0.19 | 0 | 0 | 0 | 0 | 0 | 0 | Constrained,otherwise capacity available =200kW. | --> | E14 ex ARIGNA | ARIGNA: T121 | ARIGNA |  | 54.0379 | -8.0466
MV/LV Substation DR***993X | 20 kV | 400V(3ph) & 230V(single ph) | LV | 50 kVA :Pole Substation | 0.05 | --> | 0.05 | 0.048 | 2 |  | --> | 0.047 | 0 | 0 | 0 | 0 | 0.049 | 0 |  | --> | E17 ex BALLYCONNELL | BALLYCONNELL: T421∥T422 | GORTAWEE |  | 54.1918 | -7.6834
MV/LV Substation DR***998 | 20 kV | 400V(3ph) & 230V(single ph) | LV | 50 kVA :Pole Substation | 0.05 | --> | 0.05 | 0 | 0 | Constrained,otherwise capacity available =50kVA. | --> | 0.047 | 0 | 0 | 0 | 0 | 0.049 | 0 |  | --> | C14 ex CARRICK ON SHANNON | CARRICK ON SHANNON: T41∥T42 | CARRICK ON SHANNON |  | 54.0014 | -8.089
MV/LV Substation DS***128X | 10 kV | 400V(3ph) & 230V(single ph) | LV | 200 kVA :Pole Substation | 0.2 | --> | 0.2 | 0 | 0 | Constrained,otherwise capacity available =165kVA. | --> | 0.19 | 0 | 0 | 0 | 0 | 0.205 | 0 |  | --> | C13 ex SANDYFORD | SANDYFORD: T41 | CARRICKMINES |  | 53.2595 | -6.3099
MV/LV Substation DS***516Z | 10 kV | 400V(3ph) & 230V(single ph) | LV | 400 kVA :Building Structure | 0.4 | --> | 0.4 | 0 | 0 | Constrained,otherwise capacity available =374kVA. | --> | 0.38 | 0 | 0 | 0 | 0 | 0.403 | 0 |  | --> | C18 ex NAAS | NAAS: T42 | NEWBRIDGE |  | 53.2029 | -6.7419
MV/LV Substation DU***001 | 10 kV | 400V(3ph) & 230V(single ph) | LV | 630 kVA :Kiosk Substation | 0.63 | --> | 0.63 | 0.391 | 4.6 |  | --> | 0.598 | 0 | 0 | 0 | 0.003 | 0.5 | 0 |  | --> | C18 ex BALLYJAMESDUFF | BALLYJAMESDUFF: T42 | SHANKILL |  | 53.8647 | -7.2061
MV/LV Substation DU***002 | 10 kV | 400V(3ph) & 230V(single ph) | LV | 400 kVA :Kiosk Substation | 0.4 | --> | 0.4 | 0 | 0 | Constrained,otherwise capacity available =63kVA. | --> | 0.38 | 0 | 0 | 0 | 0 | 0.45 | 0 |  | --> | C16 ex LOUGHREA | LOUGHREA: T41∥T42 | SOMERSET |  | 53.1996 | -8.5726
MV/LV Substation DU***003 | 10 kV | 400V(3ph) & 230V(single ph) | LV | 400 kVA :Kiosk Substation | 0.4 | --> | 0.4 | 0 | 0 | Constrained,otherwise capacity available =255kVA. | --> | 0.38 | 0 | 0 | 0 | 0 | 0 | 0 | Constrained,otherwise capacity available =422kW. | --> | C23 ex PORTLAOISE | PORTLAOISE: T41 | PORTLAOISE |  | 53.0364 | -7.2885
MV/LV Substation DU***003 | 10 kV | 400V(3ph) & 230V(single ph) | LV | 100 kVA :Pole Substation | 0.1 | --> | 0.1 | 0.026 | 0 |  | --> | 0.095 | 0 | 0 | 0 | 0.003 | 0.107 | 0 |  | --> | C17 ex GRAIGUENAMANAGH | GRAIGUENAMANAGH: T41∥T42 | KILKENNY |  | 52.5414 | -6.9569
MV/LV Substation DU***004 | 10 kV | 400V(3ph) & 230V(single ph) | LV | 400 kVA :Kiosk Substation | 0.4 | --> | 0.4 | 0.032 | 1.8 |  | --> | 0.38 | 0 | 0 | 0 | 0 | 0.454 | 0 |  | --> | C17 ex RATHMULLAN | RATHMULLAN: T41 | DRYBRIDGE |  | 53.7156 | -6.3533
MV/LV Substation DU***005Y | 10 kV | 400V(3ph) & 230V(single ph) | LV | 50 kVA :Pole Substation | 0.05 | --> | 0.05 | 0.047 | 0.9 |  | --> | 0.047 | 0 | 0 | 0 | 0 | 0.049 | 0 |  | --> | C18 ex BALLYHALE | BALLYHALE: T42 | KILKENNY |  | 52.5 | -7.2925
MV/LV Substation DU***008 | 10 kV | 400V(3ph) & 230V(single ph) | LV | 400 kVA :Building Structure | 0.4 | --> | 0.4 | 0.267 | 0.7 |  | --> | 0.38 | 0 | 0 | 0 | 0 | 0.42 | 0 |  | --> | C14 ex KNOCKMULLEN | KNOCKMULLEN: T42 | GREAT ISLAND |  | 52.3981 | -6.9436
MV/LV Substation DU***008 | 10 kV | 400V(3ph) & 230V(single ph) | LV | 400 kVA :Kiosk Substation | 0.4 | --> | 0.4 | 0.085 | 1.7 |  | --> | 0.38 | 0 | 0 | 0 | 0.014 | 0.412 | 0 |  | --> | C11 ex MORNINGTON ROAD | MORNINGTON ROAD: T41 | DRYBRIDGE |  | 53.7131 | -6.3417
MV/LV Substation DU***010Z | 10 kV | 400V(3ph) & 230V(single ph) | LV | 50 kVA :Pole Substation | 0.05 | --> | 0.05 | 0 | 0 | Constrained,otherwise capacity available =43kVA. | --> | 0.047 | 0 | 0 | 0 | 0 | 0.05 | 0 |  | --> | C16 ex TOGHER | TOGHER: T42 | TRABEG |  | 51.8736 | -8.5185
MV/LV Substation DU***011 | 10 kV | 400V(3ph) & 230V(single ph) | LV | 630 kVA :Kiosk Substation | 0.63 | --> | 0.63 | 0.372 | 4.6 |  | --> | 0.598 | 0 | 0 | 0 | 0.003 | 0.5 | 0 |  | --> | C18 ex DUN LAOGHAIRE | DUN LAOGHAIRE: T42 | BLACKROCK |  | 53.2945 | -6.1474
MV/LV Substation DU***013 | 10 kV | 400V(3ph) & 230V(single ph) | LV | 400 kVA :Building Structure | 0.4 | --> | 0.4 | 0.045 | 0 | Constrained,otherwise capacity available =372kVA. | --> | 0.38 | 0 | 0 | 0 | 0 | 0.403 | 0 |  | --> | C16 ex TALBOTS INCH | TALBOTS INCH: T41∥T42 | KILKENNY |  | 52.6527 | -7.2518
MV/LV Substation DU***014 | 10 kV | 400V(3ph) & 230V(single ph) | LV | 200 kVA :Pole Substation | 0.2 | --> | 0.2 | 0.047 | 1.1 |  | --> | 0.19 | 0 | 0 | 0 | 0.015 | 0.206 | 0 |  | --> | C18 ex TRIM | TRIM: T41∥T42 | NAVAN |  | 53.5515 | -6.7846
MV/LV Substation DU***018 | 20 kV | 400V(3ph) & 230V(single ph) | LV | 50 kVA :Pole Substation | 0.05 | --> | 0.05 | 0.049 | 1.6 |  | --> | 0.047 | 0 | 0 | 0 | 0 | 0.049 | 0 |  | --> | E16 ex MILLTOWN (SR) | MILLTOWN (SR): T422 | OUGHTRAGH |  | 52.1021 | -9.7696
MV/LV Substation DU***018X | 10 kV | 400V(3ph) & 230V(single ph) | LV | 400 kVA :Kiosk Substation | 0.4 | --> | 0.4 | 0.358 | 4.5 |  | --> | 0.38 | 0 | 0 | 0 | 0 | 0.406 | 0 |  | --> | C12 ex BRAY | BRAY: T42 | FASSAROE |  | 53.204 | -6.107
MV/LV Substation DU***019 | 10 kV | 400V(3ph) & 230V(single ph) | LV | 630 kVA :Kiosk Substation | 0.63 | --> | 0.63 | 0.5 | 3.4 |  | --> | 0.598 | 0 | 0 | 0 | 0.01 | 0.5 | 0 |  | --> | C19 ex GALWAY 110KV | GALWAY 110KV: T103 | GALWAY 110KV |  | 53.2733 | -9.0281
MV/LV Substation DU***020 | 10 kV | 400V(3ph) & 230V(single ph) | LV | 400 kVA :Kiosk Substation | 0.4 | --> | 0.4 | 0.248 | 2.8 |  | --> | 0.38 | 0 | 0 | 0 | 0.039 | 0.382 | 0 |  | --> | C20 ex SUTTON | SUTTON: T42 | GRANGE (DR) |  | 53.3805 | -6.0628
MV/LV Substation DU***021 | 10 kV | 400V(3ph) & 230V(single ph) | LV | 400 kVA :Kiosk Substation | 0.4 | --> | 0.4 | 0 | 0 | Constrained,otherwise capacity available =326kVA. | --> | 0.38 | 0 | 0 | 0 | 0.008 | 0.402 | 0 |  | --> | C13 ex CARRICK ON SHANNON | CARRICK ON SHANNON: T41∥T42 | CARRICK ON SHANNON |  | 53.9451 | -8.0869
MV/LV Substation DU***021X | 20 kV | 400V(3ph) & 230V(single ph) | LV | 200 kVA :Pole Substation | 0.2 | --> | 0.2 | 0 | 0 | Constrained,otherwise capacity available =173kVA. | --> | 0.19 | 0 | 0 | 0 | 0.009 | 0.194 | 0 |  | --> | E17 ex DRUMLINE | DRUMLINE: T421∥T422 | DRUMLINE |  | 52.805 | -8.7417
MV/LV Substation DU***022X | 10 kV | 400V(3ph) & 230V(single ph) | LV | 200 kVA :Kiosk Substation | 0.2 | --> | 0.2 | 0.179 | 2.2 |  | --> | 0.19 | 0 | 0 | 0 | 0.002 | 0.201 | 0 |  | --> | C18 ex KINGSCOURT | KINGSCOURT: T42 | MEATH HILL |  | 53.9062 | -6.8173
MV/LV Substation DU***022Z | 10 kV | 400V(3ph) & 230V(single ph) | LV | 400 kVA :Building Structure | 0.4 | --> | 0.4 | 0.348 | 4.2 |  | --> | 0.38 | 0 | 0 | 0 | 0 | 0.407 | 0 |  | --> | C19 ex SWORDS | SWORDS: T41 | GLASMORE |  | 53.4625 | -6.2306
MV/LV Substation DU***023 | 10 kV | 400V(3ph) & 230V(single ph) | LV | 400 kVA :Kiosk Substation | 0.4 | --> | 0.4 | 0.028 | 1.3 |  | --> | 0.38 | 0 | 0 | 0 | 0 | 0.453 | 0 |  | --> | C16 ex GRANGE (SR) | GRANGE (SR): T41∥T42 | BUTLERSTOWN |  | 52.2475 | -7.085
MV/LV Substation DU***028 | 10 kV | 400V(3ph) & 230V(single ph) | LV | 1000 kVA :Kiosk Substation | 1 | --> | 1 | 0 | 0 | Constrained,otherwise capacity available =500kVA. | --> | 0.95 | 0 | 0 | 0 | 0.011 | 0.5 | 0 |  | --> | C12 ex ATHGARVAN | ATHGARVAN: T44 | NEWBRIDGE |  | 53.1748 | -6.8014
MV/LV Substation DU***028 | 10 kV | 400V(3ph) & 230V(single ph) | LV | 200 kVA :Kiosk Substation | 0.2 | --> | 0.2 | 0.159 | 2 |  | --> | 0.19 | 0 | 0 | 0 | 0.002 | 0.204 | 0 |  | --> | C18 ex CARRICKMACROSS | CARRICKMACROSS: T42 | MEATH HILL |  | 53.9756 | -6.7113
MV/LV Substation DU***029Y | 10 kV | 400V(3ph) & 230V(single ph) | LV | 200 kVA :Kiosk Substation | 0.2 | --> | 0.2 | 0 | 0 |  | --> | 0.19 | 0 | 0 | 0 | 0 | 0.23 | 0 |  | --> | C23 ex MACETOWN | MACETOWN: T101 | MACETOWN |  | 53.4198 | -6.4741
MV/LV Substation DU***030 | 10 kV | 400V(3ph) & 230V(single ph) | LV | 400 kVA :Kiosk Substation | 0.4 | --> | 0.4 | 0.177 | 0.3 |  | --> | 0.38 | 0 | 0 | 0 | 0 | 0.433 | 0 |  | --> | C14 ex DRUMBEAR | DRUMBEAR: T41∥T42 | LISDRUM |  | 54.2473 | -6.9679
MV/LV Substation DU***030X | 10 kV | 400V(3ph) & 230V(single ph) | LV | 100 kVA :Pole Substation | 0.1 | --> | 0.1 | 0.02 | 2.9 |  | --> | 0.095 | 0 | 0 | 0 | 0 | 0.112 | 0 |  | --> | C18 ex DUNLEER | DUNLEER: T41∥T42 | DRYBRIDGE |  | 53.8296 | -6.4005
MV/LV Substation DU***030Z | 10 kV | 400V(3ph) & 230V(single ph) | LV | 630 kVA :Building Structure | 0.63 | --> | 0.63 | 0.396 | 0.6 |  | --> | 0.598 | 0 | 0 | 0 | 0.039 | 0.5 | 0 |  | --> | C26 ex ACADEMY STREET | ACADEMY STREET: T44 | NAVAN |  | 53.655 | -6.6867
MV/LV Substation DU***031 | 20 kV | 400V(3ph) & 230V(single ph) | LV | 200 kVA :Pole Substation | 0.2 | --> | 0.2 | 0 | 0 | Constrained,otherwise capacity available =100kVA. | --> | 0.19 | 0 | 0 | 0 | 0.001 | 0.214 | 0 |  | --> | E11 ex KILCULLEN | KILCULLEN: T424 | STRATFORD |  | 53.0581 | -6.7037
MV/LV Substation DU***031Y | 10 kV | 400V(3ph) & 230V(single ph) | LV | 400 kVA :Kiosk Substation | 0.4 | --> | 0.4 | 0.319 | 1.6 |  | --> | 0.38 | 0 | 0 | 0 | 0 | 0.412 | 0 |  | --> | C11 ex SUTTON | SUTTON: T41 | GRANGE (DR) |  | 53.3878 | -6.0704
MV/LV Substation DU***032 | 10 kV | 400V(3ph) & 230V(single ph) | LV | 400 kVA :Kiosk Substation | 0.4 | --> | 0.4 | 0.277 | 3.7 |  | --> | 0.38 | 0 | 0 | 0 | 0.006 | 0.412 | 0 |  | --> | C12 ex BALLINASLOE | BALLINASLOE: T41∥T42 | SOMERSET |  | 53.3277 | -8.2237
MV/LV Substation DU***032Z | 10 kV | 400V(3ph) & 230V(single ph) | LV | 50 kVA :Pole Substation | 0.05 | --> | 0.05 | 0.038 | 4.6 |  | --> | 0.047 | 0 | 0 | 0 | 0.007 | 0.043 | 0 |  | --> | C14 ex BALLYJAMESDUFF | BALLYJAMESDUFF: T42 | SHANKILL |  | 53.8398 | -7.103
MV/LV Substation DU***033 | 10 kV | 400V(3ph) & 230V(single ph) | LV | 200 kVA :Pole Substation | 0.2 | --> | 0.2 | 0.096 | 11.5 |  | --> | 0.19 | 0 | 0 | 0 | 0.017 | 0.197 | 0 |  | --> | C22 ex BALLYBEG | BALLYBEG: T102 | CARRICKMINES |  | 52.9746 | -6.0311
MV/LV Substation DU***034 | 10 kV | 400V(3ph) & 230V(single ph) | LV | 200 kVA :Kiosk Substation | 0.2 | --> | 0.2 | 0.162 | 5.8 |  | --> | 0.19 | 0 | 0 | 0 | 0 | 0.205 | 0 |  | --> | C22 ex CLOON | CLOON: T42 | CLOON |  | 53.5089 | -8.8432
MV/LV Substation DU***036Z | 10 kV | 400V(3ph) & 230V(single ph) | LV | 200 kVA :Kiosk Substation | 0.2 | --> | 0.2 | 0 | 0 | Constrained,otherwise capacity available =133kVA. | --> | 0.19 | 0 | 0 | 0 | 0 | 0.21 | 0 |  | --> | C22 ex UNIDARE | UNIDARE: T42 | FINGLAS |  | 53.3904 | -6.3232
MV/LV Substation DU***038 | 10 kV | 400V(3ph) & 230V(single ph) | LV | 200 kVA :Pole Substation | 0.2 | --> | 0.2 | 0.114 | 1.5 |  | --> | 0.19 | 0 | 0 | 0 | 0 | 0.213 | 0 |  | --> | C16 ex DERRYCRAMPH | DERRYCRAMPH: T41∥T42 | SHANKILL |  | 53.982 | -7.3577
MV/LV Substation DU***039 | 10 kV | 400V(3ph) & 230V(single ph) | LV | 630 kVA :Building Structure | 0.63 | --> | 0.63 | 0 | 0 | Constrained,otherwise capacity available =361kVA. | --> | 0.598 | 0 | 0 | 0 | 0 | 0.5 | 0 |  | --> | C12 ex CULLION | CULLION: T41∥T42 | LETTERKENNY |  | 54.9462 | -7.7416
MV/LV Substation DU***039X | 10 kV | 400V(3ph) & 230V(single ph) | LV | 630 kVA :Building Structure | 0.63 | --> | 0.63 | 0.5 | 2.3 |  | --> | 0.598 | 0 | 0 | 0 | 0.003 | 0.5 | 0 |  | --> | C21 ex CENTRAL PARK | CENTRAL PARK: T101 | CARRICKMINES |  | 53.2838 | -6.1953
MV/LV Substation DU***039Y | 10 kV | 400V(3ph) & 230V(single ph) | LV | 100 kVA :Pole Substation | 0.1 | --> | 0.1 | 0.1 | 2.2 |  | --> | 0.095 | 0 | 0 | 0 | 0 | 0 | 0 | Constrained,otherwise capacity available =100kW. | --> | C15 ex GLENGOOLE | GLENGOOLE: T41 | THURLES |  | 52.7532 | -7.5536
MV/LV Substation DU***039Y | 10 kV | 400V(3ph) & 230V(single ph) | LV | 400 kVA :Building Structure | 0.4 | --> | 0.4 | 0.357 | 9.2 |  | --> | 0.38 | 0 | 0 | 0 | 0 | 0.406 | 0 |  | --> | C21 ex CENTRE PARK ROAD | MARINA: T105 | MARINA |  | 51.8977 | -8.4497
MV/LV Substation DU***040Y | 20 kV | 400V(3ph) & 230V(single ph) | LV | 200 kVA :Pole Substation | 0.2 | --> | 0.2 | 0.195 | 1 |  | --> | 0.19 | 0 | 0 | 0 | 0 | 0 | 0 | Constrained,otherwise capacity available =200kW. | --> | E11 ex MACROOM | MACROOM: T422 | MACROOM |  | 51.9432 | -8.7646
MV/LV Substation DU***042 | 10 kV | 400V(3ph) & 230V(single ph) | LV | 400 kVA :Kiosk Substation | 0.4 | --> | 0.4 | 0 | 0 | Constrained,otherwise capacity available =372kVA. | --> | 0.38 | 0 | 0 | 0 | 0 | 0.403 | 0 |  | --> | C19 ex BALLYBAILIE | BALLYBAILIE: T41 | DUNDALK |  | 53.8633 | -6.5407
MV/LV Substation DU***043 | 10 kV | 400V(3ph) & 230V(single ph) | LV | 200 kVA :Pole Substation | 0.2 | --> | 0.2 | 0 | 0 | Constrained,otherwise capacity available =165kVA. | --> | 0.19 | 0 | 0 | 0 | 0.002 | 0 | 0 | Constrained,otherwise capacity available =203kW. | --> | C12 ex ROSCREA | ROSCREA: T42 | IKERRIN |  | 52.957 | -7.7906
MV/LV Substation DU***043 | 10 kV | 400V(3ph) & 230V(single ph) | LV | 400 kVA :Kiosk Substation | 0.4 | --> | 0.4 | 0.285 | 1 |  | --> | 0.38 | 0 | 0 | 0 | 0.028 | 0 | 0 | Constrained,otherwise capacity available =388kW. | --> | C15 ex LOUGHTAGALLA | LOUGHTAGALLA: T41∥T42 | THURLES |  | 52.6791 | -7.7936
MV/LV Substation DU***043Y | 10 kV | 400V(3ph) & 230V(single ph) | LV | 630 kVA :Building Structure | 0.63 | --> | 0.63 | 0.5 | 3.1 |  | --> | 0.598 | 0 | 0 | 0 | 0 | 0.5 | 0 |  | --> | C16 ex KILROSS ROAD | KILROSS ROAD: T42 | TIPPERARY |  | 52.4789 | -8.1773
MV/LV Substation DU***043Z | 10 kV | 400V(3ph) & 230V(single ph) | LV | 630 kVA :Building Structure | 0.63 | --> | 0.63 | 0 | 0 | Constrained,otherwise capacity available =396kVA. | --> | 0.598 | 0 | 0 | 0 | 0.085 | 0.5 | 0 |  | --> | C23 ex MACETOWN | MACETOWN: T101 | MACETOWN |  | 53.4255 | -6.4741
MV/LV Substation DU***046Y | 20 kV | 400V(3ph) & 230V(single ph) | LV | 400 kVA :Kiosk Substation | 0.4 | --> | 0.4 | 0 | 0 | Constrained,otherwise capacity available =202kVA. | --> | 0.38 | 0 | 0 | 0 | 0 | 0.43 | 0 |  | --> | E17 ex BALTRASNA | BALTRASNA: T121 | BALTRASNA |  | 53.5076 | -6.5363
MV/LV Substation DU***047Z | 10 kV | 400V(3ph) & 230V(single ph) | LV | 50 kVA :Pole Substation | 0.05 | --> | 0.05 | 0.04 | 5.6 |  | --> | 0.047 | 0 | 0 | 0 | 0 | 0.051 | 0 |  | --> | E13 ex BLESSINGTON | BLESSINGTON: T421 | KILTEEL |  | 53.1543 | -6.6771
MV/LV Substation DU***049Y | 20 kV | 400V(3ph) & 230V(single ph) | LV | 100 kVA :Pole Substation | 0.1 | --> | 0.1 | 0.1 | 1.5 |  | --> | 0.095 | 0 | 0 | 0 | 0 | 0.1 | 0 |  | --> | C21 ex TRAMORE | TRAMORE: T41 | BUTLERSTOWN |  | 52.16 | -7.2656
MV/LV Substation DU***050 | 10 kV | 400V(3ph) & 230V(single ph) | LV | 630 kVA :Building Structure | 0.63 | --> | 0.63 | 0.148 | 5.4 |  | --> | 0.598 | 0 | 0 | 0 | 0.023 | 0.5 | 0 |  | --> | E18 ex MOY | MOY: T421∥T422 | MOY |  | 54.116 | -9.153
MV/LV Substation DU***050Y | 20 kV | 400V(3ph) & 230V(single ph) | LV | 50 kVA :Pole Substation | 0.05 | --> | 0.05 | 0.05 | 0.3 |  | --> | 0.047 | 0 | 0 | 0 | 0 | 0.049 | 0 |  | --> | C17 ex TUAM NORTH | TUAM NORTH: T41∥T42 | CLOON |  | 53.4898 | -8.7544
MV/LV Substation DU***053 | 10 kV | 400V(3ph) & 230V(single ph) | LV | 200 kVA :Pole Substation | 0.2 | --> | 0.2 | 0.143 | 5.9 |  | --> | 0.19 | 0 | 0 | 0 | 0.017 | 0.19 | 0 |  | --> | C13 ex BANDON | BANDON: T101 | BANDON |  | 51.7477 | -8.7538
MV/LV Substation DU***053 | 10 kV | 400V(3ph) & 230V(single ph) | LV | 630 kVA :Building Structure | 0.63 | --> | 0.63 | 0.314 | 5.6 |  | --> | 0.598 | 0 | 0 | 0 | 0.021 | 0.5 | 0 |  | --> | C19 ex HAROLDS CROSS | HAROLDS CROSS: T101 | POOLBEG |  | 53.3146 | -6.2983
MV/LV Substation DU***058 | 10 kV | 400V(3ph) & 230V(single ph) | LV | 400 kVA :Kiosk Substation | 0.4 | --> | 0.4 | 0.293 | 2.4 |  | --> | 0.38 | 0 | 0 | 0 | 0.049 | 0.364 | 0 |  | --> | C14 ex DUNDRUM | DUNDRUM: T42 | BLACKROCK |  | 53.2925 | -6.2447
MV/LV Substation DU***059X | 10 kV | 400V(3ph) & 230V(single ph) | LV | 630 kVA :Building Structure | 0.63 | --> | 0.63 | 0.5 | 11.2 |  | --> | 0.598 | 0 | 0 | 0 | 0 | 0.5 | 0 |  | --> | C19 ex CABRA | CABRA: T102 | FINGLAS |  | 53.3752 | -6.3001
MV/LV Substation DU***061 | 10 kV | 400V(3ph) & 230V(single ph) | LV | 630 kVA :Building Structure | 0.63 | --> | 0.63 | 0.468 | 11.3 |  | --> | 0.598 | 0 | 0 | 0 | 0.015 | 0.5 | 0 |  | --> | C20 ex SINGLAND | SINGLAND: T102 | SINGLAND |  | 52.6624 | -8.5966
MV/LV Substation DU***061 | 10 kV | 400V(3ph) & 230V(single ph) | LV | 200 kVA :Pole Substation | 0.2 | --> | 0.2 | 0.037 | 7.7 |  | --> | 0.19 | 0 | 0 | 0 | 0.007 | 0.216 | 0 |  | --> | C14 ex GARRYCASTLE | GARRYCASTLE: T42 | ATHLONE |  | 53.424 | -7.9229
MV/LV Substation DU***063 | 10 kV | 400V(3ph) & 230V(single ph) | LV | 200 kVA :Pole Substation | 0.2 | --> | 0.2 | 0 | 0 | Constrained,otherwise capacity available =97kVA. | --> | 0.19 | 0 | 0 | 0 | 0 | 0.215 | 0 |  | --> | C19 ex JOHNSTOWN | JOHNSTOWN: T41 | KILTEEL |  | 53.2244 | -6.6538
MV/LV Substation DU***063Z | 20 kV | 400V(3ph) & 230V(single ph) | LV | 1000 kVA :Building Structure | 1 | --> | 1 | 0 | 0 | Constrained,otherwise capacity available =500kVA. | --> | 0.95 | 0 | 0 | 0 | 0.039 | 0.5 | 0 |  | --> | E15 ex DULEEK | DULEEK: T421∥T422 | DRYBRIDGE |  | 53.663 | -6.4103
MV/LV Substation DU***064 | 10 kV | 400V(3ph) & 230V(single ph) | LV | 400 kVA :Kiosk Substation | 0.4 | --> | 0.4 | 0.127 | 9.2 |  | --> | 0.38 | 0 | 0 | 0 | 0.026 | 0.413 | 0 |  | --> | C23 ex CENTRE PARK ROAD | MARINA: T105 | MARINA |  | 51.8965 | -8.4211
MV/LV Substation DU***065 | 10 kV | 400V(3ph) & 230V(single ph) | LV | 400 kVA :Kiosk Substation | 0.4 | --> | 0.4 | 0.301 | 12.1 |  | --> | 0.38 | 0 | 0 | 0 | 0.044 | 0.368 | 0 |  | --> | C30 ex TANEY | TANEY: T102 | CARRICKMINES |  | 53.282 | -6.2367
MV/LV Substation DU***066X | 20 kV | 400V(3ph) & 230V(single ph) | LV | 400 kVA :Kiosk Substation | 0.4 | --> | 0.4 | 0.148 | 1.7 |  | --> | 0.38 | 0 | 0 | 0 | 0.004 | 0 | 0 | Constrained,otherwise capacity available =433kW. | --> | E17 ex CREESLOUGH | CREESLOUGH: T421 | ARDNAGAPPARY |  | 55.1837 | -7.9702
MV/LV Substation DU***066Y | 10 kV | 400V(3ph) & 230V(single ph) | LV | 200 kVA :Kiosk Substation | 0.2 | --> | 0.2 | 0.18 | 2.7 |  | --> | 0.19 | 0 | 0 | 0 | 0 | 0.203 | 0 |  | --> | C19 ex RAMPARTS | RAMPARTS: T41 | DUNDALK |  | 54.0027 | -6.3935
MV/LV Substation DU***067Z | 20 kV | 400V(3ph) & 230V(single ph) | LV | 100 kVA :Pole Substation | 0.1 | --> | 0.1 | 0 | 0 | Constrained,otherwise capacity available =62kVA. | --> | 0.095 | 0 | 0 | 0 | 0.007 | 0.098 | 0 |  | --> | E17 ex DULEEK | DULEEK: T421∥T422 | DRYBRIDGE |  | 53.6304 | -6.5258
MV/LV Substation DU***068 | 10 kV | 400V(3ph) & 230V(single ph) | LV | 630 kVA :Building Structure | 0.63 | --> | 0.63 | 0 | 0 | Constrained,otherwise capacity available =500kVA. | --> | 0.598 | 0 | 0 | 0 | 0 | 0.5 | 0 |  | --> | C14 ex CAVAN | CAVAN: T42 | SHANKILL |  | 53.9932 | -7.3599
MV/LV Substation DU***068Z | 10 kV | 400V(3ph) & 230V(single ph) | LV | 200 kVA :Kiosk Substation | 0.2 | --> | 0.2 | 0.159 | 4.5 |  | --> | 0.19 | 0 | 0 | 0 | 0 | 0.206 | 0 |  | --> | C11 ex MAYFIELD | MAYFIELD: T41 | KILBARRY |  | 51.9134 | -8.4205
MV/LV Substation DU***071X | 20 kV | 400V(3ph) & 230V(single ph) | LV | 200 kVA :Pole Substation | 0.2 | --> | 0.2 | 0.129 | 0.8 |  | --> | 0.19 | 0 | 0 | 0 | 0.002 | 0 | 0 | Constrained,otherwise capacity available =208kW. | --> | C12 ex BANTRY | BANTRY: T41∥T42 | BALLYLICKY |  | 51.6227 | -9.5211
MV/LV Substation DU***071Z | 20 kV | 400V(3ph) & 230V(single ph) | LV | 50 kVA :Pole Substation | 0.05 | --> | 0.05 | 0.05 | 0.7 |  | --> | 0.047 | 0 | 0 | 0 | 0 | 0.049 | 0 |  | --> | C17 ex MONEYCOOLEY | MONEYCOOLEY: T41 | GRIFFINRATH |  | 53.3994 | -6.5215
MV/LV Substation DU***072 | 20 kV | 400V(3ph) & 230V(single ph) | LV | 200 kVA :Pole Substation | 0.2 | --> | 0.2 | 0.127 | 0.9 |  | --> | 0.19 | 0 | 0 | 0 | 0 | 0.21 | 0 |  | --> | C16 ex CARRAROE | CARRAROE: T42 | SCREEB |  | 53.118 | -9.6752
MV/LV Substation DU***076Y | 10 kV | 400V(3ph) & 230V(single ph) | LV | 200 kVA :Kiosk Substation | 0.2 | --> | 0.2 | 0 | 0 | Constrained,otherwise capacity available =164kVA. | --> | 0.19 | 0 | 0 | 0 | 0.007 | 0 | 0 | Constrained,otherwise capacity available =198kW. | --> | C20 ex COOLCARRON | COOLCARRON: T41 | BARRYMORE |  | 52.1307 | -8.2939
MV/LV Substation DU***077 | 10 kV | 400V(3ph) & 230V(single ph) | LV | 630 kVA :Building Structure | 0.63 | --> | 0.63 | 0.399 | 1.5 |  | --> | 0.598 | 0 | 0 | 0 | 0.015 | 0 | 0 | Constrained,otherwise capacity available =500kW. | --> | C19 ex TURLOUGH ROAD | TURLOUGH ROAD: T43 | CASTLEBAR |  | 53.8564 | -9.3014
MV/LV Substation DU***077 | 10 kV | 400V(3ph) & 230V(single ph) | LV | 630 kVA :Kiosk Substation | 0.63 | --> | 0.63 | 0.408 | 4.5 |  | --> | 0.598 | 0 | 0 | 0 | 0.007 | 0.5 | 0 |  | --> | C17 ex KILMORE | KILMORE: T101 | FINGLAS |  | 53.3972 | -6.1954
MV/LV Substation DU***077Z | 10 kV | 400V(3ph) & 230V(single ph) | LV | 200 kVA :Kiosk Substation | 0.2 | --> | 0.2 | 0.124 | 2.3 |  | --> | 0.19 | 0 | 0 | 0 | 0.007 | 0.204 | 0 |  | --> | C17 ex TRABEG | TRABEG: T102 | TRABEG |  | 51.8657 | -8.4648
MV/LV Substation DU***078Y | 10 kV | 400V(3ph) & 230V(single ph) | LV | 400 kVA :Building Structure | 0.4 | --> | 0.4 | 0 | 0 | Constrained,otherwise capacity available =243kVA. | --> | 0.38 | 0 | 0 | 0 | 0 | 0.424 | 0 |  | --> | C23 ex ATHLONE | ATHLONE: T41 | ATHLONE |  | 53.4283 | -7.9417
MV/LV Substation DU***078Z | 10 kV | 400V(3ph) & 230V(single ph) | LV | 200 kVA :Kiosk Substation | 0.2 | --> | 0.2 | 0.128 | 2.3 |  | --> | 0.19 | 0 | 0 | 0 | 0.01 | 0.2 | 0 |  | --> | C17 ex TRABEG | TRABEG: T102 | TRABEG |  | 51.8664 | -8.4696
MV/LV Substation DU***079X | 20 kV | 400V(3ph) & 230V(single ph) | LV | 100 kVA :Pole Substation | 0.1 | --> | 0.1 | 0.071 | 4.3 |  | --> | 0.095 | 0 | 0 | 0 | 0 | 0 | 0 | Constrained,otherwise capacity available =103kW. | --> | E13 ex MOVILLE | MOVILLE: T421∥T422 | TRILLICK |  | 55.284 | -7.164
MV/LV Substation DU***079Y | 20 kV | 400V(3ph) & 230V(single ph) | LV | 100 kVA :Pole Substation | 0.1 | --> | 0.1 | 0.094 | 1.4 |  | --> | 0.095 | 0 | 0 | 0 | 0 | 0.1 | 0 |  | --> | E20 ex GARRANACANTY | GARRANACANTY: T422 | TIPPERARY |  | 52.5458 | -8.0248
MV/LV Substation DU***081Y | 10 kV | 400V(3ph) & 230V(single ph) | LV | 630 kVA :Kiosk Substation | 0.63 | --> | 0.63 | 0.5 | 2.5 |  | --> | 0.598 | 0 | 0 | 0 | 0 | 0.5 | 0 |  | --> | C11 ex GRAIGUE | GRAIGUE: T41 | CARLOW |  | 52.8364 | -6.932
MV/LV Substation DU***081Z | 10 kV | 400V(3ph) & 230V(single ph) | LV | 50 kVA :Pole Substation | 0.05 | --> | 0.05 | 0.021 | 4.6 |  | --> | 0.047 | 0 | 0 | 0 | 0 | 0.053 | 0 |  | --> | E16 ex BALLYRAGGET | BALLYRAGGET: T421∥T422 | BALLYRAGGET |  | 52.8604 | -7.3806
MV/LV Substation DU***082Y | 10 kV | 400V(3ph) & 230V(single ph) | LV | 400 kVA :Kiosk Substation | 0.4 | --> | 0.4 | 0.265 | 2.8 |  | --> | 0.38 | 0 | 0 | 0 | 0.017 | 0.403 | 0 |  | --> | C18 ex SUTTON | SUTTON: T42 | GRANGE (DR) |  | 53.3965 | -6.1267
MV/LV Substation DU***084 | 10 kV | 400V(3ph) & 230V(single ph) | LV | 100 kVA :Pole Substation | 0.1 | --> | 0.1 | 0.091 | 0.8 |  | --> | 0.095 | 0 | 0 | 0 | 0 | 0.1 | 0 |  | --> | C19 ex SMEARLA | SMEARLA: T41 | TRIEN |  | 52.4118 | -9.3863
MV/LV Substation DU***085X | 10 kV | 400V(3ph) & 230V(single ph) | LV | 400 kVA :Building Structure | 0.4 | --> | 0.4 | 0.4 | 4.5 |  | --> | 0.38 | 0 | 0 | 0 | 0 | 0.4 | 0 |  | --> | C16 ex BRAY | BRAY: T42 | FASSAROE |  | 53.1847 | -6.1398
MV/LV Substation DU***086 | 10 kV | 400V(3ph) & 230V(single ph) | LV | 400 kVA :Building Structure | 0.4 | --> | 0.4 | 0.189 | 13.1 |  | --> | 0.38 | 0 | 0 | 0 | 0.051 | 0.378 | 0 |  | --> | C18 ex POTTERY ROAD | POTTERY ROAD: T102 | CARRICKMINES |  | 53.2807 | -6.1159
MV/LV Substation DU***086Z | 10 kV | 400V(3ph) & 230V(single ph) | LV | 200 kVA :Kiosk Substation | 0.2 | --> | 0.2 | 0.122 | 6.6 |  | --> | 0.19 | 0 | 0 | 0 | 0.006 | 0.205 | 0 |  | --> | C17 ex GLEBE | GLEBE: T41∥T42 | RICHMOND |  | 53.725 | -7.7782
MV/LV Substation DU***087Z | 10 kV | 400V(3ph) & 230V(single ph) | LV | 50 kVA :Pole Substation | 0.05 | --> | 0.05 | 0.028 | 4.6 |  | --> | 0.047 | 0 | 0 | 0 | 0 | 0.052 | 0 |  | --> | E16 ex BALLYRAGGET | BALLYRAGGET: T421∥T422 | BALLYRAGGET |  | 52.8459 | -7.3889
MV/LV Substation DU***087Z | 10 kV | 400V(3ph) & 230V(single ph) | LV | 400 kVA :Kiosk Substation | 0.4 | --> | 0.4 | 0.307 | 6.6 |  | --> | 0.38 | 0 | 0 | 0 | 0.014 | 0.399 | 0 |  | --> | C17 ex GLEBE | GLEBE: T41∥T42 | RICHMOND |  | 53.7235 | -7.7774
MV/LV Substation DU***088 | 10 kV | 400V(3ph) & 230V(single ph) | LV | 200 kVA :Kiosk Substation | 0.2 | --> | 0.2 | 0 | 0 | Constrained,otherwise capacity available =92kVA. | --> | 0.19 | 0 | 0 | 0 | 0.021 | 0 | 0 | Constrained,otherwise capacity available =194kW. | --> | C20 ex COOLCARRON | COOLCARRON: T41 | BARRYMORE |  | 52.1323 | -8.2922
MV/LV Substation DU***088Z | 10 kV | 400V(3ph) & 230V(single ph) | LV | 200 kVA :Pole Substation | 0.2 | --> | 0.2 | 0.134 | 6.6 |  | --> | 0.19 | 0 | 0 | 0 | 0.01 | 0.199 | 0 |  | --> | C17 ex GLEBE | GLEBE: T41∥T42 | RICHMOND |  | 53.7244 | -7.7743
MV/LV Substation DU***091Y | 10 kV | 400V(3ph) & 230V(single ph) | LV | 630 kVA :Kiosk Substation | 0.63 | --> | 0.63 | 0 | 0 | Constrained,otherwise capacity available =500kVA. | --> | 0.598 | 0 | 0 | 0 | 0.011 | 0.5 | 0 |  | --> | C16 ex KANTURK | KANTURK: T41∥T42 | GLENLARA |  | 52.1827 | -8.9093
MV/LV Substation DU***092Z | 10 kV | 400V(3ph) & 230V(single ph) | LV | 200 kVA :Kiosk Substation | 0.2 | --> | 0.2 | 0 | 0 | Constrained,otherwise capacity available =117kVA. | --> | 0.19 | 0 | 0 | 0 | 0.028 | 0.182 | 0 |  | --> | C15 ex CARRIGALINE | CARRIGALINE: T41∥T42 | BARNAHELY |  | 51.8224 | -8.399
MV/LV Substation DU***093 | 10 kV | 400V(3ph) & 230V(single ph) | LV | 400 kVA :Kiosk Substation | 0.4 | --> | 0.4 | 0.375 | 7.2 |  | --> | 0.38 | 0 | 0 | 0 | 0 | 0.403 | 0 |  | --> | C26 ex PELLETSTOWN | PELLETSTOWN: T102 | FINGLAS |  | 53.3823 | -6.3379
MV/LV Substation DU***093X | 10 kV | 400V(3ph) & 230V(single ph) | LV | 200 kVA :Pole Substation | 0.2 | --> | 0.2 | 0.196 | 4.2 |  | --> | 0.19 | 0 | 0 | 0 | 0 | 0 | 0 | Constrained,otherwise capacity available =200kW. | --> | C15 ex BUNDORAN | BUNDORAN: T41∥T42 | CATHALEENS FALL |  | 54.4657 | -8.3291
MV/LV Substation DU***094 | 10 kV | 400V(3ph) & 230V(single ph) | LV | 100 kVA :Pole Substation | 0.1 | --> | 0.1 | 0.076 | 7.2 |  | --> | 0.095 | 0 | 0 | 0 | 0 | 0.103 | 0 |  | --> | C26 ex PELLETSTOWN | PELLETSTOWN: T102 | FINGLAS |  | 53.3855 | -6.3381
MV/LV Substation DU***096Z | 10 kV | 400V(3ph) & 230V(single ph) | LV | 630 kVA :Kiosk Substation | 0.63 | --> | 0.63 | 0.5 | 1 |  | --> | 0.598 | 0 | 0 | 0 | 0 | 0 | 0 | Constrained,otherwise capacity available =500kW. | --> | C15 ex LOUGHTAGALLA | LOUGHTAGALLA: T41∥T42 | THURLES |  | 52.6833 | -7.7912
MV/LV Substation DU***102Y | 10 kV | 400V(3ph) & 230V(single ph) | LV | 50 kVA :Pole Substation | 0.05 | --> | 0.05 | 0.042 | 1.3 |  | --> | 0.047 | 0 | 0 | 0 | 0.003 | 0.047 | 0 |  | --> | C18 ex BALLYBAY | BALLYBAY: T41∥T42 | LISDRUM |  | 54.1711 | -6.9393
MV/LV Substation DU***106X | 10 kV | 400V(3ph) & 230V(single ph) | LV | 50 kVA :Pole Substation | 0.05 | --> | 0.05 | 0.007 | 1.1 |  | --> | 0.047 | 0 | 0 | 0 | 0 | 0.055 | 0 |  | --> | C15 ex TRIM | TRIM: T41∥T42 | NAVAN |  | 53.5925 | -6.7601
MV/LV Substation DU***107 | 10 kV | 400V(3ph) & 230V(single ph) | LV | 400 kVA :Kiosk Substation | 0.4 | --> | 0.4 | 0.301 | 3.4 |  | --> | 0.38 | 0 | 0 | 0 | 0.017 | 0.397 | 0 |  | --> | C19 ex GALWAY 110KV | GALWAY 110KV: T103 | GALWAY 110KV |  | 53.2746 | -9.025
MV/LV Substation DU***107 | 20 kV | 400V(3ph) & 230V(single ph) | LV | 200 kVA :Pole Substation | 0.2 | --> | 0.2 | 0 | 0 | Constrained,otherwise capacity available =127kVA. | --> | 0.19 | 0 | 0 | 0 | 0 | 0.21 | 0 |  | --> | E16 ex PATRICKSWELL | PATRICKSWELL: T421∥T422 | LIMERICK |  | 52.566 | -8.7876
MV/LV Substation DU***108Z | 10 kV | 400V(3ph) & 230V(single ph) | LV | 50 kVA :Pole Substation | 0.05 | --> | 0.05 | 0 | 0 | Constrained,otherwise capacity available =25kVA. | --> | 0.047 | 0 | 0 | 0 | 0 | 0.053 | 0 |  | --> | C31 ex KILBARRY | KILBARRY: T101 | KILBARRY |  | 51.9302 | -8.4621
MV/LV Substation DU***110X | 20 kV | 400V(3ph) & 230V(single ph) | LV | 200 kVA :Pole Substation | 0.2 | --> | 0.2 | 0.188 | 2.4 |  | --> | 0.19 | 0 | 0 | 0 | 0 | 0.201 | 0 |  | --> | E19 ex KENMARE | KENMARE: T421 | KNOCKEARAGH |  | 51.8767 | -9.6201
MV/LV Substation DU***110Y | 10 kV | 400V(3ph) & 230V(single ph) | LV | 630 kVA :Building Structure | 0.63 | --> | 0.63 | 0 | 0 | Constrained,otherwise capacity available =467kVA. | --> | 0.598 | 0 | 0 | 0 | 0 | 0 | 0 | Constrained,otherwise capacity available =500kW. | --> | C18 ex RAMSTOWN | RAMSTOWN: T41∥T42 | CRANE |  | 52.6729 | -6.2973
MV/LV Substation DU***113Y | 20 kV | 400V(3ph) & 230V(single ph) | LV | 400 kVA :Kiosk Substation | 0.4 | --> | 0.4 | 0.255 | 9.9 |  | --> | 0.38 | 0 | 0 | 0 | 0.008 | 0.414 | 0 |  | --> | C19 ex ENNIS | ENNIS: T101 | ENNIS |  | 52.8182 | -8.8679
MV/LV Substation DU***117 | 10 kV | 400V(3ph) & 230V(single ph) | LV | 200 kVA :Building Structure | 0.2 | --> | 0.2 | 0.199 | 2.2 |  | --> | 0.19 | 0 | 0 | 0 | 0 | 0.2 | 0 |  | --> | C18 ex SPA ROAD | SPA ROAD: T41∥T42 | DOON |  | 52.3549 | -7.6841
MV/LV Substation DU***118Z | 10 kV | 400V(3ph) & 230V(single ph) | LV | 50 kVA :Pole Substation | 0.05 | --> | 0.05 | 0 | 0 | Constrained,otherwise capacity available =27kVA. | --> | 0.047 | 0 | 0 | 0 | 0.003 | 0.049 | 0 |  | --> | C31 ex KILBARRY | KILBARRY: T101 | KILBARRY |  | 51.9328 | -8.4632
MV/LV Substation DU***119Y | 10 kV | 400V(3ph) & 230V(single ph) | LV | 400 kVA :Building Structure | 0.4 | --> | 0.4 | 0 | 0 | Constrained,otherwise capacity available =242kVA. | --> | 0.38 | 0 | 0 | 0 | 0 | 0.424 | 0 |  | --> | C24 ex UNIDARE | UNIDARE: T42 | FINGLAS |  | 53.399 | -6.3018
MV/LV Substation DU***120X | 10 kV | 400V(3ph) & 230V(single ph) | LV | 50 kVA :Pole Substation | 0.05 | --> | 0.05 | 0.029 | 1.3 |  | --> | 0.047 | 0 | 0 | 0 | 0 | 0 | 0 | Constrained,otherwise capacity available =52kW. | --> | C25 ex KILKEE | KILKEE: T41 | TULLABRACK |  | 52.6814 | -9.6652
MV/LV Substation DU***120Z | 20 kV | 400V(3ph) & 230V(single ph) | LV | 400 kVA :Building Structure | 0.4 | --> | 0.4 | 0 | 0 | Constrained,otherwise capacity available =274kVA. | --> | 0.38 | 0 | 0 | 0 | 0.007 | 0.412 | 0 |  | --> | E11 ex KILCULLEN | KILCULLEN: T424 | STRATFORD |  | 53.0554 | -6.6977
MV/LV Substation DU***122 | 10 kV | 400V(3ph) & 230V(single ph) | LV | 400 kVA :Kiosk Substation | 0.4 | --> | 0.4 | 0 | 4.5 |  | --> | 0.38 | 0 | 0 | 0 | 0.014 | 0.445 | 0 |  | --> | C13 ex KILMORE | KILMORE: T101 | FINGLAS |  | 53.3941 | -6.2257
MV/LV Substation DU***122X | 10 kV | 400V(3ph) & 230V(single ph) | LV | 400 kVA :Kiosk Substation | 0.4 | --> | 0.4 | 0 | 0 | Constrained,otherwise capacity available =253kVA. | --> | 0.38 | 0 | 0 | 0 | 0.003 | 0.419 | 0 |  | --> | C13 ex LITTLE BRAY | LITTLE BRAY: T41 | FASSAROE |  | 53.2104 | -6.1163
MV/LV Substation DU***125Z | 10 kV | 400V(3ph) & 230V(single ph) | LV | 400 kVA :Building Structure | 0.4 | --> | 0.4 | 0 | 0 | Constrained,otherwise capacity available =264kVA. | --> | 0.38 | 0 | 0 | 0 | 0 | 0.421 | 0 |  | --> | C15 ex LUCAN EAST | LUCAN EAST: T41∥T42 | GRANGE CASTLE |  | 53.3475 | -6.4528
MV/LV Substation DU***127Z | 10 kV | 400V(3ph) & 230V(single ph) | LV | 100 kVA :Pole Substation | 0.1 | --> | 0.1 | 0 | 0 | Constrained,otherwise capacity available =82kVA. | --> | 0.095 | 0 | 0 | 0 | 0 | 0 | 0 | Constrained,otherwise capacity available =102kW. | --> | E11 ex ASHBOURNE | ASHBOURNE: T421 | FINGLAS |  | 53.4262 | -6.328
MV/LV Substation DU***128 | 10 kV | 400V(3ph) & 230V(single ph) | LV | 630 kVA :Building Structure | 0.63 | --> | 0.63 | 0 | 0 | Constrained,otherwise capacity available =500kVA. | --> | 0.598 | 0 | 0 | 0 | 0 | 0.5 | 0 |  | --> | C11 ex CRANMORE | CRANMORE: T41∥T42 | SLIGO |  | 54.2685 | -8.4657
MV/LV Substation DU***128X | 20 kV | 400V(3ph) & 230V(single ph) | LV | 400 kVA :Building Structure | 0.4 | --> | 0.4 | 0 | 0 | Constrained,otherwise capacity available =186kVA. | --> | 0.38 | 0 | 0 | 0 | 0.011 | 0 | 0 | Constrained,otherwise capacity available =420kW. | --> | E15 ex ASHBOURNE | ASHBOURNE: T421 | FINGLAS |  | 53.5058 | -6.3993
MV/LV Substation DU***135Z | 10 kV | 400V(3ph) & 230V(single ph) | LV | 100 kVA :Pole Substation | 0.1 | --> | 0.1 | 0 | 0 | Constrained,otherwise capacity available =86kVA. | --> | 0.095 | 0 | 0 | 0 | 0 | 0.101 | 0 |  | --> | C25 ex POPPINTREE | POPPINTREE: T101 | FINGLAS |  | 53.4159 | -6.3068
MV/LV Substation DU***136X | 10 kV | 400V(3ph) & 230V(single ph) | LV | 630 kVA :Building Structure | 0.63 | --> | 0.63 | 0.5 | 12.1 |  | --> | 0.598 | 0 | 0 | 0 | 0 | 0.5 | 0 |  | --> | C30 ex TANEY | TANEY: T102 | CARRICKMINES |  | 53.2882 | -6.2456
MV/LV Substation DU***138 | 10 kV | 400V(3ph) & 230V(single ph) | LV | 50 kVA :Pole Substation | 0.05 | --> | 0.05 | 0.035 | 0.3 |  | --> | 0.047 | 0 | 0 | 0 | 0 | 0.051 | 0 |  | --> | C21 ex NENAGH | NENAGH: T41 | NENAGH |  | 52.8849 | -8.3235
MV/LV Substation DU***139 | 10 kV | 400V(3ph) & 230V(single ph) | LV | 630 kVA :Building Structure | 0.63 | --> | 0.63 | 0.354 | 2.3 |  | --> | 0.598 | 0 | 0 | 0 | 0.028 | 0.5 | 0 |  | --> | C11 ex TRABEG | TRABEG: T102 | TRABEG |  | 51.8812 | -8.4432
MV/LV Substation DU***142 | 10 kV | 400V(3ph) & 230V(single ph) | LV | 1000 kVA :Building Structure | 1 | --> | 1 | 0 | 0 | Constrained,otherwise capacity available =500kVA. | --> | 0.95 | 0 | 0 | 0 | 0 | 0.5 | 0 |  | --> | C17 ex MONEENAGEISHA | MONEENAGEISHA: T41 | GALWAY 110KV |  | 53.2831 | -9.0461
MV/LV Substation DU***145Y | 10 kV | 400V(3ph) & 230V(single ph) | LV | 630 kVA :Building Structure | 0.63 | --> | 0.63 | 0.34 | 0.3 | Constrained,otherwise capacity available =408kVA. | --> | 0.598 | 0 | 0 | 0 | 0 | 0.5 | 0 |  | --> | C17 ex ATHLONE | ATHLONE: T42 | ATHLONE |  | 53.4225 | -7.9359
MV/LV Substation DU***151X | 10 kV | 400V(3ph) & 230V(single ph) | LV | 200 kVA :Pole Substation | 0.2 | --> | 0.2 | 0.173 | 1.2 |  | --> | 0.19 | 0 | 0 | 0 | 0 | 0 | 0 | Constrained,otherwise capacity available =203kW. | --> | E16 ex BUNCRANA | BUNCRANA: T421∥T422 | TRILLICK |  | 55.1382 | -7.4506
MV/LV Substation DU***152Z | 10 kV | 400V(3ph) & 230V(single ph) | LV | 200 kVA :Kiosk Substation | 0.2 | --> | 0.2 | 0.176 | 1.5 |  | --> | 0.19 | 0 | 0 | 0 | 0.007 | 0.195 | 0 |  | --> | E16 ex BEALISTOWN | BEALISTOWN: T421∥T422 | GREAT ISLAND |  | 52.2201 | -6.9224
MV/LV Substation DU***154Y | 10 kV | 400V(3ph) & 230V(single ph) | LV | 200 kVA :Kiosk Substation | 0.2 | --> | 0.2 | 0.194 | 1.2 |  | --> | 0.19 | 0 | 0 | 0 | 0 | 0.2 | 0 |  | --> | C24 ex MULLAGH | MULLAGH: T44 | MEATH HILL |  | 53.8102 | -6.95
MV/LV Substation DU***157X | 10 kV | 400V(3ph) & 230V(single ph) | LV | 400 kVA :Kiosk Substation | 0.4 | --> | 0.4 | 0.367 | 3.1 |  | --> | 0.38 | 0 | 0 | 0 | 0 | 0.404 | 0 |  | --> | C11 ex MONKSTOWN | MONKSTOWN: T41 | BLACKROCK |  | 53.2979 | -6.1747
MV/LV Substation DU***159 | 10 kV | 400V(3ph) & 230V(single ph) | LV | 400 kVA :Building Structure | 0.4 | --> | 0.4 | 0.286 | 3.3 |  | --> | 0.38 | 0 | 0 | 0 | 0.007 | 0.409 | 0 |  | --> | C19 ex COOLOCK | COOLOCK: T41 | FINGLAS |  | 53.3896 | -6.1967
MV/LV Substation DU***161Z | 20 kV | 400V(3ph) & 230V(single ph) | LV | 400 kVA :Kiosk Substation | 0.4 | --> | 0.4 | 0.298 | 3.3 |  | --> | 0.38 | 0 | 0 | 0 | 0.01 | 0.405 | 0 |  | --> | E18 ex CRATLOE | CRATLOE: T421∥T422 | ARDNACRUSHA |  | 52.6987 | -8.8171
MV/LV Substation DU***162Z | 10 kV | 400V(3ph) & 230V(single ph) | LV | 400 kVA :Kiosk Substation | 0.4 | --> | 0.4 | 0 | 0 |  | --> | 0.38 | 0 | 0 | 0 | 0.007 | 0 | 0 | Constrained,otherwise capacity available =451kW. | --> | E11 ex ASHBOURNE | ASHBOURNE: T421 | FINGLAS |  | 53.4261 | -6.3289
MV/LV Substation DU***165Y | 10 kV | 400V(3ph) & 230V(single ph) | LV | 100 kVA :Pole Substation | 0.1 | --> | 0.1 | 0.077 | 5.6 |  | --> | 0.095 | 0 | 0 | 0 | 0 | 0.103 | 0 |  | --> | E13 ex BLESSINGTON | BLESSINGTON: T421 | KILTEEL |  | 53.1549 | -6.6767
MV/LV Substation DU***166Y | 10 kV | 400V(3ph) & 230V(single ph) | LV | 200 kVA :Pole Substation | 0.2 | --> | 0.2 | 0 | 0 | Constrained,otherwise capacity available =137kVA. | --> | 0.19 | 0 | 0 | 0 | 0 | 0.209 | 0 |  | --> | C11 ex KANTURK | KANTURK: T41∥T42 | GLENLARA |  | 52.1986 | -8.82
MV/LV Substation DU***167Z | 10 kV | 400V(3ph) & 230V(single ph) | LV | 200 kVA :Kiosk Substation | 0.2 | --> | 0.2 | 0 | 0 | Constrained,otherwise capacity available =192kVA. | --> | 0.19 | 0 | 0 | 0 | 0 | 0.2 | 0 |  | --> | C25 ex POPPINTREE | POPPINTREE: T101 | FINGLAS |  | 53.4113 | -6.2995
MV/LV Substation DU***168 | 10 kV | 400V(3ph) & 230V(single ph) | LV | 200 kVA :Kiosk Substation | 0.2 | --> | 0.2 | 0 | 0 | Constrained,otherwise capacity available =130kVA. | --> | 0.19 | 0 | 0 | 0 | 0.03 | 0.179 | 0 |  | --> | C19 ex ROSEHILL | ROSEHILL: T41 | KILKENNY |  | 52.6457 | -7.2398
MV/LV Substation DU***169Y | 10 kV | 400V(3ph) & 230V(single ph) | LV | 200 kVA :Kiosk Substation | 0.2 | --> | 0.2 | 0.146 | 6.1 |  | --> | 0.19 | 0 | 0 | 0 | 0.011 | 0.196 | 0 |  | --> | C13 ex CASHEL | CASHEL: T41 | CAHIR |  | 52.5174 | -7.8757
MV/LV Substation DU***170 | 10 kV | 400V(3ph) & 230V(single ph) | LV | 400 kVA :Kiosk Substation | 0.4 | --> | 0.4 | 0.379 | 3.2 |  | --> | 0.38 | 0 | 0 | 0 | 0.046 | 0.354 | 0 |  | --> | C14 ex MCDONAGH | MCDONAGH: T42 | KILKENNY |  | 52.6484 | -7.2246
MV/LV Substation DU***170Z | 20 kV | 400V(3ph) & 230V(single ph) | LV | 400 kVA :Building Structure | 0.4 | --> | 0.4 | 0 | 0 | Constrained,otherwise capacity available =224kVA. | --> | 0.38 | 0 | 0 | 0 | 0.019 | 0.407 | 0 |  | --> | E17 ex BALTRASNA | BALTRASNA: T121 | BALTRASNA |  | 53.5074 | -6.5337
MV/LV Substation DU***172 | 10 kV | 400V(3ph) & 230V(single ph) | LV | 50 kVA :Pole Substation | 0.05 | --> | 0.05 | 0 | 0 | Constrained,otherwise capacity available =43kVA. | --> | 0.047 | 0 | 0 | 0 | 0 | 0.05 | 0 |  | --> | C22 ex UNIDARE | UNIDARE: T42 | FINGLAS |  | 53.3865 | -6.3225
MV/LV Substation DU***173 | 10 kV | 400V(3ph) & 230V(single ph) | LV | 400 kVA :Kiosk Substation | 0.4 | --> | 0.4 | 0 | 0 | Constrained,otherwise capacity available =212kVA. | --> | 0.38 | 0 | 0 | 0 | 0.011 | 0.416 | 0 |  | --> | C12 ex MERVILLE | MERVILLE: T42 | FINGLAS |  | 53.3829 | -6.3057
MV/LV Substation DU***173Y | 10 kV | 400V(3ph) & 230V(single ph) | LV | 400 kVA :Kiosk Substation | 0.4 | --> | 0.4 | 0.31 | 0.6 |  | --> | 0.38 | 0 | 0 | 0 | 0.007 | 0.406 | 0 |  | --> | C17 ex CLONDALKIN | CLONDALKIN: T41 | INCHICORE 220KV |  | 53.3265 | -6.4029
MV/LV Substation DU***177Z | 20 kV | 400V(3ph) & 230V(single ph) | LV | 200 kVA :Kiosk Substation | 0.2 | --> | 0.2 | 0 | 0 | Constrained,otherwise capacity available =196kVA. | --> | 0.19 | 0 | 0 | 0 | 0.007 | 0.192 | 0 |  | --> | E15 ex DULEEK | DULEEK: T421∥T422 | DRYBRIDGE |  | 53.6641 | -6.4065
MV/LV Substation DU***179 | 10 kV | 400V(3ph) & 230V(single ph) | LV | 400 kVA :Kiosk Substation | 0.4 | --> | 0.4 | 0.304 | 12.1 |  | --> | 0.38 | 0 | 0 | 0 | 0.047 | 0.365 | 0 |  | --> | C30 ex TANEY | TANEY: T102 | CARRICKMINES |  | 53.2878 | -6.248
MV/LV Substation DU***179Y | 10 kV | 400V(3ph) & 230V(single ph) | LV | 200 kVA :Building Structure | 0.2 | --> | 0.2 | 0 | 0 | Constrained,otherwise capacity available =140kVA. | --> | 0.19 | 0 | 0 | 0 | 0.003 | 0 | 0 | Constrained,otherwise capacity available =206kW. | --> | C20 ex COLLIGAN | COLLIGAN: T41 | DUNGARVAN |  | 52.0868 | -7.6288
MV/LV Substation DU***183 | 10 kV | 400V(3ph) & 230V(single ph) | LV | 50 kVA :Pole Substation | 0.05 | --> | 0.05 | 0 | 0 | Constrained,otherwise capacity available =35kVA. | --> | 0.047 | 0 | 0 | 0 | 0 | 0.051 | 0 |  | --> | C18 ex COOLCORCORAN | COOLCORCORAN: T41∥T42 | KNOCKEARAGH |  | 52.0423 | -9.6335
MV/LV Substation DU***184 | 10 kV | 400V(3ph) & 230V(single ph) | LV | 630 kVA :Building Structure | 0.63 | --> | 0.63 | 0.466 | 2.4 |  | --> | 0.598 | 0 | 0 | 0 | 0 | 0.5 | 0 |  | --> | C20 ex DUNDRUM | DUNDRUM: T42 | BLACKROCK |  | 53.2911 | -6.2465
MV/LV Substation DU***185Y | 20 kV | 400V(3ph) & 230V(single ph) | LV | 100 kVA :Pole Substation | 0.1 | --> | 0.1 | 0 | 0 | Constrained,otherwise capacity available =90kVA. | --> | 0.095 | 0 | 0 | 0 | 0.004 | 0.097 | 0 |  | --> | E15 ex CREAGH | CREAGH: T421∥T422 | ATHLONE |  | 53.3496 | -8.0852
MV/LV Substation DU***193X | 10 kV | 400V(3ph) & 230V(single ph) | LV | 1000 kVA :Building Structure | 1 | --> | 1 | 0.5 | 12.1 |  | --> | 0.95 | 0 | 0 | 0 | 0 | 0.5 | 0 |  | --> | C22 ex TANEY | TANEY: T102 | CARRICKMINES |  | 53.2879 | -6.2416
MV/LV Substation DU***194 | 20 kV | 400V(3ph) & 230V(single ph) | LV | 100 kVA :Pole Substation | 0.1 | --> | 0.1 | 0.082 | 2.6 |  | --> | 0.095 | 0 | 0 | 0 | 0 | 0.102 | 0 |  | --> | C14 ex CASHEL | CASHEL: T42 | CAHIR |  | 52.6362 | -7.9969
MV/LV Substation DU***196Z | 20 kV | 400V(3ph) & 230V(single ph) | LV | 400 kVA :Kiosk Substation | 0.4 | --> | 0.4 | 0 | 0 | Constrained,otherwise capacity available =271kVA. | --> | 0.38 | 0 | 0 | 0 | 0.011 | 0.407 | 0 |  | --> | E20 ex GLASMORE | GLASMORE: T422 | GLASMORE |  | 53.5246 | -6.174
MV/LV Substation DU***197Z | 20 kV | 400V(3ph) & 230V(single ph) | LV | 200 kVA :Kiosk Substation | 0.2 | --> | 0.2 | 0 | 0 | Constrained,otherwise capacity available =40kVA. | --> | 0.19 | 0 | 0 | 0 | 0.01 | 0.213 | 0 |  | --> | E20 ex GLASMORE | GLASMORE: T422 | GLASMORE |  | 53.5257 | -6.1756
MV/LV Substation DU***198Y | 20 kV | 400V(3ph) & 230V(single ph) | LV | 200 kVA :Pole Substation | 0.2 | --> | 0.2 | 0.048 | 4.4 |  | --> | 0.19 | 0 | 0 | 0 | 0 | 0 | 0 | Constrained,otherwise capacity available =222kW. | --> | E19 ex SLANE | SLANE: T421 | DRYBRIDGE |  | 53.7147 | -6.6557
MV/LV Substation DU***203Z | 10 kV | 400V(3ph) & 230V(single ph) | LV | 400 kVA :Building Structure | 0.4 | --> | 0.4 | 0 | 0 | Constrained,otherwise capacity available =367kVA. | --> | 0.38 | 0 | 0 | 0 | 0 | 0.404 | 0 |  | --> | C23 ex MACETOWN | MACETOWN: T101 | MACETOWN |  | 53.4266 | -6.4779
MV/LV Substation DU***208X | 10 kV | 400V(3ph) & 230V(single ph) | LV | 1000 kVA :Building Structure | 1 | --> | 1 | 0.5 | 13.1 |  | --> | 0.95 | 0 | 0 | 0 | 0 | 0.5 | 0 |  | --> | C27 ex TANEY | TANEY: T101 | CARRICKMINES |  | 53.2888 | -6.2448
MV/LV Substation DU***208X | 10 kV | 400V(3ph) & 230V(single ph) | LV | 400 kVA :Kiosk Substation | 0.4 | --> | 0.4 | 0.351 | 0.5 |  | --> | 0.38 | 0 | 0 | 0 | 0 | 0.407 | 0 |  | --> | C11 ex FINISKLIN | FINISKLIN: T41∥T42 | SLIGO |  | 54.2786 | -8.4906
MV/LV Substation DU***208Z | 10 kV | 400V(3ph) & 230V(single ph) | LV | 1000 kVA :Building Structure | 1 | --> | 1 | 0.15 | 0.2 | Constrained,otherwise capacity available =500kVA. | --> | 0.95 | 0 | 0 | 0 | 0 | 0 | 0 | Constrained,otherwise capacity available =500kW. | --> | C19 ex COOLMINE | COOLMINE: T41 | FINGLAS |  | 53.394 | -6.386
MV/LV Substation DU***209X | 10 kV | 400V(3ph) & 230V(single ph) | LV | 1000 kVA :Building Structure | 1 | --> | 1 | 0.476 | 12.1 |  | --> | 0.95 | 0 | 0 | 0 | 0 | 0.5 | 0 |  | --> | C22 ex TANEY | TANEY: T102 | CARRICKMINES |  | 53.2884 | -6.2432
MV/LV Substation DU***214X | 10 kV | 400V(3ph) & 230V(single ph) | LV | 1000 kVA :Building Structure | 1 | --> | 1 | 0.5 | 1.8 |  | --> | 0.95 | 0 | 0 | 0 | 0 | 0.5 | 0 |  | --> | C19 ex DUNDRUM | DUNDRUM: T41 | BLACKROCK |  | 53.3036 | -6.2443
MV/LV Substation DU***217X | 20 kV | 400V(3ph) & 230V(single ph) | LV | 50 kVA :Pole Substation | 0.05 | --> | 0.05 | 0 | 0 | Constrained,otherwise capacity available =41kVA. | --> | 0.047 | 0 | 0 | 0 | 0 | 0.05 | 0 |  | --> | E11 ex KILCOLGAN | KILCOLGAN: T421 | GALWAY 110KV |  | 53.1151 | -9.0693
MV/LV Substation DU***217X | 10 kV | 400V(3ph) & 230V(single ph) | LV | 630 kVA :Building Structure | 0.63 | --> | 0.63 | 0 | 0 | Constrained,otherwise capacity available =394kVA. | --> | 0.598 | 0 | 0 | 0 | 0 | 0.5 | 0 |  | --> | C17 ex CLONMINCH | CLONMINCH: T41 | THORNSBERRY |  | 53.2738 | -7.4945
MV/LV Substation DU***224Z | 10 kV | 400V(3ph) & 230V(single ph) | LV | 200 kVA :Kiosk Substation | 0.2 | --> | 0.2 | 0 | 0 | Constrained,otherwise capacity available =166kVA. | --> | 0.19 | 0 | 0 | 0 | 0 | 0.204 | 0 |  | --> | C23 ex MACETOWN | MACETOWN: T101 | MACETOWN |  | 53.4271 | -6.4738
MV/LV Substation DU***225 | 10 kV | 400V(3ph) & 230V(single ph) | LV | 630 kVA :Building Structure | 0.63 | --> | 0.63 | 0 | 0 | Constrained,otherwise capacity available =483kVA. | --> | 0.598 | 0 | 0 | 0 | 0 | 0.5 | 0 |  | --> | C16 ex COOLCORCORAN | COOLCORCORAN: T41∥T42 | KNOCKEARAGH |  | 52.0597 | -9.5138
MV/LV Substation DU***225X | 10 kV | 400V(3ph) & 230V(single ph) | LV | 1000 kVA :Building Structure | 1 | --> | 1 | 0.5 | 12.1 |  | --> | 0.95 | 0 | 0 | 0 | 0 | 0.5 | 0 |  | --> | C22 ex TANEY | TANEY: T102 | CARRICKMINES |  | 53.2879 | -6.2415
MV/LV Substation DU***225Z | 10 kV | 400V(3ph) & 230V(single ph) | LV | 400 kVA :Kiosk Substation | 0.4 | --> | 0.4 | 0 | 0 | Constrained,otherwise capacity available =304kVA. | --> | 0.38 | 0 | 0 | 0 | 0.007 | 0.407 | 0 |  | --> | C18 ex DOUGLAS | DOUGLAS: T41 | TRABEG |  | 51.8705 | -8.4037
MV/LV Substation DU***226Z | 10 kV | 400V(3ph) & 230V(single ph) | LV | 400 kVA :Kiosk Substation | 0.4 | --> | 0.4 | 0 | 0 | Constrained,otherwise capacity available =311kVA. | --> | 0.38 | 0 | 0 | 0 | 0.014 | 0.398 | 0 |  | --> | C15 ex CARRIGALINE | CARRIGALINE: T41∥T42 | BARNAHELY |  | 51.8214 | -8.4029
MV/LV Substation DU***227 | 10 kV | 400V(3ph) & 230V(single ph) | LV | 400 kVA :Kiosk Substation | 0.4 | --> | 0.4 | 0.306 | 3.7 |  | --> | 0.38 | 0 | 0 | 0 | 0 | 0.414 | 0 |  | --> | C12 ex BALLINASLOE | BALLINASLOE: T41∥T42 | SOMERSET |  | 53.3266 | -8.2207
MV/LV Substation DU***235X | 10 kV | 400V(3ph) & 230V(single ph) | LV | 400 kVA :Building Structure | 0.4 | --> | 0.4 | 0.369 | 2.4 |  | --> | 0.38 | 0 | 0 | 0 | 0 | 0.404 | 0 |  | --> | C14 ex DUNDRUM | DUNDRUM: T42 | BLACKROCK |  | 53.2821 | -6.2573
MV/LV Substation DU***239 | 10 kV | 400V(3ph) & 230V(single ph) | LV | 400 kVA :Building Structure | 0.4 | --> | 0.4 | 0.369 | 6.7 |  | --> | 0.38 | 0 | 0 | 0 | 0 | 0.404 | 0 |  | --> | C20 ex COLLINSTOWN | COLLINSTOWN: T41∥T42 | GRANGE (DR) |  | 53.4396 | -6.2573
MV/LV Substation DU***241X | 20 kV | 400V(3ph) & 230V(single ph) | LV | 200 kVA :Kiosk Substation | 0.2 | --> | 0.2 | 0 | 0 | Constrained,otherwise capacity available =163kVA. | --> | 0.19 | 0 | 0 | 0 | 0 | 0.205 | 0 |  | --> | E21 ex GLENAMADDY | GLENAMADDY: T422 | ATHLONE |  | 53.6194 | -8.7375
MV/LV Substation DU***242X | 10 kV | 400V(3ph) & 230V(single ph) | LV | 50 kVA :Pole Substation | 0.05 | --> | 0.05 | 0 | 0 | Constrained,otherwise capacity available =40kVA. | --> | 0.047 | 0 | 0 | 0 | 0 | 0.051 | 0 |  | --> | C22 ex UNIDARE | UNIDARE: T42 | FINGLAS |  | 53.3879 | -6.327
MV/LV Substation DU***243Z | 10 kV | 400V(3ph) & 230V(single ph) | LV | 630 kVA :Kiosk Substation | 0.63 | --> | 0.63 | 0.456 | 2.9 |  | --> | 0.598 | 0 | 0 | 0 | 0.034 | 0.5 | 0 |  | --> | C16 ex MALAHIDE | MALAHIDE: T42 | GLASMORE |  | 53.4341 | -6.1303
MV/LV Substation DU***245 | 10 kV | 400V(3ph) & 230V(single ph) | LV | 630 kVA :Building Structure | 0.63 | --> | 0.63 | 0.5 | 5 |  | --> | 0.598 | 0 | 0 | 0 | 0 | 0.5 | 0 |  | --> | C21 ex POTTERY ROAD | POTTERY ROAD: T101 | CARRICKMINES |  | 53.2663 | -6.1596
MV/LV Substation DU***254 | 10 kV | 400V(3ph) & 230V(single ph) | LV | 400 kVA :Kiosk Substation | 0.4 | --> | 0.4 | 0 | 0 | Constrained,otherwise capacity available =238kVA. | --> | 0.38 | 0 | 0 | 0 | 0.023 | 0.4 | 0 |  | --> | C15 ex CASTLETROY | CASTLETROY: T41∥T42 | ARDNACRUSHA |  | 52.6689 | -8.569
MV/LV Substation DU***255X | 10 kV | 400V(3ph) & 230V(single ph) | LV | 50 kVA :Pole Substation | 0.05 | --> | 0.05 | 0.05 | 4.6 |  | --> | 0.047 | 0 | 0 | 0 | 0 | 0.049 | 0 |  | --> | E16 ex BALLYRAGGET | BALLYRAGGET: T421∥T422 | BALLYRAGGET |  | 52.8444 | -7.3887
MV/LV Substation DU***255Y | 10 kV | 400V(3ph) & 230V(single ph) | LV | 400 kVA :Building Structure | 0.4 | --> | 0.4 | 0 | 0 | Constrained,otherwise capacity available =280kVA. | --> | 0.38 | 0 | 0 | 0 | 0.012 | 0.406 | 0 |  | --> | C23 ex MACETOWN | MACETOWN: T101 | MACETOWN |  | 53.4188 | -6.4687
MV/LV Substation DU***256Y | 10 kV | 400V(3ph) & 230V(single ph) | LV | 200 kVA :Pole Substation | 0.2 | --> | 0.2 | 0 | 0 | Constrained,otherwise capacity available =185kVA. | --> | 0.19 | 0 | 0 | 0 | 0 | 0.202 | 0 |  | --> | C23 ex MACETOWN | MACETOWN: T101 | MACETOWN |  | 53.4109 | -6.4734
MV/LV Substation DU***257 | 10 kV | 400V(3ph) & 230V(single ph) | LV | 630 kVA :Kiosk Substation | 0.63 | --> | 0.63 | 0.444 | 2.1 |  | --> | 0.598 | 0 | 0 | 0 | 0.028 | 0.5 | 0 |  | --> | C16 ex SALLYNOGGIN ROAD | SALLYNOGGIN ROAD: T42 | CHERRYWOOD |  | 53.2792 | -6.1343
MV/LV Substation DU***261Y | 20 kV | 400V(3ph) & 230V(single ph) | LV | 400 kVA :Kiosk Substation | 0.4 | --> | 0.4 | 0.291 | 6.7 |  | --> | 0.38 | 0 | 0 | 0 | 0.017 | 0 | 0 | Constrained,otherwise capacity available =398kW. | --> | E11 ex DUNFIRTH | DUNFIRTH: T122 | DUNFIRTH |  | 53.4039 | -6.8484
MV/LV Substation DU***261Y | 10 kV | 400V(3ph) & 230V(single ph) | LV | 400 kVA :Kiosk Substation | 0.4 | --> | 0.4 | 0 | 0 | Constrained,otherwise capacity available =299kVA. | --> | 0.38 | 0 | 0 | 0 | 0.074 | 0 | 0 | Constrained,otherwise capacity available =337kW. | --> | C20 ex COOLCARRON | COOLCARRON: T41 | BARRYMORE |  | 52.1314 | -8.2864
MV/LV Substation DU***261Z | 10 kV | 400V(3ph) & 230V(single ph) | LV | 400 kVA :Kiosk Substation | 0.4 | --> | 0.4 | 0.332 | 5.5 |  | --> | 0.38 | 0 | 0 | 0 | 0 | 0.41 | 0 |  | --> | C12 ex ABBEYLAND | ABBEYLAND: T42 | NAVAN |  | 53.6699 | -6.6983
MV/LV Substation DU***263 | 20 kV | 400V(3ph) & 230V(single ph) | LV | 100 kVA :Pole Substation | 0.1 | --> | 0.1 | 0.052 | 1.6 |  | --> | 0.095 | 0 | 0 | 0 | 0 | 0.106 | 0 |  | --> | E18 ex GURRANEBANE | GURRANEBANE: T421∥T422 | OUGHTRAGH |  | 51.8339 | -10.2635
MV/LV Substation DU***266X | 10 kV | 400V(3ph) & 230V(single ph) | LV | 200 kVA :Building Structure | 0.2 | --> | 0.2 | 0.071 | 2.9 |  | --> | 0.19 | 0 | 0 | 0 | 0 | 0.219 | 0 |  | --> | C16 ex MALAHIDE | MALAHIDE: T42 | GLASMORE |  | 53.4347 | -6.1308
MV/LV Substation DU***268 | 20 kV | 400V(3ph) & 230V(single ph) | LV | 200 kVA :Pole Substation | 0.2 | --> | 0.2 | 0 | 0 | Constrained,otherwise capacity available =181kVA. | --> | 0.19 | 0 | 0 | 0 | 0 | 0.202 | 0 |  | --> | E12 ex CARRIGSHANE | CARRIGSHANE: T422 | MIDLETON |  | 51.9128 | -8.1205
MV/LV Substation DU***268X | 20 kV | 400V(3ph) & 230V(single ph) | LV | 50 kVA :Pole Substation | 0.05 | --> | 0.05 | 0 | 0 | Constrained,otherwise capacity available =32kVA. | --> | 0.047 | 0 | 0 | 0 | 0 | 0.051 | 0 |  | --> | E16 ex GLENAMADDY | GLENAMADDY: T422 | ATHLONE |  | 53.6051 | -8.563
MV/LV Substation DU***271X | 20 kV | 400V(3ph) & 230V(single ph) | LV | 50 kVA :Pole Substation | 0.05 | --> | 0.05 | 0.049 | 2.5 |  | --> | 0.047 | 0 | 0 | 0 | 0 | 0.049 | 0 |  | --> | C26 ex ATHY | ATHY: T102 | ATHY |  | 53.1196 | -6.9959
MV/LV Substation DU***278 | 20 kV | 400V(3ph) & 230V(single ph) | LV | 50 kVA :Pole Substation | 0.05 | --> | 0.05 | 0.05 | 6.7 |  | --> | 0.047 | 0 | 0 | 0 | 0 | 0 | 0 | Constrained,otherwise capacity available =49kW. | --> | E11 ex DUNFIRTH | DUNFIRTH: T122 | DUNFIRTH |  | 53.3948 | -6.8358
MV/LV Substation DU***279X | 20 kV | 400V(3ph) & 230V(single ph) | LV | 50 kVA :Pole Substation | 0.05 | --> | 0.05 | 0.05 | 1 |  | --> | 0.047 | 0 | 0 | 0 | 0 | 0 | 0 | Constrained,otherwise capacity available =49kW. | --> | E12 ex CARNDONAGH | CARNDONAGH: T421∥T422 | TRILLICK |  | 55.3449 | -7.2752
MV/LV Substation DU***284 | 10 kV | 400V(3ph) & 230V(single ph) | LV | 400 kVA :Kiosk Substation | 0.4 | --> | 0.4 | 0 | 0 | Constrained,otherwise capacity available =305kVA. | --> | 0.38 | 0 | 0 | 0 | 0.002 | 0.412 | 0 |  | --> | C12 ex MERVILLE | MERVILLE: T42 | FINGLAS |  | 53.3842 | -6.3069
MV/LV Substation DU***285Z | 20 kV | 400V(3ph) & 230V(single ph) | LV | 200 kVA :Kiosk Substation | 0.2 | --> | 0.2 | 0 | 0 | Constrained,otherwise capacity available =200kVA. | --> | 0.19 | 0 | 0 | 0 | 0 | 0.2 | 0 |  | --> | E20 ex GLASMORE | GLASMORE: T422 | GLASMORE |  | 53.525 | -6.1769
MV/LV Substation DU***286 | 10 kV | 400V(3ph) & 230V(single ph) | LV | 400 kVA :Kiosk Substation | 0.4 | --> | 0.4 | 0.293 | 12.1 |  | --> | 0.38 | 0 | 0 | 0 | 0.006 | 0.41 | 0 |  | --> | C30 ex TANEY | TANEY: T102 | CARRICKMINES |  | 53.2881 | -6.2463
MV/LV Substation DU***286X | 10 kV | 400V(3ph) & 230V(single ph) | LV | 630 kVA :Kiosk Substation | 0.63 | --> | 0.63 | 0 | 0 | Constrained,otherwise capacity available =312kVA. | --> | 0.598 | 0 | 0 | 0 | 0 | 0.5 | 0 |  | --> | C11 ex GRANGE (DR) | GRANGE (DR): T41 | GRANGE (DR) |  | 53.3929 | -6.147
MV/LV Substation DU***286Y | 20 kV | 400V(3ph) & 230V(single ph) | LV | 400 kVA :Kiosk Substation | 0.4 | --> | 0.4 | 0 | 0 | Constrained,otherwise capacity available =372kVA. | --> | 0.38 | 0 | 0 | 0 | 0 | 0.403 | 0 |  | --> | C11 ex KILDARE | KILDARE: T41∥T42 | NEWBRIDGE |  | 53.1392 | -7.0549
MV/LV Substation DU***286Z | 20 kV | 400V(3ph) & 230V(single ph) | LV | 400 kVA :Kiosk Substation | 0.4 | --> | 0.4 | 0 | 0 | Constrained,otherwise capacity available =400kVA. | --> | 0.38 | 0 | 0 | 0 | 0 | 0.4 | 0 |  | --> | E20 ex GLASMORE | GLASMORE: T422 | GLASMORE |  | 53.5257 | -6.1809
MV/LV Substation DU***286Z | 20 kV | 400V(3ph) & 230V(single ph) | LV | 630 kVA :Kiosk Substation | 0.63 | --> | 0.63 | 0 | 0 | Constrained,otherwise capacity available =500kVA. | --> | 0.598 | 0 | 0 | 0 | 0 | 0.5 | 0 |  | --> | E17 ex BALTRASNA | BALTRASNA: T121 | BALTRASNA |  | 53.5068 | -6.5366
MV/LV Substation DU***288Y | 20 kV | 400V(3ph) & 230V(single ph) | LV | 200 kVA :Pole Substation | 0.2 | --> | 0.2 | 0 | 0 | Constrained,otherwise capacity available =93kVA. | --> | 0.19 | 0 | 0 | 0 | 0.002 | 0.214 | 0 |  | --> | C11 ex KILDARE | KILDARE: T41∥T42 | NEWBRIDGE |  | 53.1389 | -7.0598
MV/LV Substation DU***291 | 20 kV | 400V(3ph) & 230V(single ph) | LV | 50 kVA :Pole Substation | 0.05 | --> | 0.05 | 0.036 | 1.4 |  | --> | 0.047 | 0 | 0 | 0 | 0 | 0.051 | 0 |  | --> | E20 ex GARRANACANTY | GARRANACANTY: T422 | TIPPERARY |  | 52.5579 | -8.0474
MV/LV Substation DU***291X | 10 kV | 400V(3ph) & 230V(single ph) | LV | 400 kVA :Kiosk Substation | 0.4 | --> | 0.4 | 0.336 | 2.8 |  | --> | 0.38 | 0 | 0 | 0 | 0.035 | 0.372 | 0 |  | --> | C20 ex SUTTON | SUTTON: T42 | GRANGE (DR) |  | 53.3821 | -6.0978
MV/LV Substation DU***293Z | 10 kV | 400V(3ph) & 230V(single ph) | LV | 200 kVA :Kiosk Substation | 0.2 | --> | 0.2 | 0 | 0 | Constrained,otherwise capacity available =162kVA. | --> | 0.19 | 0 | 0 | 0 | 0 | 0.205 | 0 |  | --> | C17 ex KILDARE | KILDARE: T41∥T42 | NEWBRIDGE |  | 53.1641 | -6.9124
MV/LV Substation DU***297X | 10 kV | 400V(3ph) & 230V(single ph) | LV | 100 kVA :Pole Substation | 0.1 | --> | 0.1 | 0.08 | 2.8 |  | --> | 0.095 | 0 | 0 | 0 | 0.002 | 0.101 | 0 |  | --> | C20 ex SUTTON | SUTTON: T42 | GRANGE (DR) |  | 53.3807 | -6.0642
MV/LV Substation DU***299 | 10 kV | 400V(3ph) & 230V(single ph) | LV | 100 kVA :Pole Substation | 0.1 | --> | 0.1 | 0.073 | 0.1 | Constrained,otherwise capacity available =96kVA. | --> | 0.095 | 0 | 0 | 0 | 0.002 | 0.097 | 0 |  | --> | C23 ex SRAH | SRAH: T43 | THORNSBERRY |  | 53.284 | -7.4806
MV/LV Substation DU***301Z | 20 kV | 400V(3ph) & 230V(single ph) | LV | 100 kVA :Pole Substation | 0.1 | --> | 0.1 | 0.099 | 3.6 |  | --> | 0.095 | 0 | 0 | 0 | 0 | 0.1 | 0 |  | --> | E11 ex KILLINICK | KILLINICK: T421∥T422 | WEXFORD |  | 52.23 | -6.6524
MV/LV Substation DU***302X | 10 kV | 400V(3ph) & 230V(single ph) | LV | 100 kVA :Pole Substation | 0.1 | --> | 0.1 | 0.086 | 5.6 |  | --> | 0.095 | 0 | 0 | 0 | 0.014 | 0.086 | 0 |  | --> | C13 ex PURCELLS INCH | PURCELLS INCH: T42 | KILKENNY |  | 52.6441 | -7.2345
MV/LV Substation DU***306 | 10 kV | 400V(3ph) & 230V(single ph) | LV | 100 kVA :Pole Substation | 0.1 | --> | 0.1 | 0 | 0 | Constrained,otherwise capacity available =99kVA. | --> | 0.095 | 0 | 0 | 0 | 0 | 0.1 | 0 |  | --> | C17 ex CARRICKMACROSS | CARRICKMACROSS: T41 | MEATH HILL |  | 53.9806 | -6.6348
MV/LV Substation DU***311X | 10 kV | 400V(3ph) & 230V(single ph) | LV | 50 kVA :Pole Substation | 0.05 | --> | 0.05 | 0.041 | 0 |  | --> | 0.047 | 0 | 0 | 0 | 0 | 0.05 | 0 |  | --> | C21 ex TALBOTS INCH | TALBOTS INCH: T41∥T42 | KILKENNY |  | 52.7108 | -7.271
MV/LV Substation DU***315X | 10 kV | 400V(3ph) & 230V(single ph) | LV | 400 kVA :Building Structure | 0.4 | --> | 0.4 | 0.339 | 12.1 |  | --> | 0.38 | 0 | 0 | 0 | 0 | 0.409 | 0 |  | --> | C30 ex TANEY | TANEY: T102 | CARRICKMINES |  | 53.2892 | -6.2465
MV/LV Substation DU***316X | 10 kV | 400V(3ph) & 230V(single ph) | LV | 400 kVA :Kiosk Substation | 0.4 | --> | 0.4 | 0 | 0 | Constrained,otherwise capacity available =369kVA. | --> | 0.38 | 0 | 0 | 0 | 0.003 | 0.401 | 0 |  | --> | C15 ex SKIBBEREEN | SKIBBEREEN: T41∥T42 | DUNMANWAY |  | 51.4839 | -9.3662
MV/LV Substation DU***319X | 20 kV | 400V(3ph) & 230V(single ph) | LV | 50 kVA :Pole Substation | 0.05 | --> | 0.05 | 0.046 | 2.5 |  | --> | 0.047 | 0 | 0 | 0 | 0 | 0.049 | 0 |  | --> | C26 ex ATHY | ATHY: T102 | ATHY |  | 53.117 | -6.9722
MV/LV Substation DU***324Y | 10 kV | 400V(3ph) & 230V(single ph) | LV | 200 kVA :Kiosk Substation | 0.2 | --> | 0.2 | 0 | 0 | Constrained,otherwise capacity available =98kVA. | --> | 0.19 | 0 | 0 | 0 | 0.01 | 0 | 0 | Constrained,otherwise capacity available =204kW. | --> | C22 ex PORTLAOISE | PORTLAOISE: T42 | PORTLAOISE |  | 53.0421 | -7.2653
MV/LV Substation DU***325X | 10 kV | 400V(3ph) & 230V(single ph) | LV | 50 kVA :Pole Substation | 0.05 | --> | 0.05 | 0.047 | 4.3 |  | --> | 0.047 | 0 | 0 | 0 | 0 | 0.049 | 0 |  | --> | C19 ex BAILIEBORO | BAILIEBORO: T41∥T42 | MEATH HILL |  | 53.9387 | -7.0219
MV/LV Substation DU***325Y | 10 kV | 400V(3ph) & 230V(single ph) | LV | 50 kVA :Pole Substation | 0.05 | --> | 0.05 | 0.038 | 2.3 |  | --> | 0.047 | 0 | 0 | 0 | 0 | 0.051 | 0 |  | --> | C15 ex RANDALSTOWN | RANDALSTOWN: T41 | NAVAN |  | 53.6665 | -6.7844
MV/LV Substation DU***328X | 10 kV | 400V(3ph) & 230V(single ph) | LV | 50 kVA :Pole Substation | 0.05 | --> | 0.05 | 0.046 | 3.9 |  | --> | 0.047 | 0 | 0 | 0 | 0 | 0.049 | 0 |  | --> | C17 ex BALLYJAMESDUFF | BALLYJAMESDUFF: T41 | SHANKILL |  | 53.8768 | -7.283
MV/LV Substation DU***330X | 10 kV | 400V(3ph) & 230V(single ph) | LV | 400 kVA :Kiosk Substation | 0.4 | --> | 0.4 | 0 | 0 | Constrained,otherwise capacity available =299kVA. | --> | 0.38 | 0 | 0 | 0 | 0 | 0.415 | 0 |  | --> | C13 ex HEADFORD ROAD | HEADFORD ROAD: T41 | GALWAY 110KV |  | 53.2836 | -9.0554
MV/LV Substation DU***334Z | 10 kV | 400V(3ph) & 230V(single ph) | LV | 630 kVA :Kiosk Substation | 0.63 | --> | 0.63 | 0.5 | 15.6 |  | --> | 0.598 | 0 | 0 | 0 | 0.007 | 0.5 | 0 |  | --> | C22 ex STEPHENSTOWN | STEPHENSTOWN: T102 | FINGLAS |  | 53.6168 | -6.2038
MV/LV Substation DU***335Z | 10 kV | 400V(3ph) & 230V(single ph) | LV | 200 kVA :Kiosk Substation | 0.2 | --> | 0.2 | 0.157 | 15.6 |  | --> | 0.19 | 0 | 0 | 0 | 0.008 | 0.197 | 0 |  | --> | C22 ex STEPHENSTOWN | STEPHENSTOWN: T102 | FINGLAS |  | 53.6161 | -6.2068
MV/LV Substation DU***338 | 20 kV | 400V(3ph) & 230V(single ph) | LV | 50 kVA :Pole Substation | 0.05 | --> | 0.05 | 0.049 | 1.5 |  | --> | 0.047 | 0 | 0 | 0 | 0 | 0.049 | 0 |  | --> | C21 ex TRAMORE | TRAMORE: T41 | BUTLERSTOWN |  | 52.1647 | -7.2731
MV/LV Substation DU***349 | 20 kV | 400V(3ph) & 230V(single ph) | LV | 400 kVA :Kiosk Substation | 0.4 | --> | 0.4 | 0.349 | 1.3 |  | --> | 0.38 | 0 | 0 | 0 | 0.007 | 0.4 | 0 |  | --> | E13 ex KILCARRAGH | KILCARRAGH: T421∥T422 | BUTLERSTOWN |  | 52.1598 | -7.003
MV/LV Substation DU***351Z | 20 kV | 400V(3ph) & 230V(single ph) | LV | 50 kVA :Pole Substation | 0.05 | --> | 0.05 | 0.05 | 0.7 |  | --> | 0.047 | 0 | 0 | 0 | 0 | 0.049 | 0 |  | --> | C21 ex MONEYCOOLEY | MONEYCOOLEY: T41 | GRIFFINRATH |  | 53.3973 | -6.5535
MV/LV Substation DU***353Z | 10 kV | 400V(3ph) & 230V(single ph) | LV | 400 kVA :Kiosk Substation | 0.4 | --> | 0.4 | 0.387 | 2.4 |  | --> | 0.38 | 0 | 0 | 0 | 0 | 0.401 | 0 |  | --> | C18 ex BALLYMAHON | BALLYMAHON: T41∥T42 | ATHLONE |  | 53.565 | -7.7589
MV/LV Substation DU***356Y | 10 kV | 400V(3ph) & 230V(single ph) | LV | 400 kVA :Building Structure | 0.4 | --> | 0.4 | 0.186 | 2.1 |  | --> | 0.38 | 0 | 0 | 0 | 0 | 0.432 | 0 |  | --> | C14 ex MORNINGTON ROAD | MORNINGTON ROAD: T42 | DRYBRIDGE |  | 53.7145 | -6.3504
MV/LV Substation DU***360 | 20 kV | 400V(3ph) & 230V(single ph) | LV | 100 kVA :Pole Substation | 0.1 | --> | 0.1 | 0.086 | 1.3 |  | --> | 0.095 | 0 | 0 | 0 | 0.015 | 0.085 | 0 |  | --> | E13 ex KILCARRAGH | KILCARRAGH: T421∥T422 | BUTLERSTOWN |  | 52.1592 | -6.9971
MV/LV Substation DU***360Z | 20 kV | 400V(3ph) & 230V(single ph) | LV | 50 kVA :Pole Substation | 0.05 | --> | 0.05 | 0.049 | 0.7 |  | --> | 0.047 | 0 | 0 | 0 | 0 | 0.049 | 0 |  | --> | C17 ex MONEYCOOLEY | MONEYCOOLEY: T41 | GRIFFINRATH |  | 53.4271 | -6.4932
MV/LV Substation DU***365Z | 10 kV | 400V(3ph) & 230V(single ph) | LV | 630 kVA :Kiosk Substation | 0.63 | --> | 0.63 | 0.463 | 2.8 |  | --> | 0.598 | 0 | 0 | 0 | 0 | 0.5 | 0 |  | --> | C12 ex CARRIGLAWN | CARRIGLAWN: T41∥T42 | WEXFORD |  | 52.3428 | -6.4655
MV/LV Substation DU***369Y | 10 kV | 400V(3ph) & 230V(single ph) | LV | 200 kVA :Kiosk Substation | 0.2 | --> | 0.2 | 0 | 0 | Constrained,otherwise capacity available =175kVA. | --> | 0.19 | 0 | 0 | 0 | 0.003 | 0 | 0 | Constrained,otherwise capacity available =200kW. | --> | C32 ex CLOYNE | CLOYNE: T41 | MIDLETON |  | 51.8638 | -8.1249
MV/LV Substation DU***377Y | 10 kV | 400V(3ph) & 230V(single ph) | LV | 200 kVA :Kiosk Substation | 0.2 | --> | 0.2 | 0.072 | 3.7 |  | --> | 0.19 | 0 | 0 | 0 | 0.007 | 0.211 | 0 |  | --> | C17 ex BALLINASLOE | BALLINASLOE: T41∥T42 | SOMERSET |  | 53.3213 | -8.2226
MV/LV Substation DU***387X | 20 kV | 400V(3ph) & 230V(single ph) | LV | 50 kVA :Pole Substation | 0.05 | --> | 0.05 | 0 | 0 | Constrained,otherwise capacity available =49kVA. | --> | 0.047 | 0 | 0 | 0 | 0 | 0.049 | 0 |  | --> | E14 ex EMYVALE | EMYVALE: T422 | LISDRUM |  | 54.3655 | -6.9946
MV/LV Substation DU***387Z | 20 kV | 400V(3ph) & 230V(single ph) | LV | 400 kVA :Kiosk Substation | 0.4 | --> | 0.4 | 0 | 0 | Constrained,otherwise capacity available =330kVA. | --> | 0.38 | 0 | 0 | 0 | 0.006 | 0.404 | 0 |  | --> | E20 ex GLASMORE | GLASMORE: T422 | GLASMORE |  | 53.5241 | -6.1787
MV/LV Substation DU***390Z | 20 kV | 400V(3ph) & 230V(single ph) | LV | 400 kVA :Building Structure | 0.4 | --> | 0.4 | 0.337 | 0.7 |  | --> | 0.38 | 0 | 0 | 0 | 0 | 0.409 | 0 |  | --> | C17 ex MONEYCOOLEY | MONEYCOOLEY: T41 | GRIFFINRATH |  | 53.428 | -6.4806
MV/LV Substation DU***396Y | 20 kV | 400V(3ph) & 230V(single ph) | LV | 50 kVA :Pole Substation | 0.05 | --> | 0.05 | 0 | 0 | Constrained,otherwise capacity available =36kVA. | --> | 0.047 | 0 | 0 | 0 | 0.023 | 0.026 | 0 |  | --> | E12 ex CARRIGSHANE | CARRIGSHANE: T422 | MIDLETON |  | 51.9137 | -8.1335
MV/LV Substation DU***4002 | 20 kV | 400V(3ph) & 230V(single ph) | LV | 50 kVA :Pole Substation | 0.05 | --> | 0.05 | 0.05 | 3.6 |  | --> | 0.047 | 0 | 0 | 0 | 0 | 0.049 | 0 |  | --> | C22 ex CASTLEREA | CASTLEREA: T41∥T42 | CARRICK ON SHANNON |  | 53.7825 | -8.5893
MV/LV Substation DU***4009 | 20 kV | 400V(3ph) & 230V(single ph) | LV | 100 kVA :Pole Substation | 0.1 | --> | 0.1 | 0 | 0 | Constrained,otherwise capacity available =72kVA. | --> | 0.095 | 0 | 0 | 0 | 0 | 0.103 | 0 |  | --> | E21 ex GLENAMADDY | GLENAMADDY: T422 | ATHLONE |  | 53.6222 | -8.7496
MV/LV Substation DU***4014 | 10 kV | 400V(3ph) & 230V(single ph) | LV | 400 kVA :Building Structure | 0.4 | --> | 0.4 | 0.328 | 3.7 |  | --> | 0.38 | 0 | 0 | 0 | 0 | 0.411 | 0 |  | --> | C12 ex BALLINASLOE | BALLINASLOE: T41∥T42 | SOMERSET |  | 53.3262 | -8.2245
MV/LV Substation DU***4014 | 20 kV | 400V(3ph) & 230V(single ph) | LV | 200 kVA :Kiosk Substation | 0.2 | --> | 0.2 | 0.161 | 2.8 |  | --> | 0.19 | 0 | 0 | 0 | 0 | 0.205 | 0 |  | --> | C12 ex CARRIGLAWN | CARRIGLAWN: T41∥T42 | WEXFORD |  | 52.3713 | -6.4498
MV/LV Substation DU***4025 | 20 kV | 400V(3ph) & 230V(single ph) | LV | 100 kVA :Pole Substation | 0.1 | --> | 0.1 | 0 | 0 | Constrained,otherwise capacity available =81kVA. | --> | 0.095 | 0 | 0 | 0 | 0 | 0.102 | 0 |  | --> | E21 ex GLENAMADDY | GLENAMADDY: T422 | ATHLONE |  | 53.6192 | -8.7491
MV/LV Substation DU***402Z | 10 kV | 400V(3ph) & 230V(single ph) | LV | 630 kVA :Kiosk Substation | 0.63 | --> | 0.63 | 0.5 | 0.8 |  | --> | 0.598 | 0 | 0 | 0 | 0 | 0.5 | 0 |  | --> | C13 ex SMEARLA | SMEARLA: T41 | TRIEN |  | 52.4562 | -9.4942
MV/LV Substation DU***4033 | 10 kV | 400V(3ph) & 230V(single ph) | LV | 630 kVA :Kiosk Substation | 0.63 | --> | 0.63 | 0.5 | 3.2 |  | --> | 0.598 | 0 | 0 | 0 | 0.018 | 0.5 | 0 |  | --> | C18 ex DONNYBROOK | DONNYBROOK: T42 | MILLTOWN (DR) |  | 53.325 | -6.232
MV/LV Substation DU***4038 | 20 kV | 400V(3ph) & 230V(single ph) | LV | 50 kVA :Pole Substation | 0.05 | --> | 0.05 | 0.05 | 1.5 |  | --> | 0.047 | 0 | 0 | 0 | 0 | 0.049 | 0 |  | --> | E17 ex ACHILL | ACHILL: T422 | CARROWBEG |  | 54.0108 | -10.0282
MV/LV Substation DU***4039 | 10 kV | 400V(3ph) & 230V(single ph) | LV | 50 kVA :Pole Substation | 0.05 | --> | 0.05 | 0.035 | 3.2 |  | --> | 0.047 | 0 | 0 | 0 | 0 | 0.051 | 0 |  | --> | C14 ex MCDONAGH | MCDONAGH: T42 | KILKENNY |  | 52.6334 | -7.1483
MV/LV Substation DU***4044 | 10 kV | 400V(3ph) & 230V(single ph) | LV | 630 kVA :Kiosk Substation | 0.63 | --> | 0.63 | 0.5 | 4.6 |  | --> | 0.598 | 0 | 0 | 0 | 0 | 0.5 | 0 |  | --> | C12 ex DUN LAOGHAIRE | DUN LAOGHAIRE: T42 | BLACKROCK |  | 53.2924 | -6.1345
MV/LV Substation DU***4046 | 10 kV | 400V(3ph) & 230V(single ph) | LV | 200 kVA :Pole Substation | 0.2 | --> | 0.2 | 0 | 0 | Constrained,otherwise capacity available =200kVA. | --> | 0.19 | 0 | 0 | 0 | 0 | 0.2 | 0 |  | --> | C18 ex COOLCORCORAN | COOLCORCORAN: T41∥T42 | KNOCKEARAGH |  | 52.0602 | -9.6264
MV/LV Substation DU***4049 | 20 kV | 400V(3ph) & 230V(single ph) | LV | 200 kVA :Pole Substation | 0.2 | --> | 0.2 | 0 | 0 | Constrained,otherwise capacity available =163kVA. | --> | 0.19 | 0 | 0 | 0 | 0 | 0.205 | 0 |  | --> | E11 ex KILCULLEN | KILCULLEN: T424 | STRATFORD |  | 53.062 | -6.7014
MV/LV Substation DU***4051 | 20 kV | 400V(3ph) & 230V(single ph) | LV | 200 kVA :Kiosk Substation | 0.2 | --> | 0.2 | 0.2 | 6.7 |  | --> | 0.19 | 0 | 0 | 0 | 0 | 0 | 0 | Constrained,otherwise capacity available =200kW. | --> | E12 ex DUNFIRTH | DUNFIRTH: T122 | DUNFIRTH |  | 53.3882 | -6.8292
MV/LV Substation DU***4053 | 20 kV | 400V(3ph) & 230V(single ph) | LV | 50 kVA :Pole Substation | 0.05 | --> | 0.05 | 0.05 | 2.5 |  | --> | 0.047 | 0 | 0 | 0 | 0 | 0.049 | 0 |  | --> | C26 ex ATHY | ATHY: T102 | ATHY |  | 53.1162 | -6.9734
MV/LV Substation DU***4055 | 20 kV | 400V(3ph) & 230V(single ph) | LV | 50 kVA :Pole Substation | 0.05 | --> | 0.05 | 0.05 | 2.5 |  | --> | 0.047 | 0 | 0 | 0 | 0 | 0.049 | 0 |  | --> | C17 ex CURRA | CURRA: T41 | SOMERSET |  | 53.1308 | -8.4089
MV/LV Substation DU***4059 | 10 kV | 400V(3ph) & 230V(single ph) | LV | 630 kVA :Building Structure | 0.63 | --> | 0.63 | 0 | 0 | Constrained,otherwise capacity available =439kVA. | --> | 0.598 | 0 | 0 | 0 | 0 | 0.5 | 0 |  | --> | C18 ex COOLCORCORAN | COOLCORCORAN: T41∥T42 | KNOCKEARAGH |  | 52.0598 | -9.6287
MV/LV Substation DU***405Y | 20 kV | 400V(3ph) & 230V(single ph) | LV | 50 kVA :Pole Substation | 0.05 | --> | 0.05 | 0.038 | 6.2 |  | --> | 0.047 | 0 | 0 | 0 | 0.003 | 0.047 | 0 |  | --> | E17 ex BAGENALSTOWN | BAGENALSTOWN: T421∥T422 | CARLOW |  | 52.7108 | -6.9532
MV/LV Substation DU***406 | 20 kV | 400V(3ph) & 230V(single ph) | LV | 100 kVA :Pole Substation | 0.1 | --> | 0.1 | 0 | 0 | Constrained,otherwise capacity available =45kVA. | --> | 0.095 | 0 | 0 | 0 | 0.007 | 0 | 0 | Constrained,otherwise capacity available =101kW. | --> | E12 ex KILLYBEGS | KILLYBEGS: | N/A |  | 54.6323 | -8.3567
MV/LV Substation DU***406 | 10 kV | 400V(3ph) & 230V(single ph) | LV | 200 kVA :Pole Substation | 0.2 | --> | 0.2 | 0.113 | 2.9 |  | --> | 0.19 | 0 | 0 | 0 | 0.002 | 0.207 | 0 |  | --> | C16 ex DUNLEER | DUNLEER: T41∥T42 | DRYBRIDGE |  | 53.8354 | -6.3921
MV/LV Substation DU***4061 | 10 kV | 400V(3ph) & 230V(single ph) | LV | 100 kVA :Pole Substation | 0.1 | --> | 0.1 | 0.098 | 7.2 |  | --> | 0.095 | 0 | 0 | 0 | 0.004 | 0.095 | 0 |  | --> | C26 ex PELLETSTOWN | PELLETSTOWN: T102 | FINGLAS |  | 53.3787 | -6.3346
MV/LV Substation DU***4061 | 20 kV | 400V(3ph) & 230V(single ph) | LV | 50 kVA :Pole Substation | 0.05 | --> | 0.05 | 0.05 | 2.5 |  | --> | 0.047 | 0 | 0 | 0 | 0 | 0.049 | 0 |  | --> | C17 ex CURRA | CURRA: T41 | SOMERSET |  | 53.1309 | -8.4108
MV/LV Substation DU***4064 | 20 kV | 400V(3ph) & 230V(single ph) | LV | 200 kVA :Pole Substation | 0.2 | --> | 0.2 | 0 | 0 | Constrained,otherwise capacity available =190kVA. | --> | 0.19 | 0 | 0 | 0 | 0 | 0.201 | 0 |  | --> | C18 ex CLONES | CLONES: T41∥T42 | SHANKILL |  | 54.1491 | -7.2055
MV/LV Substation DU***4065 | 10 kV | 400V(3ph) & 230V(single ph) | LV | 630 kVA :Kiosk Substation | 0.63 | --> | 0.63 | 0 | 0 | Constrained,otherwise capacity available =500kVA. | --> | 0.598 | 0 | 0 | 0 | 0.016 | 0.5 | 0 |  | --> | C19 ex CASTLETROY | CASTLETROY: T41∥T42 | ARDNACRUSHA |  | 52.6673 | -8.5494
MV/LV Substation DU***4073 | 10 kV | 400V(3ph) & 230V(single ph) | LV | 100 kVA :Pole Substation | 0.1 | --> | 0.1 | 0.1 | 1.2 |  | --> | 0.095 | 0 | 0 | 0 | 0 | 0.1 | 0 |  | --> | C20 ex POLLERTON | POLLERTON: T42 | CARLOW |  | 52.8571 | -6.8093
MV/LV Substation DU***4075 | 20 kV | 400V(3ph) & 230V(single ph) | LV | 400 kVA :Building Structure | 0.4 | --> | 0.4 | 0.4 | 1.3 |  | --> | 0.38 | 0 | 0 | 0 | 0 | 0.4 | 0 |  | --> | E13 ex KILCARRAGH | KILCARRAGH: T421∥T422 | BUTLERSTOWN |  | 52.1466 | -6.9908
MV/LV Substation DU***4075 | 20 kV | 400V(3ph) & 230V(single ph) | LV | 400 kVA :Building Structure | 0.4 | --> | 0.4 | 0 | 0 | Constrained,otherwise capacity available =390kVA. | --> | 0.38 | 0 | 0 | 0 | 0 | 0.401 | 0 |  | --> | E17 ex BALTRASNA | BALTRASNA: T121 | BALTRASNA |  | 53.5136 | -6.5484
MV/LV Substation DU***4077 | 10 kV | 400V(3ph) & 230V(single ph) | LV | 630 kVA :Building Structure | 0.63 | --> | 0.63 | 0 | 0 | Constrained,otherwise capacity available =500kVA. | --> | 0.598 | 0 | 0 | 0 | 0 | 0.5 | 0 |  | --> | C25 ex POPPINTREE | POPPINTREE: T101 | FINGLAS |  | 53.4182 | -6.3133
MV/LV Substation DU***408 | 10 kV | 400V(3ph) & 230V(single ph) | LV | 100 kVA :Pole Substation | 0.1 | --> | 0.1 | 0.055 | 8.3 |  | --> | 0.095 | 0 | 0 | 0 | 0.024 | 0.081 | 0 |  | --> | C17 ex BALLYBEG | BALLYBEG: T101 | CARRICKMINES |  | 52.968 | -6.0161
MV/LV Substation DU***4088 | 10 kV | 400V(3ph) & 230V(single ph) | LV | 400 kVA :Kiosk Substation | 0.4 | --> | 0.4 | 0.276 | 2.9 |  | --> | 0.38 | 0 | 0 | 0 | 0.007 | 0.411 | 0 |  | --> | C16 ex DUNLEER | DUNLEER: T41∥T42 | DRYBRIDGE |  | 53.8306 | -6.3931
MV/LV Substation DU***4089 | 20 kV | 400V(3ph) & 230V(single ph) | LV | 400 kVA :Building Structure | 0.4 | --> | 0.4 | 0.03 | 2.5 |  | --> | 0.38 | 0 | 0 | 0 | 0 | 0.421 | 0 |  | --> | E11 ex CLOONBANNIN | CLOONBANNIN: T421 | GLENLARA |  | 52.0614 | -9.0599
MV/LV Substation DU***4095 | 10 kV | 400V(3ph) & 230V(single ph) | LV | 400 kVA :Kiosk Substation | 0.4 | --> | 0.4 | 0 | 0 | Constrained,otherwise capacity available =400kVA. | --> | 0.38 | 0 | 0 | 0 | 0 | 0.4 | 0 |  | --> | C17 ex SANDYFORD | SANDYFORD: T41 | CARRICKMINES |  | 53.264 | -6.2249
MV/LV Substation DU***4102 | 10 kV | 400V(3ph) & 230V(single ph) | LV | 630 kVA :Building Structure | 0.63 | --> | 0.63 | 0.5 | 0.5 |  | --> | 0.598 | 0 | 0 | 0 | 0 | 0.5 | 0 |  | --> | C14 ex BALBRIGGAN | BALBRIGGAN: T42 | GLASMORE |  | 53.6038 | -6.1856
MV/LV Substation DU***4106 | 20 kV | 400V(3ph) & 230V(single ph) | LV | 630 kVA :Kiosk Substation | 0.63 | --> | 0.63 | 0.443 | 3.7 |  | --> | 0.598 | 0 | 0 | 0 | 0 | 0 | 0 | Constrained,otherwise capacity available =500kW. | --> | E14 ex FOXHOLE | FOXHOLE: T421∥T422 | DUNGARVAN |  | 51.958 | -7.8515
MV/LV Substation DU***4113 | 20 kV | 400V(3ph) & 230V(single ph) | LV | 50 kVA :Pole Substation | 0.05 | --> | 0.05 | 0.048 | 4.5 |  | --> | 0.047 | 0 | 0 | 0 | 0 | 0.049 | 0 |  | --> | E20 ex CLARA | CLARA: T422 | THORNSBERRY |  | 53.3312 | -7.5085
MV/LV Substation DU***4113 | 20 kV | 400V(3ph) & 230V(single ph) | LV | 100 kVA :Pole Substation | 0.1 | --> | 0.1 | 0.1 | 1.8 |  | --> | 0.095 | 0 | 0 | 0 | 0 | 0.1 | 0 |  | --> | C18 ex DUNDALK | DUNDALK: T41 | DUNDALK |  | 54.0661 | -6.4585
MV/LV Substation DU***4116 | 20 kV | 400V(3ph) & 230V(single ph) | LV | 50 kVA :Pole Substation | 0.05 | --> | 0.05 | 0.048 | 1.6 |  | --> | 0.047 | 0 | 0 | 0 | 0 | 0 | 0 | Constrained,otherwise capacity available =49kW. | --> | E15 ex CASTLETOWNBERE | CASTLETOWNBERE: T421 | BALLYLICKY |  | 51.6315 | -9.9375
MV/LV Substation DU***4118 | 10 kV | 400V(3ph) & 230V(single ph) | LV | 100 kVA :Pole Substation | 0.1 | --> | 0.1 | 0.1 | 2.8 |  | --> | 0.095 | 0 | 0 | 0 | 0 | 0.1 | 0 |  | --> | C20 ex SUTTON | SUTTON: T42 | GRANGE (DR) |  | 53.3811 | -6.0634
MV/LV Substation DU***4122 | 10 kV | 400V(3ph) & 230V(single ph) | LV | 400 kVA :Kiosk Substation | 0.4 | --> | 0.4 | 0.338 | 7.2 |  | --> | 0.38 | 0 | 0 | 0 | 0 | 0.409 | 0 |  | --> | C26 ex PELLETSTOWN | PELLETSTOWN: T102 | FINGLAS |  | 53.3811 | -6.3347
MV/LV Substation DU***4132 | 10 kV | 400V(3ph) & 230V(single ph) | LV | 400 kVA :Kiosk Substation | 0.4 | --> | 0.4 | 0 | 0 | Constrained,otherwise capacity available =342kVA. | --> | 0.38 | 0 | 0 | 0 | 0 | 0.408 | 0 |  | --> | C22 ex UNIDARE | UNIDARE: T42 | FINGLAS |  | 53.3915 | -6.3246
MV/LV Substation DU***4136 | 20 kV | 400V(3ph) & 230V(single ph) | LV | 50 kVA :Pole Substation | 0.05 | --> | 0.05 | 0.05 | 4.5 |  | --> | 0.047 | 0 | 0 | 0 | 0 | 0.049 | 0 |  | --> | E22 ex ENNISCRONE | ENNISCRONE: T421∥T422 | MOY |  | 54.2843 | -8.9676
MV/LV Substation DU***4137 | 20 kV | 400V(3ph) & 230V(single ph) | LV | 50 kVA :Pole Substation | 0.05 | --> | 0.05 | 0 | 0 | Constrained,otherwise capacity available =50kVA. | --> | 0.047 | 0 | 0 | 0 | 0 | 0.049 | 0 |  | --> | E14 ex EMYVALE | EMYVALE: T422 | LISDRUM |  | 54.3151 | -6.9378
MV/LV Substation DU***4137 | 20 kV | 400V(3ph) & 230V(single ph) | LV | 1000 kVA :Building Structure | 1 | --> | 1 | 0.5 | 5.4 |  | --> | 0.95 | 0 | 0 | 0 | 0 | 0.5 | 0 |  | --> | E14 ex MOY | MOY: T421∥T422 | MOY |  | 54.171 | -9.203
MV/LV Substation DU***414X | 10 kV | 400V(3ph) & 230V(single ph) | LV | 630 kVA :Kiosk Substation | 0.63 | --> | 0.63 | 0 | 0 | Constrained,otherwise capacity available =495kVA. | --> | 0.598 | 0 | 0 | 0 | 0 | 0.5 | 0 |  | --> | C13 ex HEADFORD ROAD | HEADFORD ROAD: T41 | GALWAY 110KV |  | 53.2841 | -9.0517
MV/LV Substation DU***414Y | 10 kV | 400V(3ph) & 230V(single ph) | LV | 400 kVA :Kiosk Substation | 0.4 | --> | 0.4 | 0 | 0 | Constrained,otherwise capacity available =360kVA. | --> | 0.38 | 0 | 0 | 0 | 0.008 | 0 | 0 | Constrained,otherwise capacity available =397kW. | --> | C20 ex COOLCARRON | COOLCARRON: T41 | BARRYMORE |  | 52.1303 | -8.2835
MV/LV Substation DU***415X | 10 kV | 400V(3ph) & 230V(single ph) | LV | 630 kVA :Kiosk Substation | 0.63 | --> | 0.63 | 0 | 0 | Constrained,otherwise capacity available =500kVA. | --> | 0.598 | 0 | 0 | 0 | 0 | 0.5 | 0 |  | --> | C13 ex HEADFORD ROAD | HEADFORD ROAD: T41 | GALWAY 110KV |  | 53.2836 | -9.0513
MV/LV Substation DU***4160 | 10 kV | 400V(3ph) & 230V(single ph) | LV | 630 kVA :Kiosk Substation | 0.63 | --> | 0.63 | 0 | 0 | Constrained,otherwise capacity available =500kVA. | --> | 0.598 | 0 | 0 | 0 | 0 | 0.5 | 0 |  | --> | C17 ex CARRICKMINES | CARRICKMINES: T41 | CARRICKMINES |  | 53.2422 | -6.1956
MV/LV Substation DU***4166 | 10 kV | 400V(3ph) & 230V(single ph) | LV | 200 kVA :Kiosk Substation | 0.2 | --> | 0.2 | 0 | 0 | Constrained,otherwise capacity available =191kVA. | --> | 0.19 | 0 | 0 | 0 | 0.011 | 0.189 | 0 |  | --> | C15 ex COBH | COBH: T41∥T42 | COW CROSS |  | 51.8529 | -8.2788
MV/LV Substation DU***4173 | 10 kV | 400V(3ph) & 230V(single ph) | LV | 50 kVA :Pole Substation | 0.05 | --> | 0.05 | 0.044 | 0 |  | --> | 0.047 | 0 | 0 | 0 | 0 | 0.05 | 0 |  | --> | C21 ex TALBOTS INCH | TALBOTS INCH: T41∥T42 | KILKENNY |  | 52.7091 | -7.2758
MV/LV Substation DU***4181 | 20 kV | 400V(3ph) & 230V(single ph) | LV | 200 kVA :Pole Substation | 0.2 | --> | 0.2 | 0.178 | 1.4 |  | --> | 0.19 | 0 | 0 | 0 | 0 | 0.203 | 0 |  | --> | C17 ex ROSCOMMON | ROSCOMMON: T41 | LANESBORO |  | 53.631 | -8.3194
MV/LV Substation DU***4182 | 20 kV | 400V(3ph) & 230V(single ph) | LV | 200 kVA :Pole Substation | 0.2 | --> | 0.2 | 0.179 | 1.4 |  | --> | 0.19 | 0 | 0 | 0 | 0 | 0.203 | 0 |  | --> | C17 ex ROSCOMMON | ROSCOMMON: T41 | LANESBORO |  | 53.6305 | -8.3163
MV/LV Substation DU***4186 | 10 kV | 400V(3ph) & 230V(single ph) | LV | 630 kVA :Kiosk Substation | 0.63 | --> | 0.63 | 0 | 0 | Constrained,otherwise capacity available =500kVA. | --> | 0.598 | 0 | 0 | 0 | 0 | 0.5 | 0 |  | --> | C17 ex CARRICKMINES | CARRICKMINES: T41 | CARRICKMINES |  | 53.2407 | -6.1945
MV/LV Substation DU***4187 | 10 kV | 400V(3ph) & 230V(single ph) | LV | 630 kVA :Kiosk Substation | 0.63 | --> | 0.63 | 0 | 0 | Constrained,otherwise capacity available =500kVA. | --> | 0.598 | 0 | 0 | 0 | 0 | 0.5 | 0 |  | --> | C17 ex CARRICKMINES | CARRICKMINES: T41 | CARRICKMINES |  | 53.2424 | -6.1938
MV/LV Substation DU***4189 | 10 kV | 400V(3ph) & 230V(single ph) | LV | 630 kVA :Building Structure | 0.63 | --> | 0.63 | 0 | 0 | Constrained,otherwise capacity available =354kVA. | --> | 0.598 | 0 | 0 | 0 | 0 | 0.5 | 0 |  | --> | C25 ex POPPINTREE | POPPINTREE: T101 | FINGLAS |  | 53.417 | -6.3109
MV/LV Substation DU***4191 | 10 kV | 400V(3ph) & 230V(single ph) | LV | 50 kVA :Pole Substation | 0.05 | --> | 0.05 | 0.05 | 0.8 |  | --> | 0.047 | 0 | 0 | 0 | 0 | 0 | 0 | Constrained,otherwise capacity available =49kW. | --> | C15 ex BANTRY | BANTRY: T41∥T42 | BALLYLICKY |  | 51.6948 | -9.4369
MV/LV Substation DU***4206 | 20 kV | 400V(3ph) & 230V(single ph) | LV | 400 kVA :Kiosk Substation | 0.4 | --> | 0.4 | 0 | 0 | Constrained,otherwise capacity available =337kVA. | --> | 0.38 | 0 | 0 | 0 | 0.079 | 0.326 | 0 |  | --> | E17 ex JULIANSTOWN | JULIANSTOWN: T421∥T422 | DRYBRIDGE |  | 53.7083 | -6.2603
MV/LV Substation DU***4207 | 20 kV | 400V(3ph) & 230V(single ph) | LV | 400 kVA :Kiosk Substation | 0.4 | --> | 0.4 | 0 | 0 | Constrained,otherwise capacity available =339kVA. | --> | 0.38 | 0 | 0 | 0 | 0.024 | 0.384 | 0 |  | --> | E17 ex JULIANSTOWN | JULIANSTOWN: T421∥T422 | DRYBRIDGE |  | 53.708 | -6.2586
MV/LV Substation DU***4215 | 20 kV | 400V(3ph) & 230V(single ph) | LV | 630 kVA :Kiosk Substation | 0.63 | --> | 0.63 | 0 | 0 | Constrained,otherwise capacity available =470kVA. | --> | 0.598 | 0 | 0 | 0 | 0.199 | 0.445 | 0 |  | --> | E17 ex BALTRASNA | BALTRASNA: T121 | BALTRASNA |  | 53.5161 | -6.5532
MV/LV Substation DU***4223 | 20 kV | 400V(3ph) & 230V(single ph) | LV | 400 kVA :Kiosk Substation | 0.4 | --> | 0.4 | 0 | 0 | Constrained,otherwise capacity available =306kVA. | --> | 0.38 | 0 | 0 | 0 | 0.023 | 0.389 | 0 |  | --> | E12 ex ACADEMY STREET | ACADEMY STREET: T421∥T422 | NAVAN |  | 53.6453 | -6.6525
MV/LV Substation DU***4234 | 20 kV | 400V(3ph) & 230V(single ph) | LV | 400 kVA :Kiosk Substation | 0.4 | --> | 0.4 | 0 | 0 | Constrained,otherwise capacity available =306kVA. | --> | 0.38 | 0 | 0 | 0 | 0.014 | 0.399 | 0 |  | --> | E12 ex ACADEMY STREET | ACADEMY STREET: T421∥T422 | NAVAN |  | 53.6469 | -6.6526
MV/LV Substation DU***4235 | 20 kV | 400V(3ph) & 230V(single ph) | LV | 400 kVA :Kiosk Substation | 0.4 | --> | 0.4 | 0 | 0 | Constrained,otherwise capacity available =351kVA. | --> | 0.38 | 0 | 0 | 0 | 0 | 0.407 | 0 |  | --> | E12 ex ACADEMY STREET | ACADEMY STREET: T421∥T422 | NAVAN |  | 53.6449 | -6.6493
MV/LV Substation DU***4238 | 10 kV | 400V(3ph) & 230V(single ph) | LV | 400 kVA :Kiosk Substation | 0.4 | --> | 0.4 | 0.321 | 4.2 |  | --> | 0.38 | 0 | 0 | 0 | 0.03 | 0.38 | 0 |  | --> | C21 ex MARSHES | MARSHES: T41 | DUNDALK |  | 53.9578 | -6.3928
MV/LV Substation DU***4239 | 10 kV | 400V(3ph) & 230V(single ph) | LV | 400 kVA :Kiosk Substation | 0.4 | --> | 0.4 | 0.346 | 4.2 |  | --> | 0.38 | 0 | 0 | 0 | 0.042 | 0.363 | 0 |  | --> | C21 ex MARSHES | MARSHES: T41 | DUNDALK |  | 53.9581 | -6.388
MV/LV Substation DU***4240 | 10 kV | 400V(3ph) & 230V(single ph) | LV | 400 kVA :Kiosk Substation | 0.4 | --> | 0.4 | 0.336 | 4.2 |  | --> | 0.38 | 0 | 0 | 0 | 0.026 | 0.382 | 0 |  | --> | C21 ex MARSHES | MARSHES: T41 | DUNDALK |  | 53.9589 | -6.3919
MV/LV Substation DU***4241 | 10 kV | 400V(3ph) & 230V(single ph) | LV | 400 kVA :Kiosk Substation | 0.4 | --> | 0.4 | 0.383 | 15.6 |  | --> | 0.38 | 0 | 0 | 0 | 0.002 | 0.4 | 0 |  | --> | C24 ex STEPHENSTOWN | STEPHENSTOWN: T102 | FINGLAS |  | 53.6029 | -6.1852
MV/LV Substation DU***425Y | 10 kV | 400V(3ph) & 230V(single ph) | LV | 50 kVA :Pole Substation | 0.05 | --> | 0.05 | 0.05 | 8.3 |  | --> | 0.047 | 0 | 0 | 0 | 0 | 0.049 | 0 |  | --> | C17 ex BALLYBEG | BALLYBEG: T101 | CARRICKMINES |  | 52.952 | -6.0176
MV/LV Substation DU***4269 | 10 kV | 400V(3ph) & 230V(single ph) | LV | 1000 kVA :Building Structure | 1 | --> | 1 | 0 | 0 | Constrained,otherwise capacity available =500kVA. | --> | 0.95 | 0 | 0 | 0 | 0 | 0.5 | 0 |  | --> | C23 ex NORTH QUAYS | NORTH QUAYS: T101 | POOLBEG |  | 53.3483 | -6.2352
MV/LV Substation DU***4270 | 10 kV | 400V(3ph) & 230V(single ph) | LV | 1000 kVA :Building Structure | 1 | --> | 1 | 0 | 0 | Constrained,otherwise capacity available =500kVA. | --> | 0.95 | 0 | 0 | 0 | 0 | 0.5 | 0 |  | --> | C23 ex NORTH QUAYS | NORTH QUAYS: T101 | POOLBEG |  | 53.3486 | -6.2344
MV/LV Substation DU***4271 | 10 kV | 400V(3ph) & 230V(single ph) | LV | 1000 kVA :Building Structure | 1 | --> | 1 | 0 | 0 | Constrained,otherwise capacity available =500kVA. | --> | 0.95 | 0 | 0 | 0 | 0 | 0.5 | 0 |  | --> | C23 ex NORTH QUAYS | NORTH QUAYS: T101 | POOLBEG |  | 53.3485 | -6.2337
MV/LV Substation DU***4276 | 20 kV | 400V(3ph) & 230V(single ph) | LV | 50 kVA :Pole Substation | 0.05 | --> | 0.05 | 0 | 0 | Constrained,otherwise capacity available =49kVA. | --> | 0.047 | 0 | 0 | 0 | 0 | 0.049 | 0 |  | --> | E17 ex DULEEK | DULEEK: T421∥T422 | DRYBRIDGE |  | 53.6545 | -6.4356
MV/LV Substation DU***4284 | 10 kV | 400V(3ph) & 230V(single ph) | LV | 630 kVA :Kiosk Substation | 0.63 | --> | 0.63 | 0.5 | 6.3 |  | --> | 0.598 | 0 | 0 | 0 | 0 | 0.5 | 0 |  | --> | C26 ex KILBARRY | KILBARRY: T43 | KILBARRY |  | 51.9251 | -8.4862
MV/LV Substation DU***430X | 20 kV | 400V(3ph) & 230V(single ph) | LV | 50 kVA :Pole Substation | 0.05 | --> | 0.05 | 0.044 | 0.8 |  | --> | 0.047 | 0 | 0 | 0 | 0 | 0 | 0 | Constrained,otherwise capacity available =50kW. | --> | C12 ex BANTRY | BANTRY: T41∥T42 | BALLYLICKY |  | 51.5976 | -9.5678
MV/LV Substation DU***431 | 10 kV | 400V(3ph) & 230V(single ph) | LV | 100 kVA :Pole Substation | 0.1 | --> | 0.1 | 0.083 | 2.2 |  | --> | 0.095 | 0 | 0 | 0 | 0.004 | 0.098 | 0 |  | --> | C18 ex KINGSCOURT | KINGSCOURT: T42 | MEATH HILL |  | 53.9088 | -6.8141
MV/LV Substation DU***431 | 20 kV | 400V(3ph) & 230V(single ph) | LV | 200 kVA :Kiosk Substation | 0.2 | --> | 0.2 | 0.135 | 6.7 |  | --> | 0.19 | 0 | 0 | 0 | 0 | 0 | 0 | Constrained,otherwise capacity available =210kW. | --> | E11 ex DUNFIRTH | DUNFIRTH: T122 | DUNFIRTH |  | 53.3961 | -6.8345
MV/LV Substation DU***431Y | 10 kV | 400V(3ph) & 230V(single ph) | LV | 100 kVA :Kiosk Substation | 0.1 | --> | 0.1 | 0 | 0 | Constrained,otherwise capacity available =47kVA. | --> | 0.095 | 0 | 0 | 0 | 0.003 | 0 | 0 | Constrained,otherwise capacity available =104kW. | --> | C14 ex LEE BRIDGE | LEE BRIDGE: T42 | MACROOM |  | 51.9057 | -8.9531
MV/LV Substation DU***4335 | 20 kV | 400V(3ph) & 230V(single ph) | LV | 400 kVA :Kiosk Substation | 0.4 | --> | 0.4 | 0 | 0 | Constrained,otherwise capacity available =362kVA. | --> | 0.38 | 0 | 0 | 0 | 0 | 0 | 0 | Constrained,otherwise capacity available =405kW. | --> | E15 ex ASHBOURNE | ASHBOURNE: T421 | FINGLAS |  | 53.5092 | -6.4007
MV/LV Substation DU***434 | 20 kV | 400V(3ph) & 230V(single ph) | LV | 100 kVA :Pole Substation | 0.1 | --> | 0.1 | 0.099 | 2.4 |  | --> | 0.095 | 0 | 0 | 0 | 0 | 0.1 | 0 |  | --> | E19 ex KENMARE | KENMARE: T421 | KNOCKEARAGH |  | 51.8767 | -9.6197
MV/LV Substation DU***436Z | 20 kV | 400V(3ph) & 230V(single ph) | LV | 400 kVA :Kiosk Substation | 0.4 | --> | 0.4 | 0 | 0 | Constrained,otherwise capacity available =316kVA. | --> | 0.38 | 0 | 0 | 0 | 0.012 | 0.399 | 0 |  | --> | E20 ex GLASMORE | GLASMORE: T422 | GLASMORE |  | 53.5261 | -6.1782
MV/LV Substation DU***4372 | 10 kV | 400V(3ph) & 230V(single ph) | LV | 400 kVA :Kiosk Substation | 0.4 | --> | 0.4 | 0 | 0 | Constrained,otherwise capacity available =400kVA. | --> | 0.38 | 0 | 0 | 0 | 0 | 0 | 0 | Constrained,otherwise capacity available =400kW. | --> | C22 ex PORTLAOISE | PORTLAOISE: T42 | PORTLAOISE |  | 53.0436 | -7.2607
MV/LV Substation DU***4373 | 10 kV | 400V(3ph) & 230V(single ph) | LV | 400 kVA :Kiosk Substation | 0.4 | --> | 0.4 | 0.312 | 1.5 |  | --> | 0.38 | 0 | 0 | 0 | 0.02 | 0.392 | 0 |  | --> | E16 ex BEALISTOWN | BEALISTOWN: T421∥T422 | GREAT ISLAND |  | 52.2226 | -6.9349
MV/LV Substation DU***437Y | 20 kV | 400V(3ph) & 230V(single ph) | LV | 50 kVA :Pole Substation | 0.05 | --> | 0.05 | 0.048 | 6.9 |  | --> | 0.047 | 0 | 0 | 0 | 0 | 0 | 0 | Constrained,otherwise capacity available =49kW. | --> | E17 ex SPRINGS | SPRINGS: T421∥T422 | DUNGARVAN |  | 52.1122 | -7.5672
MV/LV Substation DU***4384 | 10 kV | 400V(3ph) & 230V(single ph) | LV | 1000 kVA :Building Structure | 1 | --> | 1 | 0.5 | 0.9 |  | --> | 0.95 | 0 | 0 | 0 | 0 | 0.5 | 0 |  | --> | C38 ex BEDFORD ROW | BEDFORD ROW: T41 | FRANCIS STREET |  | 53.3425 | -6.2586
MV/LV Substation DU***4385 | 10 kV | 400V(3ph) & 230V(single ph) | LV | 1000 kVA :Building Structure | 1 | --> | 1 | 0.5 | 0.9 |  | --> | 0.95 | 0 | 0 | 0 | 0 | 0.5 | 0 |  | --> | C38 ex BEDFORD ROW | BEDFORD ROW: T41 | FRANCIS STREET |  | 53.3425 | -6.2586
MV/LV Substation DU***439Y | 20 kV | 400V(3ph) & 230V(single ph) | LV | 200 kVA :Kiosk Substation | 0.2 | --> | 0.2 | 0 | 0 | Constrained,otherwise capacity available =137kVA. | --> | 0.19 | 0 | 0 | 0 | 0.004 | 0.205 | 0 |  | --> | C11 ex KILDARE | KILDARE: T41∥T42 | NEWBRIDGE |  | 53.1394 | -7.059
MV/LV Substation DU***441 | 20 kV | 400V(3ph) & 230V(single ph) | LV | 200 kVA :Pole Substation | 0.2 | --> | 0.2 | 0.171 | 1.4 |  | --> | 0.19 | 0 | 0 | 0 | 0 | 0.203 | 0 |  | --> | E20 ex GARRANACANTY | GARRANACANTY: T422 | TIPPERARY |  | 52.5584 | -8.0488
MV/LV Substation DU***4415 | 20 kV | 400V(3ph) & 230V(single ph) | LV | 630 kVA :Kiosk Substation | 0.63 | --> | 0.63 | 0 | 0 | Constrained,otherwise capacity available =500kVA. | --> | 0.598 | 0 | 0 | 0 | 0 | 0.5 | 0 |  | --> | C24 ex MACETOWN | MACETOWN: T102 | MACETOWN |  | 53.502 | -6.5269
MV/LV Substation DU***441Y | 10 kV | 400V(3ph) & 230V(single ph) | LV | 400 kVA :Building Structure | 0.4 | --> | 0.4 | 0 | 0 | Constrained,otherwise capacity available =316kVA. | --> | 0.38 | 0 | 0 | 0 | 0 | 0 | 0 | Constrained,otherwise capacity available =412kW. | --> | C16 ex RATHDOWNEY | RATHDOWNEY: T42 | IKERRIN |  | 52.8498 | -7.5863
MV/LV Substation DU***442 | 20 kV | 400V(3ph) & 230V(single ph) | LV | 50 kVA :Pole Substation | 0.05 | --> | 0.05 | 0.021 | 1.4 |  | --> | 0.047 | 0 | 0 | 0 | 0 | 0.053 | 0 |  | --> | E20 ex GARRANACANTY | GARRANACANTY: T422 | TIPPERARY |  | 52.5591 | -8.0439
MV/LV Substation DU***4422 | 10 kV | 400V(3ph) & 230V(single ph) | LV | 630 kVA :Kiosk Substation | 0.63 | --> | 0.63 | 0.5 | 1 |  | --> | 0.598 | 0 | 0 | 0 | 0 | 0 | 0 | Constrained,otherwise capacity available =500kW. | --> | C17 ex LOUGHTAGALLA | LOUGHTAGALLA: T41∥T42 | THURLES |  | 52.6783 | -7.8117
MV/LV Substation DU***4428 | 20 kV | 400V(3ph) & 230V(single ph) | LV | 630 kVA :Building Structure | 0.63 | --> | 0.63 | 0 | 0 | Constrained,otherwise capacity available =500kVA. | --> | 0.598 | 0 | 0 | 0 | 0 | 0.5 | 0 |  | --> | E15 ex DULEEK | DULEEK: T421∥T422 | DRYBRIDGE |  | 53.6636 | -6.4081
MV/LV Substation DU***443 | 20 kV | 400V(3ph) & 230V(single ph) | LV | 100 kVA :Pole Substation | 0.1 | --> | 0.1 | 0.096 | 1.4 |  | --> | 0.095 | 0 | 0 | 0 | 0 | 0.1 | 0 |  | --> | E20 ex GARRANACANTY | GARRANACANTY: T422 | TIPPERARY |  | 52.5558 | -8.0395
MV/LV Substation DU***4457 | 10 kV | 400V(3ph) & 230V(single ph) | LV | 630 kVA :Kiosk Substation | 0.63 | --> | 0.63 | 0.5 | 2.4 |  | --> | 0.598 | 0 | 0 | 0 | 0.003 | 0.5 | 0 |  | --> | C18 ex BUSHFIELD | BUSHFIELD: T42 | ATHLONE |  | 53.4362 | -7.926
MV/LV Substation DU***4465 | 20 kV | 400V(3ph) & 230V(single ph) | LV | 400 kVA :Kiosk Substation | 0.4 | --> | 0.4 | 0 | 0 | Constrained,otherwise capacity available =392kVA. | --> | 0.38 | 0 | 0 | 0 | 0 | 0.4 | 0 |  | --> | E12 ex ACADEMY STREET | ACADEMY STREET: T421∥T422 | NAVAN |  | 53.6445 | -6.6478
MV/LV Substation DU***450Z | 20 kV | 400V(3ph) & 230V(single ph) | LV | 400 kVA :Kiosk Substation | 0.4 | --> | 0.4 | 0.249 | 0.7 |  | --> | 0.38 | 0 | 0 | 0 | 0.034 | 0.387 | 0 |  | --> | C17 ex MONEYCOOLEY | MONEYCOOLEY: T41 | GRIFFINRATH |  | 53.4144 | -6.483
MV/LV Substation DU***4514 | 10 kV | 400V(3ph) & 230V(single ph) | LV | 400 kVA :Kiosk Substation | 0.4 | --> | 0.4 | 0.045 | 0 | Constrained,otherwise capacity available =383kVA. | --> | 0.38 | 0 | 0 | 0 | 0 | 0.402 | 0 |  | --> | C15 ex TALBOTS INCH | TALBOTS INCH: T41∥T42 | KILKENNY |  | 52.6661 | -7.2712
MV/LV Substation DU***451Z | 20 kV | 400V(3ph) & 230V(single ph) | LV | 400 kVA :Kiosk Substation | 0.4 | --> | 0.4 | 0.303 | 0.7 |  | --> | 0.38 | 0 | 0 | 0 | 0.01 | 0.404 | 0 |  | --> | C17 ex MONEYCOOLEY | MONEYCOOLEY: T41 | GRIFFINRATH |  | 53.4133 | -6.4796
MV/LV Substation DU***451Z | 10 kV | 400V(3ph) & 230V(single ph) | LV | 200 kVA :Building Structure | 0.2 | --> | 0.2 | 0.174 | 6.6 |  | --> | 0.19 | 0 | 0 | 0 | 0 | 0.203 | 0 |  | --> | C19 ex GLEBE | GLEBE: T41∥T42 | RICHMOND |  | 53.7259 | -7.7847
MV/LV Substation DU***452Z | 20 kV | 400V(3ph) & 230V(single ph) | LV | 630 kVA :Kiosk Substation | 0.63 | --> | 0.63 | 0.5 | 0.7 |  | --> | 0.598 | 0 | 0 | 0 | 0.013 | 0.5 | 0 |  | --> | C17 ex MONEYCOOLEY | MONEYCOOLEY: T41 | GRIFFINRATH |  | 53.4128 | -6.4778
MV/LV Substation DU***453Z | 20 kV | 400V(3ph) & 230V(single ph) | LV | 630 kVA :Kiosk Substation | 0.63 | --> | 0.63 | 0.5 | 0.7 |  | --> | 0.598 | 0 | 0 | 0 | 0 | 0.5 | 0 |  | --> | C17 ex MONEYCOOLEY | MONEYCOOLEY: T41 | GRIFFINRATH |  | 53.4148 | -6.4796
MV/LV Substation DU***454X | 10 kV | 400V(3ph) & 230V(single ph) | LV | 400 kVA :Kiosk Substation | 0.4 | --> | 0.4 | 0 | 0 | Constrained,otherwise capacity available =296kVA. | --> | 0.38 | 0 | 0 | 0 | 0.003 | 0.412 | 0 |  | --> | C17 ex CARRICK ON SHANNON | CARRICK ON SHANNON: T41∥T42 | CARRICK ON SHANNON |  | 53.9424 | -8.0736
MV/LV Substation DU***456 | 10 kV | 400V(3ph) & 230V(single ph) | LV | 400 kVA :Kiosk Substation | 0.4 | --> | 0.4 | 0.287 | 0.8 |  | --> | 0.38 | 0 | 0 | 0 | 0 | 0.417 | 0 |  | --> | C19 ex SMEARLA | SMEARLA: T41 | TRIEN |  | 52.4133 | -9.3892
MV/LV Substation DU***457 | 10 kV | 400V(3ph) & 230V(single ph) | LV | 50 kVA :Pole Substation | 0.05 | --> | 0.05 | 0 | 0 | Constrained,otherwise capacity available =36kVA. | --> | 0.047 | 0 | 0 | 0 | 0 | 0.051 | 0 |  | --> | C11 ex JOHNSTOWN | JOHNSTOWN: T41 | KILTEEL |  | 53.2072 | -6.572
MV/LV Substation DU***457 | 10 kV | 400V(3ph) & 230V(single ph) | LV | 50 kVA :Pole Substation | 0.05 | --> | 0.05 | 0 | 0 | Constrained,otherwise capacity available =42kVA. | --> | 0.047 | 0 | 0 | 0 | 0 | 0.05 | 0 |  | --> | C25 ex POPPINTREE | POPPINTREE: T101 | FINGLAS |  | 53.4094 | -6.3063
MV/LV Substation DU***462Z | 10 kV | 400V(3ph) & 230V(single ph) | LV | 200 kVA :Kiosk Substation | 0.2 | --> | 0.2 | 0 | 0 | Constrained,otherwise capacity available =200kVA. | --> | 0.19 | 0 | 0 | 0 | 0 | 0.2 | 0 |  | --> | C20 ex COLLEGE PARK | COLLEGE PARK: T102 | COLLEGE PARK |  | 53.3943 | -6.3702
MV/LV Substation DU***464Z | 10 kV | 400V(3ph) & 230V(single ph) | LV | 400 kVA :Kiosk Substation | 0.4 | --> | 0.4 | 0.313 | 15.6 |  | --> | 0.38 | 0 | 0 | 0 | 0 | 0.413 | 0 |  | --> | C22 ex STEPHENSTOWN | STEPHENSTOWN: T102 | FINGLAS |  | 53.6154 | -6.205
MV/LV Substation DU***465Z | 20 kV | 400V(3ph) & 230V(single ph) | LV | 400 kVA :Building Structure | 0.4 | --> | 0.4 | 0.338 | 0.7 |  | --> | 0.38 | 0 | 0 | 0 | 0 | 0.409 | 0 |  | --> | C17 ex MONEYCOOLEY | MONEYCOOLEY: T41 | GRIFFINRATH |  | 53.4079 | -6.4887
MV/LV Substation DU***466Y | 20 kV | 400V(3ph) & 230V(single ph) | LV | 200 kVA :Kiosk Substation | 0.2 | --> | 0.2 | 0.156 | 1.8 |  | --> | 0.19 | 0 | 0 | 0 | 0 | 0.206 | 0 |  | --> | C18 ex ROSCOMMON | ROSCOMMON: T42 | LANESBORO |  | 53.5745 | -8.0865
MV/LV Substation DU***467 | 10 kV | 400V(3ph) & 230V(single ph) | LV | 50 kVA :Pole Substation | 0.05 | --> | 0.05 | 0.029 | 2.7 |  | --> | 0.047 | 0 | 0 | 0 | 0 | 0.052 | 0 |  | --> | C13 ex MONFIN | MONFIN: T41∥T42 | WEXFORD |  | 52.4665 | -6.5833
MV/LV Substation DU***470 | 20 kV | 400V(3ph) & 230V(single ph) | LV | 400 kVA :Building Structure | 0.4 | --> | 0.4 | 0.37 | 1.6 |  | --> | 0.38 | 0 | 0 | 0 | 0 | 0.404 | 0 |  | --> | E15 ex DINGLE | DINGLE: T421 | OUGHTRAGH |  | 52.1785 | -10.4424
MV/LV Substation DU***474X | 20 kV | 400V(3ph) & 230V(single ph) | LV | 50 kVA :Pole Substation | 0.05 | --> | 0.05 | 0.03 | 6.2 |  | --> | 0.047 | 0 | 0 | 0 | 0 | 0.052 | 0 |  | --> | E17 ex BAGENALSTOWN | BAGENALSTOWN: T421∥T422 | CARLOW |  | 52.7132 | -6.9374
MV/LV Substation DU***487X | 20 kV | 400V(3ph) & 230V(single ph) | LV | 50 kVA :Pole Substation | 0.05 | --> | 0.05 | 0 | 0 | Constrained,otherwise capacity available =44kVA. | --> | 0.047 | 0 | 0 | 0 | 0 | 0.05 | 0 |  | --> | E15 ex DULEEK | DULEEK: T421∥T422 | DRYBRIDGE |  | 53.6301 | -6.4218
MV/LV Substation DU***487Y | 10 kV | 400V(3ph) & 230V(single ph) | LV | 200 kVA :Pole Substation | 0.2 | --> | 0.2 | 0.085 | 4.6 |  | --> | 0.19 | 0 | 0 | 0 | 0 | 0.217 | 0 |  | --> | E16 ex BALLYRAGGET | BALLYRAGGET: T421∥T422 | BALLYRAGGET |  | 52.8592 | -7.3813
MV/LV Substation DU***488Y | 10 kV | 400V(3ph) & 230V(single ph) | LV | 100 kVA :Pole Substation | 0.1 | --> | 0.1 | 0.099 | 4.6 |  | --> | 0.095 | 0 | 0 | 0 | 0 | 0.1 | 0 |  | --> | E16 ex BALLYRAGGET | BALLYRAGGET: T421∥T422 | BALLYRAGGET |  | 52.8609 | -7.3834
MV/LV Substation DU***491X | 10 kV | 400V(3ph) & 230V(single ph) | LV | 630 kVA :Kiosk Substation | 0.63 | --> | 0.63 | 0.5 | 4.6 |  | --> | 0.598 | 0 | 0 | 0 | 0 | 0.5 | 0 |  | --> | C24 ex CABRA | CABRA: T101 | FINGLAS |  | 53.368 | -6.2962
MV/LV Substation DU***493 | 10 kV | 400V(3ph) & 230V(single ph) | LV | 50 kVA :Pole Substation | 0.05 | --> | 0.05 | 0.037 | 5.6 |  | --> | 0.047 | 0 | 0 | 0 | 0 | 0.051 | 0 |  | --> | E13 ex BLESSINGTON | BLESSINGTON: T421 | KILTEEL |  | 53.1507 | -6.6828
MV/LV Substation DU***494 | 10 kV | 400V(3ph) & 230V(single ph) | LV | 200 kVA :Pole Substation | 0.2 | --> | 0.2 | 0.103 | 1.5 |  | --> | 0.19 | 0 | 0 | 0 | 0.026 | 0.187 | 0 |  | --> | E16 ex BEALISTOWN | BEALISTOWN: T421∥T422 | GREAT ISLAND |  | 52.2216 | -6.9322
MV/LV Substation DU***494 | 10 kV | 400V(3ph) & 230V(single ph) | LV | 630 kVA :Building Structure | 0.63 | --> | 0.63 | 0 | 0 | Constrained,otherwise capacity available =243kVA. | --> | 0.598 | 0 | 0 | 0 | 0.003 | 0.5 | 0 |  | --> | C20 ex GLOUCESTER PLACE | GLOUCESTER PLACE: T42 | MCDERMOTT |  | 53.3564 | -6.2479
MV/LV Substation DU***496 | 10 kV | 400V(3ph) & 230V(single ph) | LV | 200 kVA :Pole Substation | 0.2 | --> | 0.2 | 0.176 | 1.5 |  | --> | 0.19 | 0 | 0 | 0 | 0 | 0.203 | 0 |  | --> | E16 ex BEALISTOWN | BEALISTOWN: T421∥T422 | GREAT ISLAND |  | 52.2407 | -6.9409
MV/LV Substation DU***498X | 20 kV | 400V(3ph) & 230V(single ph) | LV | 400 kVA :Kiosk Substation | 0.4 | --> | 0.4 | 0.352 | 1 |  | --> | 0.38 | 0 | 0 | 0 | 0 | 0.407 | 0 |  | --> | E11 ex BALLYHALE | BALLYHALE: T421 | KILKENNY |  | 52.532 | -7.1357
MV/LV Substation DU***506 | 10 kV | 400V(3ph) & 230V(single ph) | LV | 100 kVA :Pole Substation | 0.1 | --> | 0.1 | 0.066 | 7.4 |  | --> | 0.095 | 0 | 0 | 0 | 0 | 0.104 | 0 |  | --> | E24 ex BANOGE | BANOGE: T122 | BANOGE |  | 52.6698 | -6.2174
MV/LV Substation DU***508Z | 10 kV | 400V(3ph) & 230V(single ph) | LV | 100 kVA :Pole Substation | 0.1 | --> | 0.1 | 0 | 0 | Constrained,otherwise capacity available =78kVA. | --> | 0.095 | 0 | 0 | 0 | 0 | 0.103 | 0 |  | --> | C25 ex POPPINTREE | POPPINTREE: T101 | FINGLAS |  | 53.4101 | -6.2932
MV/LV Substation DU***509Y | 20 kV | 400V(3ph) & 230V(single ph) | LV | 200 kVA :Pole Substation | 0.2 | --> | 0.2 | 0 | 0 | Constrained,otherwise capacity available =162kVA. | --> | 0.19 | 0 | 0 | 0 | 0.003 | 0 | 0 | Constrained,otherwise capacity available =202kW. | --> | E17 ex PORTLAOISE | PORTLAOISE: T423∥T424 | PORTLAOISE |  | 53.0234 | -7.3007
MV/LV Substation DU***511X | 20 kV | 400V(3ph) & 230V(single ph) | LV | 100 kVA :Pole Substation | 0.1 | --> | 0.1 | 0.092 | 3.7 |  | --> | 0.095 | 0 | 0 | 0 | 0 | 0 | 0 | Constrained,otherwise capacity available =100kW. | --> | E13 ex FOXHOLE | FOXHOLE: T421∥T422 | DUNGARVAN |  | 51.9552 | -7.7226
MV/LV Substation DU***511Z | 10 kV | 400V(3ph) & 230V(single ph) | LV | 100 kVA :Pole Substation | 0.1 | --> | 0.1 | 0 | 0 | Constrained,otherwise capacity available =59kVA. | --> | 0.095 | 0 | 0 | 0 | 0 | 0.106 | 0 |  | --> | C26 ex POPPINTREE | POPPINTREE: T102 | FINGLAS |  | 53.4178 | -6.3069
MV/LV Substation DU***515X | 20 kV | 400V(3ph) & 230V(single ph) | LV | 100 kVA :Pole Substation | 0.1 | --> | 0.1 | 0.087 | 5.6 |  | --> | 0.095 | 0 | 0 | 0 | 0.037 | 0.062 | 0 |  | --> | E17 ex CRANE | CRANE: T122 | CRANE |  | 52.5246 | -6.3234
MV/LV Substation DU***518 | 20 kV | 400V(3ph) & 230V(single ph) | LV | 50 kVA :Pole Substation | 0.05 | --> | 0.05 | 0.047 | 2.2 |  | --> | 0.047 | 0 | 0 | 0 | 0 | 0 | 0 | Constrained,otherwise capacity available =49kW. | --> | E17 ex BALLYMACARRY | BALLYMACARRY: T421 | TRILLICK |  | 55.1049 | -7.4711
MV/LV Substation DU***519 | 10 kV | 400V(3ph) & 230V(single ph) | LV | 200 kVA :Pole Substation | 0.2 | --> | 0.2 | 0.104 | 2.2 |  | --> | 0.19 | 0 | 0 | 0 | 0.019 | 0.194 | 0 |  | --> | C18 ex KINGSCOURT | KINGSCOURT: T42 | MEATH HILL |  | 53.9076 | -6.8118
MV/LV Substation DU***519X | 10 kV | 400V(3ph) & 230V(single ph) | LV | 50 kVA :Pole Substation | 0.05 | --> | 0.05 | 0.045 | 0 | Constrained,otherwise capacity available =47kVA. | --> | 0.047 | 0 | 0 | 0 | 0 | 0.049 | 0 |  | --> | C21 ex TALBOTS INCH | TALBOTS INCH: T41∥T42 | KILKENNY |  | 52.7331 | -7.2474
MV/LV Substation DU***520X | 10 kV | 400V(3ph) & 230V(single ph) | LV | 50 kVA :Pole Substation | 0.05 | --> | 0.05 | 0.033 | 3.9 |  | --> | 0.047 | 0 | 0 | 0 | 0 | 0.051 | 0 |  | --> | C11 ex DUNMANWAY | DUNMANWAY: T43 | DUNMANWAY |  | 51.723 | -9.1008
MV/LV Substation DU***528X | 10 kV | 400V(3ph) & 230V(single ph) | LV | 200 kVA :Kiosk Substation | 0.2 | --> | 0.2 | 0.087 | 7.2 |  | --> | 0.19 | 0 | 0 | 0 | 0.034 | 0.181 | 0 |  | --> | C26 ex PELLETSTOWN | PELLETSTOWN: T102 | FINGLAS |  | 53.3721 | -6.3542
MV/LV Substation DU***528X | 10 kV | 400V(3ph) & 230V(single ph) | LV | 100 kVA :Pole Substation | 0.1 | --> | 0.1 | 0.045 | 0 | Constrained,otherwise capacity available =84kVA. | --> | 0.095 | 0 | 0 | 0 | 0 | 0.102 | 0 |  | --> | C21 ex TALBOTS INCH | TALBOTS INCH: T41∥T42 | KILKENNY |  | 52.6957 | -7.2631
MV/LV Substation DU***529Y | 10 kV | 400V(3ph) & 230V(single ph) | LV | 100 kVA :Pole Substation | 0.1 | --> | 0.1 | 0.068 | 1.8 |  | --> | 0.095 | 0 | 0 | 0 | 0 | 0.104 | 0 |  | --> | C22 ex ROSCOMMON | ROSCOMMON: T42 | LANESBORO |  | 53.6564 | -8.15
MV/LV Substation DU***531X | 20 kV | 400V(3ph) & 230V(single ph) | LV | 400 kVA :Kiosk Substation | 0.4 | --> | 0.4 | 0 | 0 | Constrained,otherwise capacity available =357kVA. | --> | 0.38 | 0 | 0 | 0 | 0.002 | 0.404 | 0 |  | --> | E17 ex BALTRASNA | BALTRASNA: T121 | BALTRASNA |  | 53.5133 | -6.5387
MV/LV Substation DU***533X | 10 kV | 400V(3ph) & 230V(single ph) | LV | 400 kVA :Kiosk Substation | 0.4 | --> | 0.4 | 0 | 0 | Constrained,otherwise capacity available =241kVA. | --> | 0.38 | 0 | 0 | 0 | 0.015 | 0.408 | 0 |  | --> | C16 ex ATHENRY | ATHENRY: T41∥T42 | GALWAY 110KV |  | 53.3045 | -8.7469
MV/LV Substation DU***536X | 10 kV | 400V(3ph) & 230V(single ph) | LV | 100 kVA :Pole Substation | 0.1 | --> | 0.1 | 0 | 0 | Constrained,otherwise capacity available =91kVA. | --> | 0.095 | 0 | 0 | 0 | 0 | 0.1 | 0 |  | --> | C18 ex MIDLETON | MIDLETON: T102 | MIDLETON |  | 51.9907 | -8.2662
MV/LV Substation DU***538 | 10 kV | 400V(3ph) & 230V(single ph) | LV | 200 kVA :Pole Substation | 0.2 | --> | 0.2 | 0 | 0 | Constrained,otherwise capacity available =131kVA. | --> | 0.19 | 0 | 0 | 0 | 0.007 | 0.202 | 0 |  | --> | C17 ex CARRIGALINE | CARRIGALINE: T41∥T42 | BARNAHELY |  | 51.7915 | -8.2974
MV/LV Substation DU***539X | 20 kV | 400V(3ph) & 230V(single ph) | LV | 200 kVA :Kiosk Substation | 0.2 | --> | 0.2 | 0 | 0 | Constrained,otherwise capacity available =118kVA. | --> | 0.19 | 0 | 0 | 0 | 0.06 | 0.149 | 0 |  | --> | E17 ex BALTRASNA | BALTRASNA: T121 | BALTRASNA |  | 53.5129 | -6.5482
MV/LV Substation DU***540X | 20 kV | 400V(3ph) & 230V(single ph) | LV | 200 kVA :Kiosk Substation | 0.2 | --> | 0.2 | 0 | 0 | Constrained,otherwise capacity available =177kVA. | --> | 0.19 | 0 | 0 | 0 | 0.003 | 0.2 | 0 |  | --> | E17 ex BALTRASNA | BALTRASNA: T121 | BALTRASNA |  | 53.5146 | -6.5484
MV/LV Substation DU***542X | 20 kV | 400V(3ph) & 230V(single ph) | LV | 400 kVA :Kiosk Substation | 0.4 | --> | 0.4 | 0 | 0 | Constrained,otherwise capacity available =142kVA. | --> | 0.38 | 0 | 0 | 0 | 0 | 0.438 | 0 |  | --> | E17 ex BALTRASNA | BALTRASNA: T121 | BALTRASNA |  | 53.5101 | -6.5406
MV/LV Substation DU***544 | 10 kV | 400V(3ph) & 230V(single ph) | LV | 1000 kVA :Building Structure | 1 | --> | 1 | 0 | 0 | Constrained,otherwise capacity available =500kVA. | --> | 0.95 | 0 | 0 | 0 | 0.017 | 0.5 | 0 |  | --> | C39 ex COLLEGE PARK | COLLEGE PARK: T103 | COLLEGE PARK |  | 53.4156 | -6.365
MV/LV Substation DU***549Y | 10 kV | 400V(3ph) & 230V(single ph) | LV | 200 kVA :Kiosk Substation | 0.2 | --> | 0.2 | 0 | 0 | Constrained,otherwise capacity available =99kVA. | --> | 0.19 | 0 | 0 | 0 | 0.016 | 0.198 | 0 |  | --> | C18 ex LEIXLIP | LEIXLIP: T42 | GRIFFINRATH |  | 53.366 | -6.4898
MV/LV Substation DU***550Y | 10 kV | 400V(3ph) & 230V(single ph) | LV | 400 kVA :Building Structure | 0.4 | --> | 0.4 | 0 | 0 | Constrained,otherwise capacity available =369kVA. | --> | 0.38 | 0 | 0 | 0 | 0 | 0.404 | 0 |  | --> | C22 ex ROCHES STREET | ROCHES STREET: T42 | LIMERICK |  | 52.6639 | -8.6293
MV/LV Substation DU***553X | 20 kV | 400V(3ph) & 230V(single ph) | LV | 400 kVA :Building Structure | 0.4 | --> | 0.4 | 0.39 | 0.8 |  | --> | 0.38 | 0 | 0 | 0 | 0 | 0.401 | 0 |  | --> | E17 ex RATHMORE | RATHMORE: T421 | KNOCKEARAGH |  | 52.0592 | -9.0615
MV/LV Substation DU***565 | 20 kV | 400V(3ph) & 230V(single ph) | LV | 50 kVA :Pole Substation | 0.05 | --> | 0.05 | 0.047 | 3.7 |  | --> | 0.047 | 0 | 0 | 0 | 0.007 | 0 | 0 | Constrained,otherwise capacity available =42kW. | --> | E13 ex FOXHOLE | FOXHOLE: T421∥T422 | DUNGARVAN |  | 51.9591 | -7.7303
MV/LV Substation DU***566Z | 10 kV | 400V(3ph) & 230V(single ph) | LV | 400 kVA :Building Structure | 0.4 | --> | 0.4 | 0 | 0 | Constrained,otherwise capacity available =372kVA. | --> | 0.38 | 0 | 0 | 0 | 0 | 0.403 | 0 |  | --> | C23 ex MACETOWN | MACETOWN: T101 | MACETOWN |  | 53.4269 | -6.4761
MV/LV Substation DU***567 | 10 kV | 400V(3ph) & 230V(single ph) | LV | 630 kVA :Building Structure | 0.63 | --> | 0.63 | 0.466 | 6.1 |  | --> | 0.598 | 0 | 0 | 0 | 0 | 0.5 | 0 |  | --> | C10 ex BEDFORD ROW | BEDFORD ROW: T43 | FRANCIS STREET |  | 53.3438 | -6.265
MV/LV Substation DU***567Z | 10 kV | 400V(3ph) & 230V(single ph) | LV | 630 kVA :Building Structure | 0.63 | --> | 0.63 | 0 | 0 | Constrained,otherwise capacity available =500kVA. | --> | 0.598 | 0 | 0 | 0 | 0.011 | 0.5 | 0 |  | --> | C23 ex MACETOWN | MACETOWN: T101 | MACETOWN |  | 53.4269 | -6.476
MV/LV Substation DU***569X | 10 kV | 400V(3ph) & 230V(single ph) | LV | 200 kVA :Pole Substation | 0.2 | --> | 0.2 | 0.196 | 3.9 |  | --> | 0.19 | 0 | 0 | 0 | 0 | 0.2 | 0 |  | --> | C13 ex DUNMANWAY | DUNMANWAY: T43 | DUNMANWAY |  | 51.722 | -9.2119
MV/LV Substation DU***575 | 20 kV | 400V(3ph) & 230V(single ph) | LV | 400 kVA :Building Structure | 0.4 | --> | 0.4 | 0.39 | 4.5 |  | --> | 0.38 | 0 | 0 | 0 | 0 | 0.401 | 0 |  | --> | E12 ex CLARA | CLARA: T422 | THORNSBERRY |  | 53.3479 | -7.3891
MV/LV Substation DU***579 | 10 kV | 400V(3ph) & 230V(single ph) | LV | 200 kVA :Pole Substation | 0.2 | --> | 0.2 | 0.164 | 2.9 |  | --> | 0.19 | 0 | 0 | 0 | 0 | 0.205 | 0 |  | --> | C18 ex DUNLEER | DUNLEER: T41∥T42 | DRYBRIDGE |  | 53.8292 | -6.3988
MV/LV Substation DU***579X | 20 kV | 400V(3ph) & 230V(single ph) | LV | 50 kVA :Pole Substation | 0.05 | --> | 0.05 | 0.03 | 1.5 |  | --> | 0.047 | 0 | 0 | 0 | 0 | 0.052 | 0 |  | --> | E17 ex ACHILL | ACHILL: T422 | CARROWBEG |  | 54.0095 | -10.0247
MV/LV Substation DU***580 | 20 kV | 400V(3ph) & 230V(single ph) | LV | 100 kVA :Pole Substation | 0.1 | --> | 0.1 | 0.069 | 1.6 |  | --> | 0.095 | 0 | 0 | 0 | 0 | 0.104 | 0 |  | --> | E18 ex GURRANEBANE | GURRANEBANE: T421∥T422 | OUGHTRAGH |  | 51.8347 | -10.2618
MV/LV Substation DU***580X | 20 kV | 400V(3ph) & 230V(single ph) | LV | 100 kVA :Pole Substation | 0.1 | --> | 0.1 | 0 | 0 | Constrained,otherwise capacity available =81kVA. | --> | 0.095 | 0 | 0 | 0 | 0.003 | 0.099 | 0 |  | --> | C14 ex CARRICK ON SHANNON | CARRICK ON SHANNON: T41∥T42 | CARRICK ON SHANNON |  | 53.9862 | -8.0604
MV/LV Substation DU***588Y | 10 kV | 400V(3ph) & 230V(single ph) | LV | 630 kVA :Building Structure | 0.63 | --> | 0.63 | 0.5 | 1 |  | --> | 0.598 | 0 | 0 | 0 | 0 | 0.5 | 0 |  | --> | C17 ex MANOR STREET | MANOR STREET: T41 | WATERFORD |  | 52.2575 | -7.1089
MV/LV Substation DU***595X | 10 kV | 400V(3ph) & 230V(single ph) | LV | 400 kVA :Building Structure | 0.4 | --> | 0.4 | 0 | 0 | Constrained,otherwise capacity available =350kVA. | --> | 0.38 | 0 | 0 | 0 | 0 | 0.407 | 0 |  | --> | C17 ex ROSEHILL | ROSEHILL: T41 | KILKENNY |  | 52.5703 | -7.3414
MV/LV Substation DU***598X | 20 kV | 400V(3ph) & 230V(single ph) | LV | 200 kVA :Pole Substation | 0.2 | --> | 0.2 | 0.184 | 2.6 |  | --> | 0.19 | 0 | 0 | 0 | 0 | 0.202 | 0 |  | --> | C14 ex CASHEL | CASHEL: T42 | CAHIR |  | 52.5409 | -7.8161
MV/LV Substation DU***599 | 20 kV | 400V(3ph) & 230V(single ph) | LV | 100 kVA :Pole Substation | 0.1 | --> | 0.1 | 0 | 0 | Constrained,otherwise capacity available =21kVA. | --> | 0.095 | 0 | 0 | 0 | 0.014 | 0.096 | 0 |  | --> | E15 ex DULEEK | DULEEK: T421∥T422 | DRYBRIDGE |  | 53.6611 | -6.4175
MV/LV Substation DU***599 | 10 kV | 400V(3ph) & 230V(single ph) | LV | 400 kVA :Kiosk Substation | 0.4 | --> | 0.4 | 0.303 | 2.9 |  | --> | 0.38 | 0 | 0 | 0 | 0.024 | 0.389 | 0 |  | --> | C18 ex DUNLEER | DUNLEER: T41∥T42 | DRYBRIDGE |  | 53.8287 | -6.3983
MV/LV Substation DU***599X | 10 kV | 400V(3ph) & 230V(single ph) | LV | 200 kVA :Pole Substation | 0.2 | --> | 0.2 | 0 | 0 | Constrained,otherwise capacity available =141kVA. | --> | 0.19 | 0 | 0 | 0 | 0.031 | 0.175 | 0 |  | --> | C12 ex SAGGART | SAGGART: T41∥T42 | GRANGE CASTLE |  | 53.2509 | -6.4969
MV/LV Substation DU***603X | 10 kV | 400V(3ph) & 230V(single ph) | LV | 100 kVA :Pole Substation | 0.1 | --> | 0.1 | 0 | 0 | Constrained,otherwise capacity available =30kVA. | --> | 0.095 | 0 | 0 | 0 | 0.024 | 0.085 | 0 |  | --> | C19 ex JOHNSTOWN | JOHNSTOWN: T41 | KILTEEL |  | 53.2242 | -6.6486
MV/LV Substation DU***604X | 10 kV | 400V(3ph) & 230V(single ph) | LV | 50 kVA :Pole Substation | 0.05 | --> | 0.05 | 0 | 0 | Constrained,otherwise capacity available =37kVA. | --> | 0.047 | 0 | 0 | 0 | 0 | 0.051 | 0 |  | --> | E17 ex ACADEMY STREET | ACADEMY STREET: T421∥T422 | NAVAN |  | 53.6068 | -6.7783
MV/LV Substation DU***606Z | 10 kV | 400V(3ph) & 230V(single ph) | LV | 200 kVA :Kiosk Substation | 0.2 | --> | 0.2 | 0.153 | 1 |  | --> | 0.19 | 0 | 0 | 0 | 0.018 | 0.188 | 0 |  | --> | C16 ex KILCULLEN | KILCULLEN: T42 | STRATFORD |  | 53.121 | -6.83
MV/LV Substation DU***607 | 10 kV | 400V(3ph) & 230V(single ph) | LV | 50 kVA :Pole Substation | 0.05 | --> | 0.05 | 0 | 0 | Constrained,otherwise capacity available =32kVA. | --> | 0.047 | 0 | 0 | 0 | 0 | 0.051 | 0 |  | --> | C14 ex CLONAKILTY | CLONAKILTY: T41∥T42 | DUNMANWAY |  | 51.588 | -8.8766
MV/LV Substation DU***617 | 10 kV | 400V(3ph) & 230V(single ph) | LV | 50 kVA :Pole Substation | 0.05 | --> | 0.05 | 0.038 | 4.3 |  | --> | 0.047 | 0 | 0 | 0 | 0 | 0.051 | 0 |  | --> | C19 ex BAILIEBORO | BAILIEBORO: T41∥T42 | MEATH HILL |  | 53.9388 | -7.0147
MV/LV Substation DU***617Z | 10 kV | 400V(3ph) & 230V(single ph) | LV | 400 kVA :Building Structure | 0.4 | --> | 0.4 | 0 | 0 | Constrained,otherwise capacity available =390kVA. | --> | 0.38 | 0 | 0 | 0 | 0.205 | 0.185 | 0 |  | --> | C13 ex GRANGE (DR) | GRANGE (DR): T41 | GRANGE (DR) |  | 53.4077 | -6.162
MV/LV Substation DU***620 | 10 kV | 400V(3ph) & 230V(single ph) | LV | 100 kVA :Pole Substation | 0.1 | --> | 0.1 | 0.097 | 3.4 |  | --> | 0.095 | 0 | 0 | 0 | 0 | 0.1 | 0 |  | --> | C18 ex GRAIGUE | GRAIGUE: T42 | CARLOW |  | 52.8641 | -6.9292
MV/LV Substation DU***621Y | 10 kV | 400V(3ph) & 230V(single ph) | LV | 50 kVA :Pole Substation | 0.05 | --> | 0.05 | 0.043 | 5.6 |  | --> | 0.047 | 0 | 0 | 0 | 0 | 0.05 | 0 |  | --> | C12 ex PURCELLS INCH | PURCELLS INCH: T42 | KILKENNY |  | 52.6042 | -7.1722
MV/LV Substation DU***626 | 10 kV | 400V(3ph) & 230V(single ph) | LV | 1000 kVA :Building Structure | 1 | --> | 1 | 0.5 | 4.6 |  | --> | 0.95 | 0 | 0 | 0 | 0 | 0.5 | 0 |  | --> | C12 ex DUN LAOGHAIRE | DUN LAOGHAIRE: T42 | BLACKROCK |  | 53.2925 | -6.1345
MV/LV Substation DU***627 | 10 kV | 400V(3ph) & 230V(single ph) | LV | 630 kVA :Building Structure | 0.63 | --> | 0.63 | 0.5 | 4.6 |  | --> | 0.598 | 0 | 0 | 0 | 0 | 0.5 | 0 |  | --> | C12 ex DUN LAOGHAIRE | DUN LAOGHAIRE: T42 | BLACKROCK |  | 53.2924 | -6.1349
MV/LV Substation DU***628 | 10 kV | 400V(3ph) & 230V(single ph) | LV | 50 kVA :Pole Substation | 0.05 | --> | 0.05 | 0 | 0 | Constrained,otherwise capacity available =43kVA. | --> | 0.047 | 0 | 0 | 0 | 0.003 | 0.047 | 0 |  | --> | C14 ex CLONAKILTY | CLONAKILTY: T41∥T42 | DUNMANWAY |  | 51.5565 | -8.9041
MV/LV Substation DU***629X | 10 kV | 400V(3ph) & 230V(single ph) | LV | 630 kVA :Building Structure | 0.63 | --> | 0.63 | 0.306 | 4.5 |  | --> | 0.598 | 0 | 0 | 0 | 0 | 0.5 | 0 |  | --> | C21 ex MAYFIELD | MAYFIELD: T41 | KILBARRY |  | 51.9166 | -8.4476
MV/LV Substation DU***630X | 20 kV | 400V(3ph) & 230V(single ph) | LV | 200 kVA :Pole Substation | 0.2 | --> | 0.2 | 0 | 0 | Constrained,otherwise capacity available =190kVA. | --> | 0.19 | 0 | 0 | 0 | 0 | 0.201 | 0 |  | --> | E15 ex DULEEK | DULEEK: T421∥T422 | DRYBRIDGE |  | 53.6535 | -6.407
MV/LV Substation DU***632 | 10 kV | 400V(3ph) & 230V(single ph) | LV | 50 kVA :Pole Substation | 0.05 | --> | 0.05 | 0 | 0 | Constrained,otherwise capacity available =37kVA. | --> | 0.047 | 0 | 0 | 0 | 0 | 0 | 0 | Constrained,otherwise capacity available =51kW. | --> | C11 ex COLLIGAN | COLLIGAN: T41 | DUNGARVAN |  | 52.1009 | -7.595
MV/LV Substation DU***632X | 20 kV | 400V(3ph) & 230V(single ph) | LV | 200 kVA :Pole Substation | 0.2 | --> | 0.2 | 0 | 0 | Constrained,otherwise capacity available =121kVA. | --> | 0.19 | 0 | 0 | 0 | 0 | 0.211 | 0 |  | --> | E11 ex GLASMORE | GLASMORE: T421 | GLASMORE |  | 53.4797 | -6.1158
MV/LV Substation DU***642X | 20 kV | 400V(3ph) & 230V(single ph) | LV | 100 kVA :Pole Substation | 0.1 | --> | 0.1 | 0.096 | 1.6 |  | --> | 0.095 | 0 | 0 | 0 | 0 | 0.1 | 0 |  | --> | E18 ex GURRANEBANE | GURRANEBANE: T421∥T422 | OUGHTRAGH |  | 51.8359 | -10.261
MV/LV Substation DU***652X | 10 kV | 400V(3ph) & 230V(single ph) | LV | 400 kVA :Kiosk Substation | 0.4 | --> | 0.4 | 0 | 0 | Constrained,otherwise capacity available =335kVA. | --> | 0.38 | 0 | 0 | 0 | 0 | 0.41 | 0 |  | --> | C12 ex ORANMORE | ORANMORE: T44 | GALWAY 110KV |  | 53.2758 | -8.9753
MV/LV Substation DU***656 | 20 kV | 400V(3ph) & 230V(single ph) | LV | 100 kVA :Pole Substation | 0.1 | --> | 0.1 | 0.079 | 1.6 |  | --> | 0.095 | 0 | 0 | 0 | 0 | 0.103 | 0 |  | --> | E15 ex DINGLE | DINGLE: T421 | OUGHTRAGH |  | 52.1712 | -10.402
MV/LV Substation DU***659 | 20 kV | 400V(3ph) & 230V(single ph) | LV | 100 kVA :Pole Substation | 0.1 | --> | 0.1 | 0.088 | 1.6 |  | --> | 0.095 | 0 | 0 | 0 | 0.004 | 0 | 0 | Constrained,otherwise capacity available =97kW. | --> | E15 ex CASTLETOWNBERE | CASTLETOWNBERE: T421 | BALLYLICKY |  | 51.6379 | -9.9399
MV/LV Substation DU***662 | 20 kV | 400V(3ph) & 230V(single ph) | LV | 50 kVA :Pole Substation | 0.05 | --> | 0.05 | 0.044 | 6.9 |  | --> | 0.047 | 0 | 0 | 0 | 0.003 | 0 | 0 | Constrained,otherwise capacity available =47kW. | --> | E12 ex RATHKEALE | RATHKEALE: T421∥T422 | RATHKEALE |  | 52.4773 | -8.9145
MV/LV Substation DU***663X | 10 kV | 400V(3ph) & 230V(single ph) | LV | 100 kVA :Pole Substation | 0.1 | --> | 0.1 | 0 | 0 | Constrained,otherwise capacity available =95kVA. | --> | 0.095 | 0 | 0 | 0 | 0 | 0.1 | 0 |  | --> | C18 ex LITTLE MILLS | LITTLE MILLS: T41 | DUNDALK |  | 53.9664 | -6.434
MV/LV Substation DU***664X | 10 kV | 400V(3ph) & 230V(single ph) | LV | 630 kVA :Building Structure | 0.63 | --> | 0.63 | 0.5 | 1.1 |  | --> | 0.598 | 0 | 0 | 0 | 0 | 0.5 | 0 |  | --> | C15 ex SCARTEEN | SCARTEEN: T41∥T42 | MALLOW |  | 52.1253 | -8.6637
MV/LV Substation DU***669X | 10 kV | 400V(3ph) & 230V(single ph) | LV | 400 kVA :Kiosk Substation | 0.4 | --> | 0.4 | 0.274 | 1.3 |  | --> | 0.38 | 0 | 0 | 0 | 0.003 | 0.416 | 0 |  | --> | C15 ex ENNIS NORTH | ENNIS NORTH: T41∥T42 | ENNIS |  | 52.8479 | -9.0012
MV/LV Substation DU***670 | 20 kV | 400V(3ph) & 230V(single ph) | LV | 100 kVA :Pole Substation | 0.1 | --> | 0.1 | 0 | 0 | Constrained,otherwise capacity available =97kVA. | --> | 0.095 | 0 | 0 | 0 | 0 | 0.1 | 0 |  | --> | C14 ex KILDARE | KILDARE: T41∥T42 | NEWBRIDGE |  | 53.1914 | -6.9235
MV/LV Substation DU***670 | 20 kV | 400V(3ph) & 230V(single ph) | LV | 50 kVA :Pole Substation | 0.05 | --> | 0.05 | 0.011 | 1.5 |  | --> | 0.047 | 0 | 0 | 0 | 0 | 0.054 | 0 |  | --> | C21 ex TRAMORE | TRAMORE: T41 | BUTLERSTOWN |  | 52.1731 | -7.2622
MV/LV Substation DU***671Z | 20 kV | 400V(3ph) & 230V(single ph) | LV | 100 kVA :Pole Substation | 0.1 | --> | 0.1 | 0 | 0 | Constrained,otherwise capacity available =88kVA. | --> | 0.095 | 0 | 0 | 0 | 0 | 0.101 | 0 |  | --> | C14 ex KILDARE | KILDARE: T41∥T42 | NEWBRIDGE |  | 53.1888 | -6.934
MV/LV Substation DU***680Z | 10 kV | 400V(3ph) & 230V(single ph) | LV | 1000 kVA :Building Structure | 1 | --> | 1 | 0.5 | 2.3 |  | --> | 0.95 | 0 | 0 | 0 | 0.004 | 0.5 | 0 |  | --> | E20 ex BLESSINGTON | BLESSINGTON: T422 | KILTEEL |  | 53.1725 | -6.5326
MV/LV Substation DU***681 | 20 kV | 400V(3ph) & 230V(single ph) | LV | 200 kVA :Pole Substation | 0.2 | --> | 0.2 | 0.182 | 1.5 |  | --> | 0.19 | 0 | 0 | 0 | 0 | 0.202 | 0 |  | --> | E16 ex BEALISTOWN | BEALISTOWN: T421∥T422 | GREAT ISLAND |  | 52.2758 | -6.956
MV/LV Substation DU***684 | 10 kV | 400V(3ph) & 230V(single ph) | LV | 400 kVA :Building Structure | 0.4 | --> | 0.4 | 0.352 | 5.6 |  | --> | 0.38 | 0 | 0 | 0 | 0 | 0.407 | 0 |  | --> | C26 ex MILLTOWN (DR) | MILLTOWN (DR): T102 | INCHICORE 220KV |  | 53.2891 | -6.2685
MV/LV Substation DU***684Z | 20 kV | 400V(3ph) & 230V(single ph) | LV | 400 kVA :Building Structure | 0.4 | --> | 0.4 | 0 | 0 | Constrained,otherwise capacity available =346kVA. | --> | 0.38 | 0 | 0 | 0 | 0 | 0.407 | 0 |  | --> | E17 ex BALTRASNA | BALTRASNA: T121 | BALTRASNA |  | 53.5113 | -6.5389
MV/LV Substation DU***686X | 20 kV | 400V(3ph) & 230V(single ph) | LV | 400 kVA :Building Structure | 0.4 | --> | 0.4 | 0.363 | 1.4 |  | --> | 0.38 | 0 | 0 | 0 | 0 | 0.405 | 0 |  | --> | E18 ex GARRANACANTY | GARRANACANTY: T422 | TIPPERARY |  | 52.5614 | -8.0493
MV/LV Substation DU***687 | 10 kV | 400V(3ph) & 230V(single ph) | LV | 200 kVA :Pole Substation | 0.2 | --> | 0.2 | 0.147 | 0.2 |  | --> | 0.19 | 0 | 0 | 0 | 0 | 0 | 0 | Constrained,otherwise capacity available =207kW. | --> | C16 ex DUNGLOE | DUNGLOE: T42 | ARDNAGAPPARY |  | 54.9524 | -8.3572
MV/LV Substation DU***699 | 20 kV | 400V(3ph) & 230V(single ph) | LV | 50 kVA :Pole Substation | 0.05 | --> | 0.05 | 0.04 | 0.8 |  | --> | 0.047 | 0 | 0 | 0 | 0 | 0 | 0 | Constrained,otherwise capacity available =51kW. | --> | E16 ex KILMACTHOMAS | KILMACTHOMAS: T421∥T422 | DUNGARVAN |  | 52.134 | -7.5073
MV/LV Substation DU***701 | 20 kV | 400V(3ph) & 230V(single ph) | LV | 50 kVA :Pole Substation | 0.05 | --> | 0.05 | 0.048 | 0.8 |  | --> | 0.047 | 0 | 0 | 0 | 0 | 0 | 0 | Constrained,otherwise capacity available =49kW. | --> | E16 ex KILMACTHOMAS | KILMACTHOMAS: T421∥T422 | DUNGARVAN |  | 52.141 | -7.5065
MV/LV Substation DU***703 | 20 kV | 400V(3ph) & 230V(single ph) | LV | 400 kVA :Kiosk Substation | 0.4 | --> | 0.4 | 0.334 | 5.1 |  | --> | 0.38 | 0 | 0 | 0 | 0.003 | 0.407 | 0 |  | --> | E15 ex BALLYBUNION | BALLYBUNION: T421∥T422 | TRIEN |  | 52.5196 | -9.6715
MV/LV Substation DU***705Y | 10 kV | 400V(3ph) & 230V(single ph) | LV | 100 kVA :Pole Substation | 0.1 | --> | 0.1 | 0 | 0 | Constrained,otherwise capacity available =54kVA. | --> | 0.095 | 0 | 0 | 0 | 0.005 | 0.101 | 0 |  | --> | C17 ex KINSALE | KINSALE: T41∥T42 | BANDON |  | 51.7275 | -8.5917
MV/LV Substation DU***709X | 10 kV | 400V(3ph) & 230V(single ph) | LV | 400 kVA :Building Structure | 0.4 | --> | 0.4 | 0.175 | 4.6 |  | --> | 0.38 | 0 | 0 | 0 | 0.007 | 0.427 | 0 |  | --> | C12 ex LIBERTY STREET | LIBERTY STREET: T102 | LIBERTY STREET |  | 51.896 | -8.4753
MV/LV Substation DU***710 | 20 kV | 400V(3ph) & 230V(single ph) | LV | 50 kVA :Pole Substation | 0.05 | --> | 0.05 | 0 | 0 | Constrained,otherwise capacity available =20kVA. | --> | 0.047 | 0 | 0 | 0 | 0.01 | 0.043 | 0 |  | --> | E17 ex ACADEMY STREET | ACADEMY STREET: T421∥T422 | NAVAN |  | 53.6072 | -6.7734
MV/LV Substation DU***711 | 10 kV | 400V(3ph) & 230V(single ph) | LV | 50 kVA :Pole Substation | 0.05 | --> | 0.05 | 0.043 | 1.6 |  | --> | 0.047 | 0 | 0 | 0 | 0.014 | 0.035 | 0 |  | --> | C11 ex NEWTOWNCUNNINGHAM | NEWTOWNCUNNINGHAM: T41∥T42 | LETTERKENNY |  | 54.9543 | -7.4211
MV/LV Substation DU***711 | 20 kV | 400V(3ph) & 230V(single ph) | LV | 200 kVA :Pole Substation | 0.2 | --> | 0.2 | 0 | 0 | Constrained,otherwise capacity available =180kVA. | --> | 0.19 | 0 | 0 | 0 | 0 | 0.203 | 0 |  | --> | E15 ex DULEEK | DULEEK: T421∥T422 | DRYBRIDGE |  | 53.6554 | -6.4121
MV/LV Substation DU***722X | 10 kV | 400V(3ph) & 230V(single ph) | LV | 400 kVA :Kiosk Substation | 0.4 | --> | 0.4 | 0.359 | 3.4 |  | --> | 0.38 | 0 | 0 | 0 | 0 | 0.406 | 0 |  | --> | C21 ex GALWAY 110KV | GALWAY 110KV: T103 | GALWAY 110KV |  | 53.2873 | -9.0109
MV/LV Substation DU***728Y | 20 kV | 400V(3ph) & 230V(single ph) | LV | 50 kVA :Pole Substation | 0.05 | --> | 0.05 | 0.05 | 2.6 |  | --> | 0.047 | 0 | 0 | 0 | 0 | 0.049 | 0 |  | --> | C14 ex CASHEL | CASHEL: T42 | CAHIR |  | 52.5439 | -7.8184
MV/LV Substation DU***734Z | 10 kV | 400V(3ph) & 230V(single ph) | LV | 400 kVA :Kiosk Substation | 0.4 | --> | 0.4 | 0 | 0 | Constrained,otherwise capacity available =361kVA. | --> | 0.38 | 0 | 0 | 0 | 0.003 | 0.402 | 0 |  | --> | C24 ex KILMONEY | KILMONEY: T41∥T42 | TRABEG |  | 51.8197 | -8.4083
MV/LV Substation DU***741 | 10 kV | 400V(3ph) & 230V(single ph) | LV | 50 kVA :Pole Substation | 0.05 | --> | 0.05 | 0.034 | 0 |  | --> | 0.047 | 0 | 0 | 0 | 0.014 | 0.037 | 0 |  | --> | C21 ex TALBOTS INCH | TALBOTS INCH: T41∥T42 | KILKENNY |  | 52.6903 | -7.2571
MV/LV Substation DU***743X | 10 kV | 400V(3ph) & 230V(single ph) | LV | 200 kVA :Kiosk Substation | 0.2 | --> | 0.2 | 0.191 | 5 |  | --> | 0.19 | 0 | 0 | 0 | 0.003 | 0.197 | 0 |  | --> | C22 ex GALWAY 110KV | GALWAY 110KV: T102 | GALWAY 110KV |  | 53.2899 | -8.9947
MV/LV Substation DU***751 | 20 kV | 400V(3ph) & 230V(single ph) | LV | 400 kVA :Kiosk Substation | 0.4 | --> | 0.4 | 0.352 | 1.5 |  | --> | 0.38 | 0 | 0 | 0 | 0 | 0.407 | 0 |  | --> | C21 ex TRAMORE | TRAMORE: T41 | BUTLERSTOWN |  | 52.1768 | -7.2509
MV/LV Substation DU***752Y | 10 kV | 400V(3ph) & 230V(single ph) | LV | 630 kVA :Building Structure | 0.63 | --> | 0.63 | 0.472 | 4.1 |  | --> | 0.598 | 0 | 0 | 0 | 0 | 0 | 0 | Constrained,otherwise capacity available =500kW. | --> | E17 ex CHARLEVILLE | CHARLEVILLE: T422 | CHARLEVILLE |  | 52.3536 | -8.6792
MV/LV Substation DU***759Y | 20 kV | 400V(3ph) & 230V(single ph) | LV | 100 kVA :Pole Substation | 0.1 | --> | 0.1 | 0.059 | 4.5 |  | --> | 0.095 | 0 | 0 | 0 | 0 | 0.106 | 0 |  | --> | E13 ex TELAYDON | TELAYDON: T421 | LISDRUM |  | 54.2819 | -7.1305
MV/LV Substation DU***762X | 10 kV | 400V(3ph) & 230V(single ph) | LV | 400 kVA :Kiosk Substation | 0.4 | --> | 0.4 | 0.308 | 1.4 |  | --> | 0.38 | 0 | 0 | 0 | 0.016 | 0 | 0 | Constrained,otherwise capacity available =397kW. | --> | C15 ex DEERPARK | DEERPARK: T41∥T42 | BALLYDINE |  | 52.342 | -7.4054
MV/LV Substation DU***768Y | 10 kV | 400V(3ph) & 230V(single ph) | LV | 630 kVA :Building Structure | 0.63 | --> | 0.63 | 0.477 | 2.8 |  | --> | 0.598 | 0 | 0 | 0 | 0.008 | 0.5 | 0 |  | --> | C12 ex CARRIGLAWN | CARRIGLAWN: T41∥T42 | WEXFORD |  | 52.3429 | -6.4657
MV/LV Substation DU***771X | 20 kV | 400V(3ph) & 230V(single ph) | LV | 100 kVA :Pole Substation | 0.1 | --> | 0.1 | 0.1 | 1.5 |  | --> | 0.095 | 0 | 0 | 0 | 0 | 0.1 | 0 |  | --> | E17 ex ACHILL | ACHILL: T422 | CARROWBEG |  | 54.0096 | -10.0244
MV/LV Substation DU***776X | 10 kV | 400V(3ph) & 230V(single ph) | LV | 50 kVA :Pole Substation | 0.05 | --> | 0.05 | 0.028 | 3.1 |  | --> | 0.047 | 0 | 0 | 0 | 0 | 0.052 | 0 |  | --> | C19 ex ERRIGAL | ERRIGAL: T41 | SHANKILL |  | 54.0647 | -7.0501
MV/LV Substation DU***777X | 20 kV | 400V(3ph) & 230V(single ph) | LV | 200 kVA :Pole Substation | 0.2 | --> | 0.2 | 0.174 | 11.9 |  | --> | 0.19 | 0 | 0 | 0 | 0 | 0 | 0 | Constrained,otherwise capacity available =203kW. | --> | E16 ex WESTPORT | WESTPORT: T421∥T422 | CASTLEBAR |  | 53.6739 | -9.5465
MV/LV Substation DU***779X | 10 kV | 400V(3ph) & 230V(single ph) | LV | 400 kVA :Kiosk Substation | 0.4 | --> | 0.4 | 0.369 | 3.9 |  | --> | 0.38 | 0 | 0 | 0 | 0 | 0.404 | 0 |  | --> | C13 ex DUNMANWAY | DUNMANWAY: T43 | DUNMANWAY |  | 51.7264 | -9.1017
MV/LV Substation DU***779X | 20 kV | 400V(3ph) & 230V(single ph) | LV | 200 kVA :Pole Substation | 0.2 | --> | 0.2 | 0.2 | 0.8 |  | --> | 0.19 | 0 | 0 | 0 | 0 | 0.2 | 0 |  | --> | E17 ex RATHMORE | RATHMORE: T421 | KNOCKEARAGH |  | 52.0617 | -9.0617
MV/LV Substation DU***785 | 20 kV | 400V(3ph) & 230V(single ph) | LV | 50 kVA :Pole Substation | 0.05 | --> | 0.05 | 0 | 0 | Constrained,otherwise capacity available =31kVA. | --> | 0.047 | 0 | 0 | 0 | 0 | 0 | 0 | Constrained,otherwise capacity available =51kW. | --> | C14 ex FERMOY NORTH | FERMOY NORTH: T41∥T42 | BARRYMORE |  | 52.201 | -8.3273
MV/LV Substation DU***789X | 20 kV | 400V(3ph) & 230V(single ph) | LV | 50 kVA :Pole Substation | 0.05 | --> | 0.05 | 0.034 | 3 |  | --> | 0.047 | 0 | 0 | 0 | 0 | 0 | 0 | Constrained,otherwise capacity available =51kW. | --> | E17 ex WINDSOR | WINDSOR: T421∥T422 | CASTLEBAR |  | 53.8432 | -9.2448
MV/LV Substation DU***791 | 20 kV | 400V(3ph) & 230V(single ph) | LV | 50 kVA :Pole Substation | 0.05 | --> | 0.05 | 0.034 | 0.8 |  | --> | 0.047 | 0 | 0 | 0 | 0 | 0 | 0 | Constrained,otherwise capacity available =51kW. | --> | C12 ex BANTRY | BANTRY: T41∥T42 | BALLYLICKY |  | 51.6239 | -9.5187
MV/LV Substation DU***791Y | 10 kV | 400V(3ph) & 230V(single ph) | LV | 50 kVA :Pole Substation | 0.05 | --> | 0.05 | 0.041 | 2.3 |  | --> | 0.047 | 0 | 0 | 0 | 0 | 0.05 | 0 |  | --> | C15 ex RANDALSTOWN | RANDALSTOWN: T41 | NAVAN |  | 53.6672 | -6.7865
MV/LV Substation DU***792 | 20 kV | 400V(3ph) & 230V(single ph) | LV | 400 kVA :Kiosk Substation | 0.4 | --> | 0.4 | 0.33 | 0.8 |  | --> | 0.38 | 0 | 0 | 0 | 0.01 | 0 | 0 | Constrained,otherwise capacity available =400kW. | --> | C12 ex BANTRY | BANTRY: T41∥T42 | BALLYLICKY |  | 51.6215 | -9.5241
MV/LV Substation DU***795 | 10 kV | 400V(3ph) & 230V(single ph) | LV | 50 kVA :Pole Substation | 0.05 | --> | 0.05 | 0.041 | 4.6 |  | --> | 0.047 | 0 | 0 | 0 | 0.016 | 0.033 | 0 |  | --> | E16 ex BALLYRAGGET | BALLYRAGGET: T421∥T422 | BALLYRAGGET |  | 52.8413 | -7.4024
MV/LV Substation DU***795X | 10 kV | 400V(3ph) & 230V(single ph) | LV | 50 kVA :Pole Substation | 0.05 | --> | 0.05 | 0 | 0 | Constrained,otherwise capacity available =50kVA. | --> | 0.047 | 0 | 0 | 0 | 0 | 0.049 | 0 |  | --> | C12 ex OLDBAWN | OLDBAWN: T42 | COOKSTOWN |  | 53.2753 | -6.357
MV/LV Substation DU***801X | 10 kV | 400V(3ph) & 230V(single ph) | LV | 200 kVA :Pole Substation | 0.2 | --> | 0.2 | 0.099 | 1.5 |  | --> | 0.19 | 0 | 0 | 0 | 0.015 | 0 | 0 | Constrained,otherwise capacity available =199kW. | --> | C11 ex FOYNES | FOYNES: T41 | RATHKEALE |  | 52.6068 | -9.0972
MV/LV Substation DU***802 | 20 kV | 400V(3ph) & 230V(single ph) | LV | 200 kVA :Pole Substation | 0.2 | --> | 0.2 | 0.125 | 3 |  | --> | 0.19 | 0 | 0 | 0 | 0 | 0.211 | 0 |  | --> | C16 ex LOUGHANALLA | LOUGHANALLA: T41∥T42 | MULLINGAR |  | 53.6774 | -7.2958
MV/LV Substation DU***802X | 10 kV | 400V(3ph) & 230V(single ph) | LV | 400 kVA :Kiosk Substation | 0.4 | --> | 0.4 | 0 | 0 | Constrained,otherwise capacity available =257kVA. | --> | 0.38 | 0 | 0 | 0 | 0.034 | 0.386 | 0 |  | --> | C20 ex OLDBAWN | OLDBAWN: T42 | COOKSTOWN |  | 53.2819 | -6.3692
MV/LV Substation DU***805X | 10 kV | 400V(3ph) & 230V(single ph) | LV | 200 kVA :Pole Substation | 0.2 | --> | 0.2 | 0 | 0 | Constrained,otherwise capacity available =154kVA. | --> | 0.19 | 0 | 0 | 0 | 0 | 0.207 | 0 |  | --> | C17 ex POLLERTON | POLLERTON: T41 | CARLOW |  | 52.844 | -6.9222
MV/LV Substation DU***806X | 10 kV | 400V(3ph) & 230V(single ph) | LV | 50 kVA :Pole Substation | 0.05 | --> | 0.05 | 0.042 | 0 |  | --> | 0.047 | 0 | 0 | 0 | 0 | 0.05 | 0 |  | --> | C21 ex TALBOTS INCH | TALBOTS INCH: T41∥T42 | KILKENNY |  | 52.7034 | -7.2684
MV/LV Substation DU***814X | 10 kV | 400V(3ph) & 230V(single ph) | LV | 630 kVA :Kiosk Substation | 0.63 | --> | 0.63 | 0 | 0 | Constrained,otherwise capacity available =348kVA. | --> | 0.598 | 0 | 0 | 0 | 0.008 | 0 | 0 | Constrained,otherwise capacity available =500kW. | --> | C15 ex PALLAS | PALLAS: T41∥T42 | PORTLAOISE |  | 53.0397 | -7.3074
MV/LV Substation DU***817X | 10 kV | 400V(3ph) & 230V(single ph) | LV | 50 kVA :Pole Substation | 0.05 | --> | 0.05 | 0.047 | 5.6 |  | --> | 0.047 | 0 | 0 | 0 | 0 | 0.049 | 0 |  | --> | E14 ex CRANE | CRANE: T122 | CRANE |  | 52.5528 | -6.6988
MV/LV Substation DU***821 | 10 kV | 400V(3ph) & 230V(single ph) | LV | 100 kVA :Pole Substation | 0.1 | --> | 0.1 | 0.066 | 9.8 |  | --> | 0.095 | 0 | 0 | 0 | 0.013 | 0.091 | 0 |  | --> | C11 ex KILCOOLE | KILCOOLE: T41∥T42 | FASSAROE |  | 53.0839 | -6.1005
MV/LV Substation DU***823Z | 20 kV | 400V(3ph) & 230V(single ph) | LV | 200 kVA :Pole Substation | 0.2 | --> | 0.2 | 0.175 | 0.8 |  | --> | 0.19 | 0 | 0 | 0 | 0 | 0 | 0 | Constrained,otherwise capacity available =203kW. | --> | C11 ex BANTRY | BANTRY: T41∥T42 | BALLYLICKY |  | 51.6643 | -9.4774
MV/LV Substation DU***824Z | 20 kV | 400V(3ph) & 230V(single ph) | LV | 100 kVA :Pole Substation | 0.1 | --> | 0.1 | 0.093 | 0.8 |  | --> | 0.095 | 0 | 0 | 0 | 0 | 0 | 0 | Constrained,otherwise capacity available =100kW. | --> | C12 ex BANTRY | BANTRY: T41∥T42 | BALLYLICKY |  | 51.6196 | -9.5248
MV/LV Substation DU***827 | 10 kV | 400V(3ph) & 230V(single ph) | LV | 400 kVA :Kiosk Substation | 0.4 | --> | 0.4 | 0.314 | 2.1 |  | --> | 0.38 | 0 | 0 | 0 | 0.012 | 0.4 | 0 |  | --> | C16 ex SALLYNOGGIN ROAD | SALLYNOGGIN ROAD: T42 | CHERRYWOOD |  | 53.2834 | -6.1173
MV/LV Substation DU***832 | 20 kV | 400V(3ph) & 230V(single ph) | LV | 50 kVA :Pole Substation | 0.05 | --> | 0.05 | 0.028 | 3.5 |  | --> | 0.047 | 0 | 0 | 0 | 0.003 | 0.049 | 0 |  | --> | E19 ex STRANORLAR | STRANORLAR: T421 | LETTERKENNY |  | 54.8117 | -7.7751
MV/LV Substation DU***835Y | 10 kV | 400V(3ph) & 230V(single ph) | LV | 200 kVA :Kiosk Substation | 0.2 | --> | 0.2 | 0.138 | 4.8 |  | --> | 0.19 | 0 | 0 | 0 | 0.005 | 0.204 | 0 |  | --> | C23 ex ATHY | ATHY: T101 | ATHY |  | 52.985 | -6.9867
MV/LV Substation DU***836X | 10 kV | 400V(3ph) & 230V(single ph) | LV | 50 kVA :Pole Substation | 0.05 | --> | 0.05 | 0 | 0 | Constrained,otherwise capacity available =50kVA. | --> | 0.047 | 0 | 0 | 0 | 0 | 0.049 | 0 |  | --> | C15 ex BALLYBAILIE | BALLYBAILIE: T41 | DUNDALK |  | 53.9116 | -6.6154
MV/LV Substation DU***836Y | 10 kV | 400V(3ph) & 230V(single ph) | LV | 400 kVA :Kiosk Substation | 0.4 | --> | 0.4 | 0.324 | 4.8 |  | --> | 0.38 | 0 | 0 | 0 | 0 | 0.411 | 0 |  | --> | C23 ex ATHY | ATHY: T101 | ATHY |  | 52.9837 | -6.9864
MV/LV Substation DU***842X | 20 kV | 400V(3ph) & 230V(single ph) | LV | 100 kVA :Pole Substation | 0.1 | --> | 0.1 | 0.072 | 7.4 |  | --> | 0.095 | 0 | 0 | 0 | 0 | 0.103 | 0 |  | --> | E19 ex BANOGE | BANOGE: T122 | BANOGE |  | 52.6453 | -6.2896
MV/LV Substation DU***845X | 10 kV | 400V(3ph) & 230V(single ph) | LV | 50 kVA :Pole Substation | 0.05 | --> | 0.05 | 0 | 0 | Constrained,otherwise capacity available =43kVA. | --> | 0.047 | 0 | 0 | 0 | 0 | 0.05 | 0 |  | --> | C18 ex LITTLE MILLS | LITTLE MILLS: T41 | DUNDALK |  | 53.9632 | -6.4306
MV/LV Substation DU***848Z | 10 kV | 400V(3ph) & 230V(single ph) | LV | 200 kVA :Kiosk Substation | 0.2 | --> | 0.2 | 0 | 0 | Constrained,otherwise capacity available =125kVA. | --> | 0.19 | 0 | 0 | 0 | 0 | 0.211 | 0 |  | --> | C20 ex KILDARE | KILDARE: T41∥T42 | NEWBRIDGE |  | 53.1698 | -6.9087
MV/LV Substation DU***849 | 20 kV | 400V(3ph) & 230V(single ph) | LV | 400 kVA :Kiosk Substation | 0.4 | --> | 0.4 | 0.354 | 1.3 |  | --> | 0.38 | 0 | 0 | 0 | 0.011 | 0.395 | 0 |  | --> | E13 ex KILCARRAGH | KILCARRAGH: T421∥T422 | BUTLERSTOWN |  | 52.1617 | -7.0026
MV/LV Substation DU***853Y | 20 kV | 400V(3ph) & 230V(single ph) | LV | 400 kVA :Kiosk Substation | 0.4 | --> | 0.4 | 0 | 0 | Constrained,otherwise capacity available =317kVA. | --> | 0.38 | 0 | 0 | 0 | 0.004 | 0.408 | 0 |  | --> | E16 ex DRUMLINE | DRUMLINE: T421∥T422 | DRUMLINE |  | 52.7166 | -8.8533
MV/LV Substation DU***855 | 20 kV | 400V(3ph) & 230V(single ph) | LV | 50 kVA :Pole Substation | 0.05 | --> | 0.05 | 0.043 | 1.3 |  | --> | 0.047 | 0 | 0 | 0 | 0 | 0.05 | 0 |  | --> | E13 ex KILCARRAGH | KILCARRAGH: T421∥T422 | BUTLERSTOWN |  | 52.1562 | -6.9982
MV/LV Substation DU***862 | 20 kV | 400V(3ph) & 230V(single ph) | LV | 100 kVA :Pole Substation | 0.1 | --> | 0.1 | 0.084 | 4.4 |  | --> | 0.095 | 0 | 0 | 0 | 0 | 0.102 | 0 |  | --> | E16 ex MOHILL | MOHILL: T421∥T422 | CARRICK ON SHANNON |  | 53.8835 | -7.9357
MV/LV Substation DU***864Y | 10 kV | 400V(3ph) & 230V(single ph) | LV | 100 kVA :Pole Substation | 0.1 | --> | 0.1 | 0 | 0 | Constrained,otherwise capacity available =85kVA. | --> | 0.095 | 0 | 0 | 0 | 0 | 0.102 | 0 |  | --> | C23 ex GORESBRIDGE | GORESBRIDGE: T41∥T42 | KILKENNY |  | 52.665 | -6.9937
MV/LV Substation DU***867Y | 10 kV | 400V(3ph) & 230V(single ph) | LV | 630 kVA :Kiosk Substation | 0.63 | --> | 0.63 | 0.469 | 3.5 |  | --> | 0.598 | 0 | 0 | 0 | 0 | 0.5 | 0 |  | --> | C18 ex MARSHES | MARSHES: T42 | DUNDALK |  | 53.9855 | -6.3804
MV/LV Substation DU***867Z | 20 kV | 400V(3ph) & 230V(single ph) | LV | 400 kVA :Kiosk Substation | 0.4 | --> | 0.4 | 0.393 | 0.8 |  | --> | 0.38 | 0 | 0 | 0 | 0 | 0 | 0 | Constrained,otherwise capacity available =400kW. | --> | C11 ex BANTRY | BANTRY: T41∥T42 | BALLYLICKY |  | 51.6654 | -9.4701
MV/LV Substation DU***870 | 10 kV | 400V(3ph) & 230V(single ph) | LV | 630 kVA :Kiosk Substation | 0.63 | --> | 0.63 | 0.5 | 4.6 |  | --> | 0.598 | 0 | 0 | 0 | 0.003 | 0.5 | 0 |  | --> | C11 ex CABRA | CABRA: T101 | FINGLAS |  | 53.3594 | -6.3022
MV/LV Substation DU***871X | 10 kV | 400V(3ph) & 230V(single ph) | LV | 1000 kVA :Building Structure | 1 | --> | 1 | 0.5 | 1 |  | --> | 0.95 | 0 | 0 | 0 | 0 | 0.5 | 0 |  | --> | C17 ex MANOR STREET | MANOR STREET: T41 | WATERFORD |  | 52.2605 | -7.1091
MV/LV Substation DU***876 | 10 kV | 400V(3ph) & 230V(single ph) | LV | 1000 kVA :Building Structure | 1 | --> | 1 | 0.5 | 1.2 |  | --> | 0.95 | 0 | 0 | 0 | 0 | 0.5 | 0 |  | --> | C17 ex TRIMMS LANE | TRIMMS LANE: T41 | SALTHILL |  | 53.2691 | -9.0519
MV/LV Substation DU***876X | 10 kV | 400V(3ph) & 230V(single ph) | LV | 200 kVA :Kiosk Substation | 0.2 | --> | 0.2 | 0 | 0 | Constrained,otherwise capacity available =111kVA. | --> | 0.19 | 0 | 0 | 0 | 0.042 | 0.168 | 0 |  | --> | C15 ex CLONAKILTY | CLONAKILTY: T41∥T42 | DUNMANWAY |  | 51.6197 | -8.8905
MV/LV Substation DU***877 | 10 kV | 400V(3ph) & 230V(single ph) | LV | 630 kVA :Building Structure | 0.63 | --> | 0.63 | 0.479 | 1.2 |  | --> | 0.598 | 0 | 0 | 0 | 0 | 0.5 | 0 |  | --> | C17 ex TRIMMS LANE | TRIMMS LANE: T41 | SALTHILL |  | 53.2688 | -9.0506
MV/LV Substation DU***879 | 10 kV | 400V(3ph) & 230V(single ph) | LV | 630 kVA :Kiosk Substation | 0.63 | --> | 0.63 | 0.495 | 4.6 |  | --> | 0.598 | 0 | 0 | 0 | 0.005 | 0.5 | 0 |  | --> | C11 ex CABRA | CABRA: T101 | FINGLAS |  | 53.3605 | -6.304
MV/LV Substation DU***879 | 10 kV | 400V(3ph) & 230V(single ph) | LV | 50 kVA :Pole Substation | 0.05 | --> | 0.05 | 0.05 | 0.8 |  | --> | 0.047 | 0 | 0 | 0 | 0 | 0.049 | 0 |  | --> | C19 ex SMEARLA | SMEARLA: T41 | TRIEN |  | 52.4189 | -9.3665
MV/LV Substation DU***880 | 20 kV | 400V(3ph) & 230V(single ph) | LV | 50 kVA :Pole Substation | 0.05 | --> | 0.05 | 0 | 0 | Constrained,otherwise capacity available =42kVA. | --> | 0.047 | 0 | 0 | 0 | 0 | 0.05 | 0 |  | --> | E15 ex DULEEK | DULEEK: T421∥T422 | DRYBRIDGE |  | 53.6763 | -6.426
MV/LV Substation DU***883 | 20 kV | 400V(3ph) & 230V(single ph) | LV | 100 kVA :Pole Substation | 0.1 | --> | 0.1 | 0 | 0 | Constrained,otherwise capacity available =73kVA. | --> | 0.095 | 0 | 0 | 0 | 0.003 | 0.1 | 0 |  | --> | E11 ex KILCOLGAN | KILCOLGAN: T421 | GALWAY 110KV |  | 53.1391 | -8.9301
MV/LV Substation DU***885Y | 20 kV | 400V(3ph) & 230V(single ph) | LV | 630 kVA :Building Structure | 0.63 | --> | 0.63 | 0 | 0 | Constrained,otherwise capacity available =500kVA. | --> | 0.598 | 0 | 0 | 0 | 0.031 | 0.5 | 0 |  | --> | E15 ex DULEEK | DULEEK: T421∥T422 | DRYBRIDGE |  | 53.6615 | -6.4086
MV/LV Substation DU***890X | 10 kV | 400V(3ph) & 230V(single ph) | LV | 400 kVA :Building Structure | 0.4 | --> | 0.4 | 0.385 | 2.8 |  | --> | 0.38 | 0 | 0 | 0 | 0 | 0.402 | 0 |  | --> | C16 ex CLONARD | CLONARD: T41∥T42 | WEXFORD |  | 52.3266 | -6.4889
MV/LV Substation DU***891X | 10 kV | 400V(3ph) & 230V(single ph) | LV | 200 kVA :Pole Substation | 0.2 | --> | 0.2 | 0.2 | 3.9 |  | --> | 0.19 | 0 | 0 | 0 | 0 | 0.2 | 0 |  | --> | C13 ex DUNMANWAY | DUNMANWAY: T43 | DUNMANWAY |  | 51.7349 | -9.1406
MV/LV Substation DU***897 | 10 kV | 400V(3ph) & 230V(single ph) | LV | 1000 kVA :Building Structure | 1 | --> | 1 | 0.351 | 2 |  | --> | 0.95 | 0 | 0 | 0 | 0 | 0.5 | 0 |  | --> | C20 ex SOUTH KING STREET | SOUTH KING STREET: T41 | FRANCIS STREET |  | 53.3417 | -6.2587
MV/LV Substation DU***899Y | 10 kV | 400V(3ph) & 230V(single ph) | LV | 50 kVA :Pole Substation | 0.05 | --> | 0.05 | 0.048 | 1.5 |  | --> | 0.047 | 0 | 0 | 0 | 0 | 0.049 | 0 |  | --> | E16 ex BEALISTOWN | BEALISTOWN: T421∥T422 | GREAT ISLAND |  | 52.2429 | -6.9348
MV/LV Substation DU***900X | 20 kV | 400V(3ph) & 230V(single ph) | LV | 50 kVA :Pole Substation | 0.05 | --> | 0.05 | 0.046 | 2.6 |  | --> | 0.047 | 0 | 0 | 0 | 0 | 0.049 | 0 |  | --> | E19 ex KILCOCK | KILCOCK: T421 | GRIFFINRATH |  | 53.3867 | -6.6601
MV/LV Substation DU***906Y | 10 kV | 400V(3ph) & 230V(single ph) | LV | 100 kVA :Pole Substation | 0.1 | --> | 0.1 | 0.061 | 2.3 |  | --> | 0.095 | 0 | 0 | 0 | 0.013 | 0.091 | 0 |  | --> | C17 ex GILLOGUE | GILLOGUE: T41∥T42 | ARDNACRUSHA |  | 52.7126 | -8.5967
MV/LV Substation DU***912Y | 10 kV | 400V(3ph) & 230V(single ph) | LV | 630 kVA :Building Structure | 0.63 | --> | 0.63 | 0.315 | 1.8 |  | --> | 0.598 | 0 | 0 | 0 | 0 | 0.5 | 0 |  | --> | C18 ex CAHERDAVIN | CAHERDAVIN: T42 | ARDNACRUSHA |  | 52.6695 | -8.663
MV/LV Substation DU***914X | 10 kV | 400V(3ph) & 230V(single ph) | LV | 630 kVA :Building Structure | 0.63 | --> | 0.63 | 0.5 | 11.1 |  | --> | 0.598 | 0 | 0 | 0 | 0 | 0.5 | 0 |  | --> | C11 ex FORTUNESTOWN | FORTUNESTOWN: T101 | INCHICORE 220KV |  | 53.2905 | -6.4221
MV/LV Substation DU***915 | 20 kV | 400V(3ph) & 230V(single ph) | LV | 400 kVA :Kiosk Substation | 0.4 | --> | 0.4 | 0.259 | 3.7 |  | --> | 0.38 | 0 | 0 | 0 | 0.007 | 0 | 0 | Constrained,otherwise capacity available =414kW. | --> | E17 ex FOXHOLE | FOXHOLE: T421∥T422 | DUNGARVAN |  | 51.9566 | -7.8663
MV/LV Substation DU***925 | 20 kV | 400V(3ph) & 230V(single ph) | LV | 100 kVA :Pole Substation | 0.1 | --> | 0.1 | 0 | 0 | Constrained,otherwise capacity available =53kVA. | --> | 0.095 | 0 | 0 | 0 | 0.01 | 0.096 | 0 |  | --> | E12 ex CARRIGSHANE | CARRIGSHANE: T422 | MIDLETON |  | 51.9689 | -8.0961
MV/LV Substation DU***928 | 20 kV | 400V(3ph) & 230V(single ph) | LV | 50 kVA :Pole Substation | 0.05 | --> | 0.05 | 0.041 | 1.2 |  | --> | 0.047 | 0 | 0 | 0 | 0 | 0.05 | 0 |  | --> | E16 ex BALLYDEHOB | BALLYDEHOB: T421 | DUNMANWAY |  | 51.538 | -9.6483
MV/LV Substation DU***932X | 10 kV | 400V(3ph) & 230V(single ph) | LV | 200 kVA :Pole Substation | 0.2 | --> | 0.2 | 0.172 | 2.1 |  | --> | 0.19 | 0 | 0 | 0 | 0.004 | 0.199 | 0 |  | --> | C15 ex GRANAGH | GRANAGH: T41∥T42 | WATERFORD |  | 52.2958 | -7.1466
MV/LV Substation DU***932Z | 10 kV | 400V(3ph) & 230V(single ph) | LV | 100 kVA :Pole Substation | 0.1 | --> | 0.1 | 0 | 0 | Constrained,otherwise capacity available =91kVA. | --> | 0.095 | 0 | 0 | 0 | 0 | 0.1 | 0 |  | --> | C23 ex GORESBRIDGE | GORESBRIDGE: T41∥T42 | KILKENNY |  | 52.6662 | -6.9897
MV/LV Substation DU***939X | 10 kV | 400V(3ph) & 230V(single ph) | LV | 200 kVA :Pole Substation | 0.2 | --> | 0.2 | 0.176 | 2.7 |  | --> | 0.19 | 0 | 0 | 0 | 0 | 0.203 | 0 |  | --> | C13 ex MONFIN | MONFIN: T41∥T42 | WEXFORD |  | 52.4291 | -6.5894
MV/LV Substation DU***940X | 10 kV | 400V(3ph) & 230V(single ph) | LV | 200 kVA :Kiosk Substation | 0.2 | --> | 0.2 | 0.181 | 3.8 |  | --> | 0.19 | 0 | 0 | 0 | 0 | 0 | 0 | Constrained,otherwise capacity available =202kW. | --> | C16 ex TURLOUGH ROAD | TURLOUGH ROAD: T41∥T42 | CASTLEBAR |  | 53.857 | -9.3202
MV/LV Substation DU***942X | 10 kV | 400V(3ph) & 230V(single ph) | LV | 400 kVA :Kiosk Substation | 0.4 | --> | 0.4 | 0.045 | 0 | Constrained,otherwise capacity available =390kVA. | --> | 0.38 | 0 | 0 | 0 | 0 | 0.401 | 0 |  | --> | C21 ex TALBOTS INCH | TALBOTS INCH: T41∥T42 | KILKENNY |  | 52.6872 | -7.2574
MV/LV Substation DU***942X | 20 kV | 400V(3ph) & 230V(single ph) | LV | 400 kVA :Building Structure | 0.4 | --> | 0.4 | 0 | 0 | Constrained,otherwise capacity available =379kVA. | --> | 0.38 | 0 | 0 | 0 | 0 | 0.403 | 0 |  | --> | E15 ex CREAGH | CREAGH: T421∥T422 | ATHLONE |  | 53.3298 | -8.19
MV/LV Substation DU***943 | 10 kV | 400V(3ph) & 230V(single ph) | LV | 400 kVA :Building Structure | 0.4 | --> | 0.4 | 0.216 | 9.8 |  | --> | 0.38 | 0 | 0 | 0 | 0 | 0.427 | 0 |  | --> | C13 ex KILCOOLE | KILCOOLE: T41∥T42 | FASSAROE |  | 53.0911 | -6.1124
MV/LV Substation DU***946 | 20 kV | 400V(3ph) & 230V(single ph) | LV | 50 kVA :Pole Substation | 0.05 | --> | 0.05 | 0.037 | 2.6 |  | --> | 0.047 | 0 | 0 | 0 | 0.004 | 0.046 | 0 |  | --> | E17 ex LISDRUM | LISDRUM: T422 | LISDRUM |  | 54.2293 | -6.9708
MV/LV Substation DU***950 | 10 kV | 400V(3ph) & 230V(single ph) | LV | 200 kVA :Kiosk Substation | 0.2 | --> | 0.2 | 0.182 | 12.1 |  | --> | 0.19 | 0 | 0 | 0 | 0 | 0.202 | 0 |  | --> | C30 ex TANEY | TANEY: T102 | CARRICKMINES |  | 53.2853 | -6.2463
MV/LV Substation DU***950 | 20 kV | 400V(3ph) & 230V(single ph) | LV | 400 kVA :Kiosk Substation | 0.4 | --> | 0.4 | 0.372 | 3.7 |  | --> | 0.38 | 0 | 0 | 0 | 0 | 0 | 0 | Constrained,otherwise capacity available =403kW. | --> | E17 ex FOXHOLE | FOXHOLE: T421∥T422 | DUNGARVAN |  | 51.9396 | -7.8602
MV/LV Substation DU***954 | 10 kV | 400V(3ph) & 230V(single ph) | LV | 200 kVA :Kiosk Substation | 0.2 | --> | 0.2 | 0.1 | 1.3 |  | --> | 0.19 | 0 | 0 | 0 | 0.021 | 0.193 | 0 |  | --> | C17 ex TYMON | TYMON: T41 | COOKSTOWN |  | 53.3094 | -6.3699
MV/LV Substation DU***955 | 10 kV | 400V(3ph) & 230V(single ph) | LV | 400 kVA :Kiosk Substation | 0.4 | --> | 0.4 | 0.207 | 1.3 |  | --> | 0.38 | 0 | 0 | 0 | 0.02 | 0.408 | 0 |  | --> | C17 ex TYMON | TYMON: T41 | COOKSTOWN |  | 53.3101 | -6.3664
MV/LV Substation DU***955X | 10 kV | 400V(3ph) & 230V(single ph) | LV | 200 kVA :Pole Substation | 0.2 | --> | 0.2 | 0.171 | 3.7 |  | --> | 0.19 | 0 | 0 | 0 | 0 | 0.203 | 0 |  | --> | C17 ex BALLINASLOE | BALLINASLOE: T41∥T42 | SOMERSET |  | 53.3259 | -8.2172
MV/LV Substation DU***956Z | 10 kV | 400V(3ph) & 230V(single ph) | LV | 1000 kVA :Building Structure | 1 | --> | 1 | 0.5 | 6.7 |  | --> | 0.95 | 0 | 0 | 0 | 0 | 0.5 | 0 |  | --> | C23 ex LIBERTY STREET | LIBERTY STREET: T101 | LIBERTY STREET |  | 51.8997 | -8.4721
MV/LV Substation DU***958 | 10 kV | 400V(3ph) & 230V(single ph) | LV | 50 kVA :Pole Substation | 0.05 | --> | 0.05 | 0.044 | 0.9 |  | --> | 0.047 | 0 | 0 | 0 | 0 | 0.05 | 0 |  | --> | C15 ex DRUMQUIN | DRUMQUIN: T42 | ENNIS |  | 52.6774 | -9.1026
MV/LV Substation DU***959 | 10 kV | 400V(3ph) & 230V(single ph) | LV | 400 kVA :Building Structure | 0.4 | --> | 0.4 | 0.309 | 1.8 |  | --> | 0.38 | 0 | 0 | 0 | 0 | 0.414 | 0 |  | --> | C25 ex DUNDRUM | DUNDRUM: T41 | BLACKROCK |  | 53.2914 | -6.2448
MV/LV Substation DU***961X | 20 kV | 400V(3ph) & 230V(single ph) | LV | 200 kVA :Kiosk Substation | 0.2 | --> | 0.2 | 0.158 | 1.6 |  | --> | 0.19 | 0 | 0 | 0 | 0 | 0.206 | 0 |  | --> | E16 ex GURRANEBANE | GURRANEBANE: T421∥T422 | OUGHTRAGH |  | 51.8249 | -10.1686
MV/LV Substation DU***962X | 20 kV | 400V(3ph) & 230V(single ph) | LV | 200 kVA :Kiosk Substation | 0.2 | --> | 0.2 | 0.15 | 5.6 |  | --> | 0.19 | 0 | 0 | 0 | 0.007 | 0.2 | 0 |  | --> | E18 ex CRANE | CRANE: T122 | CRANE |  | 52.6315 | -6.2325
MV/LV Substation DU***963X | 20 kV | 400V(3ph) & 230V(single ph) | LV | 100 kVA :Pole Substation | 0.1 | --> | 0.1 | 0.074 | 1.4 |  | --> | 0.095 | 0 | 0 | 0 | 0.015 | 0.088 | 0 |  | --> | E20 ex GARRANACANTY | GARRANACANTY: T422 | TIPPERARY |  | 52.5239 | -8.0816
MV/LV Substation DU***964X | 20 kV | 400V(3ph) & 230V(single ph) | LV | 50 kVA :Pole Substation | 0.05 | --> | 0.05 | 0.049 | 1.5 |  | --> | 0.047 | 0 | 0 | 0 | 0 | 0.049 | 0 |  | --> | C21 ex TRAMORE | TRAMORE: T41 | BUTLERSTOWN |  | 52.1877 | -7.2905
MV/LV Substation DU***966X | 10 kV | 400V(3ph) & 230V(single ph) | LV | 200 kVA :Pole Substation | 0.2 | --> | 0.2 | 0 | 0 | Constrained,otherwise capacity available =165kVA. | --> | 0.19 | 0 | 0 | 0 | 0.007 | 0 | 0 | Constrained,otherwise capacity available =198kW. | --> | C19 ex ROSCREA | ROSCREA: T41 | IKERRIN |  | 52.9141 | -7.9103
MV/LV Substation DU***971Y | 10 kV | 400V(3ph) & 230V(single ph) | LV | 50 kVA :Pole Substation | 0.05 | --> | 0.05 | 0.044 | 5.9 |  | --> | 0.047 | 0 | 0 | 0 | 0 | 0.05 | 0 |  | --> | C18 ex BANDON | BANDON: T101 | BANDON |  | 51.7932 | -8.653
MV/LV Substation DU***978 | 20 kV | 400V(3ph) & 230V(single ph) | LV | 50 kVA :Pole Substation | 0.05 | --> | 0.05 | 0.049 | 1.6 |  | --> | 0.047 | 0 | 0 | 0 | 0 | 0.049 | 0 |  | --> | E18 ex GURRANEBANE | GURRANEBANE: T421∥T422 | OUGHTRAGH |  | 51.8388 | -10.2604
MV/LV Substation DU***984X | 10 kV | 400V(3ph) & 230V(single ph) | LV | 630 kVA :Building Structure | 0.63 | --> | 0.63 | 0 | 0 | Constrained,otherwise capacity available =452kVA. | --> | 0.598 | 0 | 0 | 0 | 0 | 0.5 | 0 |  | --> | C15 ex CLONAKILTY | CLONAKILTY: T41∥T42 | DUNMANWAY |  | 51.6213 | -8.9046
MV/LV Substation DU***986Y | 10 kV | 400V(3ph) & 230V(single ph) | LV | 50 kVA :Pole Substation | 0.05 | --> | 0.05 | 0.049 | 1.5 |  | --> | 0.047 | 0 | 0 | 0 | 0.004 | 0.045 | 0 |  | --> | C19 ex SALLINS | SALLINS: T41 | GRIFFINRATH |  | 53.2575 | -6.7294
MV/LV Substation DU***988X | 20 kV | 400V(3ph) & 230V(single ph) | LV | 400 kVA :Kiosk Substation | 0.4 | --> | 0.4 | 0.258 | 1.3 |  | --> | 0.38 | 0 | 0 | 0 | 0.005 | 0.416 | 0 |  | --> | E13 ex KILCARRAGH | KILCARRAGH: T421∥T422 | BUTLERSTOWN |  | 52.1487 | -6.9954
MV/LV Substation DU***990 | 10 kV | 400V(3ph) & 230V(single ph) | LV | 400 kVA :Building Structure | 0.4 | --> | 0.4 | 0 | 0 | Constrained,otherwise capacity available =249kVA. | --> | 0.38 | 0 | 0 | 0 | 0 | 0.422 | 0 |  | --> | C20 ex BALLYBEGGAN | BALLYBEGGAN: T43∥T44 | TRALEE |  | 52.2702 | -9.6905
MV/LV Substation DU***990X | 10 kV | 400V(3ph) & 230V(single ph) | LV | 400 kVA :Kiosk Substation | 0.4 | --> | 0.4 | 0.312 | 12.2 |  | --> | 0.38 | 0 | 0 | 0 | 0 | 0.413 | 0 |  | --> | C28 ex SALTHILL | SALTHILL: T102 | SALTHILL |  | 53.2497 | -9.2102
MV/LV Substation DU***991 | 10 kV | 400V(3ph) & 230V(single ph) | LV | 50 kVA :Pole Substation | 0.05 | --> | 0.05 | 0 | 0 | Constrained,otherwise capacity available =41kVA. | --> | 0.047 | 0 | 0 | 0 | 0 | 0.05 | 0 |  | --> | C18 ex COOLCORCORAN | COOLCORCORAN: T41∥T42 | KNOCKEARAGH |  | 52.0516 | -9.6352
MV/LV Substation DU***992Y | 20 kV | 400V(3ph) & 230V(single ph) | LV | 200 kVA :Pole Substation | 0.2 | --> | 0.2 | 0.19 | 0.7 |  | --> | 0.19 | 0 | 0 | 0 | 0 | 0.201 | 0 |  | --> | C20 ex KNOCKMULLEN | KNOCKMULLEN: T42 | GREAT ISLAND |  | 52.3214 | -6.8843
MV/LV Substation DU***993 | 20 kV | 400V(3ph) & 230V(single ph) | LV | 100 kVA :Pole Substation | 0.1 | --> | 0.1 | 0.096 | 1.6 |  | --> | 0.095 | 0 | 0 | 0 | 0 | 0.1 | 0 |  | --> | E18 ex GURRANEBANE | GURRANEBANE: T421∥T422 | OUGHTRAGH |  | 51.8326 | -10.2665
MV/LV Substation DU***995Y | 10 kV | 400V(3ph) & 230V(single ph) | LV | 50 kVA :Pole Substation | 0.05 | --> | 0.05 | 0 | 0 | Constrained,otherwise capacity available =49kVA. | --> | 0.047 | 0 | 0 | 0 | 0 | 0.049 | 0 |  | --> | C23 ex GORESBRIDGE | GORESBRIDGE: T41∥T42 | KILKENNY |  | 52.6452 | -7.002
MV/LV Substation DU***995Z | 10 kV | 400V(3ph) & 230V(single ph) | LV | 400 kVA :Building Structure | 0.4 | --> | 0.4 | 0.358 | 1 |  | --> | 0.38 | 0 | 0 | 0 | 0 | 0.406 | 0 |  | --> | C17 ex KILCULLEN | KILCULLEN: T41 | STRATFORD |  | 53.1299 | -6.7432
MV/LV Substation DU***996X | 10 kV | 400V(3ph) & 230V(single ph) | LV | 50 kVA :Pole Substation | 0.05 | --> | 0.05 | 0.045 | 0 | Constrained,otherwise capacity available =48kVA. | --> | 0.047 | 0 | 0 | 0 | 0 | 0.049 | 0 |  | --> | C21 ex TALBOTS INCH | TALBOTS INCH: T41∥T42 | KILKENNY |  | 52.6933 | -7.2679
MV/LV Substation DW***072 | 10 kV | 400V(3ph) & 230V(single ph) | LV | 630 kVA :Building Structure | 0.63 | --> | 0.63 | 0.5 | 1 |  | --> | 0.598 | 0 | 0 | 0 | 0 | 0 | 0 | Constrained,otherwise capacity available =500kW. | --> | C17 ex LOUGHTAGALLA | LOUGHTAGALLA: T41∥T42 | THURLES |  | 52.6868 | -7.8129
MV/LV Substation DW***072Y | 10 kV | 400V(3ph) & 230V(single ph) | LV | 50 kVA :Pole Substation | 0.05 | --> | 0.05 | 0.043 | 0.9 |  | --> | 0.047 | 0 | 0 | 0 | 0 | 0.05 | 0 |  | --> | C15 ex RIVERSTOWN | RIVERSTOWN: T41∥T42 | KILBARRY |  | 51.9302 | -8.3678
MV/LV Substation DW***263 | 10 kV | 400V(3ph) & 230V(single ph) | LV | 50 kVA :Pole Substation | 0.05 | --> | 0.05 | 0 | 7 |  | --> | 0.047 | 0 | 0 | 0 | 0 | 0.059 | 0 |  | --> | C17 ex BUSHFIELD | BUSHFIELD: T41 | ATHLONE |  | 53.4309 | -7.9023
MV/LV Substation DW***4091 | 10 kV | 400V(3ph) & 230V(single ph) | LV | 630 kVA :Kiosk Substation | 0.63 | --> | 0.63 | 0.5 | 9.8 |  | --> | 0.598 | 0 | 0 | 0 | 0.003 | 0.5 | 0 |  | --> | C11 ex KILCOOLE | KILCOOLE: T41∥T42 | FASSAROE |  | 53.0705 | -6.0644
MV/LV Substation DY***022Y | 10 kV | 400V(3ph) & 230V(single ph) | LV | 200 kVA :Building Structure | 0.2 | --> | 0.2 | 0 | 0 | Constrained,otherwise capacity available =23kVA. | --> | 0.19 | 0 | 0 | 0 | 0.009 | 0.216 | 0 |  | --> | C17 ex DENNEHYS CROSS | DENNEHYS CROSS: T41 | TRABEG |  | 51.8976 | -8.484
MV/LV Substation DY***101 | 10 kV | 400V(3ph) & 230V(single ph) | LV | 630 kVA :Building Structure | 0.63 | --> | 0.63 | 0.5 | 8.9 |  | --> | 0.598 | 0 | 0 | 0 | 0.023 | 0.5 | 0 |  | --> | C17 ex MIDLETON | MIDLETON: T101 | MIDLETON |  | 51.9139 | -8.1793
MV/LV Substation DY***136Y | 20 kV | 400V(3ph) & 230V(single ph) | LV | 50 kVA :Pole Substation | 0.05 | --> | 0.05 | 0.022 | 1.3 |  | --> | 0.047 | 0 | 0 | 0 | 0 | 0.053 | 0 |  | --> | C16 ex ENNIS NORTH | ENNIS NORTH: T41∥T42 | ENNIS |  | 52.9001 | -9.0687
MV/LV Substation DY***192 | 20 kV | 400V(3ph) & 230V(single ph) | LV | 50 kVA :Pole Substation | 0.05 | --> | 0.05 | 0 | 0 | Constrained,otherwise capacity available =46kVA. | --> | 0.047 | 0 | 0 | 0 | 0 | 0.049 | 0 |  | --> | E11 ex CREAGH | CREAGH: T421∥T422 | ATHLONE |  | 53.464 | -8.2166
MV/LV Substation DY***209 | 20 kV | 400V(3ph) & 230V(single ph) | LV | 50 kVA :Pole Substation | 0.05 | --> | 0.05 | 0 | 0 | Constrained,otherwise capacity available =42kVA. | --> | 0.047 | 0 | 0 | 0 | 0 | 0.05 | 0 |  | --> | E11 ex CREAGH | CREAGH: T421∥T422 | ATHLONE |  | 53.4647 | -8.2177
MV/LV Substation DY***227 | 20 kV | 400V(3ph) & 230V(single ph) | LV | 50 kVA :Pole Substation | 0.05 | --> | 0.05 | 0.048 | 3.7 |  | --> | 0.047 | 0 | 0 | 0 | 0 | 0 | 0 | Constrained,otherwise capacity available =49kW. | --> | E13 ex FOXHOLE | FOXHOLE: T421∥T422 | DUNGARVAN |  | 51.9467 | -7.7234
MV/LV Substation DY***256 | 20 kV | 400V(3ph) & 230V(single ph) | LV | 200 kVA :Pole Substation | 0.2 | --> | 0.2 | 0.2 | 3.7 |  | --> | 0.19 | 0 | 0 | 0 | 0 | 0 | 0 | Constrained,otherwise capacity available =200kW. | --> | E17 ex FOXHOLE | FOXHOLE: T421∥T422 | DUNGARVAN |  | 51.9388 | -7.8573
MV/LV Substation DY***258 | 10 kV | 400V(3ph) & 230V(single ph) | LV | 100 kVA :Pole Substation | 0.1 | --> | 0.1 | 0.1 | 1.2 |  | --> | 0.095 | 0 | 0 | 0 | 0 | 0 | 0 | Constrained,otherwise capacity available =100kW. | --> | C14 ex ROSBERCON | ROSBERCON: T42 | WATERFORD |  | 52.4506 | -7.0225
MV/LV Substation DY***4158 | 10 kV | 400V(3ph) & 230V(single ph) | LV | 1000 kVA :Building Structure | 1 | --> | 1 | 0.5 | 1.1 |  | --> | 0.95 | 0 | 0 | 0 | 0 | 0.5 | 0 |  | --> | C17 ex BREWERY ROAD | BREWERY ROAD: T41 | CARRICKMINES |  | 53.2782 | -6.2136
MV/LV Substation DY***4159 | 10 kV | 400V(3ph) & 230V(single ph) | LV | 1000 kVA :Building Structure | 1 | --> | 1 | 0.5 | 1.1 |  | --> | 0.95 | 0 | 0 | 0 | 0 | 0.5 | 0 |  | --> | C17 ex BREWERY ROAD | BREWERY ROAD: T41 | CARRICKMINES |  | 53.2782 | -6.2135
MV/LV Substation DY***4212 | 20 kV | 400V(3ph) & 230V(single ph) | LV | 50 kVA :Pole Substation | 0.05 | --> | 0.05 | 0 | 0 | Constrained,otherwise capacity available =42kVA. | --> | 0.047 | 0 | 0 | 0 | 0 | 0 | 0 | Constrained,otherwise capacity available =50kW. | --> | E12 ex PORTLAOISE | PORTLAOISE: T423∥T424 | PORTLAOISE |  | 53.0173 | -7.2386
MV/LV Substation DY***471Z | 20 kV | 400V(3ph) & 230V(single ph) | LV | 400 kVA :Kiosk Substation | 0.4 | --> | 0.4 | 0.323 | 1.8 |  | --> | 0.38 | 0 | 0 | 0 | 0.003 | 0.408 | 0 |  | --> | E16 ex CURRALEIGH | CURRALEIGH: T421∥T422 | KILBARRY |  | 51.9263 | -8.7453
MV/LV Substation DY***610X | 10 kV | 400V(3ph) & 230V(single ph) | LV | 1000 kVA :Building Structure | 1 | --> | 1 | 0.5 | 6.6 |  | --> | 0.95 | 0 | 0 | 0 | 0 | 0.5 | 0 |  | --> | C22 ex MISERY HILL | MISERY HILL: T102 | POOLBEG |  | 53.3457 | -6.2413
MV/LV Substation DY***870X | 10 kV | 400V(3ph) & 230V(single ph) | LV | 630 kVA :Kiosk Substation | 0.63 | --> | 0.63 | 0.479 | 3.1 |  | --> | 0.598 | 0 | 0 | 0 | 0.124 | 0.5 | 0 |  | --> | C17 ex ERRIGAL | ERRIGAL: T41 | SHANKILL |  | 54.098 | -7.0901
MV/LV Substation DY***871Y | 10 kV | 400V(3ph) & 230V(single ph) | LV | 630 kVA :Kiosk Substation | 0.63 | --> | 0.63 | 0 | 0 | Constrained,otherwise capacity available =500kVA. | --> | 0.598 | 0 | 0 | 0 | 0 | 0.5 | 0 |  | --> | C14 ex ROSEHILL | ROSEHILL: T42 | KILKENNY |  | 52.6493 | -7.2548
MV/LV Substation DY***877X | 20 kV | 400V(3ph) & 230V(single ph) | LV | 50 kVA :Pole Substation | 0.05 | --> | 0.05 | 0 | 0 | Constrained,otherwise capacity available =50kVA. | --> | 0.047 | 0 | 0 | 0 | 0 | 0.049 | 0 |  | --> | E11 ex CREAGH | CREAGH: T421∥T422 | ATHLONE |  | 53.464 | -8.2102
MV/LV Substation DY***927Y | 10 kV | 400V(3ph) & 230V(single ph) | LV | 630 kVA :Building Structure | 0.63 | --> | 0.63 | 0.425 | 2.1 |  | --> | 0.598 | 0 | 0 | 0 | 0 | 0.5 | 0 |  | --> | C14 ex MORNINGTON ROAD | MORNINGTON ROAD: T42 | DRYBRIDGE |  | 53.7136 | -6.3509
MV/LV Substation E ***041 | 10 kV | 400V(3ph) & 230V(single ph) | LV | 400 kVA :Kiosk Substation | 0.4 | --> | 0.4 | 0.14 | 4.6 |  | --> | 0.38 | 0 | 0 | 0 | 0.023 | 0.415 | 0 |  | --> | C15 ex BALLYRAINE | BALLYRAINE: T41∥T42 | LETTERKENNY |  | 54.9525 | -7.7327
MV/LV Substation E ***044 | 10 kV | 400V(3ph) & 230V(single ph) | LV | 100 kVA :Pole Substation | 0.1 | --> | 0.1 | 0.099 | 0.1 |  | --> | 0.095 | 0 | 0 | 0 | 0 | 0 | 0 | Constrained,otherwise capacity available =100kW. | --> | C16 ex CREGG ROAD | CREGG ROAD: T41∥T42 | BALLYDINE |  | 52.3473 | -7.4002
MV/LV Substation E ***063 | 10 kV | 400V(3ph) & 230V(single ph) | LV | 630 kVA :Kiosk Substation | 0.63 | --> | 0.63 | 0 | 0 | Constrained,otherwise capacity available =401kVA. | --> | 0.598 | 0 | 0 | 0 | 0 | 0.5 | 0 |  | --> | C11 ex CRANMORE | CRANMORE: T41∥T42 | SLIGO |  | 54.271 | -8.472
MV/LV Substation E ***064 | 10 kV | 400V(3ph) & 230V(single ph) | LV | 200 kVA :Kiosk Substation | 0.2 | --> | 0.2 | 0 | 0 | Constrained,otherwise capacity available =174kVA. | --> | 0.19 | 0 | 0 | 0 | 0.011 | 0.192 | 0 |  | --> | C13 ex TUAM SOUTH | TUAM SOUTH: T42 | CLOON |  | 53.5183 | -8.8574
MV/LV Substation E ***074 | 10 kV | 400V(3ph) & 230V(single ph) | LV | 400 kVA :Kiosk Substation | 0.4 | --> | 0.4 | 0.219 | 9.9 |  | --> | 0.38 | 0 | 0 | 0 | 0 | 0.427 | 0 |  | --> | C17 ex ENNIS | ENNIS: T101 | ENNIS |  | 52.8413 | -8.9848
MV/LV Substation E ***141 | 10 kV | 400V(3ph) & 230V(single ph) | LV | 100 kVA :Pole Substation | 0.1 | --> | 0.1 | 0.039 | 11.3 |  | --> | 0.095 | 0 | 0 | 0 | 0.007 | 0.101 | 0 |  | --> | C12 ex ENNIS | ENNIS: T102 | ENNIS |  | 52.8404 | -8.9749
MV/LV Substation E ***196Y | 10 kV | 400V(3ph) & 230V(single ph) | LV | 400 kVA :Kiosk Substation | 0.4 | --> | 0.4 | 0.353 | 0.9 |  | --> | 0.38 | 0 | 0 | 0 | 0 | 0 | 0 | Constrained,otherwise capacity available =407kW. | --> | C18 ex MILLTOWN MALBAY | MILLTOWN MALBAY: T42 | TULLABRACK |  | 52.8518 | -9.3993
MV/LV Substation E ***230 | 10 kV | 400V(3ph) & 230V(single ph) | LV | 400 kVA :Kiosk Substation | 0.4 | --> | 0.4 | 0 | 0 | Constrained,otherwise capacity available =294kVA. | --> | 0.38 | 0 | 0 | 0 | 0.008 | 0.408 | 0 |  | --> | C18 ex BALLINACURRA | BALLINACURRA: T42 | LIMERICK |  | 52.6507 | -8.6335
MV/LV Substation E ***4038 | 10 kV | 400V(3ph) & 230V(single ph) | LV | 200 kVA :Kiosk Substation | 0.2 | --> | 0.2 | 0 | 0 | Constrained,otherwise capacity available =184kVA. | --> | 0.19 | 0 | 0 | 0 | 0 | 0.202 | 0 |  | --> | C13 ex CARRICKMINES | CARRICKMINES: T41 | CARRICKMINES |  | 53.2526 | -6.1692
MV/LV Substation E ***4068 | 10 kV | 400V(3ph) & 230V(single ph) | LV | 200 kVA :Pole Substation | 0.2 | --> | 0.2 | 0.152 | 1.6 |  | --> | 0.19 | 0 | 0 | 0 | 0.039 | 0.166 | 0 |  | --> | C20 ex CAHIR | CAHIR: T42 | CAHIR |  | 52.374 | -7.9345
MV/LV Substation E ***4157 | 10 kV | 400V(3ph) & 230V(single ph) | LV | 400 kVA :Kiosk Substation | 0.4 | --> | 0.4 | 0 | 0 | Constrained,otherwise capacity available =400kVA. | --> | 0.38 | 0 | 0 | 0 | 0 | 0 | 0 | Constrained,otherwise capacity available =400kW. | --> | C11 ex DONEGAL | DONEGAL: T41∥T42 | CATHALEENS FALL |  | 54.6593 | -8.0896
MV/LV Substation E ***933Y | 10 kV | 400V(3ph) & 230V(single ph) | LV | 630 kVA :Kiosk Substation | 0.63 | --> | 0.63 | 0.5 | 0.9 |  | --> | 0.598 | 0 | 0 | 0 | 0.007 | 0.5 | 0 |  | --> | C20 ex RATHMULLAN | RATHMULLAN: T42 | DRYBRIDGE |  | 53.7004 | -6.3718
MV/LV Substation E.***330 | 20 kV | 400V(3ph) & 230V(single ph) | LV | 50 kVA :Pole Substation | 0.05 | --> | 0.05 | 0 | 0 | Constrained,otherwise capacity available =37kVA. | --> | 0.047 | 0 | 0 | 0 | 0 | 0.051 | 0 |  | --> | E20 ex COLLOONEY | COLLOONEY: T422 | SLIGO |  | 54.2451 | -8.7129
MV/LV Substation E.***372 | 10 kV | 400V(3ph) & 230V(single ph) | LV | 630 kVA :Building Structure | 0.63 | --> | 0.63 | 0 | 0 |  | --> | 0.598 | 0 | 0 | 0 | 0 | 0 | 0 | Constrained,otherwise capacity available =500kW. | --> | C18 ex BALLYCOOLIN | BALLYCOOLIN: T42 | FINGLAS |  | 53.4036 | -6.3722
MV/LV Substation E.***781X | 10 kV | 400V(3ph) & 230V(single ph) | LV | 400 kVA :Kiosk Substation | 0.4 | --> | 0.4 | 0.273 | 0.3 | Constrained,otherwise capacity available =328kVA. | --> | 0.38 | 0 | 0 | 0 | 0.01 | 0.4 | 0 |  | --> | C13 ex DRUMBEAR | DRUMBEAR: T41∥T42 | LISDRUM |  | 54.2426 | -6.9725
MV/LV Substation E.***785 | 10 kV | 400V(3ph) & 230V(single ph) | LV | 400 kVA :Building Structure | 0.4 | --> | 0.4 | 0.289 | 12.5 |  | --> | 0.38 | 0 | 0 | 0 | 0 | 0.417 | 0 |  | --> | C33 ex BEDFORD ROW | BEDFORD ROW: T44 | FRANCIS STREET |  | 53.3461 | -6.2586
MV/LV Substation E.***895Y | 10 kV | 400V(3ph) & 230V(single ph) | LV | 400 kVA :Building Structure | 0.4 | --> | 0.4 | 0 | 0 | Constrained,otherwise capacity available =359kVA. | --> | 0.38 | 0 | 0 | 0 | 0 | 0.406 | 0 |  | --> | C20 ex GARRYOWEN | GARRYOWEN: T42 | LIMERICK |  | 52.6483 | -8.6094
MV/LV Substation EA***004 | 10 kV | 400V(3ph) & 230V(single ph) | LV | 400 kVA :Kiosk Substation | 0.4 | --> | 0.4 | 0 | 0 | Constrained,otherwise capacity available =280kVA. | --> | 0.38 | 0 | 0 | 0 | 0.007 | 0.411 | 0 |  | --> | C15 ex COBH | COBH: T41∥T42 | COW CROSS |  | 51.8524 | -8.2805
MV/LV Substation EA***009 | 10 kV | 400V(3ph) & 230V(single ph) | LV | 400 kVA :Building Structure | 0.4 | --> | 0.4 | 0 | 0 | Constrained,otherwise capacity available =311kVA. | --> | 0.38 | 0 | 0 | 0 | 0 | 0.413 | 0 |  | --> | C16 ex SHANNON | SHANNON: T42 | DRUMLINE |  | 52.6971 | -8.9005
MV/LV Substation EA***014Z | 10 kV | 400V(3ph) & 230V(single ph) | LV | 100 kVA :Pole Substation | 0.1 | --> | 0.1 | 0.077 | 0.8 |  | --> | 0.095 | 0 | 0 | 0 | 0 | 0 | 0 | Constrained,otherwise capacity available =103kW. | --> | C15 ex BANTRY | BANTRY: T41∥T42 | BALLYLICKY |  | 51.7203 | -9.4503
MV/LV Substation EA***015 | 10 kV | 400V(3ph) & 230V(single ph) | LV | 630 kVA :Building Structure | 0.63 | --> | 0.63 | 0.5 | 2.6 |  | --> | 0.598 | 0 | 0 | 0 | 0 | 0.5 | 0 |  | --> | C12 ex LEESON STREET | LEESON STREET: T42 | MILLTOWN (DR) |  | 53.3352 | -6.2576
MV/LV Substation EA***023 | 20 kV | 400V(3ph) & 230V(single ph) | LV | 100 kVA :Pole Substation | 0.1 | --> | 0.1 | 0.061 | 4.5 |  | --> | 0.095 | 0 | 0 | 0 | 0 | 0.105 | 0 |  | --> | E20 ex ENNISCRONE | ENNISCRONE: T421∥T422 | MOY |  | 54.2146 | -9.0843
MV/LV Substation EA***027 | 10 kV | 400V(3ph) & 230V(single ph) | LV | 50 kVA :Pole Substation | 0.05 | --> | 0.05 | 0 | 2.5 |  | --> | 0.047 | 0 | 0 | 0 | 0.008 | 0.048 | 0 |  | --> | C11 ex GREYSTONES | GREYSTONES: T41 | FASSAROE |  | 53.1375 | -6.0957
MV/LV Substation EA***031Y | 10 kV | 400V(3ph) & 230V(single ph) | LV | 200 kVA :Kiosk Substation | 0.2 | --> | 0.2 | 0.167 | 1 |  | --> | 0.19 | 0 | 0 | 0 | 0.007 | 0.197 | 0 |  | --> | C16 ex KILCULLEN | KILCULLEN: T42 | STRATFORD |  | 53.1047 | -6.8572
MV/LV Substation EA***038 | 10 kV | 400V(3ph) & 230V(single ph) | LV | 630 kVA :Kiosk Substation | 0.63 | --> | 0.63 | 0.434 | 2.2 |  | --> | 0.598 | 0 | 0 | 0 | 0 | 0.5 | 0 |  | --> | C16 ex SPA ROAD | SPA ROAD: T41∥T42 | DOON |  | 52.3534 | -7.7012
MV/LV Substation EA***038X | 20 kV | 400V(3ph) & 230V(single ph) | LV | 100 kVA :Pole Substation | 0.1 | --> | 0.1 | 0.063 | 0.9 |  | --> | 0.095 | 0 | 0 | 0 | 0.014 | 0 | 0 | Constrained,otherwise capacity available =90kW. | --> | E23 ex ATHBOY | ATHBOY: T423 | NAVAN |  | 53.53 | -6.9618
MV/LV Substation EA***040Z | 10 kV | 400V(3ph) & 230V(single ph) | LV | 50 kVA :Pole Substation | 0.05 | --> | 0.05 | 0 | 0 | Constrained,otherwise capacity available =48kVA. | --> | 0.047 | 0 | 0 | 0 | 0 | 0.049 | 0 |  | --> | C22 ex LEIXLIP | LEIXLIP: T42 | GRIFFINRATH |  | 53.3685 | -6.5118
MV/LV Substation EA***041 | 10 kV | 400V(3ph) & 230V(single ph) | LV | 50 kVA :Pole Substation | 0.05 | --> | 0.05 | 0.044 | 3.9 |  | --> | 0.047 | 0 | 0 | 0 | 0 | 0.05 | 0 |  | --> | C20 ex BOGHALL ROAD | BOGHALL ROAD: T42 | FASSAROE |  | 53.1918 | -6.0913
MV/LV Substation EA***042Y | 10 kV | 400V(3ph) & 230V(single ph) | LV | 400 kVA :Building Structure | 0.4 | --> | 0.4 | 0 | 0 | Constrained,otherwise capacity available =283kVA. | --> | 0.38 | 0 | 0 | 0 | 0 | 0.417 | 0 |  | --> | C19 ex CASTLETROY | CASTLETROY: T41∥T42 | ARDNACRUSHA |  | 52.6719 | -8.5488
MV/LV Substation EA***053Z | 10 kV | 400V(3ph) & 230V(single ph) | LV | 50 kVA :Pole Substation | 0.05 | --> | 0.05 | 0.035 | 0.8 |  | --> | 0.047 | 0 | 0 | 0 | 0 | 0 | 0 | Constrained,otherwise capacity available =51kW. | --> | C15 ex BANTRY | BANTRY: T41∥T42 | BALLYLICKY |  | 51.7188 | -9.4557
MV/LV Substation EA***061X | 10 kV | 400V(3ph) & 230V(single ph) | LV | 400 kVA :Building Structure | 0.4 | --> | 0.4 | 0.337 | 13.1 |  | --> | 0.38 | 0 | 0 | 0 | 0 | 0.409 | 0 |  | --> | C20 ex POTTERY ROAD | POTTERY ROAD: T102 | CARRICKMINES |  | 53.2712 | -6.1426
MV/LV Substation EA***071X | 10 kV | 400V(3ph) & 230V(single ph) | LV | 630 kVA :Building Structure | 0.63 | --> | 0.63 | 0 | 0 | Constrained,otherwise capacity available =425kVA. | --> | 0.598 | 0 | 0 | 0 | 0 | 0.5 | 0 |  | --> | C17 ex CAMDEN ROW | CAMDEN ROW: T41 | FRANCIS STREET |  | 53.3412 | -6.2803
MV/LV Substation EA***073Y | 10 kV | 400V(3ph) & 230V(single ph) | LV | 630 kVA :Building Structure | 0.63 | --> | 0.63 | 0.5 | 0.6 |  | --> | 0.598 | 0 | 0 | 0 | 0 | 0 | 0 | Constrained,otherwise capacity available =500kW. | --> | C20 ex CLONSHAUGH | CLONSHAUGH: T41 | FINGLAS |  | 53.4069 | -6.2174
MV/LV Substation EA***083X | 10 kV | 400V(3ph) & 230V(single ph) | LV | 630 kVA :Building Structure | 0.63 | --> | 0.63 | 0 | 0 | Constrained,otherwise capacity available =500kVA. | --> | 0.598 | 0 | 0 | 0 | 0 | 0.5 | 0 |  | --> | C17 ex NORTH QUAYS | NORTH QUAYS: T101 | POOLBEG |  | 53.3587 | -6.2258
MV/LV Substation EA***089Z | 10 kV | 400V(3ph) & 230V(single ph) | LV | 400 kVA :Building Structure | 0.4 | --> | 0.4 | 0 | 0 | Constrained,otherwise capacity available =329kVA. | --> | 0.38 | 0 | 0 | 0 | 0 | 0.411 | 0 |  | --> | C22 ex LEIXLIP | LEIXLIP: T42 | GRIFFINRATH |  | 53.3653 | -6.5176
MV/LV Substation EA***101 | 20 kV | 400V(3ph) & 230V(single ph) | LV | 200 kVA :Pole Substation | 0.2 | --> | 0.2 | 0.108 | 6 |  | --> | 0.19 | 0 | 0 | 0 | 0 | 0 | 0 | Constrained,otherwise capacity available =213kW. | --> | E21 ex ABBEYFEALE | ABBEYFEALE: T421 | TRIEN |  | 52.3874 | -9.2842
MV/LV Substation EA***111Y | 10 kV | 400V(3ph) & 230V(single ph) | LV | 100 kVA :Pole Substation | 0.1 | --> | 0.1 | 0.097 | 2.8 |  | --> | 0.095 | 0 | 0 | 0 | 0 | 0 | 0 | Constrained,otherwise capacity available =100kW. | --> | C11 ex LEE BRIDGE | LEE BRIDGE: T41 | MACROOM |  | 51.9024 | -8.9434
MV/LV Substation EA***114Y | 20 kV | 400V(3ph) & 230V(single ph) | LV | 200 kVA :Pole Substation | 0.2 | --> | 0.2 | 0 | 0 | Constrained,otherwise capacity available =84kVA. | --> | 0.19 | 0 | 0 | 0 | 0.025 | 0.191 | 0 |  | --> | E17 ex JULIANSTOWN | JULIANSTOWN: T421∥T422 | DRYBRIDGE |  | 53.7009 | -6.2555
MV/LV Substation EA***117Y | 20 kV | 400V(3ph) & 230V(single ph) | LV | 100 kVA :Pole Substation | 0.1 | --> | 0.1 | 0 | 0 | Constrained,otherwise capacity available =99kVA. | --> | 0.095 | 0 | 0 | 0 | 0 | 0 | 0 | Constrained,otherwise capacity available =100kW. | --> | E12 ex BIRR | BIRR: T422 | DALLOW |  | 53.1031 | -7.7078
MV/LV Substation EA***119X | 10 kV | 400V(3ph) & 230V(single ph) | LV | 1000 kVA :Building Structure | 1 | --> | 1 | 0 | 0 | Constrained,otherwise capacity available =500kVA. | --> | 0.95 | 0 | 0 | 0 | 0 | 0.5 | 0 |  | --> | C17 ex NORTH QUAYS | NORTH QUAYS: T101 | POOLBEG |  | 53.3584 | -6.2288
MV/LV Substation EA***146X | 10 kV | 400V(3ph) & 230V(single ph) | LV | 630 kVA :Building Structure | 0.63 | --> | 0.63 | 0.5 | 5 |  | --> | 0.598 | 0 | 0 | 0 | 0 | 0.5 | 0 |  | --> | C21 ex EAST WALL ROAD | EAST WALL ROAD: T41 | MCDERMOTT |  | 53.3569 | -6.2282
MV/LV Substation EA***147X | 20 kV | 400V(3ph) & 230V(single ph) | LV | 50 kVA :Pole Substation | 0.05 | --> | 0.05 | 0.05 | 0.9 |  | --> | 0.047 | 0 | 0 | 0 | 0.003 | 0.046 | 0 |  | --> | C16 ex CARRAROE | CARRAROE: T42 | SCREEB |  | 53.0996 | -9.6546
MV/LV Substation EA***152X | 10 kV | 400V(3ph) & 230V(single ph) | LV | 1000 kVA :Building Structure | 1 | --> | 1 | 0 | 0 | Constrained,otherwise capacity available =500kVA. | --> | 0.95 | 0 | 0 | 0 | 0 | 0.5 | 0 |  | --> | C17 ex NORTH QUAYS | NORTH QUAYS: T101 | POOLBEG |  | 53.3583 | -6.2242
MV/LV Substation EA***171Y | 10 kV | 400V(3ph) & 230V(single ph) | LV | 630 kVA :Building Structure | 0.63 | --> | 0.63 | 0 | 0 | Constrained,otherwise capacity available =408kVA. | --> | 0.598 | 0 | 0 | 0 | 0.008 | 0.5 | 0 |  | --> | C22 ex CARRIGTWOHILL | CARRIGTWOHILL: T42 | COW CROSS |  | 51.9093 | -8.2552
MV/LV Substation EA***175Z | 10 kV | 400V(3ph) & 230V(single ph) | LV | 400 kVA :Building Structure | 0.4 | --> | 0.4 | 0 | 0 | Constrained,otherwise capacity available =374kVA. | --> | 0.38 | 0 | 0 | 0 | 0 | 0.403 | 0 |  | --> | C22 ex GARRYOWEN | GARRYOWEN: T42 | LIMERICK |  | 52.6518 | -8.5873
MV/LV Substation EA***176Z | 10 kV | 400V(3ph) & 230V(single ph) | LV | 400 kVA :Building Structure | 0.4 | --> | 0.4 | 0 | 0 | Constrained,otherwise capacity available =326kVA. | --> | 0.38 | 0 | 0 | 0 | 0.019 | 0.391 | 0 |  | --> | C22 ex GARRYOWEN | GARRYOWEN: T42 | LIMERICK |  | 52.6515 | -8.5856
MV/LV Substation EA***177Z | 10 kV | 400V(3ph) & 230V(single ph) | LV | 200 kVA :Kiosk Substation | 0.2 | --> | 0.2 | 0.09 | 0.1 |  | --> | 0.19 | 0 | 0 | 0 | 0.006 | 0.21 | 0 |  | --> | C16 ex JOHNSTOWN | JOHNSTOWN: T42 | KILTEEL |  | 53.25 | -6.585
MV/LV Substation EA***177Z | 10 kV | 400V(3ph) & 230V(single ph) | LV | 400 kVA :Building Structure | 0.4 | --> | 0.4 | 0 | 0 | Constrained,otherwise capacity available =303kVA. | --> | 0.38 | 0 | 0 | 0 | 0.031 | 0.382 | 0 |  | --> | C22 ex GARRYOWEN | GARRYOWEN: T42 | LIMERICK |  | 52.6519 | -8.5845
MV/LV Substation EA***178Z | 10 kV | 400V(3ph) & 230V(single ph) | LV | 400 kVA :Building Structure | 0.4 | --> | 0.4 | 0 | 0 | Constrained,otherwise capacity available =340kVA. | --> | 0.38 | 0 | 0 | 0 | 0.019 | 0.389 | 0 |  | --> | C22 ex GARRYOWEN | GARRYOWEN: T42 | LIMERICK |  | 52.654 | -8.5863
MV/LV Substation EA***182 | 20 kV | 400V(3ph) & 230V(single ph) | LV | 200 kVA :Kiosk Substation | 0.2 | --> | 0.2 | 0.183 | 5.1 |  | --> | 0.19 | 0 | 0 | 0 | 0 | 0.202 | 0 |  | --> | E18 ex BALLYBUNION | BALLYBUNION: T421∥T422 | TRIEN |  | 52.5079 | -9.6661
MV/LV Substation EA***192X | 10 kV | 400V(3ph) & 230V(single ph) | LV | 630 kVA :Building Structure | 0.63 | --> | 0.63 | 0 | 0 | Constrained,otherwise capacity available =500kVA. | --> | 0.598 | 0 | 0 | 0 | 0 | 0.5 | 0 |  | --> | C17 ex NORTH QUAYS | NORTH QUAYS: T101 | POOLBEG |  | 53.3563 | -6.2263
MV/LV Substation EA***195X | 10 kV | 400V(3ph) & 230V(single ph) | LV | 630 kVA :Building Structure | 0.63 | --> | 0.63 | 0.5 | 5 |  | --> | 0.598 | 0 | 0 | 0 | 0 | 0.5 | 0 |  | --> | C21 ex EAST WALL ROAD | EAST WALL ROAD: T41 | MCDERMOTT |  | 53.3567 | -6.2275
MV/LV Substation EA***196X | 10 kV | 400V(3ph) & 230V(single ph) | LV | 200 kVA :Pole Substation | 0.2 | --> | 0.2 | 0.19 | 4.3 |  | --> | 0.19 | 0 | 0 | 0 | 0.003 | 0.198 | 0 |  | --> | C26 ex BAILIEBORO | BAILIEBORO: T41∥T42 | MEATH HILL |  | 53.9187 | -6.9622
MV/LV Substation EA***204X | 10 kV | 400V(3ph) & 230V(single ph) | LV | 1000 kVA :Building Structure | 1 | --> | 1 | 0.5 | 5 |  | --> | 0.95 | 0 | 0 | 0 | 0 | 0.5 | 0 |  | --> | C21 ex EAST WALL ROAD | EAST WALL ROAD: T41 | MCDERMOTT |  | 53.3577 | -6.2259
MV/LV Substation EA***214X | 10 kV | 400V(3ph) & 230V(single ph) | LV | 630 kVA :Building Structure | 0.63 | --> | 0.63 | 0 | 0 | Constrained,otherwise capacity available =474kVA. | --> | 0.598 | 0 | 0 | 0 | 0 | 0.5 | 0 |  | --> | C17 ex NORTH QUAYS | NORTH QUAYS: T101 | POOLBEG |  | 53.3578 | -6.2295
MV/LV Substation EA***220X | 10 kV | 400V(3ph) & 230V(single ph) | LV | 1000 kVA :Building Structure | 1 | --> | 1 | 0 | 0 | Constrained,otherwise capacity available =500kVA. | --> | 0.95 | 0 | 0 | 0 | 0 | 0.5 | 0 |  | --> | C17 ex NORTH QUAYS | NORTH QUAYS: T101 | POOLBEG |  | 53.3568 | -6.2247
MV/LV Substation EA***222X | 10 kV | 400V(3ph) & 230V(single ph) | LV | 1000 kVA :Building Structure | 1 | --> | 1 | 0.242 | 5 |  | --> | 0.95 | 0 | 0 | 0 | 0 | 0.5 | 0 |  | --> | C21 ex EAST WALL ROAD | EAST WALL ROAD: T41 | MCDERMOTT |  | 53.3572 | -6.2248
MV/LV Substation EA***223Z | 10 kV | 400V(3ph) & 230V(single ph) | LV | 400 kVA :Kiosk Substation | 0.4 | --> | 0.4 | 0 | 0 | Constrained,otherwise capacity available =377kVA. | --> | 0.38 | 0 | 0 | 0 | 0.002 | 0.401 | 0 |  | --> | C22 ex LEIXLIP | LEIXLIP: T42 | GRIFFINRATH |  | 53.3637 | -6.5167
MV/LV Substation EA***224X | 20 kV | 400V(3ph) & 230V(single ph) | LV | 200 kVA :Kiosk Substation | 0.2 | --> | 0.2 | 0.179 | 0.9 |  | --> | 0.19 | 0 | 0 | 0 | 0 | 0 | 0 | Constrained,otherwise capacity available =203kW. | --> | E23 ex ATHBOY | ATHBOY: T423 | NAVAN |  | 53.5283 | -6.9631
MV/LV Substation EA***231Z | 10 kV | 400V(3ph) & 230V(single ph) | LV | 630 kVA :Kiosk Substation | 0.63 | --> | 0.63 | 0.427 | 1.4 |  | --> | 0.598 | 0 | 0 | 0 | 0.035 | 0.5 | 0 |  | --> | C17 ex LEIXLIP | LEIXLIP: T41 | GRIFFINRATH |  | 53.3677 | -6.5076
MV/LV Substation EA***235X | 10 kV | 400V(3ph) & 230V(single ph) | LV | 200 kVA :Pole Substation | 0.2 | --> | 0.2 | 0.156 | 3.6 |  | --> | 0.19 | 0 | 0 | 0 | 0 | 0.206 | 0 |  | --> | E17 ex KILLINICK | KILLINICK: T421∥T422 | WEXFORD |  | 52.2496 | -6.3581
MV/LV Substation EA***251Z | 10 kV | 400V(3ph) & 230V(single ph) | LV | 400 kVA :Kiosk Substation | 0.4 | --> | 0.4 | 0 | 0 | Constrained,otherwise capacity available =290kVA. | --> | 0.38 | 0 | 0 | 0 | 0 | 0.417 | 0 |  | --> | C22 ex TOGHER | TOGHER: T42 | TRABEG |  | 51.8726 | -8.5131
MV/LV Substation EA***257 | 10 kV | 400V(3ph) & 230V(single ph) | LV | 400 kVA :Kiosk Substation | 0.4 | --> | 0.4 | 0.335 | 1.3 |  | --> | 0.38 | 0 | 0 | 0 | 0.012 | 0.397 | 0 |  | --> | C12 ex DODDER ROAD | DODDER ROAD: T42 | MILLTOWN (DR) |  | 53.3036 | -6.2625
MV/LV Substation EA***262Z | 10 kV | 400V(3ph) & 230V(single ph) | LV | 630 kVA :Building Structure | 0.63 | --> | 0.63 | 0 | 0 | Constrained,otherwise capacity available =482kVA. | --> | 0.598 | 0 | 0 | 0 | 0 | 0.5 | 0 |  | --> | C35 ex CASTLEVIEW | CASTLEVIEW: T101 | CASTLEVIEW |  | 51.902 | -8.3585
MV/LV Substation EA***268X | 10 kV | 400V(3ph) & 230V(single ph) | LV | 630 kVA :Building Structure | 0.63 | --> | 0.63 | 0.5 | 5 |  | --> | 0.598 | 0 | 0 | 0 | 0 | 0.5 | 0 |  | --> | C21 ex EAST WALL ROAD | EAST WALL ROAD: T41 | MCDERMOTT |  | 53.3576 | -6.2272
MV/LV Substation EA***281Z | 10 kV | 400V(3ph) & 230V(single ph) | LV | 630 kVA :Building Structure | 0.63 | --> | 0.63 | 0 | 0 | Constrained,otherwise capacity available =500kVA. | --> | 0.598 | 0 | 0 | 0 | 0 | 0.5 | 0 |  | --> | C35 ex CASTLEVIEW | CASTLEVIEW: T101 | CASTLEVIEW |  | 51.9036 | -8.3615
MV/LV Substation EA***282X | 10 kV | 400V(3ph) & 230V(single ph) | LV | 630 kVA :Building Structure | 0.63 | --> | 0.63 | 0.5 | 5 |  | --> | 0.598 | 0 | 0 | 0 | 0 | 0.5 | 0 |  | --> | C15 ex EAST WALL ROAD | EAST WALL ROAD: T41 | MCDERMOTT |  | 53.3556 | -6.2242
MV/LV Substation EA***287Z | 10 kV | 400V(3ph) & 230V(single ph) | LV | 1000 kVA :Building Structure | 1 | --> | 1 | 0 | 0 | Constrained,otherwise capacity available =500kVA. | --> | 0.95 | 0 | 0 | 0 | 0.046 | 0.5 | 0 |  | --> | C35 ex CASTLEVIEW | CASTLEVIEW: T101 | CASTLEVIEW |  | 51.9048 | -8.3617
MV/LV Substation EA***288Z | 10 kV | 400V(3ph) & 230V(single ph) | LV | 400 kVA :Building Structure | 0.4 | --> | 0.4 | 0 | 0 | Constrained,otherwise capacity available =270kVA. | --> | 0.38 | 0 | 0 | 0 | 0 | 0.42 | 0 |  | --> | C35 ex CASTLEVIEW | CASTLEVIEW: T101 | CASTLEVIEW |  | 51.9047 | -8.3638
MV/LV Substation EA***309Z | 10 kV | 400V(3ph) & 230V(single ph) | LV | 630 kVA :Building Structure | 0.63 | --> | 0.63 | 0.5 | 15.8 |  | --> | 0.598 | 0 | 0 | 0 | 0 | 0.5 | 0 |  | --> | C34 ex CASTLEVIEW | CASTLEVIEW: T102 | CASTLEVIEW |  | 51.9031 | -8.3646
MV/LV Substation EA***310Z | 10 kV | 400V(3ph) & 230V(single ph) | LV | 1000 kVA :Building Structure | 1 | --> | 1 | 0 | 0 | Constrained,otherwise capacity available =500kVA. | --> | 0.95 | 0 | 0 | 0 | 0 | 0.5 | 0 |  | --> | C35 ex CASTLEVIEW | CASTLEVIEW: T101 | CASTLEVIEW |  | 51.9045 | -8.3652
MV/LV Substation EA***312Z | 10 kV | 400V(3ph) & 230V(single ph) | LV | 630 kVA :Building Structure | 0.63 | --> | 0.63 | 0 | 0 | Constrained,otherwise capacity available =500kVA. | --> | 0.598 | 0 | 0 | 0 | 0.007 | 0.5 | 0 |  | --> | C35 ex CASTLEVIEW | CASTLEVIEW: T101 | CASTLEVIEW |  | 51.9035 | -8.3674
MV/LV Substation EA***313X | 20 kV | 400V(3ph) & 230V(single ph) | LV | 200 kVA :Pole Substation | 0.2 | --> | 0.2 | 0.104 | 5.8 |  | --> | 0.19 | 0 | 0 | 0 | 0 | 0.214 | 0 |  | --> | E12 ex DUNMANWAY | DUNMANWAY: T422 | DUNMANWAY |  | 51.6606 | -9.2596
MV/LV Substation EA***324X | 10 kV | 400V(3ph) & 230V(single ph) | LV | 1000 kVA :Building Structure | 1 | --> | 1 | 0.5 | 5 |  | --> | 0.95 | 0 | 0 | 0 | 0 | 0.5 | 0 |  | --> | C15 ex EAST WALL ROAD | EAST WALL ROAD: T41 | MCDERMOTT |  | 53.3563 | -6.2237
MV/LV Substation EA***332 | 10 kV | 400V(3ph) & 230V(single ph) | LV | 400 kVA :Kiosk Substation | 0.4 | --> | 0.4 | 0 | 0 | Constrained,otherwise capacity available =196kVA. | --> | 0.38 | 0 | 0 | 0 | 0.062 | 0.365 | 0 |  | --> | C17 ex SANDYFORD | SANDYFORD: T41 | CARRICKMINES |  | 53.2674 | -6.2156
MV/LV Substation EA***333X | 10 kV | 400V(3ph) & 230V(single ph) | LV | 1000 kVA :Building Structure | 1 | --> | 1 | 0.216 | 5 |  | --> | 0.95 | 0 | 0 | 0 | 0.003 | 0.5 | 0 |  | --> | C15 ex EAST WALL ROAD | EAST WALL ROAD: T41 | MCDERMOTT |  | 53.3573 | -6.223
MV/LV Substation EA***334X | 10 kV | 400V(3ph) & 230V(single ph) | LV | 1000 kVA :Building Structure | 1 | --> | 1 | 0.5 | 5 |  | --> | 0.95 | 0 | 0 | 0 | 0 | 0.5 | 0 |  | --> | C15 ex EAST WALL ROAD | EAST WALL ROAD: T41 | MCDERMOTT |  | 53.3569 | -6.2213
MV/LV Substation EA***343 | 10 kV | 400V(3ph) & 230V(single ph) | LV | 630 kVA :Kiosk Substation | 0.63 | --> | 0.63 | 0.434 | 0.8 |  | --> | 0.598 | 0 | 0 | 0 | 0.04 | 0.5 | 0 |  | --> | C11 ex GARVILLE AVENUE | GARVILLE AVENUE: T42 | MILLTOWN (DR) |  | 53.3127 | -6.2878
MV/LV Substation EA***358Z | 20 kV | 400V(3ph) & 230V(single ph) | LV | 50 kVA :Pole Substation | 0.05 | --> | 0.05 | 0.05 | 2.7 |  | --> | 0.047 | 0 | 0 | 0 | 0 | 0.049 | 0 |  | --> | E18 ex TULLOW | TULLOW: T422 | CARLOW |  | 52.8466 | -6.5608
MV/LV Substation EA***361 | 10 kV | 400V(3ph) & 230V(single ph) | LV | 400 kVA :Building Structure | 0.4 | --> | 0.4 | 0 | 0 | Constrained,otherwise capacity available =397kVA. | --> | 0.38 | 0 | 0 | 0 | 0 | 0.4 | 0 |  | --> | C31 ex NORTH QUAYS | NORTH QUAYS: T102 | POOLBEG |  | 53.3539 | -6.2302
MV/LV Substation EA***375Z | 10 kV | 400V(3ph) & 230V(single ph) | LV | 400 kVA :Building Structure | 0.4 | --> | 0.4 | 0 | 0 | Constrained,otherwise capacity available =354kVA. | --> | 0.38 | 0 | 0 | 0 | 0 | 0.407 | 0 |  | --> | C35 ex CASTLEVIEW | CASTLEVIEW: T101 | CASTLEVIEW |  | 51.9025 | -8.3689
MV/LV Substation EA***397 | 10 kV | 400V(3ph) & 230V(single ph) | LV | 50 kVA :Pole Substation | 0.05 | --> | 0.05 | 0 | 0 | Constrained,otherwise capacity available =41kVA. | --> | 0.047 | 0 | 0 | 0 | 0 | 0 | 0 | Constrained,otherwise capacity available =50kW. | --> | E12 ex KILLYBEGS | KILLYBEGS: | N/A |  | 54.6398 | -8.3023
MV/LV Substation EA***4002 | 10 kV | 400V(3ph) & 230V(single ph) | LV | 630 kVA :Building Structure | 0.63 | --> | 0.63 | 0 | 0 | Constrained,otherwise capacity available =500kVA. | --> | 0.598 | 0 | 0 | 0 | 0 | 0.5 | 0 |  | --> | E16 ex DRUMLINE | DRUMLINE: T421∥T422 | DRUMLINE |  | 52.7194 | -8.8662
MV/LV Substation EA***4011 | 10 kV | 400V(3ph) & 230V(single ph) | LV | 200 kVA :Building Structure | 0.2 | --> | 0.2 | 0 | 0 | Constrained,otherwise capacity available =169kVA. | --> | 0.19 | 0 | 0 | 0 | 0 | 0.204 | 0 |  | --> | C11 ex JOHNSTOWN | JOHNSTOWN: T41 | KILTEEL |  | 53.2026 | -6.6005
MV/LV Substation EA***4053 | 10 kV | 400V(3ph) & 230V(single ph) | LV | 400 kVA :Kiosk Substation | 0.4 | --> | 0.4 | 0 | 0 | Constrained,otherwise capacity available =379kVA. | --> | 0.38 | 0 | 0 | 0 | 0.003 | 0.4 | 0 |  | --> | C14 ex GREYSTONES | GREYSTONES: T42 | FASSAROE |  | 53.1405 | -6.0877
MV/LV Substation EA***4092 | 20 kV | 400V(3ph) & 230V(single ph) | LV | 100 kVA :Pole Substation | 0.1 | --> | 0.1 | 0.1 | 4.5 |  | --> | 0.095 | 0 | 0 | 0 | 0 | 0.1 | 0 |  | --> | E22 ex ENNISCRONE | ENNISCRONE: T421∥T422 | MOY |  | 54.2856 | -8.9629
MV/LV Substation EA***4098 | 10 kV | 400V(3ph) & 230V(single ph) | LV | 400 kVA :Kiosk Substation | 0.4 | --> | 0.4 | 0 | 0 | Constrained,otherwise capacity available =400kVA. | --> | 0.38 | 0 | 0 | 0 | 0 | 0.4 | 0 |  | --> | C17 ex CARRICKMINES | CARRICKMINES: T41 | CARRICKMINES |  | 53.2189 | -6.1906
MV/LV Substation EA***4103 | 10 kV | 400V(3ph) & 230V(single ph) | LV | 1000 kVA :Building Structure | 1 | --> | 1 | 0.5 | 15.8 |  | --> | 0.95 | 0 | 0 | 0 | 0 | 0.5 | 0 |  | --> | C40 ex CASTLEVIEW | CASTLEVIEW: T102 | CASTLEVIEW |  | 51.9058 | -8.3671
MV/LV Substation EA***411Y | 10 kV | 400V(3ph) & 230V(single ph) | LV | 400 kVA :Building Structure | 0.4 | --> | 0.4 | 0 | 0 | Constrained,otherwise capacity available =85kVA. | --> | 0.38 | 0 | 0 | 0 | 0.062 | 0.382 | 0 |  | --> | C11 ex GARRYOWEN | GARRYOWEN: T41 | LIMERICK |  | 52.6483 | -8.5886
MV/LV Substation EA***4134 | 10 kV | 400V(3ph) & 230V(single ph) | LV | 400 kVA :Kiosk Substation | 0.4 | --> | 0.4 | 0 | 0 | Constrained,otherwise capacity available =397kVA. | --> | 0.38 | 0 | 0 | 0 | 0 | 0.4 | 0 |  | --> | C11 ex LITTLE BRAY | LITTLE BRAY: T41 | FASSAROE |  | 53.2377 | -6.1148
MV/LV Substation EA***4147 | 10 kV | 400V(3ph) & 230V(single ph) | LV | 630 kVA :Building Structure | 0.63 | --> | 0.63 | 0.5 | 7 |  | --> | 0.598 | 0 | 0 | 0 | 0 | 0.5 | 0 |  | --> | C14 ex PEMBROKE | PEMBROKE: T41∥T43 | RINGSEND |  | 53.3383 | -6.2416
MV/LV Substation EA***417 | 20 kV | 400V(3ph) & 230V(single ph) | LV | 400 kVA :Kiosk Substation | 0.4 | --> | 0.4 | 0 | 0 | Constrained,otherwise capacity available =351kVA. | --> | 0.38 | 0 | 0 | 0 | 0 | 0.407 | 0 |  | --> | E17 ex HEADFORD | HEADFORD: T42 | CLOON |  | 53.4666 | -9.1076
MV/LV Substation EA***4183 | 10 kV | 400V(3ph) & 230V(single ph) | LV | 630 kVA :Kiosk Substation | 0.63 | --> | 0.63 | 0.5 | 5.6 |  | --> | 0.598 | 0 | 0 | 0 | 0 | 0.5 | 0 |  | --> | C21 ex HAROLDS CROSS | HAROLDS CROSS: T101 | POOLBEG |  | 53.3259 | -6.2893
MV/LV Substation EA***419Y | 10 kV | 400V(3ph) & 230V(single ph) | LV | 400 kVA :Building Structure | 0.4 | --> | 0.4 | 0 | 0 | Constrained,otherwise capacity available =309kVA. | --> | 0.38 | 0 | 0 | 0 | 0.003 | 0.41 | 0 |  | --> | C11 ex GARRYOWEN | GARRYOWEN: T41 | LIMERICK |  | 52.6484 | -8.5843
MV/LV Substation EA***419Z | 10 kV | 400V(3ph) & 230V(single ph) | LV | 630 kVA :Building Structure | 0.63 | --> | 0.63 | 0 | 0 | Constrained,otherwise capacity available =384kVA. | --> | 0.598 | 0 | 0 | 0 | 0 | 0.5 | 0 |  | --> | C39 ex CASTLEVIEW | CASTLEVIEW: T101 | CASTLEVIEW |  | 51.9029 | -8.3564
MV/LV Substation EA***421Z | 10 kV | 400V(3ph) & 230V(single ph) | LV | 200 kVA :Kiosk Substation | 0.2 | --> | 0.2 | 0.138 | 0.1 |  | --> | 0.19 | 0 | 0 | 0 | 0.014 | 0.194 | 0 |  | --> | C16 ex JOHNSTOWN | JOHNSTOWN: T42 | KILTEEL |  | 53.2482 | -6.583
MV/LV Substation EA***4229 | 10 kV | 400V(3ph) & 230V(single ph) | LV | 50 kVA :Pole Substation | 0.05 | --> | 0.05 | 0.05 | 4.6 |  | --> | 0.047 | 0 | 0 | 0 | 0 | 0.049 | 0 |  | --> | E16 ex BALLYRAGGET | BALLYRAGGET: T421∥T422 | BALLYRAGGET |  | 52.8322 | -7.3417
MV/LV Substation EA***426X | 20 kV | 400V(3ph) & 230V(single ph) | LV | 200 kVA :Pole Substation | 0.2 | --> | 0.2 | 0.198 | 1 |  | --> | 0.19 | 0 | 0 | 0 | 0 | 0 | 0 | Constrained,otherwise capacity available =200kW. | --> | C25 ex KILCLOHER | KILCLOHER: T42 | DUNGARVAN |  | 52.178 | -7.7067
MV/LV Substation EA***433 | 20 kV | 400V(3ph) & 230V(single ph) | LV | 400 kVA :Kiosk Substation | 0.4 | --> | 0.4 | 0.191 | 1.6 |  | --> | 0.38 | 0 | 0 | 0 | 0.035 | 0 | 0 | Constrained,otherwise capacity available =394kW. | --> | E15 ex CASTLETOWNBERE | CASTLETOWNBERE: T421 | BALLYLICKY |  | 51.653 | -9.9084
MV/LV Substation EA***4355 | 10 kV | 400V(3ph) & 230V(single ph) | LV | 400 kVA :Kiosk Substation | 0.4 | --> | 0.4 | 0.4 | 3.2 |  | --> | 0.38 | 0 | 0 | 0 | 0 | 0.4 | 0 |  | --> | C14 ex EAST WALL ROAD | EAST WALL ROAD: T42 | MCDERMOTT |  | 53.3531 | -6.2253
MV/LV Substation EA***4454 | 10 kV | 400V(3ph) & 230V(single ph) | LV | 400 kVA :Kiosk Substation | 0.4 | --> | 0.4 | 0.4 | 5.6 |  | --> | 0.38 | 0 | 0 | 0 | 0 | 0.4 | 0 |  | --> | C11 ex HAROLDS CROSS | HAROLDS CROSS: T101 | POOLBEG |  | 53.3328 | -6.2585
MV/LV Substation EA***460Z | 10 kV | 400V(3ph) & 230V(single ph) | LV | 630 kVA :Building Structure | 0.63 | --> | 0.63 | 0 | 0 | Constrained,otherwise capacity available =427kVA. | --> | 0.598 | 0 | 0 | 0 | 0 | 0.5 | 0 |  | --> | C39 ex CASTLEVIEW | CASTLEVIEW: T101 | CASTLEVIEW |  | 51.9053 | -8.3545
MV/LV Substation EA***4619 | 10 kV | 400V(3ph) & 230V(single ph) | LV | 630 kVA :Building Structure | 0.63 | --> | 0.63 | 0 | 0 | Constrained,otherwise capacity available =500kVA. | --> | 0.598 | 0 | 0 | 0 | 0 | 0.5 | 0 |  | --> | C39 ex NORTH QUAYS | NORTH QUAYS: T102 | POOLBEG |  | 53.3577 | -6.233
MV/LV Substation EA***4620 | 10 kV | 400V(3ph) & 230V(single ph) | LV | 630 kVA :Building Structure | 0.63 | --> | 0.63 | 0 | 0 | Constrained,otherwise capacity available =500kVA. | --> | 0.598 | 0 | 0 | 0 | 0 | 0.5 | 0 |  | --> | C39 ex NORTH QUAYS | NORTH QUAYS: T102 | POOLBEG |  | 53.3576 | -6.2326
MV/LV Substation EA***4641 | 10 kV | 400V(3ph) & 230V(single ph) | LV | 630 kVA :Kiosk Substation | 0.63 | --> | 0.63 | 0 | 0 | Constrained,otherwise capacity available =362kVA. | --> | 0.598 | 0 | 0 | 0 | 0 | 0.5 | 0 |  | --> | C41 ex NORTH QUAYS | NORTH QUAYS: T102 | POOLBEG |  | 53.3529 | -6.2316
MV/LV Substation EA***4649 | 10 kV | 400V(3ph) & 230V(single ph) | LV | 1000 kVA :Building Structure | 1 | --> | 1 | 0 | 0 | Constrained,otherwise capacity available =500kVA. | --> | 0.95 | 0 | 0 | 0 | 0 | 0.5 | 0 |  | --> | C18 ex CLONTARF | CLONTARF: T42 | FINGLAS |  | 53.3726 | -6.2102
MV/LV Substation EA***4721 | 10 kV | 400V(3ph) & 230V(single ph) | LV | 1000 kVA :Building Structure | 1 | --> | 1 | 0 | 0 | Constrained,otherwise capacity available =500kVA. | --> | 0.95 | 0 | 0 | 0 | 0 | 0.5 | 0 |  | --> | C31 ex NORTH QUAYS | NORTH QUAYS: T102 | POOLBEG |  | 53.3578 | -6.2338
MV/LV Substation EA***473Y | 10 kV | 400V(3ph) & 230V(single ph) | LV | 630 kVA :Kiosk Substation | 0.63 | --> | 0.63 | 0 | 0 | Constrained,otherwise capacity available =500kVA. | --> | 0.598 | 0 | 0 | 0 | 0 | 0.5 | 0 |  | --> | C17 ex LOUGHREA | LOUGHREA: T41∥T42 | SOMERSET |  | 53.2042 | -8.5446
MV/LV Substation EA***475 | 20 kV | 400V(3ph) & 230V(single ph) | LV | 100 kVA :Pole Substation | 0.1 | --> | 0.1 | 0.001 | 4.5 |  | --> | 0.095 | 0 | 0 | 0 | 0.004 | 0.109 | 0 |  | --> | E22 ex ENNISCRONE | ENNISCRONE: T421∥T422 | MOY |  | 54.2861 | -8.9636
MV/LV Substation EA***501X | 20 kV | 400V(3ph) & 230V(single ph) | LV | 100 kVA :Pole Substation | 0.1 | --> | 0.1 | 0.093 | 3.6 |  | --> | 0.095 | 0 | 0 | 0 | 0 | 0.1 | 0 |  | --> | E13 ex KILLINICK | KILLINICK: T421∥T422 | WEXFORD |  | 52.2134 | -6.381
MV/LV Substation EA***510Y | 10 kV | 400V(3ph) & 230V(single ph) | LV | 400 kVA :Kiosk Substation | 0.4 | --> | 0.4 | 0 | 0 | Constrained,otherwise capacity available =295kVA. | --> | 0.38 | 0 | 0 | 0 | 0.004 | 0 | 0 | Constrained,otherwise capacity available =412kW. | --> | C15 ex PORTARLINGTON | PORTARLINGTON: T41∥T42 | PORTLAOISE |  | 53.1563 | -7.1844
MV/LV Substation EA***516 | 20 kV | 400V(3ph) & 230V(single ph) | LV | 200 kVA :Pole Substation | 0.2 | --> | 0.2 | 0.194 | 3.2 |  | --> | 0.19 | 0 | 0 | 0 | 0 | 0 | 0 | Constrained,otherwise capacity available =200kW. | --> | E12 ex BANGOR ERRIS | BANGOR ERRIS: T421 | BELLACORICK |  | 54.0747 | -9.9255
MV/LV Substation EA***516 | 10 kV | 400V(3ph) & 230V(single ph) | LV | 200 kVA :Pole Substation | 0.2 | --> | 0.2 | 0 | 0 | Constrained,otherwise capacity available =18kVA. | --> | 0.19 | 0 | 0 | 0 | 0 | 0.219 | 0 |  | --> | C12 ex BALLYBEGGAN | BALLYBEGGAN: T43∥T44 | TRALEE |  | 52.2558 | -9.637
MV/LV Substation EA***531Z | 10 kV | 400V(3ph) & 230V(single ph) | LV | 630 kVA :Building Structure | 0.63 | --> | 0.63 | 0 | 0 | Constrained,otherwise capacity available =500kVA. | --> | 0.598 | 0 | 0 | 0 | 0.022 | 0.5 | 0 |  | --> | C35 ex CASTLEVIEW | CASTLEVIEW: T101 | CASTLEVIEW |  | 51.904 | -8.3672
MV/LV Substation EA***532Z | 10 kV | 400V(3ph) & 230V(single ph) | LV | 400 kVA :Building Structure | 0.4 | --> | 0.4 | 0 | 0 | Constrained,otherwise capacity available =300kVA. | --> | 0.38 | 0 | 0 | 0 | 0.007 | 0.408 | 0 |  | --> | C35 ex CASTLEVIEW | CASTLEVIEW: T101 | CASTLEVIEW |  | 51.9032 | -8.3685
MV/LV Substation EA***549Z | 10 kV | 400V(3ph) & 230V(single ph) | LV | 630 kVA :Building Structure | 0.63 | --> | 0.63 | 0 | 0 | Constrained,otherwise capacity available =406kVA. | --> | 0.598 | 0 | 0 | 0 | 0 | 0.5 | 0 |  | --> | C25 ex POPPINTREE | POPPINTREE: T101 | FINGLAS |  | 53.4183 | -6.3138
MV/LV Substation EA***555X | 10 kV | 400V(3ph) & 230V(single ph) | LV | 400 kVA :Building Structure | 0.4 | --> | 0.4 | 0.099 | 0.1 | Constrained,otherwise capacity available =193kVA. | --> | 0.38 | 0 | 0 | 0 | 0 | 0.431 | 0 |  | --> | C11 ex SCARIFF | SCARIFF: T42 | ENNIS |  | 52.9003 | -8.5967
MV/LV Substation EA***585X | 10 kV | 400V(3ph) & 230V(single ph) | LV | 50 kVA :Pole Substation | 0.05 | --> | 0.05 | 0 | 0 | Constrained,otherwise capacity available =40kVA. | --> | 0.047 | 0 | 0 | 0 | 0.004 | 0 | 0 | Constrained,otherwise capacity available =46kW. | --> | C15 ex PORTARLINGTON | PORTARLINGTON: T41∥T42 | PORTLAOISE |  | 53.1562 | -7.1862
MV/LV Substation EA***587Y | 20 kV | 400V(3ph) & 230V(single ph) | LV | 50 kVA :Pole Substation | 0.05 | --> | 0.05 | 0.049 | 2.7 |  | --> | 0.047 | 0 | 0 | 0 | 0 | 0.049 | 0 |  | --> | E18 ex TULLOW | TULLOW: T422 | CARLOW |  | 52.8531 | -6.5517
MV/LV Substation EA***598X | 10 kV | 400V(3ph) & 230V(single ph) | LV | 1000 kVA :Building Structure | 1 | --> | 1 | 0.5 | 7.2 |  | --> | 0.95 | 0 | 0 | 0 | 0 | 0.5 | 0 |  | --> | C28 ex PELLETSTOWN | PELLETSTOWN: T102 | FINGLAS |  | 53.3768 | -6.3236
MV/LV Substation EA***621 | 10 kV | 400V(3ph) & 230V(single ph) | LV | 1000 kVA :Building Structure | 1 | --> | 1 | 0 | 0 | Constrained,otherwise capacity available =500kVA. | --> | 0.95 | 0 | 0 | 0 | 0 | 0.5 | 0 |  | --> | C21 ex LEESON STREET | LEESON STREET: T41 | MILLTOWN (DR) |  | 53.3335 | -6.2592
MV/LV Substation EA***623 | 20 kV | 400V(3ph) & 230V(single ph) | LV | 200 kVA :Kiosk Substation | 0.2 | --> | 0.2 | 0.148 | 4.5 |  | --> | 0.19 | 0 | 0 | 0 | 0 | 0.207 | 0 |  | --> | E22 ex ENNISCRONE | ENNISCRONE: T421∥T422 | MOY |  | 54.2854 | -8.9555
MV/LV Substation EA***632 | 10 kV | 400V(3ph) & 230V(single ph) | LV | 400 kVA :Building Structure | 0.4 | --> | 0.4 | 0.226 | 0.5 |  | --> | 0.38 | 0 | 0 | 0 | 0.02 | 0.405 | 0 |  | --> | C04 ex PEMBROKE | PEMBROKE: T44 | RINGSEND |  | 53.3339 | -6.2425
MV/LV Substation EA***651X | 10 kV | 400V(3ph) & 230V(single ph) | LV | 200 kVA :Kiosk Substation | 0.2 | --> | 0.2 | 0 | 0 | Constrained,otherwise capacity available =89kVA. | --> | 0.19 | 0 | 0 | 0 | 0.01 | 0.206 | 0 |  | --> | C18 ex BALGADDY | BALGADDY: T42 | GRANGE CASTLE |  | 53.3447 | -6.417
MV/LV Substation EA***653Z | 10 kV | 400V(3ph) & 230V(single ph) | LV | 1000 kVA :Building Structure | 1 | --> | 1 | 0.5 | 15.8 |  | --> | 0.95 | 0 | 0 | 0 | 0 | 0.5 | 0 |  | --> | C40 ex CASTLEVIEW | CASTLEVIEW: T102 | CASTLEVIEW |  | 51.9061 | -8.36
MV/LV Substation EA***665X | 10 kV | 400V(3ph) & 230V(single ph) | LV | 400 kVA :Kiosk Substation | 0.4 | --> | 0.4 | 0 | 0 | Constrained,otherwise capacity available =204kVA. | --> | 0.38 | 0 | 0 | 0 | 0.026 | 0.402 | 0 |  | --> | C18 ex BALGADDY | BALGADDY: T42 | GRANGE CASTLE |  | 53.3443 | -6.4154
MV/LV Substation EA***698 | 10 kV | 400V(3ph) & 230V(single ph) | LV | 630 kVA :Kiosk Substation | 0.63 | --> | 0.63 | 0 | 0 | Constrained,otherwise capacity available =476kVA. | --> | 0.598 | 0 | 0 | 0 | 0 | 0.5 | 0 |  | --> | C22 ex GARRYOWEN | GARRYOWEN: T42 | LIMERICK |  | 52.6498 | -8.5801
MV/LV Substation EA***703Y | 10 kV | 400V(3ph) & 230V(single ph) | LV | 400 kVA :Kiosk Substation | 0.4 | --> | 0.4 | 0 | 0 | Constrained,otherwise capacity available =195kVA. | --> | 0.38 | 0 | 0 | 0 | 0.01 | 0.42 | 0 |  | --> | C18 ex BALGADDY | BALGADDY: T42 | GRANGE CASTLE |  | 53.3469 | -6.414
MV/LV Substation EA***716 | 10 kV | 400V(3ph) & 230V(single ph) | LV | 630 kVA :Kiosk Substation | 0.63 | --> | 0.63 | 0 | 0 | Constrained,otherwise capacity available =500kVA. | --> | 0.598 | 0 | 0 | 0 | 0 | 0.5 | 0 |  | --> | C16 ex COOLCORCORAN | COOLCORCORAN: T41∥T42 | KNOCKEARAGH |  | 52.0574 | -9.5064
MV/LV Substation EA***752X | 20 kV | 400V(3ph) & 230V(single ph) | LV | 400 kVA :Kiosk Substation | 0.4 | --> | 0.4 | 0.361 | 6.2 |  | --> | 0.38 | 0 | 0 | 0 | 0.007 | 0.398 | 0 |  | --> | E12 ex BAGENALSTOWN | BAGENALSTOWN: T421∥T422 | CARLOW |  | 52.7022 | -6.9656
MV/LV Substation EA***764Y | 10 kV | 400V(3ph) & 230V(single ph) | LV | 630 kVA :Building Structure | 0.63 | --> | 0.63 | 0 | 0 | Constrained,otherwise capacity available =500kVA. | --> | 0.598 | 0 | 0 | 0 | 0 | 0.5 | 0 |  | --> | C11 ex GARRYOWEN | GARRYOWEN: T41 | LIMERICK |  | 52.6485 | -8.5905
MV/LV Substation EA***767Z | 10 kV | 400V(3ph) & 230V(single ph) | LV | 50 kVA :Pole Substation | 0.05 | --> | 0.05 | 0 | 0 | Constrained,otherwise capacity available =50kVA. | --> | 0.047 | 0 | 0 | 0 | 0 | 0.049 | 0 |  | --> | C11 ex JOHNSTOWN | JOHNSTOWN: T41 | KILTEEL |  | 53.1975 | -6.5855
MV/LV Substation EA***768X | 10 kV | 400V(3ph) & 230V(single ph) | LV | 400 kVA :Kiosk Substation | 0.4 | --> | 0.4 | 0.279 | 1.3 |  | --> | 0.38 | 0 | 0 | 0 | 0.011 | 0.407 | 0 |  | --> | C17 ex GRANGE (SR) | GRANGE (SR): T41∥T42 | BUTLERSTOWN |  | 52.2435 | -7.0748
MV/LV Substation EA***772Y | 10 kV | 400V(3ph) & 230V(single ph) | LV | 400 kVA :Building Structure | 0.4 | --> | 0.4 | 0 | 0 | Constrained,otherwise capacity available =272kVA. | --> | 0.38 | 0 | 0 | 0 | 0.007 | 0.412 | 0 |  | --> | C11 ex GARRYOWEN | GARRYOWEN: T41 | LIMERICK |  | 52.6478 | -8.5865
MV/LV Substation EA***773 | 20 kV | 400V(3ph) & 230V(single ph) | LV | 100 kVA :Pole Substation | 0.1 | --> | 0.1 | 0.089 | 5.6 |  | --> | 0.095 | 0 | 0 | 0 | 0 | 0.101 | 0 |  | --> | E14 ex CRANE | CRANE: T122 | CRANE |  | 52.5483 | -6.5429
MV/LV Substation EA***776X | 10 kV | 400V(3ph) & 230V(single ph) | LV | 1000 kVA :Building Structure | 1 | --> | 1 | 0 | 0 | Constrained,otherwise capacity available =500kVA. | --> | 0.95 | 0 | 0 | 0 | 0 | 0.5 | 0 |  | --> | C31 ex NORTH QUAYS | NORTH QUAYS: T102 | POOLBEG |  | 53.3539 | -6.2302
MV/LV Substation EA***778X | 10 kV | 400V(3ph) & 230V(single ph) | LV | 1000 kVA :Building Structure | 1 | --> | 1 | 0.5 | 3.2 |  | --> | 0.95 | 0 | 0 | 0 | 0 | 0.5 | 0 |  | --> | C12 ex EAST WALL ROAD | EAST WALL ROAD: T42 | MCDERMOTT |  | 53.3551 | -6.2214
MV/LV Substation EA***799Y | 10 kV | 400V(3ph) & 230V(single ph) | LV | 400 kVA :Kiosk Substation | 0.4 | --> | 0.4 | 0.328 | 4.2 |  | --> | 0.38 | 0 | 0 | 0 | 0.006 | 0.404 | 0 |  | --> | C21 ex MARSHES | MARSHES: T41 | DUNDALK |  | 53.9631 | -6.3866
MV/LV Substation EA***800Y | 10 kV | 400V(3ph) & 230V(single ph) | LV | 400 kVA :Kiosk Substation | 0.4 | --> | 0.4 | 0.381 | 4.2 |  | --> | 0.38 | 0 | 0 | 0 | 0.035 | 0.365 | 0 |  | --> | C21 ex MARSHES | MARSHES: T41 | DUNDALK |  | 53.9615 | -6.3843
MV/LV Substation EA***801Y | 10 kV | 400V(3ph) & 230V(single ph) | LV | 400 kVA :Kiosk Substation | 0.4 | --> | 0.4 | 0.275 | 4.2 |  | --> | 0.38 | 0 | 0 | 0 | 0.093 | 0.321 | 0 |  | --> | C21 ex MARSHES | MARSHES: T41 | DUNDALK |  | 53.962 | -6.3818
MV/LV Substation EA***807X | 10 kV | 400V(3ph) & 230V(single ph) | LV | 400 kVA :Kiosk Substation | 0.4 | --> | 0.4 | 0.274 | 1.3 |  | --> | 0.38 | 0 | 0 | 0 | 0.008 | 0.411 | 0 |  | --> | C17 ex GRANGE (SR) | GRANGE (SR): T41∥T42 | BUTLERSTOWN |  | 52.2416 | -7.078
MV/LV Substation EA***816Y | 10 kV | 400V(3ph) & 230V(single ph) | LV | 200 kVA :Pole Substation | 0.2 | --> | 0.2 | 0.173 | 8.9 |  | --> | 0.19 | 0 | 0 | 0 | 0 | 0.203 | 0 |  | --> | C13 ex MIDLETON | MIDLETON: T101 | MIDLETON |  | 51.9306 | -8.1822
MV/LV Substation EA***832 | 10 kV | 400V(3ph) & 230V(single ph) | LV | 200 kVA :Kiosk Substation | 0.2 | --> | 0.2 | 0.18 | 2.5 |  | --> | 0.19 | 0 | 0 | 0 | 0.016 | 0.186 | 0 |  | --> | C11 ex GREYSTONES | GREYSTONES: T41 | FASSAROE |  | 53.1376 | -6.0916
MV/LV Substation EA***839X | 10 kV | 400V(3ph) & 230V(single ph) | LV | 1000 kVA :Building Structure | 1 | --> | 1 | 0.5 | 5 |  | --> | 0.95 | 0 | 0 | 0 | 0 | 0.5 | 0 |  | --> | C15 ex EAST WALL ROAD | EAST WALL ROAD: T41 | MCDERMOTT |  | 53.357 | -6.2214
MV/LV Substation EA***840X | 10 kV | 400V(3ph) & 230V(single ph) | LV | 1000 kVA :Building Structure | 1 | --> | 1 | 0.5 | 5 |  | --> | 0.95 | 0 | 0 | 0 | 0 | 0.5 | 0 |  | --> | C15 ex EAST WALL ROAD | EAST WALL ROAD: T41 | MCDERMOTT |  | 53.357 | -6.2214
MV/LV Substation EA***841X | 10 kV | 400V(3ph) & 230V(single ph) | LV | 1000 kVA :Building Structure | 1 | --> | 1 | 0.5 | 5 |  | --> | 0.95 | 0 | 0 | 0 | 0 | 0.5 | 0 |  | --> | C15 ex EAST WALL ROAD | EAST WALL ROAD: T41 | MCDERMOTT |  | 53.3573 | -6.223
MV/LV Substation EA***842X | 10 kV | 400V(3ph) & 230V(single ph) | LV | 1000 kVA :Building Structure | 1 | --> | 1 | 0.5 | 5 |  | --> | 0.95 | 0 | 0 | 0 | 0 | 0.5 | 0 |  | --> | C15 ex EAST WALL ROAD | EAST WALL ROAD: T41 | MCDERMOTT |  | 53.3573 | -6.2229
MV/LV Substation EA***850Y | 10 kV | 400V(3ph) & 230V(single ph) | LV | 630 kVA :Building Structure | 0.63 | --> | 0.63 | 0 | 0 | Constrained,otherwise capacity available =500kVA. | --> | 0.598 | 0 | 0 | 0 | 0 | 0.5 | 0 |  | --> | C21 ex ATHLONE | ATHLONE: T41 | ATHLONE |  | 53.421 | -7.986
MV/LV Substation EA***862X | 10 kV | 400V(3ph) & 230V(single ph) | LV | 200 kVA :Kiosk Substation | 0.2 | --> | 0.2 | 0 | 0 | Constrained,otherwise capacity available =187kVA. | --> | 0.19 | 0 | 0 | 0 | 0 | 0.201 | 0 |  | --> | C18 ex BUTTEVANT | BUTTEVANT: T41∥T42 | MALLOW |  | 52.2685 | -8.7318
MV/LV Substation EA***864Y | 20 kV | 400V(3ph) & 230V(single ph) | LV | 400 kVA :Kiosk Substation | 0.4 | --> | 0.4 | 0 | 0 | Constrained,otherwise capacity available =328kVA. | --> | 0.38 | 0 | 0 | 0 | 0.008 | 0.402 | 0 |  | --> | E17 ex JULIANSTOWN | JULIANSTOWN: T421∥T422 | DRYBRIDGE |  | 53.7016 | -6.2596
MV/LV Substation EA***901 | 10 kV | 400V(3ph) & 230V(single ph) | LV | 1000 kVA :Building Structure | 1 | --> | 1 | 0.5 | 2.6 |  | --> | 0.95 | 0 | 0 | 0 | 0 | 0.5 | 0 |  | --> | C12 ex LEESON STREET | LEESON STREET: T42 | MILLTOWN (DR) |  | 53.3341 | -6.2581
MV/LV Substation EA***921Z | 10 kV | 400V(3ph) & 230V(single ph) | LV | 400 kVA :Building Structure | 0.4 | --> | 0.4 | 0.322 | 1.7 |  | --> | 0.38 | 0 | 0 | 0 | 0.001 | 0.41 | 0 |  | --> | C26 ex BISHOPSTOWN | BISHOPSTOWN: T42 | KILBARRY |  | 51.8893 | -8.5823
MV/LV Substation EA***931 | 10 kV | 400V(3ph) & 230V(single ph) | LV | 630 kVA :Building Structure | 0.63 | --> | 0.63 | 0.5 | 2.6 |  | --> | 0.598 | 0 | 0 | 0 | 0 | 0.5 | 0 |  | --> | C20 ex LEESON STREET | LEESON STREET: T42 | MILLTOWN (DR) |  | 53.3351 | -6.2564
MV/LV Substation EA***939 | 10 kV | 400V(3ph) & 230V(single ph) | LV | 200 kVA :Pole Substation | 0.2 | --> | 0.2 | 0.168 | 6.2 |  | --> | 0.19 | 0 | 0 | 0 | 0 | 0.204 | 0 |  | --> | E11 ex BAGENALSTOWN | BAGENALSTOWN: T421∥T422 | CARLOW |  | 52.702 | -6.9745
MV/LV Substation EA***951 | 10 kV | 400V(3ph) & 230V(single ph) | LV | 630 kVA :Building Structure | 0.63 | --> | 0.63 | 0.352 | 2.6 |  | --> | 0.598 | 0 | 0 | 0 | 0 | 0.5 | 0 |  | --> | C12 ex LEESON STREET | LEESON STREET: T42 | MILLTOWN (DR) |  | 53.3345 | -6.257
MV/LV Substation EA***952 | 20 kV | 400V(3ph) & 230V(single ph) | LV | 50 kVA :Pole Substation | 0.05 | --> | 0.05 | 0.03 | 0.9 |  | --> | 0.047 | 0 | 0 | 0 | 0.007 | 0.045 | 0 |  | --> | C14 ex CARRAROE | CARRAROE: T42 | SCREEB |  | 53.2725 | -9.5396
MV/LV Substation EA***962 | 10 kV | 400V(3ph) & 230V(single ph) | LV | 100 kVA :Pole Substation | 0.1 | --> | 0.1 | 0.078 | 3.2 |  | --> | 0.095 | 0 | 0 | 0 | 0.004 | 0.098 | 0 |  | --> | C16 ex BOYLE | BOYLE: T41∥T42 | CARRICK ON SHANNON |  | 53.9776 | -8.3045
MV/LV Substation EA***968 | 10 kV | 400V(3ph) & 230V(single ph) | LV | 400 kVA :Kiosk Substation | 0.4 | --> | 0.4 | 0.329 | 0.9 |  | --> | 0.38 | 0 | 0 | 0 | 0.014 | 0.396 | 0 |  | --> | C11 ex BRAY | BRAY: T41 | FASSAROE |  | 53.1882 | -6.1726
MV/LV Substation EA***987Z | 20 kV | 400V(3ph) & 230V(single ph) | LV | 630 kVA :Kiosk Substation | 0.63 | --> | 0.63 | 0 | 0 | Constrained,otherwise capacity available =500kVA. | --> | 0.598 | 0 | 0 | 0 | 0 | 0.5 | 0 |  | --> | E19 ex EDENDERRY | EDENDERRY: T421∥T422 | BLAKE |  | 53.4531 | -7.0973
MV/LV Substation EA***992 | 10 kV | 400V(3ph) & 230V(single ph) | LV | 400 kVA :Kiosk Substation | 0.4 | --> | 0.4 | 0.27 | 0.9 |  | --> | 0.38 | 0 | 0 | 0 | 0.032 | 0.386 | 0 |  | --> | C11 ex BRAY | BRAY: T41 | FASSAROE |  | 53.1907 | -6.1763
MV/LV Substation EB***150 | 20 kV | 400V(3ph) & 230V(single ph) | LV | 100 kVA :Pole Substation | 0.1 | --> | 0.1 | 0.087 | 2.5 |  | --> | 0.095 | 0 | 0 | 0 | 0 | 0.101 | 0 |  | --> | E12 ex CONG | CONG: T421∥T422 | CLOON |  | 53.5231 | -9.3772
MV/LV Substation EB***277Z | 10 kV | 400V(3ph) & 230V(single ph) | LV | 630 kVA :Building Structure | 0.63 | --> | 0.63 | 0 | 0 | Constrained,otherwise capacity available =483kVA. | --> | 0.598 | 0 | 0 | 0 | 0 | 0.5 | 0 |  | --> | C39 ex COLLEGE PARK | COLLEGE PARK: T103 | COLLEGE PARK |  | 53.4112 | -6.3734
MV/LV Substation EB***4146 | 10 kV | 400V(3ph) & 230V(single ph) | LV | 630 kVA :Building Structure | 0.63 | --> | 0.63 | 0.5 | 3.8 |  | --> | 0.598 | 0 | 0 | 0 | 0 | 0.5 | 0 |  | --> | C19 ex DUN LAOGHAIRE | DUN LAOGHAIRE: T41 | BLACKROCK |  | 53.294 | -6.1354
MV/LV Substation EB***504X | 10 kV | 400V(3ph) & 230V(single ph) | LV | 630 kVA :Building Structure | 0.63 | --> | 0.63 | 0 | 0 | Constrained,otherwise capacity available =500kVA. | --> | 0.598 | 0 | 0 | 0 | 0 | 0.5 | 0 |  | --> | C14 ex NEWMARKET (DR) | NEWMARKET (DR): T41 | FRANCIS STREET |  | 53.3348 | -6.2835
MV/LV Substation EB***894 | 10 kV | 400V(3ph) & 230V(single ph) | LV | 630 kVA :Building Structure | 0.63 | --> | 0.63 | 0.5 | 1.6 |  | --> | 0.598 | 0 | 0 | 0 | 0 | 0.5 | 0 |  | --> | C18 ex BALLYMOUNT | BALLYMOUNT: T42 | INCHICORE 220KV |  | 53.3156 | -6.3437
MV/LV Substation EC***005 | 10 kV | 400V(3ph) & 230V(single ph) | LV | 200 kVA :Pole Substation | 0.2 | --> | 0.2 | 0 | 0 | Constrained,otherwise capacity available =148kVA. | --> | 0.19 | 0 | 0 | 0 | 0.01 | 0 | 0 | Constrained,otherwise capacity available =197kW. | --> | C14 ex BELLFIELD | BELLFIELD: T41∥T42 | CRANE |  | 52.504 | -6.557
MV/LV Substation EC***057X | 10 kV | 400V(3ph) & 230V(single ph) | LV | 1000 kVA :Building Structure | 1 | --> | 1 | 0 | 0 | Constrained,otherwise capacity available =500kVA. | --> | 0.95 | 0 | 0 | 0 | 0 | 0.5 | 0 |  | --> | C35 ex CASTLEVIEW | CASTLEVIEW: T101 | CASTLEVIEW |  | 51.9001 | -8.3496
MV/LV Substation EC***145 | 10 kV | 400V(3ph) & 230V(single ph) | LV | 400 kVA :Kiosk Substation | 0.4 | --> | 0.4 | 0.382 | 4.9 |  | --> | 0.38 | 0 | 0 | 0 | 0 | 0.402 | 0 |  | --> | C21 ex DUNDALK | DUNDALK: T42 | DUNDALK |  | 54.0049 | -6.413
MV/LV Substation EC***174Y | 10 kV | 400V(3ph) & 230V(single ph) | LV | 200 kVA :Pole Substation | 0.2 | --> | 0.2 | 0.093 | 5.6 |  | --> | 0.19 | 0 | 0 | 0 | 0 | 0.216 | 0 |  | --> | E14 ex CRANE | CRANE: T122 | CRANE |  | 52.5353 | -6.5527
MV/LV Substation EC***338Z | 20 kV | 400V(3ph) & 230V(single ph) | LV | 400 kVA :Building Structure | 0.4 | --> | 0.4 | 0.356 | 3.7 |  | --> | 0.38 | 0 | 0 | 0 | 0.003 | 0 | 0 | Constrained,otherwise capacity available =403kW. | --> | E14 ex GLENGARRIFF | GLENGARRIFF: T421 | BALLYLICKY |  | 51.7526 | -9.5401
MV/LV Substation EC***4252 | 10 kV | 400V(3ph) & 230V(single ph) | LV | 630 kVA :Kiosk Substation | 0.63 | --> | 0.63 | 0.5 | 1.2 |  | --> | 0.598 | 0 | 0 | 0 | 0 | 0 | 0 | Constrained,otherwise capacity available =500kW. | --> | C13 ex KNOCKAPHUNTA | KNOCKAPHUNTA: T41∥T42 | CASTLEBAR |  | 53.8571 | -9.2854
MV/LV Substation EC***576Y | 10 kV | 400V(3ph) & 230V(single ph) | LV | 400 kVA :Kiosk Substation | 0.4 | --> | 0.4 | 0 | 0 | Constrained,otherwise capacity available =328kVA. | --> | 0.38 | 0 | 0 | 0 | 0.05 | 0 | 0 | Constrained,otherwise capacity available =358kW. | --> | C15 ex TOOMEVARA | TOOMEVARA: T42 | NENAGH |  | 52.9464 | -8.0368
MV/LV Substation EC***577X | 10 kV | 400V(3ph) & 230V(single ph) | LV | 630 kVA :Building Structure | 0.63 | --> | 0.63 | 0.5 | 1 |  | --> | 0.598 | 0 | 0 | 0 | 0 | 0.5 | 0 |  | --> | C18 ex MARROWBONE LANE | MARROWBONE LANE: T42 | INCHICORE 220KV |  | 53.3431 | -6.2897
MV/LV Substation EC***583X | 10 kV | 400V(3ph) & 230V(single ph) | LV | 630 kVA :Kiosk Substation | 0.63 | --> | 0.63 | 0.5 | 2.9 |  | --> | 0.598 | 0 | 0 | 0 | 0 | 0.5 | 0 |  | --> | C18 ex WOLFE TONE STREET | WOLFE TONE STREET: T102 | FINGLAS |  | 53.3588 | -6.2685
MV/LV Substation EC***637 | 10 kV | 400V(3ph) & 230V(single ph) | LV | 50 kVA :Pole Substation | 0.05 | --> | 0.05 | 0.046 | 2.4 |  | --> | 0.047 | 0 | 0 | 0 | 0 | 0.049 | 0 |  | --> | C23 ex TINAHASK | TINAHASK: T41∥T42 | ARKLOW |  | 52.7892 | -6.2093
MV/LV Substation EC***894 | 10 kV | 400V(3ph) & 230V(single ph) | LV | 630 kVA :Kiosk Substation | 0.63 | --> | 0.63 | 0.263 | 2.9 |  | --> | 0.598 | 0 | 0 | 0 | 0.008 | 0.5 | 0 |  | --> | C18 ex WOLFE TONE STREET | WOLFE TONE STREET: T102 | FINGLAS |  | 53.3588 | -6.2685
MV/LV Substation ED***002 | 10 kV | 400V(3ph) & 230V(single ph) | LV | 400 kVA :Kiosk Substation | 0.4 | --> | 0.4 | 0.036 | 2.5 |  | --> | 0.38 | 0 | 0 | 0 | 0.031 | 0.421 | 0 |  | --> | C17 ex GREYSTONES | GREYSTONES: T41 | FASSAROE |  | 53.1462 | -6.0636
MV/LV Substation ED***016Z | 10 kV | 400V(3ph) & 230V(single ph) | LV | 50 kVA :Pole Substation | 0.05 | --> | 0.05 | 0.044 | 1.9 |  | --> | 0.047 | 0 | 0 | 0 | 0 | 0.05 | 0 |  | --> | C16 ex VIRGINIA | VIRGINIA: T41∥T42 | MEATH HILL |  | 53.7849 | -7.0255
MV/LV Substation ED***070 | 10 kV | 400V(3ph) & 230V(single ph) | LV | 50 kVA :Pole Substation | 0.05 | --> | 0.05 | 0 | 0 | Constrained,otherwise capacity available =45kVA. | --> | 0.047 | 0 | 0 | 0 | 0.007 | 0.042 | 0 |  | --> | C20 ex CAVAN | CAVAN: T42 | SHANKILL |  | 53.9845 | -7.2992
MV/LV Substation ED***104 | 10 kV | 400V(3ph) & 230V(single ph) | LV | 630 kVA :Kiosk Substation | 0.63 | --> | 0.63 | 0 | 0 | Constrained,otherwise capacity available =344kVA. | --> | 0.598 | 0 | 0 | 0 | 0 | 0.5 | 0 |  | --> | C17 ex ATHGARVAN | ATHGARVAN: T41 | NEWBRIDGE |  | 53.1795 | -6.7982
MV/LV Substation ED***105Y | 20 kV | 400V(3ph) & 230V(single ph) | LV | 100 kVA :Pole Substation | 0.1 | --> | 0.1 | 0 | 0 | Constrained,otherwise capacity available =64kVA. | --> | 0.095 | 0 | 0 | 0 | 0 | 0.105 | 0 |  | --> | E20 ex EDENDERRY | EDENDERRY: T421∥T422 | BLAKE |  | 53.2593 | -7.087
MV/LV Substation ED***114Z | 10 kV | 400V(3ph) & 230V(single ph) | LV | 400 kVA :Kiosk Substation | 0.4 | --> | 0.4 | 0 | 0 | Constrained,otherwise capacity available =366kVA. | --> | 0.38 | 0 | 0 | 0 | 0 | 0.404 | 0 |  | --> | C19 ex CLONMINCH | CLONMINCH: T41 | THORNSBERRY |  | 53.2779 | -7.4885
MV/LV Substation ED***132Y | 10 kV | 400V(3ph) & 230V(single ph) | LV | 200 kVA :Kiosk Substation | 0.2 | --> | 0.2 | 0 | 0 | Constrained,otherwise capacity available =163kVA. | --> | 0.19 | 0 | 0 | 0 | 0.009 | 0.196 | 0 |  | --> | C17 ex LOUGHREA | LOUGHREA: T41∥T42 | SOMERSET |  | 53.2048 | -8.5596
MV/LV Substation ED***132Z | 10 kV | 400V(3ph) & 230V(single ph) | LV | 100 kVA :Pole Substation | 0.1 | --> | 0.1 | 0.036 | 3.5 |  | --> | 0.095 | 0 | 0 | 0 | 0 | 0.109 | 0 |  | --> | C12 ex TELAYDON | TELAYDON: T42 | LISDRUM |  | 54.2716 | -6.9508
MV/LV Substation ED***138X | 20 kV | 400V(3ph) & 230V(single ph) | LV | 50 kVA :Pole Substation | 0.05 | --> | 0.05 | 0.042 | 7.4 |  | --> | 0.047 | 0 | 0 | 0 | 0 | 0 | 0 | Constrained,otherwise capacity available =50kW. | --> | E12 ex ARIGNA | ARIGNA: T121 | ARIGNA |  | 54.2357 | -7.8825
MV/LV Substation ED***146 | 10 kV | 400V(3ph) & 230V(single ph) | LV | 50 kVA :Pole Substation | 0.05 | --> | 0.05 | 0.043 | 1.6 |  | --> | 0.047 | 0 | 0 | 0 | 0 | 0.05 | 0 |  | --> | C24 ex CAHIR | CAHIR: T42 | CAHIR |  | 52.3762 | -7.8637
MV/LV Substation ED***157 | 10 kV | 400V(3ph) & 230V(single ph) | LV | 400 kVA :Kiosk Substation | 0.4 | --> | 0.4 | 0.274 | 1.8 |  | --> | 0.38 | 0 | 0 | 0 | 0.022 | 0.396 | 0 |  | --> | C13 ex DUNDRUM | DUNDRUM: T41 | BLACKROCK |  | 53.2891 | -6.2294
MV/LV Substation ED***161X | 10 kV | 400V(3ph) & 230V(single ph) | LV | 50 kVA :Pole Substation | 0.05 | --> | 0.05 | 0.049 | 0.2 |  | --> | 0.047 | 0 | 0 | 0 | 0.004 | 0 | 0 | Constrained,otherwise capacity available =45kW. | --> | C18 ex DUNGLOE | DUNGLOE: T42 | ARDNAGAPPARY |  | 54.9828 | -8.4557
MV/LV Substation ED***163 | 10 kV | 400V(3ph) & 230V(single ph) | LV | 200 kVA :Kiosk Substation | 0.2 | --> | 0.2 | 0.14 | 1.7 |  | --> | 0.19 | 0 | 0 | 0 | 0 | 0.209 | 0 |  | --> | C13 ex MORNINGTON ROAD | MORNINGTON ROAD: T41 | DRYBRIDGE |  | 53.7179 | -6.3045
MV/LV Substation ED***172 | 20 kV | 400V(3ph) & 230V(single ph) | LV | 50 kVA :Pole Substation | 0.05 | --> | 0.05 | 0 | 0 | Constrained,otherwise capacity available =41kVA. | --> | 0.047 | 0 | 0 | 0 | 0.003 | 0.047 | 0 |  | --> | E11 ex ACADEMY STREET | ACADEMY STREET: T421∥T422 | NAVAN |  | 53.5941 | -6.4959
MV/LV Substation ED***175 | 20 kV | 400V(3ph) & 230V(single ph) | LV | 100 kVA :Pole Substation | 0.1 | --> | 0.1 | 0 | 0 | Constrained,otherwise capacity available =86kVA. | --> | 0.095 | 0 | 0 | 0 | 0 | 0.101 | 0 |  | --> | E11 ex ACADEMY STREET | ACADEMY STREET: T421∥T422 | NAVAN |  | 53.5897 | -6.5011
MV/LV Substation ED***177Z | 10 kV | 400V(3ph) & 230V(single ph) | LV | 400 kVA :Kiosk Substation | 0.4 | --> | 0.4 | 0 | 0 | Constrained,otherwise capacity available =347kVA. | --> | 0.38 | 0 | 0 | 0 | 0.023 | 0.383 | 0 |  | --> | C17 ex ROSEHILL | ROSEHILL: T41 | KILKENNY |  | 52.6386 | -7.2674
MV/LV Substation ED***187X | 20 kV | 400V(3ph) & 230V(single ph) | LV | 50 kVA :Pole Substation | 0.05 | --> | 0.05 | 0.05 | 1.8 |  | --> | 0.047 | 0 | 0 | 0 | 0 | 0.049 | 0 |  | --> | C26 ex DUNDALK | DUNDALK: T41 | DUNDALK |  | 54.0015 | -6.5912
MV/LV Substation ED***197 | 10 kV | 400V(3ph) & 230V(single ph) | LV | 630 kVA :Kiosk Substation | 0.63 | --> | 0.63 | 0.262 | 3.3 |  | --> | 0.598 | 0 | 0 | 0 | 0.01 | 0.5 | 0 |  | --> | C19 ex COOLOCK | COOLOCK: T41 | FINGLAS |  | 53.3887 | -6.1819
MV/LV Substation ED***203Y | 10 kV | 400V(3ph) & 230V(single ph) | LV | 200 kVA :Building Structure | 0.2 | --> | 0.2 | 0 | 0 | Constrained,otherwise capacity available =106kVA. | --> | 0.19 | 0 | 0 | 0 | 0 | 0.213 | 0 |  | --> | C17 ex CARRIGALINE | CARRIGALINE: T41∥T42 | BARNAHELY |  | 51.81 | -8.3705
MV/LV Substation ED***213X | 10 kV | 400V(3ph) & 230V(single ph) | LV | 630 kVA :Building Structure | 0.63 | --> | 0.63 | 0.5 | 4.2 |  | --> | 0.598 | 0 | 0 | 0 | 0 | 0 | 0 | Constrained,otherwise capacity available =500kW. | --> | C13 ex BUNDORAN | BUNDORAN: T41∥T42 | CATHALEENS FALL |  | 54.4769 | -8.287
MV/LV Substation ED***217 | 10 kV | 400V(3ph) & 230V(single ph) | LV | 400 kVA :Building Structure | 0.4 | --> | 0.4 | 0.196 | 11.2 |  | --> | 0.38 | 0 | 0 | 0 | 0.003 | 0.427 | 0 |  | --> | C17 ex ARTANE | ARTANE: T101 | FINGLAS |  | 53.3842 | -6.1819
MV/LV Substation ED***217 | 20 kV | 400V(3ph) & 230V(single ph) | LV | 50 kVA :Pole Substation | 0.05 | --> | 0.05 | 0 | 0 | Constrained,otherwise capacity available =47kVA. | --> | 0.047 | 0 | 0 | 0 | 0.012 | 0.036 | 0 |  | --> | E13 ex EDENDERRY | EDENDERRY: T421∥T422 | BLAKE |  | 53.3532 | -7.0222
MV/LV Substation ED***230Y | 20 kV | 400V(3ph) & 230V(single ph) | LV | 630 kVA :Kiosk Substation | 0.63 | --> | 0.63 | 0 | 0 | Constrained,otherwise capacity available =500kVA. | --> | 0.598 | 0 | 0 | 0 | 0.007 | 0.5 | 0 |  | --> | E11 ex EDENDERRY | EDENDERRY: T421∥T422 | BLAKE |  | 53.3431 | -7.0726
MV/LV Substation ED***233 | 10 kV | 400V(3ph) & 230V(single ph) | LV | 630 kVA :Building Structure | 0.63 | --> | 0.63 | 0.303 | 3.3 |  | --> | 0.598 | 0 | 0 | 0 | 0.012 | 0.5 | 0 |  | --> | C19 ex COOLOCK | COOLOCK: T41 | FINGLAS |  | 53.3877 | -6.1843
MV/LV Substation ED***243X | 20 kV | 400V(3ph) & 230V(single ph) | LV | 630 kVA :Kiosk Substation | 0.63 | --> | 0.63 | 0.419 | 4.7 |  | --> | 0.598 | 0 | 0 | 0 | 0 | 0.5 | 0 |  | --> | E16 ex EDGEWORTHSTOWN | EDGEWORTHSTOWN: T421∥T422 | RICHMOND |  | 53.6985 | -7.6183
MV/LV Substation ED***252 | 10 kV | 400V(3ph) & 230V(single ph) | LV | 400 kVA :Kiosk Substation | 0.4 | --> | 0.4 | 0 | 0 | Constrained,otherwise capacity available =213kVA. | --> | 0.38 | 0 | 0 | 0 | 0.022 | 0 | 0 | Constrained,otherwise capacity available =405kW. | --> | C24 ex BALLYCOOLIN | BALLYCOOLIN: T42 | FINGLAS |  | 53.3958 | -6.3808
MV/LV Substation ED***256X | 20 kV | 400V(3ph) & 230V(single ph) | LV | 50 kVA :Pole Substation | 0.05 | --> | 0.05 | 0.043 | 1.8 |  | --> | 0.047 | 0 | 0 | 0 | 0 | 0.05 | 0 |  | --> | E11 ex CARRIGALLEN | CARRIGALLEN: T421 | CARRICK ON SHANNON |  | 54.069 | -7.8609
MV/LV Substation ED***269X | 20 kV | 400V(3ph) & 230V(single ph) | LV | 50 kVA :Pole Substation | 0.05 | --> | 0.05 | 0.044 | 3.6 |  | --> | 0.047 | 0 | 0 | 0 | 0 | 0.05 | 0 |  | --> | E15 ex JENKINSTOWN | JENKINSTOWN: T421∥T422 | DUNDALK |  | 54.1106 | -6.343
MV/LV Substation ED***290 | 10 kV | 400V(3ph) & 230V(single ph) | LV | 400 kVA :Building Structure | 0.4 | --> | 0.4 | 0.187 | 2.6 |  | --> | 0.38 | 0 | 0 | 0 | 0.039 | 0.391 | 0 |  | --> | C21 ex SALLYNOGGIN ROAD | SALLYNOGGIN ROAD: T41 | CHERRYWOOD |  | 53.2855 | -6.1279
MV/LV Substation ED***308Y | 20 kV | 400V(3ph) & 230V(single ph) | LV | 400 kVA :Kiosk Substation | 0.4 | --> | 0.4 | 0.304 | 6.7 |  | --> | 0.38 | 0 | 0 | 0 | 0.024 | 0 | 0 | Constrained,otherwise capacity available =389kW. | --> | E12 ex DUNFIRTH | DUNFIRTH: T122 | DUNFIRTH |  | 53.4551 | -6.9266
MV/LV Substation ED***332Y | 20 kV | 400V(3ph) & 230V(single ph) | LV | 200 kVA :Pole Substation | 0.2 | --> | 0.2 | 0 | 0 | Constrained,otherwise capacity available =156kVA. | --> | 0.19 | 0 | 0 | 0 | 0 | 0.206 | 0 |  | --> | E14 ex EMYVALE | EMYVALE: T422 | LISDRUM |  | 54.3224 | -6.9951
MV/LV Substation ED***399X | 10 kV | 400V(3ph) & 230V(single ph) | LV | 400 kVA :Building Structure | 0.4 | --> | 0.4 | 0 | 0 | Constrained,otherwise capacity available =276kVA. | --> | 0.38 | 0 | 0 | 0 | 0 | 0.418 | 0 |  | --> | C20 ex BALLYBEGGAN | BALLYBEGGAN: T43∥T44 | TRALEE |  | 52.2693 | -9.6955
MV/LV Substation ED***406Y | 20 kV | 400V(3ph) & 230V(single ph) | LV | 50 kVA :Pole Substation | 0.05 | --> | 0.05 | 0 | 0 | Constrained,otherwise capacity available =34kVA. | --> | 0.047 | 0 | 0 | 0 | 0.023 | 0.027 | 0 |  | --> | E14 ex EMYVALE | EMYVALE: T422 | LISDRUM |  | 54.3194 | -6.9968
MV/LV Substation ED***4080 | 10 kV | 400V(3ph) & 230V(single ph) | LV | 50 kVA :Pole Substation | 0.05 | --> | 0.05 | 0.05 | 1.9 |  | --> | 0.047 | 0 | 0 | 0 | 0 | 0.049 | 0 |  | --> | C16 ex VIRGINIA | VIRGINIA: T41∥T42 | MEATH HILL |  | 53.7744 | -7.0225
MV/LV Substation ED***4103 | 20 kV | 400V(3ph) & 230V(single ph) | LV | 50 kVA :Pole Substation | 0.05 | --> | 0.05 | 0.05 | 4.7 |  | --> | 0.047 | 0 | 0 | 0 | 0 | 0.049 | 0 |  | --> | E18 ex EDGEWORTHSTOWN | EDGEWORTHSTOWN: T421∥T422 | RICHMOND |  | 53.6892 | -7.6028
MV/LV Substation ED***4112 | 10 kV | 400V(3ph) & 230V(single ph) | LV | 400 kVA :Kiosk Substation | 0.4 | --> | 0.4 | 0.391 | 4.6 |  | --> | 0.38 | 0 | 0 | 0 | 0 | 0.4 | 0 |  | --> | C21 ex BALLYRAINE | BALLYRAINE: T41∥T42 | LETTERKENNY |  | 54.9609 | -7.7087
MV/LV Substation ED***4131 | 10 kV | 400V(3ph) & 230V(single ph) | LV | 630 kVA :Kiosk Substation | 0.63 | --> | 0.63 | 0.5 | 4.3 |  | --> | 0.598 | 0 | 0 | 0 | 0 | 0.5 | 0 |  | --> | C23 ex CITYWEST | CITYWEST: T101 | INCHICORE 220KV |  | 53.2872 | -6.4259
MV/LV Substation ED***4134 | 10 kV | 400V(3ph) & 230V(single ph) | LV | 50 kVA :Pole Substation | 0.05 | --> | 0.05 | 0.05 | 11.5 |  | --> | 0.047 | 0 | 0 | 0 | 0 | 0.049 | 0 |  | --> | C22 ex BALLYBEG | BALLYBEG: T102 | CARRICKMINES |  | 52.9803 | -6.0636
MV/LV Substation ED***4151 | 20 kV | 400V(3ph) & 230V(single ph) | LV | 200 kVA :Kiosk Substation | 0.2 | --> | 0.2 | 0 | 0 | Constrained,otherwise capacity available =179kVA. | --> | 0.19 | 0 | 0 | 0 | 0 | 0 | 0 | Constrained,otherwise capacity available =203kW. | --> | E19 ex PORTLAOISE | PORTLAOISE: T423∥T424 | PORTLAOISE |  | 53.0297 | -7.2842
MV/LV Substation ED***420 | 20 kV | 400V(3ph) & 230V(single ph) | LV | 200 kVA :Pole Substation | 0.2 | --> | 0.2 | 0.106 | 26.7 |  | --> | 0.19 | 0 | 0 | 0 | 0 | 0.213 | 0 |  | --> | E21 ex WEXFORD | WEXFORD: T121∥T122 | WEXFORD |  | 52.3925 | -6.4702
MV/LV Substation ED***4279 | 10 kV | 400V(3ph) & 230V(single ph) | LV | 630 kVA :Building Structure | 0.63 | --> | 0.63 | 0.5 | 7.2 |  | --> | 0.598 | 0 | 0 | 0 | 0.023 | 0.5 | 0 |  | --> | C26 ex PELLETSTOWN | PELLETSTOWN: T102 | FINGLAS |  | 53.3747 | -6.3504
MV/LV Substation ED***434Y | 10 kV | 400V(3ph) & 230V(single ph) | LV | 200 kVA :Kiosk Substation | 0.2 | --> | 0.2 | 0 | 0 | Constrained,otherwise capacity available =160kVA. | --> | 0.19 | 0 | 0 | 0 | 0 | 0 | 0 | Constrained,otherwise capacity available =206kW. | --> | C11 ex COLLIGAN | COLLIGAN: T41 | DUNGARVAN |  | 52.1008 | -7.6024
MV/LV Substation ED***4448 | 20 kV | 400V(3ph) & 230V(single ph) | LV | 50 kVA :Pole Substation | 0.05 | --> | 0.05 | 0.05 | 26.7 |  | --> | 0.047 | 0 | 0 | 0 | 0 | 0.049 | 0 |  | --> | E20 ex WEXFORD | WEXFORD: T121∥T122 | WEXFORD |  | 52.2685 | -6.5191
MV/LV Substation ED***4454 | 20 kV | 400V(3ph) & 230V(single ph) | LV | 50 kVA :Pole Substation | 0.05 | --> | 0.05 | 0 | 0 | Constrained,otherwise capacity available =50kVA. | --> | 0.047 | 0 | 0 | 0 | 0 | 0.049 | 0 |  | --> | E11 ex ACADEMY STREET | ACADEMY STREET: T421∥T422 | NAVAN |  | 53.5894 | -6.5152
MV/LV Substation ED***446Y | 20 kV | 400V(3ph) & 230V(single ph) | LV | 200 kVA :Kiosk Substation | 0.2 | --> | 0.2 | 0.151 | 6.7 |  | --> | 0.19 | 0 | 0 | 0 | 0.005 | 0 | 0 | Constrained,otherwise capacity available =201kW. | --> | E12 ex DUNFIRTH | DUNFIRTH: T122 | DUNFIRTH |  | 53.458 | -6.9287
MV/LV Substation ED***450Y | 10 kV | 400V(3ph) & 230V(single ph) | LV | 50 kVA :Pole Substation | 0.05 | --> | 0.05 | 0.011 | 2.7 |  | --> | 0.047 | 0 | 0 | 0 | 0 | 0.054 | 0 |  | --> | C13 ex MONFIN | MONFIN: T41∥T42 | WEXFORD |  | 52.453 | -6.5639
MV/LV Substation ED***4636 | 20 kV | 400V(3ph) & 230V(single ph) | LV | 50 kVA :Pole Substation | 0.05 | --> | 0.05 | 0 | 0 | Constrained,otherwise capacity available =46kVA. | --> | 0.047 | 0 | 0 | 0 | 0 | 0.049 | 0 |  | --> | C15 ex DELVIN | DELVIN: T42 | MULLINGAR |  | 53.5333 | -7.1683
MV/LV Substation ED***496 | 10 kV | 400V(3ph) & 230V(single ph) | LV | 200 kVA :Kiosk Substation | 0.2 | --> | 0.2 | 0 | 0 | Constrained,otherwise capacity available =176kVA. | --> | 0.19 | 0 | 0 | 0 | 0.007 | 0.195 | 0 |  | --> | C22 ex COBH | COBH: T41∥T42 | COW CROSS |  | 51.8542 | -8.2967
MV/LV Substation ED***497 | 20 kV | 400V(3ph) & 230V(single ph) | LV | 50 kVA :Pole Substation | 0.05 | --> | 0.05 | 0.048 | 1.1 |  | --> | 0.047 | 0 | 0 | 0 | 0 | 0.049 | 0 |  | --> | C18 ex SCARTEEN | SCARTEEN: T41∥T42 | MALLOW |  | 52.1352 | -8.6995
MV/LV Substation ED***507 | 20 kV | 400V(3ph) & 230V(single ph) | LV | 100 kVA :Pole Substation | 0.1 | --> | 0.1 | 0.08 | 2.7 |  | --> | 0.095 | 0 | 0 | 0 | 0 | 0.103 | 0 |  | --> | E13 ex LONGFORD | LONGFORD: T421 | RICHMOND |  | 53.8501 | -7.6555
MV/LV Substation ED***523Y | 20 kV | 400V(3ph) & 230V(single ph) | LV | 33 kVA :Pole Substation | 0.033 | --> | 0.033 | 0 | 0 | Constrained,otherwise capacity available =29kVA. | --> | 0.031 | 0 | 0 | 0 | 0.003 | 0.029 | 0 |  | --> | E11 ex ACADEMY STREET | ACADEMY STREET: T421∥T422 | NAVAN |  | 53.589 | -6.504
MV/LV Substation ED***529 | 10 kV | 400V(3ph) & 230V(single ph) | LV | 400 kVA :Kiosk Substation | 0.4 | --> | 0.4 | 0.279 | 0.4 |  | --> | 0.38 | 0 | 0 | 0 | 0.017 | 0.4 | 0 |  | --> | C17 ex BALLYBODEN | BALLYBODEN: T41 | COOKSTOWN |  | 53.2786 | -6.2858
MV/LV Substation ED***538 | 10 kV | 400V(3ph) & 230V(single ph) | LV | 630 kVA :Kiosk Substation | 0.63 | --> | 0.63 | 0.421 | 2.8 |  | --> | 0.598 | 0 | 0 | 0 | 0.007 | 0.5 | 0 |  | --> | C12 ex BALLYBODEN | BALLYBODEN: T42 | COOKSTOWN |  | 53.2775 | -6.2897
MV/LV Substation ED***545 | 10 kV | 400V(3ph) & 230V(single ph) | LV | 100 kVA :Pole Substation | 0.1 | --> | 0.1 | 0.093 | 0.6 |  | --> | 0.095 | 0 | 0 | 0 | 0 | 0 | 0 | Constrained,otherwise capacity available =100kW. | --> | C20 ex CLONSHAUGH | CLONSHAUGH: T41 | FINGLAS |  | 53.4165 | -6.2133
MV/LV Substation ED***563 | 10 kV | 400V(3ph) & 230V(single ph) | LV | 400 kVA :Kiosk Substation | 0.4 | --> | 0.4 | 0.247 | 0.4 |  | --> | 0.38 | 0 | 0 | 0 | 0.014 | 0.408 | 0 |  | --> | C17 ex BALLYBODEN | BALLYBODEN: T41 | COOKSTOWN |  | 53.275 | -6.2892
MV/LV Substation ED***567X | 20 kV | 400V(3ph) & 230V(single ph) | LV | 200 kVA :Pole Substation | 0.2 | --> | 0.2 | 0 | 0 | Constrained,otherwise capacity available =163kVA. | --> | 0.19 | 0 | 0 | 0 | 0 | 0.205 | 0 |  | --> | E11 ex EDENDERRY | EDENDERRY: T421∥T422 | BLAKE |  | 53.349 | -7.0517
MV/LV Substation ED***574 | 10 kV | 400V(3ph) & 230V(single ph) | LV | 50 kVA :Pole Substation | 0.05 | --> | 0.05 | 0 | 0 | Constrained,otherwise capacity available =48kVA. | --> | 0.047 | 0 | 0 | 0 | 0 | 0.049 | 0 |  | --> | C12 ex BALLYBEGGAN | BALLYBEGGAN: T43∥T44 | TRALEE |  | 52.2454 | -9.5651
MV/LV Substation ED***580 | 10 kV | 400V(3ph) & 230V(single ph) | LV | 400 kVA :Kiosk Substation | 0.4 | --> | 0.4 | 0.28 | 0.4 |  | --> | 0.38 | 0 | 0 | 0 | 0.012 | 0.406 | 0 |  | --> | C17 ex BALLYBODEN | BALLYBODEN: T41 | COOKSTOWN |  | 53.2747 | -6.2864
MV/LV Substation ED***581 | 10 kV | 400V(3ph) & 230V(single ph) | LV | 400 kVA :Kiosk Substation | 0.4 | --> | 0.4 | 0.357 | 0.4 |  | --> | 0.38 | 0 | 0 | 0 | 0.002 | 0.404 | 0 |  | --> | C17 ex BALLYBODEN | BALLYBODEN: T41 | COOKSTOWN |  | 53.2759 | -6.2868
MV/LV Substation ED***606 | 10 kV | 400V(3ph) & 230V(single ph) | LV | 100 kVA :Pole Substation | 0.1 | --> | 0.1 | 0.08 | 0.6 |  | --> | 0.095 | 0 | 0 | 0 | 0 | 0 | 0 | Constrained,otherwise capacity available =103kW. | --> | C20 ex CLONSHAUGH | CLONSHAUGH: T41 | FINGLAS |  | 53.4146 | -6.2235
MV/LV Substation ED***616X | 10 kV | 400V(3ph) & 230V(single ph) | LV | 400 kVA :Building Structure | 0.4 | --> | 0.4 | 0.378 | 2.1 |  | --> | 0.38 | 0 | 0 | 0 | 0 | 0.403 | 0 |  | --> | C11 ex GRANAGH | GRANAGH: T41∥T42 | WATERFORD |  | 52.2799 | -7.1687
MV/LV Substation ED***624Y | 20 kV | 400V(3ph) & 230V(single ph) | LV | 50 kVA :Pole Substation | 0.05 | --> | 0.05 | 0 | 0 | Constrained,otherwise capacity available =46kVA. | --> | 0.047 | 0 | 0 | 0 | 0.003 | 0.046 | 0 |  | --> | E19 ex CAVAN | CAVAN: T421 | SHANKILL |  | 53.9897 | -7.3858
MV/LV Substation ED***650X | 10 kV | 400V(3ph) & 230V(single ph) | LV | 50 kVA :Pole Substation | 0.05 | --> | 0.05 | 0.048 | 5.1 |  | --> | 0.047 | 0 | 0 | 0 | 0 | 0.049 | 0 |  | --> | C11 ex LLOYD | LLOYD: T41∥T42 | NAVAN |  | 53.7746 | -7.0011
MV/LV Substation ED***682Z | 10 kV | 400V(3ph) & 230V(single ph) | LV | 1000 kVA :Building Structure | 1 | --> | 1 | 0.067 | 0.1 | Constrained,otherwise capacity available =500kVA. | --> | 0.95 | 0 | 0 | 0 | 0.007 | 0.5 | 0 |  | --> | C11 ex BISHOPSTOWN | BISHOPSTOWN: T41 | KILBARRY |  | 51.89 | -8.5379
MV/LV Substation ED***728Y | 20 kV | 400V(3ph) & 230V(single ph) | LV | 400 kVA :Kiosk Substation | 0.4 | --> | 0.4 | 0 | 0 | Constrained,otherwise capacity available =400kVA. | --> | 0.38 | 0 | 0 | 0 | 0 | 0.4 | 0 |  | --> | E12 ex ACADEMY STREET | ACADEMY STREET: T421∥T422 | NAVAN |  | 53.6406 | -6.6634
MV/LV Substation ED***748 | 10 kV | 400V(3ph) & 230V(single ph) | LV | 630 kVA :Building Structure | 0.63 | --> | 0.63 | 0.5 | 2.7 |  | --> | 0.598 | 0 | 0 | 0 | 0 | 0.5 | 0 |  | --> | C16 ex BALLYARD | BALLYARD: T41∥T42 | TRALEE |  | 52.2709 | -9.7014
MV/LV Substation ED***796 | 10 kV | 400V(3ph) & 230V(single ph) | LV | 50 kVA :Pole Substation | 0.05 | --> | 0.05 | 0.049 | 2.7 |  | --> | 0.047 | 0 | 0 | 0 | 0 | 0.049 | 0 |  | --> | C13 ex MONFIN | MONFIN: T41∥T42 | WEXFORD |  | 52.4536 | -6.5542
MV/LV Substation ED***797 | 20 kV | 400V(3ph) & 230V(single ph) | LV | 200 kVA :Pole Substation | 0.2 | --> | 0.2 | 0.137 | 1.8 |  | --> | 0.19 | 0 | 0 | 0 | 0.001 | 0.208 | 0 |  | --> | C26 ex DUNDALK | DUNDALK: T41 | DUNDALK |  | 54.0024 | -6.5846
MV/LV Substation ED***816 | 20 kV | 400V(3ph) & 230V(single ph) | LV | 200 kVA :Pole Substation | 0.2 | --> | 0.2 | 0.01 | 4.7 |  | --> | 0.19 | 0 | 0 | 0 | 0 | 0.228 | 0 |  | --> | E18 ex EDGEWORTHSTOWN | EDGEWORTHSTOWN: T421∥T422 | RICHMOND |  | 53.6945 | -7.6063
MV/LV Substation ED***822 | 10 kV | 400V(3ph) & 230V(single ph) | LV | 400 kVA :Building Structure | 0.4 | --> | 0.4 | 0.391 | 6.1 |  | --> | 0.38 | 0 | 0 | 0 | 0 | 0.4 | 0 |  | --> | C18 ex KINGSBRIDGE | KINGSBRIDGE: T42 | INCHICORE 220KV |  | 53.3481 | -6.3004
MV/LV Substation ED***833 | 10 kV | 400V(3ph) & 230V(single ph) | LV | 1000 kVA :Building Structure | 1 | --> | 1 | 0.5 | 8.5 |  | --> | 0.95 | 0 | 0 | 0 | 0 | 0.5 | 0 |  | --> | C23 ex MILLTOWN (DR) | MILLTOWN (DR): T101 | POOLBEG |  | 53.3255 | -6.2466
MV/LV Substation ED***835X | 10 kV | 400V(3ph) & 230V(single ph) | LV | 50 kVA :Pole Substation | 0.05 | --> | 0.05 | 0.05 | 1.3 |  | --> | 0.047 | 0 | 0 | 0 | 0 | 0.049 | 0 |  | --> | C18 ex BALLYBAY | BALLYBAY: T41∥T42 | LISDRUM |  | 54.1452 | -6.9358
MV/LV Substation ED***887X | 10 kV | 400V(3ph) & 230V(single ph) | LV | 400 kVA :Kiosk Substation | 0.4 | --> | 0.4 | 0.292 | 15.8 |  | --> | 0.38 | 0 | 0 | 0 | 0.035 | 0.379 | 0 |  | --> | C26 ex CASTLEVIEW | CASTLEVIEW: T102 | CASTLEVIEW |  | 51.895 | -8.3977
MV/LV Substation ED***901 | 10 kV | 400V(3ph) & 230V(single ph) | LV | 1000 kVA :Building Structure | 1 | --> | 1 | 0 | 0 | Constrained,otherwise capacity available =500kVA. | --> | 0.95 | 0 | 0 | 0 | 0 | 0.5 | 0 |  | --> | C22 ex GREYSTONES | GREYSTONES: T42 | FASSAROE |  | 53.1251 | -6.0778
MV/LV Substation ED***905X | 20 kV | 400V(3ph) & 230V(single ph) | LV | 100 kVA :Pole Substation | 0.1 | --> | 0.1 | 0 | 0 | Constrained,otherwise capacity available =46kVA. | --> | 0.095 | 0 | 0 | 0 | 0 | 0.107 | 0 |  | --> | E18 ex EDENDERRY | EDENDERRY: T421∥T422 | BLAKE |  | 53.3313 | -7.0381
MV/LV Substation ED***920 | 10 kV | 400V(3ph) & 230V(single ph) | LV | 200 kVA :Pole Substation | 0.2 | --> | 0.2 | 0.167 | 3.8 |  | --> | 0.19 | 0 | 0 | 0 | 0 | 0.204 | 0 |  | --> | C19 ex KINGSCOURT | KINGSCOURT: T41 | MEATH HILL |  | 53.8459 | -6.8018
MV/LV Substation ED***929 | 10 kV | 400V(3ph) & 230V(single ph) | LV | 400 kVA :Kiosk Substation | 0.4 | --> | 0.4 | 0 | 0 | Constrained,otherwise capacity available =343kVA. | --> | 0.38 | 0 | 0 | 0 | 0 | 0.408 | 0 |  | --> | C22 ex GREYSTONES | GREYSTONES: T42 | FASSAROE |  | 53.1228 | -6.0777
MV/LV Substation ED***934 | 10 kV | 400V(3ph) & 230V(single ph) | LV | 50 kVA :Pole Substation | 0.05 | --> | 0.05 | 0.034 | 1.1 |  | --> | 0.047 | 0 | 0 | 0 | 0 | 0.051 | 0 |  | --> | C20 ex CAHIRCALLA | CAHIRCALLA: T41∥T42 | ENNIS |  | 52.8186 | -9.0078
MV/LV Substation ED***936 | 10 kV | 400V(3ph) & 230V(single ph) | LV | 400 kVA :Kiosk Substation | 0.4 | --> | 0.4 | 0 | 0 | Constrained,otherwise capacity available =326kVA. | --> | 0.38 | 0 | 0 | 0 | 0.007 | 0.403 | 0 |  | --> | C22 ex GREYSTONES | GREYSTONES: T42 | FASSAROE |  | 53.1219 | -6.0743
MV/LV Substation ED***981 | 10 kV | 400V(3ph) & 230V(single ph) | LV | 50 kVA :Pole Substation | 0.05 | --> | 0.05 | 0.05 | 2.2 |  | --> | 0.047 | 0 | 0 | 0 | 0 | 0.049 | 0 |  | --> | C11 ex ROSSGEIR | ROSSGEIR: T41∥T42 | LETTERKENNY |  | 54.8479 | -7.4885
MV/LV Substation ED***991 | 10 kV | 400V(3ph) & 230V(single ph) | LV | 630 kVA :Building Structure | 0.63 | --> | 0.63 | 0.5 | 2.7 |  | --> | 0.598 | 0 | 0 | 0 | 0 | 0.5 | 0 |  | --> | C16 ex BALLYARD | BALLYARD: T41∥T42 | TRALEE |  | 52.2708 | -9.7023
MV/LV Substation ED***994 | 20 kV | 400V(3ph) & 230V(single ph) | LV | 100 kVA :Pole Substation | 0.1 | --> | 0.1 | 0.044 | 4.7 |  | --> | 0.095 | 0 | 0 | 0 | 0 | 0.108 | 0 |  | --> | E17 ex EDGEWORTHSTOWN | EDGEWORTHSTOWN: T421∥T422 | RICHMOND |  | 53.6978 | -7.615
MV/LV Substation EF***009 | 10 kV | 400V(3ph) & 230V(single ph) | LV | 100 kVA :Pole Substation | 0.1 | --> | 0.1 | 0 | 0 | Constrained,otherwise capacity available =82kVA. | --> | 0.095 | 0 | 0 | 0 | 0 | 0 | 0 | Constrained,otherwise capacity available =102kW. | --> | E14 ex CASTLELYONS | CASTLELYONS: T421∥T422 | BARRYMORE |  | 52.0781 | -8.2251
MV/LV Substation EF***030Y | 20 kV | 400V(3ph) & 230V(single ph) | LV | 200 kVA :Kiosk Substation | 0.2 | --> | 0.2 | 0 | 0 | Constrained,otherwise capacity available =151kVA. | --> | 0.19 | 0 | 0 | 0 | 0.007 | 0.199 | 0 |  | --> | C16 ex KILSHANNY | KILSHANNY: T42 | CAHIR |  | 52.2682 | -8.0992
MV/LV Substation EF***055X | 10 kV | 400V(3ph) & 230V(single ph) | LV | 630 kVA :Kiosk Substation | 0.63 | --> | 0.63 | 0.492 | 1.1 |  | --> | 0.598 | 0 | 0 | 0 | 0.137 | 0.5 | 0 |  | --> | C17 ex TRIM | TRIM: T41∥T42 | NAVAN |  | 53.549 | -6.7777
MV/LV Substation EF***313X | 10 kV | 400V(3ph) & 230V(single ph) | LV | 400 kVA :Building Structure | 0.4 | --> | 0.4 | 0.348 | 1.1 |  | --> | 0.38 | 0 | 0 | 0 | 0 | 0.407 | 0 |  | --> | C17 ex TRIM | TRIM: T41∥T42 | NAVAN |  | 53.5476 | -6.7502
MV/LV Substation EF***4105 | 10 kV | 400V(3ph) & 230V(single ph) | LV | 630 kVA :Kiosk Substation | 0.63 | --> | 0.63 | 0.475 | 1.1 |  | --> | 0.598 | 0 | 0 | 0 | 0.164 | 0.481 | 0 |  | --> | C17 ex TRIM | TRIM: T41∥T42 | NAVAN |  | 53.5484 | -6.7736
MV/LV Substation EF***4162 | 10 kV | 400V(3ph) & 230V(single ph) | LV | 630 kVA :Kiosk Substation | 0.63 | --> | 0.63 | 0.5 | 1.1 |  | --> | 0.598 | 0 | 0 | 0 | 0.083 | 0.5 | 0 |  | --> | C17 ex TRIM | TRIM: T41∥T42 | NAVAN |  | 53.5487 | -6.7718
MV/LV Substation EF***4163 | 10 kV | 400V(3ph) & 230V(single ph) | LV | 400 kVA :Kiosk Substation | 0.4 | --> | 0.4 | 0.35 | 1.1 |  | --> | 0.38 | 0 | 0 | 0 | 0.067 | 0.337 | 0 |  | --> | C17 ex TRIM | TRIM: T41∥T42 | NAVAN |  | 53.5469 | -6.7744
MV/LV Substation EF***4377 | 10 kV | 400V(3ph) & 230V(single ph) | LV | 50 kVA :Pole Substation | 0.05 | --> | 0.05 | 0 | 0 | Constrained,otherwise capacity available =49kVA. | --> | 0.047 | 0 | 0 | 0 | 0 | 0.049 | 0 |  | --> | C12 ex KILMALLOCK | KILMALLOCK: T42 | CHARLEVILLE |  | 52.3577 | -8.6087
MV/LV Substation EF***734 | 20 kV | 400V(3ph) & 230V(single ph) | LV | 50 kVA :Pole Substation | 0.05 | --> | 0.05 | 0 | 0 | Constrained,otherwise capacity available =44kVA. | --> | 0.047 | 0 | 0 | 0 | 0 | 0.05 | 0 |  | --> | E20 ex GLASMORE | GLASMORE: T422 | GLASMORE |  | 53.5244 | -6.14
MV/LV Substation EF***736 | 20 kV | 400V(3ph) & 230V(single ph) | LV | 100 kVA :Pole Substation | 0.1 | --> | 0.1 | 0 | 0 | Constrained,otherwise capacity available =42kVA. | --> | 0.095 | 0 | 0 | 0 | 0.003 | 0.105 | 0 |  | --> | E20 ex GLASMORE | GLASMORE: T422 | GLASMORE |  | 53.5208 | -6.1451
MV/LV Substation EF***757X | 20 kV | 400V(3ph) & 230V(single ph) | LV | 200 kVA :Pole Substation | 0.2 | --> | 0.2 | 0 | 0 | Constrained,otherwise capacity available =186kVA. | --> | 0.19 | 0 | 0 | 0 | 0 | 0.201 | 0 |  | --> | E12 ex CARRIGSHANE | CARRIGSHANE: T422 | MIDLETON |  | 51.9254 | -8.0575
MV/LV Substation EF***796Y | 10 kV | 400V(3ph) & 230V(single ph) | LV | 50 kVA :Pole Substation | 0.05 | --> | 0.05 | 0 | 0 | Constrained,otherwise capacity available =50kVA. | --> | 0.047 | 0 | 0 | 0 | 0 | 0.049 | 0 |  | --> | C18 ex KILLACLOYNE | KILLACLOYNE: T41∥T42 | MIDLETON |  | 51.9073 | -8.2934
MV/LV Substation EF***994 | 10 kV | 400V(3ph) & 230V(single ph) | LV | 50 kVA :Pole Substation | 0.05 | --> | 0.05 | 0 | 0 | Constrained,otherwise capacity available =39kVA. | --> | 0.047 | 0 | 0 | 0 | 0 | 0.051 | 0 |  | --> | C12 ex KILMALLOCK | KILMALLOCK: T42 | CHARLEVILLE |  | 52.362 | -8.6119
MV/LV Substation EG***006 | 10 kV | 400V(3ph) & 230V(single ph) | LV | 630 kVA :Building Structure | 0.63 | --> | 0.63 | 0 | 0 | Constrained,otherwise capacity available =389kVA. | --> | 0.598 | 0 | 0 | 0 | 0 | 0.5 | 0 |  | --> | C12 ex HEADFORD ROAD | HEADFORD ROAD: T42 | GALWAY 110KV |  | 53.2748 | -9.0522
MV/LV Substation EG***040 | 10 kV | 400V(3ph) & 230V(single ph) | LV | 630 kVA :Kiosk Substation | 0.63 | --> | 0.63 | 0.428 | 4.5 |  | --> | 0.598 | 0 | 0 | 0 | 0.021 | 0.5 | 0 |  | --> | C12 ex BRAY | BRAY: T42 | FASSAROE |  | 53.2041 | -6.107
MV/LV Substation EG***041 | 10 kV | 400V(3ph) & 230V(single ph) | LV | 400 kVA :Kiosk Substation | 0.4 | --> | 0.4 | 0.211 | 2.3 |  | --> | 0.38 | 0 | 0 | 0 | 0.041 | 0.385 | 0 |  | --> | C11 ex TRABEG | TRABEG: T102 | TRABEG |  | 51.8835 | -8.445
MV/LV Substation EG***064Y | 10 kV | 400V(3ph) & 230V(single ph) | LV | 400 kVA :Kiosk Substation | 0.4 | --> | 0.4 | 0 | 0 | Constrained,otherwise capacity available =360kVA. | --> | 0.38 | 0 | 0 | 0 | 0 | 0.406 | 0 |  | --> | C12 ex KANTURK | KANTURK: T41∥T42 | GLENLARA |  | 52.1787 | -8.9056
MV/LV Substation EG***071Z | 10 kV | 400V(3ph) & 230V(single ph) | LV | 400 kVA :Building Structure | 0.4 | --> | 0.4 | 0.222 | 1 |  | --> | 0.38 | 0 | 0 | 0 | 0 | 0 | 0 | Constrained,otherwise capacity available =427kW. | --> | C12 ex LOUGHTAGALLA | LOUGHTAGALLA: T41∥T42 | THURLES |  | 52.6141 | -7.7747
MV/LV Substation EG***150 | 10 kV | 400V(3ph) & 230V(single ph) | LV | 630 kVA :Kiosk Substation | 0.63 | --> | 0.63 | 0 | 0 | Constrained,otherwise capacity available =282kVA. | --> | 0.598 | 0 | 0 | 0 | 0 | 0.5 | 0 |  | --> | C12 ex HEADFORD ROAD | HEADFORD ROAD: T42 | GALWAY 110KV |  | 53.2746 | -9.0514
MV/LV Substation EG***194X | 10 kV | 400V(3ph) & 230V(single ph) | LV | 630 kVA :Kiosk Substation | 0.63 | --> | 0.63 | 0.5 | 2.1 |  | --> | 0.598 | 0 | 0 | 0 | 0 | 0.5 | 0 |  | --> | C14 ex LITTLE BRAY | LITTLE BRAY: T42 | FASSAROE |  | 53.2012 | -6.1276
MV/LV Substation EG***252 | 10 kV | 400V(3ph) & 230V(single ph) | LV | 630 kVA :Kiosk Substation | 0.63 | --> | 0.63 | 0 | 0 | Constrained,otherwise capacity available =434kVA. | --> | 0.598 | 0 | 0 | 0 | 0.018 | 0.5 | 0 |  | --> | C11 ex DONNYBROOK | DONNYBROOK: T41 | MILLTOWN (DR) |  | 53.3181 | -6.2372
MV/LV Substation EG***351Y | 20 kV | 400V(3ph) & 230V(single ph) | LV | 50 kVA :Pole Substation | 0.05 | --> | 0.05 | 0 | 0 | Constrained,otherwise capacity available =44kVA. | --> | 0.047 | 0 | 0 | 0 | 0.023 | 0.026 | 0 |  | --> | E19 ex DALTON | DALTON: T421∥T422 | DALTON |  | 53.6729 | -9.0027
MV/LV Substation EG***379 | 10 kV | 400V(3ph) & 230V(single ph) | LV | 400 kVA :Kiosk Substation | 0.4 | --> | 0.4 | 0.345 | 1.1 |  | --> | 0.38 | 0 | 0 | 0 | 0.021 | 0.386 | 0 |  | --> | C15 ex SCARTEEN | SCARTEEN: T41∥T42 | MALLOW |  | 52.1301 | -8.6609
MV/LV Substation EG***4083 | 10 kV | 400V(3ph) & 230V(single ph) | LV | 100 kVA :Pole Substation | 0.1 | --> | 0.1 | 0.063 | 4 |  | --> | 0.095 | 0 | 0 | 0 | 0.031 | 0.072 | 0 |  | --> | C14 ex OAKFIELD | OAKFIELD: T42 | SLIGO |  | 54.2339 | -8.4838
MV/LV Substation EG***4116 | 20 kV | 400V(3ph) & 230V(single ph) | LV | 50 kVA :Pole Substation | 0.05 | --> | 0.05 | 0 | 0 | Constrained,otherwise capacity available =50kVA. | --> | 0.047 | 0 | 0 | 0 | 0 | 0.049 | 0 |  | --> | C14 ex KILDARE | KILDARE: T41∥T42 | NEWBRIDGE |  | 53.1893 | -6.9049
MV/LV Substation EG***4144 | 10 kV | 400V(3ph) & 230V(single ph) | LV | 400 kVA :Kiosk Substation | 0.4 | --> | 0.4 | 0.4 | 4.1 |  | --> | 0.38 | 0 | 0 | 0 | 0 | 0.4 | 0 |  | --> | C14 ex LOUGHLINSTOWN | LOUGHLINSTOWN: T42 | CARRICKMINES |  | 53.2563 | -6.1266
MV/LV Substation EG***777 | 10 kV | 400V(3ph) & 230V(single ph) | LV | 1000 kVA :Building Structure | 1 | --> | 1 | 0 | 0 | Constrained,otherwise capacity available =500kVA. | --> | 0.95 | 0 | 0 | 0 | 0 | 0.5 | 0 |  | --> | C11 ex DONNYBROOK | DONNYBROOK: T41 | MILLTOWN (DR) |  | 53.3194 | -6.2358
MV/LV Substation EG***907 | 10 kV | 400V(3ph) & 230V(single ph) | LV | 400 kVA :Kiosk Substation | 0.4 | --> | 0.4 | 0.337 | 2.4 |  | --> | 0.38 | 0 | 0 | 0 | 0.009 | 0.4 | 0 |  | --> | C20 ex DUNDRUM | DUNDRUM: T42 | BLACKROCK |  | 53.2897 | -6.2422
MV/LV Substation EH***065Z | 10 kV | 400V(3ph) & 230V(single ph) | LV | 200 kVA :Kiosk Substation | 0.2 | --> | 0.2 | 0.18 | 3.3 |  | --> | 0.19 | 0 | 0 | 0 | 0 | 0.203 | 0 |  | --> | C17 ex CELBRIDGE | CELBRIDGE: T41 | GRIFFINRATH |  | 53.3447 | -6.5445
MV/LV Substation EH***175Z | 20 kV | 400V(3ph) & 230V(single ph) | LV | 400 kVA :Kiosk Substation | 0.4 | --> | 0.4 | 0 | 0 | Constrained,otherwise capacity available =344kVA. | --> | 0.38 | 0 | 0 | 0 | 0 | 0.408 | 0 |  | --> | C11 ex LOUGHSHINNY | LOUGHSHINNY: T41 | GLASMORE |  | 53.5233 | -6.1583
MV/LV Substation EH***4093 | 10 kV | 400V(3ph) & 230V(single ph) | LV | 50 kVA :Pole Substation | 0.05 | --> | 0.05 | 0 | 0 | Constrained,otherwise capacity available =49kVA. | --> | 0.047 | 0 | 0 | 0 | 0 | 0 | 0 | Constrained,otherwise capacity available =49kW. | --> | C14 ex TEMPLEMORE | TEMPLEMORE: T42 | IKERRIN |  | 52.7739 | -7.5198
MV/LV Substation EI***026 | 10 kV | 400V(3ph) & 230V(single ph) | LV | 200 kVA :Kiosk Substation | 0.2 | --> | 0.2 | 0.172 | 1.1 |  | --> | 0.19 | 0 | 0 | 0 | 0.004 | 0.199 | 0 |  | --> | C17 ex CAHIRCALLA | CAHIRCALLA: T41∥T42 | ENNIS |  | 52.8329 | -8.9914
MV/LV Substation EI***069 | 20 kV | 400V(3ph) & 230V(single ph) | LV | 200 kVA :Pole Substation | 0.2 | --> | 0.2 | 0.199 | 1.6 |  | --> | 0.19 | 0 | 0 | 0 | 0 | 0.2 | 0 |  | --> | E12 ex DINGLE | DINGLE: T422 | OUGHTRAGH |  | 52.1551 | -10.2931
MV/LV Substation EI***079 | 10 kV | 400V(3ph) & 230V(single ph) | LV | 100 kVA :Pole Substation | 0.1 | --> | 0.1 | 0.084 | 0.6 |  | --> | 0.095 | 0 | 0 | 0 | 0.004 | 0.098 | 0 |  | --> | C18 ex ATHBOY | ATHBOY: T42 | NAVAN |  | 53.6228 | -6.9061
MV/LV Substation EI***109 | 10 kV | 400V(3ph) & 230V(single ph) | LV | 200 kVA :Kiosk Substation | 0.2 | --> | 0.2 | 0 | 0 | Constrained,otherwise capacity available =174kVA. | --> | 0.19 | 0 | 0 | 0 | 0 | 0.203 | 0 |  | --> | C13 ex CHARLESTOWN | CHARLESTOWN: T41 | TONROE |  | 53.9144 | -8.804
MV/LV Substation EI***134 | 10 kV | 400V(3ph) & 230V(single ph) | LV | 400 kVA :Kiosk Substation | 0.4 | --> | 0.4 | 0 | 0 | Constrained,otherwise capacity available =378kVA. | --> | 0.38 | 0 | 0 | 0 | 0.009 | 0.393 | 0 |  | --> | C22 ex GREYSTONES | GREYSTONES: T42 | FASSAROE |  | 53.1329 | -6.0682
MV/LV Substation EI***136 | 20 kV | 400V(3ph) & 230V(single ph) | LV | 50 kVA :Pole Substation | 0.05 | --> | 0.05 | 0.028 | 7.4 |  | --> | 0.047 | 0 | 0 | 0 | 0 | 0 | 0 | Constrained,otherwise capacity available =52kW. | --> | E14 ex ARIGNA | ARIGNA: T121 | ARIGNA |  | 54.0852 | -8.1688
MV/LV Substation EI***141Y | 10 kV | 400V(3ph) & 230V(single ph) | LV | 50 kVA :Pole Substation | 0.05 | --> | 0.05 | 0.037 | 2.9 |  | --> | 0.047 | 0 | 0 | 0 | 0 | 0.051 | 0 |  | --> | C18 ex MALAHIDE | MALAHIDE: T42 | GLASMORE |  | 53.445 | -6.15
MV/LV Substation EI***147 | 10 kV | 400V(3ph) & 230V(single ph) | LV | 200 kVA :Building Structure | 0.2 | --> | 0.2 | 0.185 | 2.4 |  | --> | 0.19 | 0 | 0 | 0 | 0 | 0.202 | 0 |  | --> | C18 ex BALLYMAHON | BALLYMAHON: T41∥T42 | ATHLONE |  | 53.5672 | -7.7618
MV/LV Substation EI***177 | 10 kV | 400V(3ph) & 230V(single ph) | LV | 100 kVA :Pole Substation | 0.1 | --> | 0.1 | 0 | 0 | Constrained,otherwise capacity available =43kVA. | --> | 0.095 | 0 | 0 | 0 | 0 | 0.108 | 0 |  | --> | C14 ex GREYSTONES | GREYSTONES: T42 | FASSAROE |  | 53.1489 | -6.1016
MV/LV Substation EI***215 | 20 kV | 400V(3ph) & 230V(single ph) | LV | 200 kVA :Kiosk Substation | 0.2 | --> | 0.2 | 0.147 | 10.7 |  | --> | 0.19 | 0 | 0 | 0 | 0 | 0.207 | 0 |  | --> | E13 ex COOLROE | COOLROE: T121 | COOLROE |  | 51.8754 | -8.6668
MV/LV Substation EI***255 | 20 kV | 400V(3ph) & 230V(single ph) | LV | 100 kVA :Pole Substation | 0.1 | --> | 0.1 | 0.1 | 1.5 |  | --> | 0.095 | 0 | 0 | 0 | 0 | 0.1 | 0 |  | --> | C17 ex MOUNT MISERY | MOUNT MISERY: T41 | WATERFORD |  | 52.2878 | -7.0636
MV/LV Substation EI***256Y | 20 kV | 400V(3ph) & 230V(single ph) | LV | 100 kVA :Pole Substation | 0.1 | --> | 0.1 | 0 | 0 | Constrained,otherwise capacity available =78kVA. | --> | 0.095 | 0 | 0 | 0 | 0 | 0.103 | 0 |  | --> | E18 ex COLLOONEY | COLLOONEY: T422 | SLIGO |  | 54.1279 | -8.3948
MV/LV Substation EI***259 | 10 kV | 400V(3ph) & 230V(single ph) | LV | 50 kVA :Pole Substation | 0.05 | --> | 0.05 | 0.021 | 2.2 |  | --> | 0.047 | 0 | 0 | 0 | 0.002 | 0.051 | 0 |  | --> | C12 ex ROSSGEIR | ROSSGEIR: T41∥T42 | LETTERKENNY |  | 54.8338 | -7.5044
MV/LV Substation EI***386 | 10 kV | 400V(3ph) & 230V(single ph) | LV | 400 kVA :Kiosk Substation | 0.4 | --> | 0.4 | 0 | 0 | Constrained,otherwise capacity available =388kVA. | --> | 0.38 | 0 | 0 | 0 | 0 | 0.401 | 0 |  | --> | C11 ex GRANGE (DR) | GRANGE (DR): T41 | GRANGE (DR) |  | 53.3932 | -6.1491
MV/LV Substation EI***4057 | 10 kV | 400V(3ph) & 230V(single ph) | LV | 400 kVA :Kiosk Substation | 0.4 | --> | 0.4 | 0.37 | 7.5 |  | --> | 0.38 | 0 | 0 | 0 | 0 | 0.404 | 0 |  | --> | C18 ex CARRICKMINES | CARRICKMINES: T42 | CARRICKMINES |  | 53.2446 | -6.2376
MV/LV Substation EI***4063 | 20 kV | 400V(3ph) & 230V(single ph) | LV | 50 kVA :Pole Substation | 0.05 | --> | 0.05 | 0 | 0 | Constrained,otherwise capacity available =50kVA. | --> | 0.047 | 0 | 0 | 0 | 0 | 0.049 | 0 |  | --> | C12 ex BALLYHAUNIS | BALLYHAUNIS: T41∥T42 | DALTON |  | 53.7564 | -8.767
MV/LV Substation EI***407Y | 10 kV | 400V(3ph) & 230V(single ph) | LV | 200 kVA :Building Structure | 0.2 | --> | 0.2 | 0 | 0 | Constrained,otherwise capacity available =109kVA. | --> | 0.19 | 0 | 0 | 0 | 0.039 | 0.172 | 0 |  | --> | C23 ex POLLERTON | POLLERTON: T41 | CARLOW |  | 52.8297 | -6.9166
MV/LV Substation EI***413Y | 10 kV | 400V(3ph) & 230V(single ph) | LV | 50 kVA :Pole Substation | 0.05 | --> | 0.05 | 0.024 | 4.2 |  | --> | 0.047 | 0 | 0 | 0 | 0 | 0.053 | 0 |  | --> | C21 ex MARSHES | MARSHES: T41 | DUNDALK |  | 53.9788 | -6.389
MV/LV Substation EI***415Z | 10 kV | 400V(3ph) & 230V(single ph) | LV | 50 kVA :Pole Substation | 0.05 | --> | 0.05 | 0.023 | 1.5 |  | --> | 0.047 | 0 | 0 | 0 | 0 | 0.053 | 0 |  | --> | C17 ex SALLINS | SALLINS: T41 | GRIFFINRATH |  | 53.2598 | -6.6676
MV/LV Substation EI***4226 | 20 kV | 400V(3ph) & 230V(single ph) | LV | 400 kVA :Kiosk Substation | 0.4 | --> | 0.4 | 0.38 | 0.7 |  | --> | 0.38 | 0 | 0 | 0 | 0 | 0.403 | 0 |  | --> | C17 ex MONEYCOOLEY | MONEYCOOLEY: T41 | GRIFFINRATH |  | 53.3827 | -6.5241
MV/LV Substation EI***4229 | 10 kV | 400V(3ph) & 230V(single ph) | LV | 630 kVA :Kiosk Substation | 0.63 | --> | 0.63 | 0.5 | 3.7 |  | --> | 0.598 | 0 | 0 | 0 | 0 | 0.5 | 0 |  | --> | C17 ex BALLINASLOE | BALLINASLOE: T41∥T42 | SOMERSET |  | 53.323 | -8.2215
MV/LV Substation EI***591Y | 20 kV | 400V(3ph) & 230V(single ph) | LV | 100 kVA :Pole Substation | 0.1 | --> | 0.1 | 0.074 | 2.5 |  | --> | 0.095 | 0 | 0 | 0 | 0 | 0.103 | 0 |  | --> | E62 ex ATHY | ATHY: T102 | ATHY |  | 53.0589 | -6.8726
MV/LV Substation EI***621 | 10 kV | 400V(3ph) & 230V(single ph) | LV | 50 kVA :Pole Substation | 0.05 | --> | 0.05 | 0 | 0 | Constrained,otherwise capacity available =4kVA. | --> | 0.047 | 0 | 0 | 0 | 0 | 0.056 | 0 |  | --> | C12 ex TIMOLEAGUE | TIMOLEAGUE: T41 | BANDON |  | 51.7069 | -8.8134
MV/LV Substation EI***656Y | 20 kV | 400V(3ph) & 230V(single ph) | LV | 400 kVA :Kiosk Substation | 0.4 | --> | 0.4 | 0.323 | 11.3 |  | --> | 0.38 | 0 | 0 | 0 | 0 | 0.411 | 0 |  | --> | C14 ex SINGLAND | SINGLAND: T102 | SINGLAND |  | 52.6396 | -8.5478
MV/LV Substation EI***759X | 10 kV | 400V(3ph) & 230V(single ph) | LV | 200 kVA :Building Structure | 0.2 | --> | 0.2 | 0 | 0 | Constrained,otherwise capacity available =63kVA. | --> | 0.19 | 0 | 0 | 0 | 0.004 | 0 | 0 | Constrained,otherwise capacity available =216kW. | --> | C14 ex BELLFIELD | BELLFIELD: T41∥T42 | CRANE |  | 52.5074 | -6.5778
MV/LV Substation EI***797X | 20 kV | 400V(3ph) & 230V(single ph) | LV | 100 kVA :Pole Substation | 0.1 | --> | 0.1 | 0.096 | 2.5 |  | --> | 0.095 | 0 | 0 | 0 | 0 | 0.1 | 0 |  | --> | E18 ex CONG | CONG: T421∥T422 | CLOON |  | 53.5464 | -9.359
MV/LV Substation EI***808X | 10 kV | 400V(3ph) & 230V(single ph) | LV | 50 kVA :Pole Substation | 0.05 | --> | 0.05 | 0.047 | 0.5 |  | --> | 0.047 | 0 | 0 | 0 | 0 | 0.049 | 0 |  | --> | C23 ex BALLINDERRY | BALLINDERRY: T41 | MULLINGAR |  | 53.5306 | -7.3093
MV/LV Substation EI***812X | 10 kV | 400V(3ph) & 230V(single ph) | LV | 630 kVA :Building Structure | 0.63 | --> | 0.63 | 0.252 | 2.6 |  | --> | 0.598 | 0 | 0 | 0 | 0 | 0.5 | 0 |  | --> | C18 ex FORTUNESTOWN | FORTUNESTOWN: T102 | INCHICORE 220KV |  | 53.2922 | -6.4312
MV/LV Substation EI***857 | 10 kV | 400V(3ph) & 230V(single ph) | LV | 1000 kVA :Building Structure | 1 | --> | 1 | 0.5 | 1.7 |  | --> | 0.95 | 0 | 0 | 0 | 0 | 0.5 | 0 |  | --> | C21 ex PEMBROKE | PEMBROKE: T42 | RINGSEND |  | 53.3317 | -6.2304
MV/LV Substation EI***867 | 10 kV | 400V(3ph) & 230V(single ph) | LV | 50 kVA :Pole Substation | 0.05 | --> | 0.05 | 0.028 | 2.2 |  | --> | 0.047 | 0 | 0 | 0 | 0.002 | 0.05 | 0 |  | --> | C20 ex KINGSCOURT | KINGSCOURT: T42 | MEATH HILL |  | 53.8687 | -6.7531
MV/LV Substation EI***899 | 20 kV | 400V(3ph) & 230V(single ph) | LV | 100 kVA :Pole Substation | 0.1 | --> | 0.1 | 0.08 | 1.6 |  | --> | 0.095 | 0 | 0 | 0 | 0 | 0.103 | 0 |  | --> | E16 ex GURRANEBANE | GURRANEBANE: T421∥T422 | OUGHTRAGH |  | 51.8117 | -10.155
MV/LV Substation EI***914Y | 10 kV | 400V(3ph) & 230V(single ph) | LV | 50 kVA :Pole Substation | 0.05 | --> | 0.05 | 0.047 | 4.8 |  | --> | 0.047 | 0 | 0 | 0 | 0 | 0.049 | 0 |  | --> | C23 ex ATHY | ATHY: T101 | ATHY |  | 52.9818 | -6.9857
MV/LV Substation EI***936X | 20 kV | 400V(3ph) & 230V(single ph) | LV | 50 kVA :Pole Substation | 0.05 | --> | 0.05 | 0 | 0 | Constrained,otherwise capacity available =42kVA. | --> | 0.047 | 0 | 0 | 0 | 0 | 0.05 | 0 |  | --> | E18 ex COLLOONEY | COLLOONEY: T422 | SLIGO |  | 54.0798 | -8.3929
MV/LV Substation EI***957 | 20 kV | 400V(3ph) & 230V(single ph) | LV | 630 kVA :Building Structure | 0.63 | --> | 0.63 | 0.439 | 0.9 |  | --> | 0.598 | 0 | 0 | 0 | 0 | 0.5 | 0 |  | --> | C14 ex CARRAROE | CARRAROE: T42 | SCREEB |  | 53.2677 | -9.5562
MV/LV Substation EJ***673 | 20 kV | 400V(3ph) & 230V(single ph) | LV | 50 kVA :Pole Substation | 0.05 | --> | 0.05 | 0 | 0 | Constrained,otherwise capacity available =37kVA. | --> | 0.047 | 0 | 0 | 0 | 0 | 0.051 | 0 |  | --> | E14 ex DALTON | DALTON: T421∥T422 | DALTON |  | 53.7839 | -8.9271
MV/LV Substation EK***211X | 10 kV | 400V(3ph) & 230V(single ph) | LV | 630 kVA :Kiosk Substation | 0.63 | --> | 0.63 | 0.5 | 4.5 |  | --> | 0.598 | 0 | 0 | 0 | 0.011 | 0.5 | 0 |  | --> | C17 ex KILMORE | KILMORE: T101 | FINGLAS |  | 53.3983 | -6.1965
MV/LV Substation EL***004 | 20 kV | 400V(3ph) & 230V(single ph) | LV | 630 kVA :Kiosk Substation | 0.63 | --> | 0.63 | 0.334 | 1.6 |  | --> | 0.598 | 0 | 0 | 0 | 0.008 | 0.5 | 0 |  | --> | E16 ex MILLTOWN (SR) | MILLTOWN (SR): T422 | OUGHTRAGH |  | 52.1069 | -9.7889
MV/LV Substation EL***012Y | 10 kV | 400V(3ph) & 230V(single ph) | LV | 400 kVA :Kiosk Substation | 0.4 | --> | 0.4 | 0.313 | 8.3 |  | --> | 0.38 | 0 | 0 | 0 | 0.032 | 0.379 | 0 |  | --> | C12 ex MONREAD | MONREAD: T102 | MONREAD |  | 53.2177 | -6.6555
MV/LV Substation EL***013X | 10 kV | 400V(3ph) & 230V(single ph) | LV | 200 kVA :Kiosk Substation | 0.2 | --> | 0.2 | 0 | 0 | Constrained,otherwise capacity available =94kVA. | --> | 0.19 | 0 | 0 | 0 | 0 | 0.216 | 0 |  | --> | C11 ex GARRYOWEN | GARRYOWEN: T41 | LIMERICK |  | 52.6473 | -8.6243
MV/LV Substation EL***013X | 20 kV | 400V(3ph) & 230V(single ph) | LV | 50 kVA :Pole Substation | 0.05 | --> | 0.05 | 0 | 0 | Constrained,otherwise capacity available =49kVA. | --> | 0.047 | 0 | 0 | 0 | 0 | 0.049 | 0 |  | --> | E25 ex PATRICKSWELL | PATRICKSWELL: T421∥T422 | LIMERICK |  | 52.6293 | -8.7272
MV/LV Substation EL***018 | 10 kV | 400V(3ph) & 230V(single ph) | LV | 630 kVA :Kiosk Substation | 0.63 | --> | 0.63 | 0 | 0 | Constrained,otherwise capacity available =419kVA. | --> | 0.598 | 0 | 0 | 0 | 0.039 | 0.5 | 0 |  | --> | C22 ex COBH | COBH: T41∥T42 | COW CROSS |  | 51.8522 | -8.3088
MV/LV Substation EL***018X | 10 kV | 400V(3ph) & 230V(single ph) | LV | 630 kVA :Kiosk Substation | 0.63 | --> | 0.63 | 0 | 0 | Constrained,otherwise capacity available =500kVA. | --> | 0.598 | 0 | 0 | 0 | 0 | 0.5 | 0 |  | --> | C19 ex DENNEHYS CROSS | DENNEHYS CROSS: T41 | TRABEG |  | 51.8827 | -8.4925
MV/LV Substation EL***033 | 10 kV | 400V(3ph) & 230V(single ph) | LV | 400 kVA :Kiosk Substation | 0.4 | --> | 0.4 | 0.245 | 3.3 |  | --> | 0.38 | 0 | 0 | 0 | 0.026 | 0.396 | 0 |  | --> | C11 ex COOLOCK | COOLOCK: T41 | FINGLAS |  | 53.3941 | -6.1816
MV/LV Substation EL***034 | 10 kV | 400V(3ph) & 230V(single ph) | LV | 400 kVA :Kiosk Substation | 0.4 | --> | 0.4 | 0.333 | 1.1 |  | --> | 0.38 | 0 | 0 | 0 | 0.011 | 0.398 | 0 |  | --> | C15 ex TRIM | TRIM: T41∥T42 | NAVAN |  | 53.5588 | -6.7992
MV/LV Substation EL***037Y | 20 kV | 400V(3ph) & 230V(single ph) | LV | 50 kVA :Pole Substation | 0.05 | --> | 0.05 | 0.045 | 3 |  | --> | 0.047 | 0 | 0 | 0 | 0 | 0 | 0 | Constrained,otherwise capacity available =50kW. | --> | E17 ex WINDSOR | WINDSOR: T421∥T422 | CASTLEBAR |  | 53.8046 | -9.128
MV/LV Substation EL***047 | 10 kV | 400V(3ph) & 230V(single ph) | LV | 400 kVA :Building Structure | 0.4 | --> | 0.4 | 0 | 0 | Constrained,otherwise capacity available =267kVA. | --> | 0.38 | 0 | 0 | 0 | 0.012 | 0.407 | 0 |  | --> | C17 ex KILBARRY | KILBARRY: T101 | KILBARRY |  | 51.9153 | -8.4609
MV/LV Substation EL***049Y | 10 kV | 400V(3ph) & 230V(single ph) | LV | 200 kVA :Kiosk Substation | 0.2 | --> | 0.2 | 0.178 | 7.2 |  | --> | 0.19 | 0 | 0 | 0 | 0 | 0.203 | 0 |  | --> | C26 ex PELLETSTOWN | PELLETSTOWN: T102 | FINGLAS |  | 53.3872 | -6.3488
MV/LV Substation EL***049Z | 10 kV | 400V(3ph) & 230V(single ph) | LV | 400 kVA :Kiosk Substation | 0.4 | --> | 0.4 | 0.282 | 0.9 |  | --> | 0.38 | 0 | 0 | 0 | 0.01 | 0.407 | 0 |  | --> | C12 ex RIVERSTOWN | RIVERSTOWN: T41∥T42 | KILBARRY |  | 51.9428 | -8.3941
MV/LV Substation EL***050Z | 20 kV | 400V(3ph) & 230V(single ph) | LV | 200 kVA :Kiosk Substation | 0.2 | --> | 0.2 | 0.196 | 6.9 |  | --> | 0.19 | 0 | 0 | 0 | 0.005 | 0 | 0 | Constrained,otherwise capacity available =194kW. | --> | E14 ex RATHKEALE | RATHKEALE: T421∥T422 | RATHKEALE |  | 52.5201 | -8.7156
MV/LV Substation EL***052 | 10 kV | 400V(3ph) & 230V(single ph) | LV | 630 kVA :Kiosk Substation | 0.63 | --> | 0.63 | 0.5 | 1.1 |  | --> | 0.598 | 0 | 0 | 0 | 0 | 0.5 | 0 |  | --> | C17 ex BREWERY ROAD | BREWERY ROAD: T41 | CARRICKMINES |  | 53.2796 | -6.199
MV/LV Substation EL***053X | 20 kV | 400V(3ph) & 230V(single ph) | LV | 50 kVA :Pole Substation | 0.05 | --> | 0.05 | 0.049 | 3.2 |  | --> | 0.047 | 0 | 0 | 0 | 0 | 0.049 | 0 |  | --> | C18 ex BOYLE | BOYLE: T41∥T42 | CARRICK ON SHANNON |  | 53.8444 | -8.1976
MV/LV Substation EL***056Y | 10 kV | 400V(3ph) & 230V(single ph) | LV | 400 kVA :Kiosk Substation | 0.4 | --> | 0.4 | 0.328 | 1.4 |  | --> | 0.38 | 0 | 0 | 0 | 0.014 | 0.396 | 0 |  | --> | C17 ex LEIXLIP | LEIXLIP: T41 | GRIFFINRATH |  | 53.3604 | -6.5043
MV/LV Substation EL***059X | 10 kV | 400V(3ph) & 230V(single ph) | LV | 400 kVA :Kiosk Substation | 0.4 | --> | 0.4 | 0 | 0 | Constrained,otherwise capacity available =251kVA. | --> | 0.38 | 0 | 0 | 0 | 0.003 | 0.419 | 0 |  | --> | C15 ex CASTLETROY | CASTLETROY: T41∥T42 | ARDNACRUSHA |  | 52.6692 | -8.5604
MV/LV Substation EL***060X | 10 kV | 400V(3ph) & 230V(single ph) | LV | 400 kVA :Building Structure | 0.4 | --> | 0.4 | 0.349 | 2.8 |  | --> | 0.38 | 0 | 0 | 0 | 0 | 0.407 | 0 |  | --> | C17 ex INCHICORE NORTH | INCHICORE NORTH: T41 | INCHICORE 220KV |  | 53.3335 | -6.3519
MV/LV Substation EL***063 | 10 kV | 400V(3ph) & 230V(single ph) | LV | 630 kVA :Building Structure | 0.63 | --> | 0.63 | 0.247 | 2.8 |  | --> | 0.598 | 0 | 0 | 0 | 0 | 0.5 | 0 |  | --> | C12 ex CORBALLY | CORBALLY: T41∥T42 | ARDNACRUSHA |  | 52.6645 | -8.6243
MV/LV Substation EL***064Y | 10 kV | 400V(3ph) & 230V(single ph) | LV | 400 kVA :Kiosk Substation | 0.4 | --> | 0.4 | 0.327 | 1.4 |  | --> | 0.38 | 0 | 0 | 0 | 0.028 | 0.381 | 0 |  | --> | C17 ex LEIXLIP | LEIXLIP: T41 | GRIFFINRATH |  | 53.3616 | -6.5065
MV/LV Substation EL***066 | 10 kV | 400V(3ph) & 230V(single ph) | LV | 400 kVA :Building Structure | 0.4 | --> | 0.4 | 0.281 | 2.3 |  | --> | 0.38 | 0 | 0 | 0 | 0 | 0.417 | 0 |  | --> | C14 ex MOUNT MERRION | MOUNT MERRION: T42 | CARRICKMINES |  | 53.3164 | -6.2067
MV/LV Substation EL***072 | 10 kV | 400V(3ph) & 230V(single ph) | LV | 1000 kVA :Building Structure | 1 | --> | 1 | 0.5 | 9.2 |  | --> | 0.95 | 0 | 0 | 0 | 0 | 0.5 | 0 |  | --> | C25 ex CENTRE PARK ROAD | MARINA: T105 | MARINA |  | 51.8986 | -8.4556
MV/LV Substation EL***078Y | 10 kV | 400V(3ph) & 230V(single ph) | LV | 50 kVA :Pole Substation | 0.05 | --> | 0.05 | 0.05 | 7.2 |  | --> | 0.047 | 0 | 0 | 0 | 0 | 0.049 | 0 |  | --> | C26 ex PELLETSTOWN | PELLETSTOWN: T102 | FINGLAS |  | 53.3847 | -6.3452
MV/LV Substation EL***080X | 10 kV | 400V(3ph) & 230V(single ph) | LV | 50 kVA :Pole Substation | 0.05 | --> | 0.05 | 0 | 0 | Constrained,otherwise capacity available =27kVA. | --> | 0.047 | 0 | 0 | 0 | 0 | 0.052 | 0 |  | --> | C19 ex MILFORD (NR) | MILFORD (NR): T41∥T42 | LETTERKENNY |  | 55.0304 | -7.6505
MV/LV Substation EL***082 | 10 kV | 400V(3ph) & 230V(single ph) | LV | 100 kVA :Pole Substation | 0.1 | --> | 0.1 | 0.07 | 2.1 |  | --> | 0.095 | 0 | 0 | 0 | 0.008 | 0.096 | 0 |  | --> | C16 ex LITTLE BRAY | LITTLE BRAY: T42 | FASSAROE |  | 53.2246 | -6.1315
MV/LV Substation EL***086 | 10 kV | 400V(3ph) & 230V(single ph) | LV | 400 kVA :Kiosk Substation | 0.4 | --> | 0.4 | 0.245 | 4.3 |  | --> | 0.38 | 0 | 0 | 0 | 0.002 | 0.421 | 0 |  | --> | C16 ex LAWLESSTOWN | LAWLESSTOWN: T42 | DOON |  | 52.3591 | -7.7177
MV/LV Substation EL***086 | 10 kV | 400V(3ph) & 230V(single ph) | LV | 400 kVA :Kiosk Substation | 0.4 | --> | 0.4 | 0.278 | 9.6 |  | --> | 0.38 | 0 | 0 | 0 | 0.024 | 0.393 | 0 |  | --> | C20 ex ARTANE | ARTANE: T102 | FINGLAS |  | 53.3813 | -6.2272
MV/LV Substation EL***092 | 10 kV | 400V(3ph) & 230V(single ph) | LV | 400 kVA :Kiosk Substation | 0.4 | --> | 0.4 | 0.177 | 4.3 |  | --> | 0.38 | 0 | 0 | 0 | 0.007 | 0.426 | 0 |  | --> | C16 ex LAWLESSTOWN | LAWLESSTOWN: T42 | DOON |  | 52.359 | -7.7131
MV/LV Substation EL***095 | 10 kV | 400V(3ph) & 230V(single ph) | LV | 630 kVA :Kiosk Substation | 0.63 | --> | 0.63 | 0.5 | 1.5 |  | --> | 0.598 | 0 | 0 | 0 | 0.016 | 0.5 | 0 |  | --> | C13 ex MOUNT MISERY | MOUNT MISERY: T41 | WATERFORD |  | 52.2651 | -7.1031
MV/LV Substation EL***099X | 10 kV | 400V(3ph) & 230V(single ph) | LV | 400 kVA :Building Structure | 0.4 | --> | 0.4 | 0 | 0 | Constrained,otherwise capacity available =297kVA. | --> | 0.38 | 0 | 0 | 0 | 0.039 | 0.374 | 0 |  | --> | C16 ex RAHEEN | RAHEEN: T42 | LIMERICK |  | 52.6233 | -8.6555
MV/LV Substation EL***103 | 10 kV | 400V(3ph) & 230V(single ph) | LV | 400 kVA :Kiosk Substation | 0.4 | --> | 0.4 | 0.309 | 3.4 |  | --> | 0.38 | 0 | 0 | 0 | 0.015 | 0.398 | 0 |  | --> | C12 ex TRAMORE | TRAMORE: T42 | BUTLERSTOWN |  | 52.1626 | -7.1642
MV/LV Substation EL***103Y | 10 kV | 400V(3ph) & 230V(single ph) | LV | 400 kVA :Kiosk Substation | 0.4 | --> | 0.4 | 0 | 0 | Constrained,otherwise capacity available =216kVA. | --> | 0.38 | 0 | 0 | 0 | 0.012 | 0.415 | 0 |  | --> | C19 ex GRANGE (DR) | GRANGE (DR): T41 | GRANGE (DR) |  | 53.3994 | -6.1701
MV/LV Substation EL***114Y | 10 kV | 400V(3ph) & 230V(single ph) | LV | 630 kVA :Kiosk Substation | 0.63 | --> | 0.63 | 0.5 | 3.8 |  | --> | 0.598 | 0 | 0 | 0 | 0 | 0 | 0 | Constrained,otherwise capacity available =500kW. | --> | C13 ex TURLOUGH ROAD | TURLOUGH ROAD: T41∥T42 | CASTLEBAR |  | 53.8554 | -9.2985
MV/LV Substation EL***117 | 10 kV | 400V(3ph) & 230V(single ph) | LV | 400 kVA :Kiosk Substation | 0.4 | --> | 0.4 | 0.304 | 8.9 |  | --> | 0.38 | 0 | 0 | 0 | 0.024 | 0.389 | 0 |  | --> | C13 ex MIDLETON | MIDLETON: T101 | MIDLETON |  | 51.9262 | -8.18
MV/LV Substation EL***117X | 20 kV | 400V(3ph) & 230V(single ph) | LV | 200 kVA :Pole Substation | 0.2 | --> | 0.2 | 0 | 0 | Constrained,otherwise capacity available =160kVA. | --> | 0.19 | 0 | 0 | 0 | 0 | 0.206 | 0 |  | --> | C16 ex CARRICK ON SHANNON | CARRICK ON SHANNON: T41∥T42 | CARRICK ON SHANNON |  | 53.847 | -8.1889
MV/LV Substation EL***121X | 10 kV | 400V(3ph) & 230V(single ph) | LV | 630 kVA :Kiosk Substation | 0.63 | --> | 0.63 | 0.5 | 3.2 |  | --> | 0.598 | 0 | 0 | 0 | 0 | 0.5 | 0 |  | --> | C11 ex BOYLE | BOYLE: T41∥T42 | CARRICK ON SHANNON |  | 53.9688 | -8.302
MV/LV Substation EL***121Y | 10 kV | 400V(3ph) & 230V(single ph) | LV | 100 kVA :Pole Substation | 0.1 | --> | 0.1 | 0 | 0 | Constrained,otherwise capacity available =77kVA. | --> | 0.095 | 0 | 0 | 0 | 0 | 0.103 | 0 |  | --> | C17 ex DOUGLAS | DOUGLAS: T42 | TRABEG |  | 51.8481 | -8.4567
MV/LV Substation EL***122 | 10 kV | 400V(3ph) & 230V(single ph) | LV | 50 kVA :Pole Substation | 0.05 | --> | 0.05 | 0 | 0 | Constrained,otherwise capacity available =14kVA. | --> | 0.047 | 0 | 0 | 0 | 0 | 0 | 0 | Constrained,otherwise capacity available =54kW. | --> | C15 ex PALLAS | PALLAS: T41∥T42 | PORTLAOISE |  | 53.0451 | -7.314
MV/LV Substation EL***142 | 10 kV | 400V(3ph) & 230V(single ph) | LV | 400 kVA :Kiosk Substation | 0.4 | --> | 0.4 | 0.333 | 9.9 |  | --> | 0.38 | 0 | 0 | 0 | 0 | 0.41 | 0 |  | --> | C17 ex ENNIS | ENNIS: T101 | ENNIS |  | 52.8527 | -8.9856
MV/LV Substation EL***144 | 10 kV | 400V(3ph) & 230V(single ph) | LV | 630 kVA :Building Structure | 0.63 | --> | 0.63 | 0.325 | 3.7 |  | --> | 0.598 | 0 | 0 | 0 | 0 | 0.5 | 0 |  | --> | C20 ex MERRION SQUARE | MERRION SQUARE: T42 | RINGSEND |  | 53.3367 | -6.2542
MV/LV Substation EL***152 | 20 kV | 400V(3ph) & 230V(single ph) | LV | 50 kVA :Pole Substation | 0.05 | --> | 0.05 | 0.044 | 4.4 |  | --> | 0.047 | 0 | 0 | 0 | 0 | 0.05 | 0 |  | --> | E16 ex MOHILL | MOHILL: T421∥T422 | CARRICK ON SHANNON |  | 53.9105 | -7.8674
MV/LV Substation EL***157Y | 10 kV | 400V(3ph) & 230V(single ph) | LV | 50 kVA :Pole Substation | 0.05 | --> | 0.05 | 0 | 0 | Constrained,otherwise capacity available =8kVA. | --> | 0.047 | 0 | 0 | 0 | 0 | 0.055 | 0 |  | --> | C16 ex KILLACLOYNE | KILLACLOYNE: T41∥T42 | MIDLETON |  | 51.9111 | -8.3103
MV/LV Substation EL***175Y | 10 kV | 400V(3ph) & 230V(single ph) | LV | 400 kVA :Kiosk Substation | 0.4 | --> | 0.4 | 0 | 0 | Constrained,otherwise capacity available =316kVA. | --> | 0.38 | 0 | 0 | 0 | 0 | 0.412 | 0 |  | --> | E13 ex DALTON | DALTON: T421∥T422 | DALTON |  | 53.7263 | -8.997
MV/LV Substation EL***201 | 10 kV | 400V(3ph) & 230V(single ph) | LV | 630 kVA :Building Structure | 0.63 | --> | 0.63 | 0.5 | 0.9 |  | --> | 0.598 | 0 | 0 | 0 | 0 | 0.5 | 0 |  | --> | C16 ex CARRAROE | CARRAROE: T42 | SCREEB |  | 53.2902 | -9.5508
MV/LV Substation EL***204Y | 10 kV | 400V(3ph) & 230V(single ph) | LV | 400 kVA :Kiosk Substation | 0.4 | --> | 0.4 | 0 | 0 | Constrained,otherwise capacity available =321kVA. | --> | 0.38 | 0 | 0 | 0 | 0 | 0.411 | 0 |  | --> | E13 ex DALTON | DALTON: T421∥T422 | DALTON |  | 53.7279 | -8.999
MV/LV Substation EL***205X | 20 kV | 400V(3ph) & 230V(single ph) | LV | 200 kVA :Kiosk Substation | 0.2 | --> | 0.2 | 0 | 0 | Constrained,otherwise capacity available =167kVA. | --> | 0.19 | 0 | 0 | 0 | 0 | 0.204 | 0 |  | --> | E17 ex HEADFORD | HEADFORD: T42 | CLOON |  | 53.4676 | -9.1093
MV/LV Substation EL***206X | 10 kV | 400V(3ph) & 230V(single ph) | LV | 50 kVA :Pole Substation | 0.05 | --> | 0.05 | 0 | 0 | Constrained,otherwise capacity available =35kVA. | --> | 0.047 | 0 | 0 | 0 | 0 | 0.051 | 0 |  | --> | C11 ex KILMALLOCK | KILMALLOCK: T42 | CHARLEVILLE |  | 52.4268 | -8.4587
MV/LV Substation EL***209X | 10 kV | 400V(3ph) & 230V(single ph) | LV | 400 kVA :Kiosk Substation | 0.4 | --> | 0.4 | 0.273 | 3.3 |  | --> | 0.38 | 0 | 0 | 0 | 0.026 | 0 | 0 | Constrained,otherwise capacity available =392kW. | --> | C12 ex PALMERSTOWN | PALMERSTOWN: T42 | FINGLAS |  | 53.3527 | -6.3817
MV/LV Substation EL***212 | 10 kV | 400V(3ph) & 230V(single ph) | LV | 630 kVA :Kiosk Substation | 0.63 | --> | 0.63 | 0.5 | 3.4 |  | --> | 0.598 | 0 | 0 | 0 | 0.024 | 0.5 | 0 |  | --> | C19 ex GALWAY 110KV | GALWAY 110KV: T103 | GALWAY 110KV |  | 53.2734 | -9.0171
MV/LV Substation EL***215 | 10 kV | 400V(3ph) & 230V(single ph) | LV | 400 kVA :Kiosk Substation | 0.4 | --> | 0.4 | 0.269 | 0.6 |  | --> | 0.38 | 0 | 0 | 0 | 0.003 | 0.417 | 0 |  | --> | C16 ex BELFIELD | BELFIELD: T42 | BLACKROCK |  | 53.3178 | -6.2149
MV/LV Substation EL***222 | 10 kV | 400V(3ph) & 230V(single ph) | LV | 400 kVA :Kiosk Substation | 0.4 | --> | 0.4 | 0.298 | 2.1 |  | --> | 0.38 | 0 | 0 | 0 | 0.011 | 0.404 | 0 |  | --> | C16 ex SALLYNOGGIN ROAD | SALLYNOGGIN ROAD: T42 | CHERRYWOOD |  | 53.2845 | -6.1156
MV/LV Substation EL***226Y | 10 kV | 400V(3ph) & 230V(single ph) | LV | 400 kVA :Building Structure | 0.4 | --> | 0.4 | 0.358 | 11.3 |  | --> | 0.38 | 0 | 0 | 0 | 0 | 0.406 | 0 |  | --> | C12 ex ENNIS | ENNIS: T102 | ENNIS |  | 52.8456 | -8.97
MV/LV Substation EL***235Z | 10 kV | 400V(3ph) & 230V(single ph) | LV | 630 kVA :Building Structure | 0.63 | --> | 0.63 | 0 | 0 | Constrained,otherwise capacity available =443kVA. | --> | 0.598 | 0 | 0 | 0 | 0 | 0.5 | 0 |  | --> | C28 ex CLONDALKIN | CLONDALKIN: T44 | INCHICORE 220KV |  | 53.3266 | -6.3942
MV/LV Substation EL***241X | 20 kV | 400V(3ph) & 230V(single ph) | LV | 400 kVA :Kiosk Substation | 0.4 | --> | 0.4 | 0.335 | 2.8 |  | --> | 0.38 | 0 | 0 | 0 | 0.013 | 0.396 | 0 |  | --> | C12 ex CARRIGLAWN | CARRIGLAWN: T41∥T42 | WEXFORD |  | 52.3761 | -6.4517
MV/LV Substation EL***249X | 10 kV | 400V(3ph) & 230V(single ph) | LV | 400 kVA :Kiosk Substation | 0.4 | --> | 0.4 | 0.297 | 9.6 |  | --> | 0.38 | 0 | 0 | 0 | 0.019 | 0.395 | 0 |  | --> | C20 ex ARTANE | ARTANE: T102 | FINGLAS |  | 53.3774 | -6.2209
MV/LV Substation EL***253X | 10 kV | 400V(3ph) & 230V(single ph) | LV | 630 kVA :Kiosk Substation | 0.63 | --> | 0.63 | 0 | 0 | Constrained,otherwise capacity available =500kVA. | --> | 0.598 | 0 | 0 | 0 | 0.003 | 0.5 | 0 |  | --> | C22 ex KILMONEY | KILMONEY: T41∥T42 | TRABEG |  | 51.8097 | -8.392
MV/LV Substation EL***271Z | 10 kV | 400V(3ph) & 230V(single ph) | LV | 630 kVA :Kiosk Substation | 0.63 | --> | 0.63 | 0.462 | 9.6 |  | --> | 0.598 | 0 | 0 | 0 | 0.019 | 0.5 | 0 |  | --> | C20 ex ARTANE | ARTANE: T102 | FINGLAS |  | 53.3819 | -6.226
MV/LV Substation EL***276 | 10 kV | 400V(3ph) & 230V(single ph) | LV | 200 kVA :Building Structure | 0.2 | --> | 0.2 | 0 | 0 | Constrained,otherwise capacity available =200kVA. | --> | 0.19 | 0 | 0 | 0 | 0 | 0.2 | 0 |  | --> | C12 ex ROCHES STREET | ROCHES STREET: T42 | LIMERICK |  | 52.6614 | -8.6244
MV/LV Substation EL***290 | 10 kV | 400V(3ph) & 230V(single ph) | LV | 200 kVA :Kiosk Substation | 0.2 | --> | 0.2 | 0 | 0 | Constrained,otherwise capacity available =169kVA. | --> | 0.19 | 0 | 0 | 0 | 0.014 | 0.19 | 0 |  | --> | C18 ex WOODFORD | WOODFORD: T41∥T42 | KNOCKEARAGH |  | 52.0454 | -9.4982
MV/LV Substation EL***300Z | 10 kV | 400V(3ph) & 230V(single ph) | LV | 200 kVA :Pole Substation | 0.2 | --> | 0.2 | 0 | 0 | Constrained,otherwise capacity available =74kVA. | --> | 0.19 | 0 | 0 | 0 | 0 | 0.219 | 0 |  | --> | C39 ex CASTLEVIEW | CASTLEVIEW: T101 | CASTLEVIEW |  | 51.912 | -8.3037
MV/LV Substation EL***335 | 20 kV | 400V(3ph) & 230V(single ph) | LV | 400 kVA :Building Structure | 0.4 | --> | 0.4 | 0 | 0 | Constrained,otherwise capacity available =400kVA. | --> | 0.38 | 0 | 0 | 0 | 0 | 0 | 0 | Constrained,otherwise capacity available =400kW. | --> | C18 ex COOLCARRON | COOLCARRON: T41 | BARRYMORE |  | 52.1412 | -8.2178
MV/LV Substation EL***345X | 10 kV | 400V(3ph) & 230V(single ph) | LV | 400 kVA :Kiosk Substation | 0.4 | --> | 0.4 | 0.39 | 1.2 |  | --> | 0.38 | 0 | 0 | 0 | 0 | 0.401 | 0 |  | --> | C12 ex ABBEYFEALE | ABBEYFEALE: T42 | TRIEN |  | 52.3746 | -9.3076
MV/LV Substation EL***354X | 10 kV | 400V(3ph) & 230V(single ph) | LV | 1000 kVA :Building Structure | 1 | --> | 1 | 0.5 | 7.5 |  | --> | 0.95 | 0 | 0 | 0 | 0 | 0.5 | 0 |  | --> | C14 ex CARRICKMINES | CARRICKMINES: T42 | CARRICKMINES |  | 53.2604 | -6.2062
MV/LV Substation EL***4001 | 10 kV | 400V(3ph) & 230V(single ph) | LV | 100 kVA :Pole Substation | 0.1 | --> | 0.1 | 0 | 0 | Constrained,otherwise capacity available =74kVA. | --> | 0.095 | 0 | 0 | 0 | 0.003 | 0.1 | 0 |  | --> | C18 ex HEADFORD | HEADFORD: T42 | CLOON |  | 53.4683 | -9.1199
MV/LV Substation EL***4008 | 10 kV | 400V(3ph) & 230V(single ph) | LV | 50 kVA :Pole Substation | 0.05 | --> | 0.05 | 0.043 | 8.9 |  | --> | 0.047 | 0 | 0 | 0 | 0 | 0.05 | 0 |  | --> | C13 ex MIDLETON | MIDLETON: T101 | MIDLETON |  | 51.9507 | -8.1764
MV/LV Substation EL***4010 | 10 kV | 400V(3ph) & 230V(single ph) | LV | 630 kVA :Kiosk Substation | 0.63 | --> | 0.63 | 0.43 | 0.4 | Constrained,otherwise capacity available =500kVA. | --> | 0.598 | 0 | 0 | 0 | 0.049 | 0.5 | 0 |  | --> | C13 ex BALLYBODEN | BALLYBODEN: T41 | COOKSTOWN |  | 53.2927 | -6.2757
MV/LV Substation EL***4020 | 10 kV | 400V(3ph) & 230V(single ph) | LV | 400 kVA :Kiosk Substation | 0.4 | --> | 0.4 | 0.346 | 4.3 |  | --> | 0.38 | 0 | 0 | 0 | 0.028 | 0.378 | 0 |  | --> | C18 ex WHITESTOWN | WHITESTOWN: T42 | COOKSTOWN |  | 53.2717 | -6.3839
MV/LV Substation EL***4035 | 10 kV | 400V(3ph) & 230V(single ph) | LV | 1000 kVA :Building Structure | 1 | --> | 1 | 0.5 | 0.5 |  | --> | 0.95 | 0 | 0 | 0 | 0.01 | 0.5 | 0 |  | --> | C04 ex PEMBROKE | PEMBROKE: T44 | RINGSEND |  | 53.3306 | -6.2401
MV/LV Substation EL***4067 | 10 kV | 400V(3ph) & 230V(single ph) | LV | 400 kVA :Kiosk Substation | 0.4 | --> | 0.4 | 0.276 | 4.3 |  | --> | 0.38 | 0 | 0 | 0 | 0.146 | 0.265 | 0 |  | --> | C18 ex WHITESTOWN | WHITESTOWN: T42 | COOKSTOWN |  | 53.2715 | -6.3806
MV/LV Substation EL***4109 | 10 kV | 400V(3ph) & 230V(single ph) | LV | 100 kVA :Pole Substation | 0.1 | --> | 0.1 | 0.095 | 0.3 |  | --> | 0.095 | 0 | 0 | 0 | 0 | 0.1 | 0 |  | --> | C14 ex DRUMBEAR | DRUMBEAR: T41∥T42 | LISDRUM |  | 54.2342 | -6.9658
MV/LV Substation EL***4122 | 10 kV | 400V(3ph) & 230V(single ph) | LV | 1000 kVA :Building Structure | 1 | --> | 1 | 0.5 | 3 |  | --> | 0.95 | 0 | 0 | 0 | 0.024 | 0.5 | 0 |  | --> | C20 ex CRUMLIN | CRUMLIN: T42 | INCHICORE 220KV |  | 53.3236 | -6.3311
MV/LV Substation EL***4126 | 10 kV | 400V(3ph) & 230V(single ph) | LV | 1000 kVA :Building Structure | 1 | --> | 1 | 0.5 | 0.8 |  | --> | 0.95 | 0 | 0 | 0 | 0.014 | 0.5 | 0 |  | --> | C18 ex GARVILLE AVENUE | GARVILLE AVENUE: T42 | MILLTOWN (DR) |  | 53.3193 | -6.279
MV/LV Substation EL***4161 | 10 kV | 400V(3ph) & 230V(single ph) | LV | 630 kVA :Building Structure | 0.63 | --> | 0.63 | 0.5 | 2.8 |  | --> | 0.598 | 0 | 0 | 0 | 0 | 0.5 | 0 |  | --> | C18 ex BALLYBODEN | BALLYBODEN: T42 | COOKSTOWN |  | 53.2945 | -6.28
MV/LV Substation EL***4216 | 10 kV | 400V(3ph) & 230V(single ph) | LV | 400 kVA :Kiosk Substation | 0.4 | --> | 0.4 | 0 | 0 | Constrained,otherwise capacity available =249kVA. | --> | 0.38 | 0 | 0 | 0 | 0.11 | 0.307 | 0 |  | --> | C17 ex NAAS | NAAS: T41 | NEWBRIDGE |  | 53.2106 | -6.6789
MV/LV Substation EL***4259 | 10 kV | 400V(3ph) & 230V(single ph) | LV | 50 kVA :Pole Substation | 0.05 | --> | 0.05 | 0.039 | 2.1 |  | --> | 0.047 | 0 | 0 | 0 | 0 | 0.051 | 0 |  | --> | C15 ex GRANAGH | GRANAGH: T41∥T42 | WATERFORD |  | 52.3151 | -7.1734
MV/LV Substation EL***4296 | 10 kV | 400V(3ph) & 230V(single ph) | LV | 630 kVA :Kiosk Substation | 0.63 | --> | 0.63 | 0 | 0 | Constrained,otherwise capacity available =500kVA. | --> | 0.598 | 0 | 0 | 0 | 0.003 | 0.5 | 0 |  | --> | C12 ex KILLACLOYNE | KILLACLOYNE: T41∥T42 | MIDLETON |  | 51.9138 | -8.2482
MV/LV Substation EL***4344 | 10 kV | 400V(3ph) & 230V(single ph) | LV | 630 kVA :Kiosk Substation | 0.63 | --> | 0.63 | 0 | 0 | Constrained,otherwise capacity available =500kVA. | --> | 0.598 | 0 | 0 | 0 | 0 | 0.5 | 0 |  | --> | C22 ex TERMONFECKIN ROAD | TERMONFECKIN ROAD: T41∥T42 | DRYBRIDGE |  | 53.7325 | -6.3485
MV/LV Substation EL***4349 | 10 kV | 400V(3ph) & 230V(single ph) | LV | 630 kVA :Kiosk Substation | 0.63 | --> | 0.63 | 0 | 0 | Constrained,otherwise capacity available =500kVA. | --> | 0.598 | 0 | 0 | 0 | 0.003 | 0.5 | 0 |  | --> | C12 ex KILLACLOYNE | KILLACLOYNE: T41∥T42 | MIDLETON |  | 51.9119 | -8.2459
MV/LV Substation EL***4352 | 10 kV | 400V(3ph) & 230V(single ph) | LV | 400 kVA :Kiosk Substation | 0.4 | --> | 0.4 | 0 | 0 | Constrained,otherwise capacity available =340kVA. | --> | 0.38 | 0 | 0 | 0 | 0 | 0.409 | 0 |  | --> | C22 ex KILMONEY | KILMONEY: T41∥T42 | TRABEG |  | 51.8054 | -8.3972
MV/LV Substation EL***4358 | 10 kV | 400V(3ph) & 230V(single ph) | LV | 400 kVA :Kiosk Substation | 0.4 | --> | 0.4 | 0.4 | 2.1 |  | --> | 0.38 | 0 | 0 | 0 | 0 | 0.4 | 0 |  | --> | C21 ex WATERFORD IND EST | WATERFORD IND EST: T41 | BUTLERSTOWN |  | 52.2306 | -7.1315
MV/LV Substation EL***4373 | 20 kV | 400V(3ph) & 230V(single ph) | LV | 50 kVA :Pole Substation | 0.05 | --> | 0.05 | 0.05 | 4.5 |  | --> | 0.047 | 0 | 0 | 0 | 0 | 0.049 | 0 |  | --> | E13 ex TELAYDON | TELAYDON: T421 | LISDRUM |  | 54.2299 | -7.0907
MV/LV Substation EL***4376 | 20 kV | 400V(3ph) & 230V(single ph) | LV | 400 kVA :Kiosk Substation | 0.4 | --> | 0.4 | 0 | 0 | Constrained,otherwise capacity available =356kVA. | --> | 0.38 | 0 | 0 | 0 | 0.002 | 0.404 | 0 |  | --> | E17 ex JULIANSTOWN | JULIANSTOWN: T421∥T422 | DRYBRIDGE |  | 53.7035 | -6.2527
MV/LV Substation EL***439 | 10 kV | 400V(3ph) & 230V(single ph) | LV | 200 kVA :Pole Substation | 0.2 | --> | 0.2 | 0.155 | 2.8 |  | --> | 0.19 | 0 | 0 | 0 | 0 | 0.207 | 0 |  | --> | C12 ex CARRIGLAWN | CARRIGLAWN: T41∥T42 | WEXFORD |  | 52.3463 | -6.4543
MV/LV Substation EL***4462 | 10 kV | 400V(3ph) & 230V(single ph) | LV | 1000 kVA :Building Structure | 1 | --> | 1 | 0.5 | 3.7 |  | --> | 0.95 | 0 | 0 | 0 | 0 | 0.5 | 0 |  | --> | C20 ex MERRION SQUARE | MERRION SQUARE: T42 | RINGSEND |  | 53.3373 | -6.2549
MV/LV Substation EL***4514 | 20 kV | 400V(3ph) & 230V(single ph) | LV | 100 kVA :Pole Substation | 0.1 | --> | 0.1 | 0.1 | 2.7 |  | --> | 0.095 | 0 | 0 | 0 | 0 | 0.1 | 0 |  | --> | E12 ex TULLOW | TULLOW: T422 | CARLOW |  | 52.791 | -6.7525
MV/LV Substation EL***451X | 10 kV | 400V(3ph) & 230V(single ph) | LV | 630 kVA :Kiosk Substation | 0.63 | --> | 0.63 | 0 | 0 | Constrained,otherwise capacity available =432kVA. | --> | 0.598 | 0 | 0 | 0 | 0.004 | 0.5 | 0 |  | --> | C12 ex SEMPERIT | SEMPERIT: T42 | GRANGE CASTLE |  | 53.3394 | -6.3729
MV/LV Substation EL***4564 | 10 kV | 400V(3ph) & 230V(single ph) | LV | 630 kVA :Kiosk Substation | 0.63 | --> | 0.63 | 0.5 | 7.2 |  | --> | 0.598 | 0 | 0 | 0 | 0 | 0.5 | 0 |  | --> | C24 ex PELLETSTOWN | PELLETSTOWN: T102 | FINGLAS |  | 53.3766 | -6.3298
MV/LV Substation EL***462Z | 10 kV | 400V(3ph) & 230V(single ph) | LV | 200 kVA :Kiosk Substation | 0.2 | --> | 0.2 | 0 | 0 | Constrained,otherwise capacity available =144kVA. | --> | 0.19 | 0 | 0 | 0 | 0.011 | 0.197 | 0 |  | --> | C16 ex LEIXLIP | LEIXLIP: T42 | GRIFFINRATH |  | 53.3363 | -6.5145
MV/LV Substation EL***463 | 10 kV | 400V(3ph) & 230V(single ph) | LV | 630 kVA :Kiosk Substation | 0.63 | --> | 0.63 | 0.43 | 0.4 | Constrained,otherwise capacity available =442kVA. | --> | 0.598 | 0 | 0 | 0 | 0.049 | 0.5 | 0 |  | --> | C11 ex BALLYBODEN | BALLYBODEN: T41 | COOKSTOWN |  | 53.2825 | -6.2671
MV/LV Substation EL***473 | 10 kV | 400V(3ph) & 230V(single ph) | LV | 200 kVA :Kiosk Substation | 0.2 | --> | 0.2 | 0 | 0 | Constrained,otherwise capacity available =111kVA. | --> | 0.19 | 0 | 0 | 0 | 0.005 | 0.207 | 0 |  | --> | C22 ex OLDBAWN | OLDBAWN: T42 | COOKSTOWN |  | 53.2711 | -6.3488
MV/LV Substation EL***480X | 20 kV | 400V(3ph) & 230V(single ph) | LV | 100 kVA :Pole Substation | 0.1 | --> | 0.1 | 0 | 0 | Constrained,otherwise capacity available =94kVA. | --> | 0.095 | 0 | 0 | 0 | 0 | 0.1 | 0 |  | --> | E17 ex JULIANSTOWN | JULIANSTOWN: T421∥T422 | DRYBRIDGE |  | 53.67 | -6.2843
MV/LV Substation EL***497X | 20 kV | 400V(3ph) & 230V(single ph) | LV | 50 kVA :Pole Substation | 0.05 | --> | 0.05 | 0 | 0 | Constrained,otherwise capacity available =37kVA. | --> | 0.047 | 0 | 0 | 0 | 0.002 | 0.048 | 0 |  | --> | C24 ex MACETOWN | MACETOWN: T102 | MACETOWN |  | 53.4972 | -6.4901
MV/LV Substation EL***497Z | 10 kV | 400V(3ph) & 230V(single ph) | LV | 50 kVA :Pole Substation | 0.05 | --> | 0.05 | 0 | 0 | Constrained,otherwise capacity available =46kVA. | --> | 0.047 | 0 | 0 | 0 | 0 | 0.049 | 0 |  | --> | C19 ex KILDARE | KILDARE: T41∥T42 | NEWBRIDGE |  | 53.1856 | -6.9875
MV/LV Substation EL***519 | 20 kV | 400V(3ph) & 230V(single ph) | LV | 200 kVA :Pole Substation | 0.2 | --> | 0.2 | 0 | 0 | Constrained,otherwise capacity available =163kVA. | --> | 0.19 | 0 | 0 | 0 | 0.031 | 0.172 | 0 |  | --> | E15 ex BELVIEW | BELVIEW: T421 | WATERFORD |  | 52.2662 | -7.0723
MV/LV Substation EL***522Y | 10 kV | 400V(3ph) & 230V(single ph) | LV | 630 kVA :Kiosk Substation | 0.63 | --> | 0.63 | 0 | 0 | Constrained,otherwise capacity available =500kVA. | --> | 0.598 | 0 | 0 | 0 | 0.007 | 0.5 | 0 |  | --> | C22 ex CAVAN | CAVAN: T42 | SHANKILL |  | 53.9961 | -7.3584
MV/LV Substation EL***527 | 10 kV | 400V(3ph) & 230V(single ph) | LV | 200 kVA :Kiosk Substation | 0.2 | --> | 0.2 | 0.121 | 0.2 |  | --> | 0.19 | 0 | 0 | 0 | 0.018 | 0 | 0 | Constrained,otherwise capacity available =192kW. | --> | C15 ex COOLMINE | COOLMINE: T41 | FINGLAS |  | 53.3917 | -6.4245
MV/LV Substation EL***542Z | 10 kV | 400V(3ph) & 230V(single ph) | LV | 400 kVA :Building Structure | 0.4 | --> | 0.4 | 0.322 | 7.2 |  | --> | 0.38 | 0 | 0 | 0 | 0 | 0.411 | 0 |  | --> | C26 ex PELLETSTOWN | PELLETSTOWN: T102 | FINGLAS |  | 53.3889 | -6.3509
MV/LV Substation EL***555X | 20 kV | 400V(3ph) & 230V(single ph) | LV | 50 kVA :Pole Substation | 0.05 | --> | 0.05 | 0 | 0 | Constrained,otherwise capacity available =43kVA. | --> | 0.047 | 0 | 0 | 0 | 0 | 0.05 | 0 |  | --> | E11 ex CAVAN | CAVAN: T421 | SHANKILL |  | 54.0474 | -7.3182
MV/LV Substation EL***565 | 10 kV | 400V(3ph) & 230V(single ph) | LV | 630 kVA :Building Structure | 0.63 | --> | 0.63 | 0 | 0 | Constrained,otherwise capacity available =473kVA. | --> | 0.598 | 0 | 0 | 0 | 0 | 0.5 | 0 |  | --> | E16 ex DRUMLINE | DRUMLINE: T421∥T422 | DRUMLINE |  | 52.7185 | -8.8708
MV/LV Substation EL***569 | 10 kV | 400V(3ph) & 230V(single ph) | LV | 400 kVA :Kiosk Substation | 0.4 | --> | 0.4 | 0.194 | 1.3 |  | --> | 0.38 | 0 | 0 | 0 | 0.024 | 0.406 | 0 |  | --> | C17 ex TYMON | TYMON: T41 | COOKSTOWN |  | 53.303 | -6.3548
MV/LV Substation EL***571Y | 10 kV | 400V(3ph) & 230V(single ph) | LV | 50 kVA :Pole Substation | 0.05 | --> | 0.05 | 0.043 | 1.6 |  | --> | 0.047 | 0 | 0 | 0 | 0 | 0.05 | 0 |  | --> | C18 ex CELBRIDGE | CELBRIDGE: T42 | GRIFFINRATH |  | 53.3299 | -6.5171
MV/LV Substation EL***573 | 10 kV | 400V(3ph) & 230V(single ph) | LV | 400 kVA :Building Structure | 0.4 | --> | 0.4 | 0 | 0 | Constrained,otherwise capacity available =364kVA. | --> | 0.38 | 0 | 0 | 0 | 0 | 0.405 | 0 |  | --> | C16 ex SHANNON | SHANNON: T42 | DRUMLINE |  | 52.6984 | -8.9064
MV/LV Substation EL***579X | 10 kV | 400V(3ph) & 230V(single ph) | LV | 400 kVA :Kiosk Substation | 0.4 | --> | 0.4 | 0 | 0 | Constrained,otherwise capacity available =273kVA. | --> | 0.38 | 0 | 0 | 0 | 0.014 | 0.404 | 0 |  | --> | C18 ex LUCAN EAST | LUCAN EAST: T41∥T42 | GRANGE CASTLE |  | 53.3514 | -6.4313
MV/LV Substation EL***584Z | 10 kV | 400V(3ph) & 230V(single ph) | LV | 200 kVA :Kiosk Substation | 0.2 | --> | 0.2 | 0.181 | 0.7 |  | --> | 0.19 | 0 | 0 | 0 | 0 | 0.202 | 0 |  | --> | C14 ex KNOCKMULLEN | KNOCKMULLEN: T42 | GREAT ISLAND |  | 52.3866 | -6.9328
MV/LV Substation EL***617 | 20 kV | 400V(3ph) & 230V(single ph) | LV | 50 kVA :Pole Substation | 0.05 | --> | 0.05 | 0 | 0 | Constrained,otherwise capacity available =27kVA. | --> | 0.047 | 0 | 0 | 0 | 0.003 | 0.049 | 0 |  | --> | E18 ex GLASMORE | GLASMORE: T422 | GLASMORE |  | 53.5368 | -6.2706
MV/LV Substation EL***619 | 10 kV | 400V(3ph) & 230V(single ph) | LV | 630 kVA :Building Structure | 0.63 | --> | 0.63 | 0.427 | 4.1 |  | --> | 0.598 | 0 | 0 | 0 | 0.001 | 0.5 | 0 |  | --> | C14 ex LOUGHLINSTOWN | LOUGHLINSTOWN: T42 | CARRICKMINES |  | 53.2562 | -6.133
MV/LV Substation EL***628Z | 10 kV | 400V(3ph) & 230V(single ph) | LV | 50 kVA :Pole Substation | 0.05 | --> | 0.05 | 0.046 | 1.6 |  | --> | 0.047 | 0 | 0 | 0 | 0 | 0.049 | 0 |  | --> | C18 ex CELBRIDGE | CELBRIDGE: T42 | GRIFFINRATH |  | 53.3304 | -6.5079
MV/LV Substation EL***648 | 20 kV | 400V(3ph) & 230V(single ph) | LV | 100 kVA :Pole Substation | 0.1 | --> | 0.1 | 0.069 | 1.1 |  | --> | 0.095 | 0 | 0 | 0 | 0 | 0 | 0 | Constrained,otherwise capacity available =104kW. | --> | E17 ex BELMULLET | BELMULLET: T421 | BELLACORICK |  | 54.1632 | -10.0739
MV/LV Substation EL***651 | 10 kV | 400V(3ph) & 230V(single ph) | LV | 50 kVA :Pole Substation | 0.05 | --> | 0.05 | 0.03 | 2 |  | --> | 0.047 | 0 | 0 | 0 | 0 | 0.052 | 0 |  | --> | C12 ex CAPPAMORE | CAPPAMORE: T41∥T42 | ARDNACRUSHA |  | 52.63 | -8.4272
MV/LV Substation EL***661X | 10 kV | 400V(3ph) & 230V(single ph) | LV | 200 kVA :Kiosk Substation | 0.2 | --> | 0.2 | 0 | 0 | Constrained,otherwise capacity available =185kVA. | --> | 0.19 | 0 | 0 | 0 | 0 | 0.202 | 0 |  | --> | C20 ex BALGADDY | BALGADDY: T42 | GRANGE CASTLE |  | 53.345 | -6.4322
MV/LV Substation EL***667X | 10 kV | 400V(3ph) & 230V(single ph) | LV | 200 kVA :Kiosk Substation | 0.2 | --> | 0.2 | 0 | 0 | Constrained,otherwise capacity available =88kVA. | --> | 0.19 | 0 | 0 | 0 | 0.023 | 0.192 | 0 |  | --> | C20 ex BALGADDY | BALGADDY: T42 | GRANGE CASTLE |  | 53.344 | -6.4324
MV/LV Substation EL***707X | 20 kV | 400V(3ph) & 230V(single ph) | LV | 200 kVA :Pole Substation | 0.2 | --> | 0.2 | 0 | 0 | Constrained,otherwise capacity available =131kVA. | --> | 0.19 | 0 | 0 | 0 | 0.085 | 0.112 | 0 |  | --> | E16 ex JULIANSTOWN | JULIANSTOWN: T421∥T422 | DRYBRIDGE |  | 53.6519 | -6.2602
MV/LV Substation EL***728 | 10 kV | 400V(3ph) & 230V(single ph) | LV | 400 kVA :Kiosk Substation | 0.4 | --> | 0.4 | 0 | 0 | Constrained,otherwise capacity available =330kVA. | --> | 0.38 | 0 | 0 | 0 | 0.003 | 0.407 | 0 |  | --> | C11 ex COOLCORCORAN | COOLCORCORAN: T41∥T42 | KNOCKEARAGH |  | 52.0644 | -9.4916
MV/LV Substation EL***738Y | 20 kV | 400V(3ph) & 230V(single ph) | LV | 200 kVA :Kiosk Substation | 0.2 | --> | 0.2 | 0.185 | 3.6 |  | --> | 0.19 | 0 | 0 | 0 | 0 | 0.202 | 0 |  | --> | E18 ex JENKINSTOWN | JENKINSTOWN: T421∥T422 | DUNDALK |  | 54.0851 | -6.2591
MV/LV Substation EL***741X | 20 kV | 400V(3ph) & 230V(single ph) | LV | 1000 kVA :Building Structure | 1 | --> | 1 | 0.5 | 1.6 |  | --> | 0.95 | 0 | 0 | 0 | 0 | 0.5 | 0 |  | --> | E16 ex MILLTOWN (SR) | MILLTOWN (SR): T422 | OUGHTRAGH |  | 52.1071 | -9.7889
MV/LV Substation EL***741X | 10 kV | 400V(3ph) & 230V(single ph) | LV | 200 kVA :Kiosk Substation | 0.2 | --> | 0.2 | 0.086 | 5 |  | --> | 0.19 | 0 | 0 | 0 | 0.011 | 0.205 | 0 |  | --> | C21 ex OLDBAWN | OLDBAWN: T41 | COOKSTOWN |  | 53.2669 | -6.3672
MV/LV Substation EL***744X | 10 kV | 400V(3ph) & 230V(single ph) | LV | 200 kVA :Kiosk Substation | 0.2 | --> | 0.2 | 0 | 0 | Constrained,otherwise capacity available =132kVA. | --> | 0.19 | 0 | 0 | 0 | 0.009 | 0.2 | 0 |  | --> | C22 ex OLDBAWN | OLDBAWN: T42 | COOKSTOWN |  | 53.2712 | -6.3513
MV/LV Substation EL***744Z | 20 kV | 400V(3ph) & 230V(single ph) | LV | 50 kVA :Pole Substation | 0.05 | --> | 0.05 | 0 | 0 | Constrained,otherwise capacity available =48kVA. | --> | 0.047 | 0 | 0 | 0 | 0 | 0.049 | 0 |  | --> | E18 ex GLASMORE | GLASMORE: T422 | GLASMORE |  | 53.5321 | -6.2534
MV/LV Substation EL***750 | 10 kV | 400V(3ph) & 230V(single ph) | LV | 400 kVA :Kiosk Substation | 0.4 | --> | 0.4 | 0.279 | 4.5 |  | --> | 0.38 | 0 | 0 | 0 | 0.019 | 0.398 | 0 |  | --> | C16 ex BRAY | BRAY: T42 | FASSAROE |  | 53.1855 | -6.1325
MV/LV Substation EL***750X | 10 kV | 400V(3ph) & 230V(single ph) | LV | 400 kVA :Building Structure | 0.4 | --> | 0.4 | 0.341 | 1.8 |  | --> | 0.38 | 0 | 0 | 0 | 0 | 0.408 | 0 |  | --> | C12 ex ROSCOMMON | ROSCOMMON: T42 | LANESBORO |  | 53.6418 | -8.2055
MV/LV Substation EL***768X | 10 kV | 400V(3ph) & 230V(single ph) | LV | 400 kVA :Kiosk Substation | 0.4 | --> | 0.4 | 0 | 0 | Constrained,otherwise capacity available =237kVA. | --> | 0.38 | 0 | 0 | 0 | 0.006 | 0.418 | 0 |  | --> | C16 ex TOGHER | TOGHER: T42 | TRABEG |  | 51.8747 | -8.5011
MV/LV Substation EL***784Z | 10 kV | 400V(3ph) & 230V(single ph) | LV | 400 kVA :Kiosk Substation | 0.4 | --> | 0.4 | 0.303 | 4.7 |  | --> | 0.38 | 0 | 0 | 0 | 0 | 0.414 | 0 |  | --> | C28 ex CENTRE PARK ROAD | MARINA: T106 | MARINA |  | 51.8915 | -8.4419
MV/LV Substation EL***784Z | 10 kV | 400V(3ph) & 230V(single ph) | LV | 50 kVA :Pole Substation | 0.05 | --> | 0.05 | 0 | 0 | Constrained,otherwise capacity available =34kVA. | --> | 0.047 | 0 | 0 | 0 | 0.003 | 0.048 | 0 |  | --> | C19 ex KILDARE | KILDARE: T41∥T42 | NEWBRIDGE |  | 53.1839 | -6.9811
MV/LV Substation EL***806X | 10 kV | 400V(3ph) & 230V(single ph) | LV | 400 kVA :Kiosk Substation | 0.4 | --> | 0.4 | 0.315 | 5 |  | --> | 0.38 | 0 | 0 | 0 | 0.003 | 0.41 | 0 |  | --> | C21 ex OLDBAWN | OLDBAWN: T41 | COOKSTOWN |  | 53.2687 | -6.3677
MV/LV Substation EL***827X | 10 kV | 400V(3ph) & 230V(single ph) | LV | 100 kVA :Pole Substation | 0.1 | --> | 0.1 | 0 | 0 | Constrained,otherwise capacity available =64kVA. | --> | 0.095 | 0 | 0 | 0 | 0 | 0 | 0 | Constrained,otherwise capacity available =105kW. | --> | C17 ex TEMPLEMORE | TEMPLEMORE: T41 | IKERRIN |  | 52.793 | -7.827
MV/LV Substation EL***841X | 10 kV | 400V(3ph) & 230V(single ph) | LV | 200 kVA :Building Structure | 0.2 | --> | 0.2 | 0 | 0 | Constrained,otherwise capacity available =152kVA. | --> | 0.19 | 0 | 0 | 0 | 0 | 0.207 | 0 |  | --> | C12 ex ATHGARVAN | ATHGARVAN: T44 | NEWBRIDGE |  | 53.1722 | -6.7994
MV/LV Substation EL***843Y | 10 kV | 400V(3ph) & 230V(single ph) | LV | 50 kVA :Pole Substation | 0.05 | --> | 0.05 | 0.035 | 3.9 |  | --> | 0.047 | 0 | 0 | 0 | 0.006 | 0.045 | 0 |  | --> | C17 ex BALLYJAMESDUFF | BALLYJAMESDUFF: T41 | SHANKILL |  | 53.8598 | -7.2069
MV/LV Substation EL***850X | 10 kV | 400V(3ph) & 230V(single ph) | LV | 400 kVA :Kiosk Substation | 0.4 | --> | 0.4 | 0.3 | 5 |  | --> | 0.38 | 0 | 0 | 0 | 0.003 | 0.412 | 0 |  | --> | C21 ex OLDBAWN | OLDBAWN: T41 | COOKSTOWN |  | 53.2679 | -6.3712
MV/LV Substation EL***850Z | 10 kV | 400V(3ph) & 230V(single ph) | LV | 400 kVA :Kiosk Substation | 0.4 | --> | 0.4 | 0 | 0 | Constrained,otherwise capacity available =348kVA. | --> | 0.38 | 0 | 0 | 0 | 0.002 | 0.405 | 0 |  | --> | C21 ex DOUGLAS | DOUGLAS: T42 | TRABEG |  | 51.8726 | -8.4173
MV/LV Substation EL***853Y | 10 kV | 400V(3ph) & 230V(single ph) | LV | 200 kVA :Kiosk Substation | 0.2 | --> | 0.2 | 0.117 | 7.3 |  | --> | 0.19 | 0 | 0 | 0 | 0.026 | 0.185 | 0 |  | --> | E41 ex KINSALE | KINSALE: T423 | BANDON |  | 51.7008 | -8.5311
MV/LV Substation EL***875Y | 20 kV | 400V(3ph) & 230V(single ph) | LV | 400 kVA :Building Structure | 0.4 | --> | 0.4 | 0.344 | 2.5 |  | --> | 0.38 | 0 | 0 | 0 | 0 | 0.408 | 0 |  | --> | C12 ex ATHY | ATHY: T102 | ATHY |  | 52.9931 | -6.9606
MV/LV Substation EL***887X | 10 kV | 400V(3ph) & 230V(single ph) | LV | 50 kVA :Pole Substation | 0.05 | --> | 0.05 | 0.034 | 6 |  | --> | 0.047 | 0 | 0 | 0 | 0.021 | 0.029 | 0 |  | --> | C14 ex MALLOW | MALLOW: T42 | MALLOW |  | 52.1784 | -8.6661
MV/LV Substation EL***894Z | 10 kV | 400V(3ph) & 230V(single ph) | LV | 1000 kVA :Building Structure | 1 | --> | 1 | 0.5 | 9.2 |  | --> | 0.95 | 0 | 0 | 0 | 0 | 0.5 | 0 |  | --> | C27 ex CENTRE PARK ROAD | MARINA: T105 | MARINA |  | 51.8966 | -8.464
MV/LV Substation EL***903X | 10 kV | 400V(3ph) & 230V(single ph) | LV | 400 kVA :Kiosk Substation | 0.4 | --> | 0.4 | 0 | 0 | Constrained,otherwise capacity available =263kVA. | --> | 0.38 | 0 | 0 | 0 | 0.016 | 0.404 | 0 |  | --> | C15 ex SAGGART | SAGGART: T41∥T42 | GRANGE CASTLE |  | 53.2671 | -6.3721
MV/LV Substation EL***916 | 20 kV | 400V(3ph) & 230V(single ph) | LV | 50 kVA :Pole Substation | 0.05 | --> | 0.05 | 0.05 | 1.1 |  | --> | 0.047 | 0 | 0 | 0 | 0 | 0 | 0 | Constrained,otherwise capacity available =49kW. | --> | E17 ex BELMULLET | BELMULLET: T421 | BELLACORICK |  | 54.1318 | -10.1088
MV/LV Substation EL***930 | 10 kV | 400V(3ph) & 230V(single ph) | LV | 630 kVA :Kiosk Substation | 0.63 | --> | 0.63 | 0.396 | 3.6 |  | --> | 0.598 | 0 | 0 | 0 | 0 | 0.5 | 0 |  | --> | C23 ex BOGHALL ROAD | BOGHALL ROAD: T41 | FASSAROE |  | 53.1816 | -6.1148
MV/LV Substation EL***934Z | 10 kV | 400V(3ph) & 230V(single ph) | LV | 400 kVA :Kiosk Substation | 0.4 | --> | 0.4 | 0 | 0 | Constrained,otherwise capacity available =398kVA. | --> | 0.38 | 0 | 0 | 0 | 0 | 0.4 | 0 |  | --> | C21 ex DOUGLAS | DOUGLAS: T42 | TRABEG |  | 51.8686 | -8.3932
MV/LV Substation EL***950X | 10 kV | 400V(3ph) & 230V(single ph) | LV | 400 kVA :Kiosk Substation | 0.4 | --> | 0.4 | 0.33 | 5 |  | --> | 0.38 | 0 | 0 | 0 | 0 | 0.411 | 0 |  | --> | C21 ex OLDBAWN | OLDBAWN: T41 | COOKSTOWN |  | 53.2687 | -6.3692
MV/LV Substation EL***959X | 10 kV | 400V(3ph) & 230V(single ph) | LV | 400 kVA :Kiosk Substation | 0.4 | --> | 0.4 | 0 | 0 | Constrained,otherwise capacity available =239kVA. | --> | 0.38 | 0 | 0 | 0 | 0.011 | 0.413 | 0 |  | --> | C22 ex TOGHER | TOGHER: T42 | TRABEG |  | 51.8715 | -8.5021
MV/LV Substation EL***962 | 20 kV | 400V(3ph) & 230V(single ph) | LV | 630 kVA :Building Structure | 0.63 | --> | 0.63 | 0 | 0 | Constrained,otherwise capacity available =500kVA. | --> | 0.598 | 0 | 0 | 0 | 0 | 0.5 | 0 |  | --> | E16 ex MANORHAMILTON | MANORHAMILTON: T422 | SLIGO |  | 54.3015 | -8.1927
MV/LV Substation EL***967X | 10 kV | 400V(3ph) & 230V(single ph) | LV | 200 kVA :Kiosk Substation | 0.2 | --> | 0.2 | 0 | 0 | Constrained,otherwise capacity available =165kVA. | --> | 0.19 | 0 | 0 | 0 | 0 | 0.205 | 0 |  | --> | E12 ex DALTON | DALTON: T421∥T422 | DALTON |  | 53.7281 | -8.9948
MV/LV Substation EL***972Z | 10 kV | 400V(3ph) & 230V(single ph) | LV | 1000 kVA :Building Structure | 1 | --> | 1 | 0.5 | 9.2 |  | --> | 0.95 | 0 | 0 | 0 | 0 | 0.5 | 0 |  | --> | C27 ex CENTRE PARK ROAD | MARINA: T105 | MARINA |  | 51.8969 | -8.463
MV/LV Substation EL***982X | 20 kV | 400V(3ph) & 230V(single ph) | LV | 50 kVA :Pole Substation | 0.05 | --> | 0.05 | 0.033 | 6.9 |  | --> | 0.047 | 0 | 0 | 0 | 0.004 | 0 | 0 | Constrained,otherwise capacity available =47kW. | --> | E14 ex RATHKEALE | RATHKEALE: T421∥T422 | RATHKEALE |  | 52.5213 | -8.7149
MV/LV Substation EM***005 | 10 kV | 400V(3ph) & 230V(single ph) | LV | 630 kVA :Kiosk Substation | 0.63 | --> | 0.63 | 0.5 | 5.4 |  | --> | 0.598 | 0 | 0 | 0 | 0.004 | 0.5 | 0 |  | --> | C14 ex ARDNAREE | ARDNAREE: T42 | MOY |  | 54.1134 | -9.1544
MV/LV Substation EM***010 | 10 kV | 400V(3ph) & 230V(single ph) | LV | 200 kVA :Pole Substation | 0.2 | --> | 0.2 | 0.118 | 1.1 |  | --> | 0.19 | 0 | 0 | 0 | 0 | 0.212 | 0 |  | --> | C15 ex TRIM | TRIM: T41∥T42 | NAVAN |  | 53.5537 | -6.795
MV/LV Substation EM***029 | 10 kV | 400V(3ph) & 230V(single ph) | LV | 100 kVA :Pole Substation | 0.1 | --> | 0.1 | 0.083 | 2.4 |  | --> | 0.095 | 0 | 0 | 0 | 0 | 0.102 | 0 |  | --> | C24 ex TINAHASK | TINAHASK: T41∥T42 | ARKLOW |  | 52.7876 | -6.1674
MV/LV Substation EM***030Z | 20 kV | 400V(3ph) & 230V(single ph) | LV | 100 kVA :Pole Substation | 0.1 | --> | 0.1 | 0.086 | 2.7 |  | --> | 0.095 | 0 | 0 | 0 | 0.003 | 0.098 | 0 |  | --> | E17 ex LONGFORD | LONGFORD: T421 | RICHMOND |  | 53.7629 | -7.733
MV/LV Substation EM***033 | 10 kV | 400V(3ph) & 230V(single ph) | LV | 200 kVA :Building Structure | 0.2 | --> | 0.2 | 0 | 0 | Constrained,otherwise capacity available =169kVA. | --> | 0.19 | 0 | 0 | 0 | 0 | 0.204 | 0 |  | --> | C14 ex CRANMORE | CRANMORE: T41∥T42 | SLIGO |  | 54.2676 | -8.4644
MV/LV Substation EM***037 | 10 kV | 400V(3ph) & 230V(single ph) | LV | 400 kVA :Kiosk Substation | 0.4 | --> | 0.4 | 0.28 | 3.1 |  | --> | 0.38 | 0 | 0 | 0 | 0.003 | 0.415 | 0 |  | --> | C16 ex KILROSS ROAD | KILROSS ROAD: T42 | TIPPERARY |  | 52.4724 | -8.1688
MV/LV Substation EM***065 | 10 kV | 400V(3ph) & 230V(single ph) | LV | 200 kVA :Pole Substation | 0.2 | --> | 0.2 | 0 | 0 | Constrained,otherwise capacity available =87kVA. | --> | 0.19 | 0 | 0 | 0 | 0.01 | 0.206 | 0 |  | --> | C11 ex COOLCORCORAN | COOLCORCORAN: T41∥T42 | KNOCKEARAGH |  | 52.062 | -9.506
MV/LV Substation EM***066 | 20 kV | 400V(3ph) & 230V(single ph) | LV | 100 kVA :Pole Substation | 0.1 | --> | 0.1 | 0.095 | 1.6 |  | --> | 0.095 | 0 | 0 | 0 | 0 | 0.1 | 0 |  | --> | E16 ex DINGLE | DINGLE: T422 | OUGHTRAGH |  | 52.1406 | -10.1927
MV/LV Substation EM***084 | 20 kV | 400V(3ph) & 230V(single ph) | LV | 100 kVA :Pole Substation | 0.1 | --> | 0.1 | 0.067 | 2.1 |  | --> | 0.095 | 0 | 0 | 0 | 0 | 0.104 | 0 |  | --> | E17 ex KILROSS ROAD | KILROSS ROAD: T421 | TIPPERARY |  | 52.4642 | -8.3535
MV/LV Substation EM***085 | 20 kV | 400V(3ph) & 230V(single ph) | LV | 100 kVA :Pole Substation | 0.1 | --> | 0.1 | 0.084 | 2.1 |  | --> | 0.095 | 0 | 0 | 0 | 0 | 0.102 | 0 |  | --> | E17 ex KILROSS ROAD | KILROSS ROAD: T421 | TIPPERARY |  | 52.461 | -8.3487
MV/LV Substation EM***086 | 10 kV | 400V(3ph) & 230V(single ph) | LV | 400 kVA :Kiosk Substation | 0.4 | --> | 0.4 | 0 | 0 | Constrained,otherwise capacity available =255kVA. | --> | 0.38 | 0 | 0 | 0 | 0.047 | 0.369 | 0 |  | --> | C17 ex KILMALLOCK | KILMALLOCK: T42 | CHARLEVILLE |  | 52.3991 | -8.5757
MV/LV Substation EM***090 | 10 kV | 400V(3ph) & 230V(single ph) | LV | 400 kVA :Kiosk Substation | 0.4 | --> | 0.4 | 0 | 0 | Constrained,otherwise capacity available =121kVA. | --> | 0.38 | 0 | 0 | 0 | 0 | 0.441 | 0 |  | --> | C20 ex BALLINACURRA | BALLINACURRA: T42 | LIMERICK |  | 52.6567 | -8.6325
MV/LV Substation EM***096Z | 10 kV | 400V(3ph) & 230V(single ph) | LV | 50 kVA :Building Structure | 0.05 | --> | 0.05 | 0 | 0 | Constrained,otherwise capacity available =44kVA. | --> | 0.047 | 0 | 0 | 0 | 0 | 0.05 | 0 |  | --> | C16 ex RAHEEN | RAHEEN: T42 | LIMERICK |  | 52.6201 | -8.655
MV/LV Substation EM***099 | 10 kV | 400V(3ph) & 230V(single ph) | LV | 200 kVA :Pole Substation | 0.2 | --> | 0.2 | 0.113 | 2.8 |  | --> | 0.19 | 0 | 0 | 0 | 0.022 | 0.189 | 0 |  | --> | C15 ex CLONARD | CLONARD: T41∥T42 | WEXFORD |  | 52.3294 | -6.4841
MV/LV Substation EM***104X | 20 kV | 400V(3ph) & 230V(single ph) | LV | 50 kVA :Pole Substation | 0.05 | --> | 0.05 | 0.05 | 1.6 |  | --> | 0.047 | 0 | 0 | 0 | 0 | 0.049 | 0 |  | --> | E16 ex DINGLE | DINGLE: T422 | OUGHTRAGH |  | 52.142 | -10.1883
MV/LV Substation EM***110 | 10 kV | 400V(3ph) & 230V(single ph) | LV | 400 kVA :Building Structure | 0.4 | --> | 0.4 | 0.157 | 5.4 |  | --> | 0.38 | 0 | 0 | 0 | 0.006 | 0.43 | 0 |  | --> | C20 ex TRIMMS LANE | TRIMMS LANE: T42 | SALTHILL |  | 53.2625 | -9.0744
MV/LV Substation EM***131Z | 10 kV | 400V(3ph) & 230V(single ph) | LV | 50 kVA :Pole Substation | 0.05 | --> | 0.05 | 0 | 0 | Constrained,otherwise capacity available =42kVA. | --> | 0.047 | 0 | 0 | 0 | 0 | 0 | 0 | Constrained,otherwise capacity available =50kW. | --> | C22 ex PORTLAOISE | PORTLAOISE: T42 | PORTLAOISE |  | 53.0989 | -7.2105
MV/LV Substation EM***143 | 10 kV | 400V(3ph) & 230V(single ph) | LV | 630 kVA :Building Structure | 0.63 | --> | 0.63 | 0.291 | 1 |  | --> | 0.598 | 0 | 0 | 0 | 0 | 0.5 | 0 |  | --> | C11 ex MARROWBONE LANE | MARROWBONE LANE: T42 | INCHICORE 220KV |  | 53.336 | -6.2907
MV/LV Substation EM***148X | 20 kV | 400V(3ph) & 230V(single ph) | LV | 100 kVA :Pole Substation | 0.1 | --> | 0.1 | 0.099 | 1.8 |  | --> | 0.095 | 0 | 0 | 0 | 0 | 0.1 | 0 |  | --> | C26 ex DUNDALK | DUNDALK: T41 | DUNDALK |  | 54.0091 | -6.4668
MV/LV Substation EM***193Y | 20 kV | 400V(3ph) & 230V(single ph) | LV | 200 kVA :Kiosk Substation | 0.2 | --> | 0.2 | 0 | 0 | Constrained,otherwise capacity available =176kVA. | --> | 0.19 | 0 | 0 | 0 | 0 | 0.203 | 0 |  | --> | E14 ex EMYVALE | EMYVALE: T422 | LISDRUM |  | 54.3385 | -6.9596
MV/LV Substation EM***203X | 20 kV | 400V(3ph) & 230V(single ph) | LV | 50 kVA :Pole Substation | 0.05 | --> | 0.05 | 0.037 | 4.5 |  | --> | 0.047 | 0 | 0 | 0 | 0 | 0.051 | 0 |  | --> | E19 ex TELAYDON | TELAYDON: T421 | LISDRUM |  | 54.3366 | -6.9559
MV/LV Substation EM***248Y | 10 kV | 400V(3ph) & 230V(single ph) | LV | 100 kVA :Pole Substation | 0.1 | --> | 0.1 | 0 | 0 | Constrained,otherwise capacity available =95kVA. | --> | 0.095 | 0 | 0 | 0 | 0 | 0.1 | 0 |  | --> | C15 ex SAGGART | SAGGART: T41∥T42 | GRANGE CASTLE |  | 53.2705 | -6.4301
MV/LV Substation EM***258Z | 20 kV | 400V(3ph) & 230V(single ph) | LV | 100 kVA :Pole Substation | 0.1 | --> | 0.1 | 0.096 | 4.5 |  | --> | 0.095 | 0 | 0 | 0 | 0 | 0.1 | 0 |  | --> | E19 ex TELAYDON | TELAYDON: T421 | LISDRUM |  | 54.3323 | -6.9486
MV/LV Substation EM***262Y | 20 kV | 400V(3ph) & 230V(single ph) | LV | 400 kVA :Building Structure | 0.4 | --> | 0.4 | 0 | 0 | Constrained,otherwise capacity available =386kVA. | --> | 0.38 | 0 | 0 | 0 | 0 | 0 | 0 | Constrained,otherwise capacity available =401kW. | --> | E18 ex BIRR | BIRR: T422 | DALLOW |  | 53.0916 | -7.8893
MV/LV Substation EM***273 | 20 kV | 400V(3ph) & 230V(single ph) | LV | 50 kVA :Pole Substation | 0.05 | --> | 0.05 | 0 | 0 | Constrained,otherwise capacity available =50kVA. | --> | 0.047 | 0 | 0 | 0 | 0 | 0.049 | 0 |  | --> | E14 ex EMYVALE | EMYVALE: T422 | LISDRUM |  | 54.3515 | -6.9374
MV/LV Substation EM***300 | 20 kV | 400V(3ph) & 230V(single ph) | LV | 400 kVA :Kiosk Substation | 0.4 | --> | 0.4 | 0 | 0 | Constrained,otherwise capacity available =352kVA. | --> | 0.38 | 0 | 0 | 0 | 0.012 | 0 | 0 | Constrained,otherwise capacity available =394kW. | --> | E20 ex KILLYBEGS | KILLYBEGS: | N/A |  | 54.6404 | -8.4431
MV/LV Substation EM***326X | 10 kV | 400V(3ph) & 230V(single ph) | LV | 400 kVA :Kiosk Substation | 0.4 | --> | 0.4 | 0 | 0 | Constrained,otherwise capacity available =145kVA. | --> | 0.38 | 0 | 0 | 0 | 0 | 0 | 0 | Constrained,otherwise capacity available =438kW. | --> | C21 ex COOLCARRON | COOLCARRON: T41 | BARRYMORE |  | 52.1357 | -8.2802
MV/LV Substation EM***342Y | 10 kV | 400V(3ph) & 230V(single ph) | LV | 200 kVA :Pole Substation | 0.2 | --> | 0.2 | 0 | 0 | Constrained,otherwise capacity available =190kVA. | --> | 0.19 | 0 | 0 | 0 | 0 | 0 | 0 | Constrained,otherwise capacity available =201kW. | --> | C22 ex PORTLAOISE | PORTLAOISE: T42 | PORTLAOISE |  | 53.0975 | -7.2083
MV/LV Substation EM***378X | 10 kV | 400V(3ph) & 230V(single ph) | LV | 630 kVA :Building Structure | 0.63 | --> | 0.63 | 0.5 | 4 |  | --> | 0.598 | 0 | 0 | 0 | 0 | 0.5 | 0 |  | --> | C14 ex OAKFIELD | OAKFIELD: T42 | SLIGO |  | 54.2294 | -8.4921
MV/LV Substation EM***392 | 20 kV | 400V(3ph) & 230V(single ph) | LV | 100 kVA :Pole Substation | 0.1 | --> | 0.1 | 0 | 0 | Constrained,otherwise capacity available =75kVA. | --> | 0.095 | 0 | 0 | 0 | 0 | 0.103 | 0 |  | --> | E14 ex EMYVALE | EMYVALE: T422 | LISDRUM |  | 54.3425 | -6.9577
MV/LV Substation EM***4019 | 10 kV | 400V(3ph) & 230V(single ph) | LV | 1000 kVA :Building Structure | 1 | --> | 1 | 0 | 0 | Constrained,otherwise capacity available =500kVA. | --> | 0.95 | 0 | 0 | 0 | 0 | 0.5 | 0 |  | --> | C20 ex GLOUCESTER PLACE | GLOUCESTER PLACE: T42 | MCDERMOTT |  | 53.3552 | -6.25
MV/LV Substation EM***406 | 10 kV | 400V(3ph) & 230V(single ph) | LV | 100 kVA :Pole Substation | 0.1 | --> | 0.1 | 0 | 0 | Constrained,otherwise capacity available =97kVA. | --> | 0.095 | 0 | 0 | 0 | 0 | 0.1 | 0 |  | --> | C15 ex SAGGART | SAGGART: T41∥T42 | GRANGE CASTLE |  | 53.2739 | -6.4256
MV/LV Substation EM***410X | 10 kV | 400V(3ph) & 230V(single ph) | LV | 200 kVA :Pole Substation | 0.2 | --> | 0.2 | 0 | 0.8 |  | --> | 0.19 | 0 | 0 | 0 | 0.006 | 0.232 | 0 |  | --> | C18 ex BALLYMOTE | BALLYMOTE: T41 | SLIGO |  | 54.0894 | -8.5121
MV/LV Substation EM***4132 | 10 kV | 400V(3ph) & 230V(single ph) | LV | 50 kVA :Pole Substation | 0.05 | --> | 0.05 | 0 | 0 | Constrained,otherwise capacity available =50kVA. | --> | 0.047 | 0 | 0 | 0 | 0 | 0.049 | 0 |  | --> | C14 ex HEADFORD | HEADFORD: T42 | CLOON |  | 53.5263 | -9.0132
MV/LV Substation EM***425Z | 10 kV | 400V(3ph) & 230V(single ph) | LV | 200 kVA :Kiosk Substation | 0.2 | --> | 0.2 | 0.119 | 1.5 |  | --> | 0.19 | 0 | 0 | 0 | 0.008 | 0.203 | 0 |  | --> | C19 ex SALLINS | SALLINS: T41 | GRIFFINRATH |  | 53.2915 | -6.7565
MV/LV Substation EM***426Z | 10 kV | 400V(3ph) & 230V(single ph) | LV | 630 kVA :Kiosk Substation | 0.63 | --> | 0.63 | 0.147 | 0.1 | Constrained,otherwise capacity available =500kVA. | --> | 0.598 | 0 | 0 | 0 | 0 | 0.5 | 0 |  | --> | C16 ex JOHNSTOWN | JOHNSTOWN: T42 | KILTEEL |  | 53.2455 | -6.6001
MV/LV Substation EM***427Y | 10 kV | 400V(3ph) & 230V(single ph) | LV | 400 kVA :Kiosk Substation | 0.4 | --> | 0.4 | 0.379 | 25.2 |  | --> | 0.38 | 0 | 0 | 0 | 0 | 0.403 | 0 |  | --> | C22 ex ARKLOW | ARKLOW: T101∥T102 | ARKLOW |  | 52.7961 | -6.1821
MV/LV Substation EM***4308 | 10 kV | 400V(3ph) & 230V(single ph) | LV | 50 kVA :Pole Substation | 0.05 | --> | 0.05 | 0.026 | 1.4 |  | --> | 0.047 | 0 | 0 | 0 | 0 | 0.052 | 0 |  | --> | C19 ex ROSCOMMON | ROSCOMMON: T41 | LANESBORO |  | 53.6588 | -8.296
MV/LV Substation EM***436X | 20 kV | 400V(3ph) & 230V(single ph) | LV | 200 kVA :Pole Substation | 0.2 | --> | 0.2 | 0.105 | 1.6 |  | --> | 0.19 | 0 | 0 | 0 | 0.003 | 0.211 | 0 |  | --> | E12 ex GURRANEBANE | GURRANEBANE: T421∥T422 | OUGHTRAGH |  | 52.0554 | -9.9422
MV/LV Substation EM***452X | 20 kV | 400V(3ph) & 230V(single ph) | LV | 100 kVA :Pole Substation | 0.1 | --> | 0.1 | 0 | 0 | Constrained,otherwise capacity available =55kVA. | --> | 0.095 | 0 | 0 | 0 | 0 | 0.106 | 0 |  | --> | C16 ex CARRICK ON SHANNON | CARRICK ON SHANNON: T41∥T42 | CARRICK ON SHANNON |  | 53.8395 | -8.1862
MV/LV Substation EM***481 | 20 kV | 400V(3ph) & 230V(single ph) | LV | 200 kVA :Pole Substation | 0.2 | --> | 0.2 | 0 | 0 | Constrained,otherwise capacity available =69kVA. | --> | 0.19 | 0 | 0 | 0 | 0 | 0.219 | 0 |  | --> | E14 ex EMYVALE | EMYVALE: T422 | LISDRUM |  | 54.341 | -6.9586
MV/LV Substation EM***594 | 20 kV | 400V(3ph) & 230V(single ph) | LV | 100 kVA :Pole Substation | 0.1 | --> | 0.1 | 0.042 | 2.1 |  | --> | 0.095 | 0 | 0 | 0 | 0 | 0.108 | 0 |  | --> | E17 ex KILROSS ROAD | KILROSS ROAD: T421 | TIPPERARY |  | 52.4626 | -8.3499
MV/LV Substation EM***597X | 10 kV | 400V(3ph) & 230V(single ph) | LV | 1000 kVA :Building Structure | 1 | --> | 1 | 0 | 0 | Constrained,otherwise capacity available =500kVA. | --> | 0.95 | 0 | 0 | 0 | 0 | 0.5 | 0 |  | --> | C37 ex INCHICORE CENTRAL | INCHICORE CENTRAL: T45 | INCHICORE 220KV |  | 53.3406 | -6.3155
MV/LV Substation EM***626 | 20 kV | 400V(3ph) & 230V(single ph) | LV | 50 kVA :Pole Substation | 0.05 | --> | 0.05 | 0.046 | 1.1 |  | --> | 0.047 | 0 | 0 | 0 | 0.003 | 0 | 0 | Constrained,otherwise capacity available =46kW. | --> | E17 ex BELMULLET | BELMULLET: T421 | BELLACORICK |  | 54.2116 | -10.0262
MV/LV Substation EM***633 | 10 kV | 400V(3ph) & 230V(single ph) | LV | 30 kVA :Pole Substation | 0.03 | --> | 0.03 | 0 | 0 | Constrained,otherwise capacity available =21kVA. | --> | 0.028 | 0 | 0 | 0 | 0 | 0.03 | 0 |  | --> | C13 ex MALAHIDE | MALAHIDE: T41 | GLASMORE |  | 53.4215 | -6.1829
MV/LV Substation EM***636 | 20 kV | 400V(3ph) & 230V(single ph) | LV | 50 kVA :Pole Substation | 0.05 | --> | 0.05 | 0.003 | 1.6 |  | --> | 0.047 | 0 | 0 | 0 | 0.006 | 0.049 | 0 |  | --> | E15 ex DINGLE | DINGLE: T421 | OUGHTRAGH |  | 52.1282 | -10.3792
MV/LV Substation EM***684Z | 10 kV | 400V(3ph) & 230V(single ph) | LV | 400 kVA :Kiosk Substation | 0.4 | --> | 0.4 | 0.147 | 0.1 | Constrained,otherwise capacity available =335kVA. | --> | 0.38 | 0 | 0 | 0 | 0.004 | 0.406 | 0 |  | --> | C16 ex JOHNSTOWN | JOHNSTOWN: T42 | KILTEEL |  | 53.2441 | -6.5988
MV/LV Substation EM***707 | 10 kV | 400V(3ph) & 230V(single ph) | LV | 630 kVA :Building Structure | 0.63 | --> | 0.63 | 0.5 | 1.7 |  | --> | 0.598 | 0 | 0 | 0 | 0 | 0.5 | 0 |  | --> | C21 ex PEMBROKE | PEMBROKE: T42 | RINGSEND |  | 53.3247 | -6.2234
MV/LV Substation EM***752Y | 20 kV | 400V(3ph) & 230V(single ph) | LV | 200 kVA :Pole Substation | 0.2 | --> | 0.2 | 0 | 0 | Constrained,otherwise capacity available =200kVA. | --> | 0.19 | 0 | 0 | 0 | 0 | 0.2 | 0 |  | --> | E14 ex EMYVALE | EMYVALE: T422 | LISDRUM |  | 54.3404 | -6.9584
MV/LV Substation EM***800 | 10 kV | 400V(3ph) & 230V(single ph) | LV | 50 kVA :Pole Substation | 0.05 | --> | 0.05 | 0.025 | 1.4 |  | --> | 0.047 | 0 | 0 | 0 | 0 | 0.053 | 0 |  | --> | C19 ex ROSCOMMON | ROSCOMMON: T41 | LANESBORO |  | 53.649 | -8.3149
MV/LV Substation EM***828X | 10 kV | 400V(3ph) & 230V(single ph) | LV | 200 kVA :Pole Substation | 0.2 | --> | 0.2 | 0 | 0 | Constrained,otherwise capacity available =131kVA. | --> | 0.19 | 0 | 0 | 0 | 0 | 0 | 0 | Constrained,otherwise capacity available =210kW. | --> | C22 ex PORTLAOISE | PORTLAOISE: T42 | PORTLAOISE |  | 53.1071 | -7.1972
MV/LV Substation EM***838X | 20 kV | 400V(3ph) & 230V(single ph) | LV | 50 kVA :Pole Substation | 0.05 | --> | 0.05 | 0 | 0 | Constrained,otherwise capacity available =44kVA. | --> | 0.047 | 0 | 0 | 0 | 0.007 | 0.042 | 0 |  | --> | E14 ex EMYVALE | EMYVALE: T422 | LISDRUM |  | 54.3413 | -6.9485
MV/LV Substation EM***845X | 20 kV | 400V(3ph) & 230V(single ph) | LV | 50 kVA :Pole Substation | 0.05 | --> | 0.05 | 0 | 0 | Constrained,otherwise capacity available =46kVA. | --> | 0.047 | 0 | 0 | 0 | 0 | 0.049 | 0 |  | --> | E14 ex EMYVALE | EMYVALE: T422 | LISDRUM |  | 54.3376 | -6.9588
MV/LV Substation EM***886 | 20 kV | 400V(3ph) & 230V(single ph) | LV | 50 kVA :Pole Substation | 0.05 | --> | 0.05 | 0.045 | 1.1 |  | --> | 0.047 | 0 | 0 | 0 | 0 | 0 | 0 | Constrained,otherwise capacity available =50kW. | --> | E17 ex BELMULLET | BELMULLET: T421 | BELLACORICK |  | 54.2174 | -10.0347
MV/LV Substation EM***967Y | 10 kV | 400V(3ph) & 230V(single ph) | LV | 1000 kVA :Building Structure | 1 | --> | 1 | 0.448 | 5.6 |  | --> | 0.95 | 0 | 0 | 0 | 0.156 | 0.5 | 0 |  | --> | E13 ex BLESSINGTON | BLESSINGTON: T421 | KILTEEL |  | 53.164 | -6.5417
MV/LV Substation EM***986 | 20 kV | 400V(3ph) & 230V(single ph) | LV | 50 kVA :Pole Substation | 0.05 | --> | 0.05 | 0.035 | 1.7 |  | --> | 0.047 | 0 | 0 | 0 | 0 | 0.051 | 0 |  | --> | E15 ex GORT | GORT: T41∥T42 | ENNIS |  | 53.1844 | -8.7219
MV/LV Substation EM***997 | 10 kV | 400V(3ph) & 230V(single ph) | LV | 50 kVA :Pole Substation | 0.05 | --> | 0.05 | 0 | 0 | Constrained,otherwise capacity available =36kVA. | --> | 0.047 | 0 | 0 | 0 | 0.008 | 0.042 | 0 |  | --> | C13 ex MALAHIDE | MALAHIDE: T41 | GLASMORE |  | 53.4233 | -6.1815
MV/LV Substation EN***001 | 10 kV | 400V(3ph) & 230V(single ph) | LV | 200 kVA :Kiosk Substation | 0.2 | --> | 0.2 | 0.048 | 2.3 |  | --> | 0.19 | 0 | 0 | 0 | 0.009 | 0 | 0 | Constrained,otherwise capacity available =213kW. | --> | C15 ex KILRUSH | KILRUSH: T41∥T42 | TULLABRACK |  | 52.6412 | -9.4828
MV/LV Substation EN***001 | 10 kV | 400V(3ph) & 230V(single ph) | LV | 200 kVA :Pole Substation | 0.2 | --> | 0.2 | 0.129 | 5.5 |  | --> | 0.19 | 0 | 0 | 0 | 0 | 0 | 0 | Constrained,otherwise capacity available =210kW. | --> | C22 ex ENNISKEANE | ENNISKEANE: T41∥T42 | BANDON |  | 51.7384 | -8.9327
MV/LV Substation EN***002 | 10 kV | 400V(3ph) & 230V(single ph) | LV | 50 kVA :Pole Substation | 0.05 | --> | 0.05 | 0.042 | 0.9 |  | --> | 0.047 | 0 | 0 | 0 | 0.003 | 0.047 | 0 |  | --> | C15 ex DRUMQUIN | DRUMQUIN: T42 | ENNIS |  | 52.7512 | -9.1434
MV/LV Substation EN***003 | 10 kV | 400V(3ph) & 230V(single ph) | LV | 400 kVA :Kiosk Substation | 0.4 | --> | 0.4 | 0.185 | 3.3 |  | --> | 0.38 | 0 | 0 | 0 | 0.028 | 0.403 | 0 |  | --> | C17 ex CAHERDAVIN | CAHERDAVIN: T41 | ARDNACRUSHA |  | 52.6664 | -8.641
MV/LV Substation EN***009 | 10 kV | 400V(3ph) & 230V(single ph) | LV | 200 kVA :Pole Substation | 0.2 | --> | 0.2 | 0.172 | 1.7 |  | --> | 0.19 | 0 | 0 | 0 | 0.002 | 0.201 | 0 |  | --> | C16 ex GORT | GORT: T41∥T42 | ENNIS |  | 53.0609 | -8.8152
MV/LV Substation EN***035Y | 20 kV | 400V(3ph) & 230V(single ph) | LV | 50 kVA :Pole Substation | 0.05 | --> | 0.05 | 0 | 0 | Constrained,otherwise capacity available =24kVA. | --> | 0.047 | 0 | 0 | 0 | 0.002 | 0.051 | 0 |  | --> | E22 ex COLLOONEY | COLLOONEY: T422 | SLIGO |  | 54.2005 | -8.3636
MV/LV Substation EN***041X | 10 kV | 400V(3ph) & 230V(single ph) | LV | 100 kVA :Pole Substation | 0.1 | --> | 0.1 | 0.096 | 0.6 |  | --> | 0.095 | 0 | 0 | 0 | 0 | 0.1 | 0 |  | --> | C18 ex ATHBOY | ATHBOY: T42 | NAVAN |  | 53.6171 | -6.8655
MV/LV Substation EN***061 | 10 kV | 400V(3ph) & 230V(single ph) | LV | 200 kVA :Building Structure | 0.2 | --> | 0.2 | 0.132 | 3.4 |  | --> | 0.19 | 0 | 0 | 0 | 0.007 | 0.202 | 0 |  | --> | C12 ex MAYFIELD | MAYFIELD: T42 | KILBARRY |  | 51.909 | -8.4323
MV/LV Substation EN***071 | 10 kV | 400V(3ph) & 230V(single ph) | LV | 400 kVA :Kiosk Substation | 0.4 | --> | 0.4 | 0.286 | 9.6 |  | --> | 0.38 | 0 | 0 | 0 | 0.024 | 0.391 | 0 |  | --> | C30 ex ARTANE | ARTANE: T102 | FINGLAS |  | 53.3781 | -6.1867
MV/LV Substation EN***086X | 20 kV | 400V(3ph) & 230V(single ph) | LV | 100 kVA :Pole Substation | 0.1 | --> | 0.1 | 0 | 0 |  | --> | 0.095 | 0 | 0 | 0 | 0 | 0.123 | 0 |  | --> | C12 ex BALLYHAUNIS | BALLYHAUNIS: T41∥T42 | DALTON |  | 53.797 | -8.7693
MV/LV Substation EN***103Y | 10 kV | 400V(3ph) & 230V(single ph) | LV | 200 kVA :Pole Substation | 0.2 | --> | 0.2 | 0.178 | 3.1 |  | --> | 0.19 | 0 | 0 | 0 | 0 | 0.203 | 0 |  | --> | C17 ex ERRIGAL | ERRIGAL: T41 | SHANKILL |  | 54.0695 | -7.091
MV/LV Substation EN***106Y | 10 kV | 400V(3ph) & 230V(single ph) | LV | 400 kVA :Building Structure | 0.4 | --> | 0.4 | 0.353 | 5.1 |  | --> | 0.38 | 0 | 0 | 0 | 0 | 0.407 | 0 |  | --> | C11 ex LLOYD | LLOYD: T41∥T42 | NAVAN |  | 53.7391 | -6.9081
MV/LV Substation EN***118Y | 10 kV | 400V(3ph) & 230V(single ph) | LV | 200 kVA :Pole Substation | 0.2 | --> | 0.2 | 0 | 0 | Constrained,otherwise capacity available =172kVA. | --> | 0.19 | 0 | 0 | 0 | 0.004 | 0 | 0 | Constrained,otherwise capacity available =199kW. | --> | C11 ex HOLYCROSS ROAD | HOLYCROSS ROAD: T41∥T42 | THURLES |  | 52.6573 | -7.8303
MV/LV Substation EN***132 | 10 kV | 400V(3ph) & 230V(single ph) | LV | 50 kVA :Pole Substation | 0.05 | --> | 0.05 | 0 | 0 | Constrained,otherwise capacity available =44kVA. | --> | 0.047 | 0 | 0 | 0 | 0.003 | 0.047 | 0 |  | --> | C19 ex MILFORD (NR) | MILFORD (NR): T41∥T42 | LETTERKENNY |  | 55.0545 | -7.6528
MV/LV Substation EN***141X | 10 kV | 400V(3ph) & 230V(single ph) | LV | 50 kVA :Pole Substation | 0.05 | --> | 0.05 | 0.05 | 1.2 |  | --> | 0.047 | 0 | 0 | 0 | 0 | 0.049 | 0 |  | --> | C12 ex ABBEYFEALE | ABBEYFEALE: T42 | TRIEN |  | 52.3771 | -9.3007
MV/LV Substation EN***149 | 10 kV | 400V(3ph) & 230V(single ph) | LV | 400 kVA :Kiosk Substation | 0.4 | --> | 0.4 | 0 | 0 | Constrained,otherwise capacity available =385kVA. | --> | 0.38 | 0 | 0 | 0 | 0 | 0.402 | 0 |  | --> | C17 ex NAAS | NAAS: T41 | NEWBRIDGE |  | 53.2111 | -6.681
MV/LV Substation EN***166 | 20 kV | 400V(3ph) & 230V(single ph) | LV | 200 kVA :Pole Substation | 0.2 | --> | 0.2 | 0.179 | 6.9 |  | --> | 0.19 | 0 | 0 | 0 | 0.078 | 0 | 0 | Constrained,otherwise capacity available =121kW. | --> | E17 ex SPRINGS | SPRINGS: T421∥T422 | DUNGARVAN |  | 52.1284 | -7.5381
MV/LV Substation EN***183 | 10 kV | 400V(3ph) & 230V(single ph) | LV | 630 kVA :Building Structure | 0.63 | --> | 0.63 | 0.5 | 2.7 |  | --> | 0.598 | 0 | 0 | 0 | 0 | 0.5 | 0 |  | --> | C24 ex MONFIN | MONFIN: T41∥T42 | WEXFORD |  | 52.4884 | -6.5716
MV/LV Substation EN***185Z | 10 kV | 400V(3ph) & 230V(single ph) | LV | 630 kVA :Building Structure | 0.63 | --> | 0.63 | 0.5 | 1.8 |  | --> | 0.598 | 0 | 0 | 0 | 0 | 0.5 | 0 |  | --> | C12 ex CAHERDAVIN | CAHERDAVIN: T42 | ARDNACRUSHA |  | 52.668 | -8.6605
MV/LV Substation EN***189Y | 10 kV | 400V(3ph) & 230V(single ph) | LV | 200 kVA :Pole Substation | 0.2 | --> | 0.2 | 0 | 0 | Constrained,otherwise capacity available =185kVA. | --> | 0.19 | 0 | 0 | 0 | 0 | 0.202 | 0 |  | --> | C21 ex ENNISTYMON | ENNISTYMON: T41∥T42 | ENNIS |  | 52.9344 | -9.3013
MV/LV Substation EN***191X | 10 kV | 400V(3ph) & 230V(single ph) | LV | 1000 kVA :Building Structure | 1 | --> | 1 | 0.5 | 0.8 |  | --> | 0.95 | 0 | 0 | 0 | 0 | 0.5 | 0 |  | --> | C17 ex BELFIELD | BELFIELD: T41 | BLACKROCK |  | 53.3128 | -6.2049
MV/LV Substation EN***192X | 10 kV | 400V(3ph) & 230V(single ph) | LV | 630 kVA :Building Structure | 0.63 | --> | 0.63 | 0.5 | 0.8 |  | --> | 0.598 | 0 | 0 | 0 | 0.274 | 0.35 | 0 |  | --> | C17 ex BELFIELD | BELFIELD: T41 | BLACKROCK |  | 53.3128 | -6.2048
MV/LV Substation EN***196Y | 10 kV | 400V(3ph) & 230V(single ph) | LV | 400 kVA :Building Structure | 0.4 | --> | 0.4 | 0.253 | 11.3 |  | --> | 0.38 | 0 | 0 | 0 | 0 | 0.422 | 0 |  | --> | C20 ex ENNIS | ENNIS: T102 | ENNIS |  | 52.8516 | -8.9825
MV/LV Substation EN***200Y | 10 kV | 400V(3ph) & 230V(single ph) | LV | 100 kVA :Pole Substation | 0.1 | --> | 0.1 | 0 | 0 | Constrained,otherwise capacity available =63kVA. | --> | 0.095 | 0 | 0 | 0 | 0 | 0 | 0 | Constrained,otherwise capacity available =105kW. | --> | C14 ex BELLFIELD | BELLFIELD: T41∥T42 | CRANE |  | 52.5115 | -6.5842
MV/LV Substation EN***201X | 20 kV | 400V(3ph) & 230V(single ph) | LV | 50 kVA :Pole Substation | 0.05 | --> | 0.05 | 0.047 | 4.7 |  | --> | 0.047 | 0 | 0 | 0 | 0 | 0.049 | 0 |  | --> | E17 ex EDGEWORTHSTOWN | EDGEWORTHSTOWN: T421∥T422 | RICHMOND |  | 53.671 | -7.7097
MV/LV Substation EN***222X | 20 kV | 400V(3ph) & 230V(single ph) | LV | 200 kVA :Pole Substation | 0.2 | --> | 0.2 | 0.147 | 2.4 |  | --> | 0.19 | 0 | 0 | 0 | 0.015 | 0.192 | 0 |  | --> | E18 ex STRANORLAR | STRANORLAR: T422 | LETTERKENNY |  | 54.795 | -7.6816
MV/LV Substation EN***225Y | 10 kV | 400V(3ph) & 230V(single ph) | LV | 400 kVA :Kiosk Substation | 0.4 | --> | 0.4 | 0 | 0 | Constrained,otherwise capacity available =353kVA. | --> | 0.38 | 0 | 0 | 0 | 0.004 | 0.402 | 0 |  | --> | C13 ex DOCK ROAD | DOCK ROAD: T41∥T42 | LIMERICK |  | 52.6353 | -8.6737
MV/LV Substation EN***250 | 10 kV | 400V(3ph) & 230V(single ph) | LV | 400 kVA :Kiosk Substation | 0.4 | --> | 0.4 | 0.314 | 9.6 |  | --> | 0.38 | 0 | 0 | 0 | 0.036 | 0.375 | 0 |  | --> | C30 ex ARTANE | ARTANE: T102 | FINGLAS |  | 53.3778 | -6.1916
MV/LV Substation EN***252X | 10 kV | 400V(3ph) & 230V(single ph) | LV | 400 kVA :Kiosk Substation | 0.4 | --> | 0.4 | 0 | 0 | Constrained,otherwise capacity available =338kVA. | --> | 0.38 | 0 | 0 | 0 | 0.01 | 0.398 | 0 |  | --> | C15 ex CARRIGALINE | CARRIGALINE: T41∥T42 | BARNAHELY |  | 51.8175 | -8.3959
MV/LV Substation EN***281 | 10 kV | 400V(3ph) & 230V(single ph) | LV | 50 kVA :Pole Substation | 0.05 | --> | 0.05 | 0.037 | 7.5 |  | --> | 0.047 | 0 | 0 | 0 | 0.003 | 0.047 | 0 |  | --> | C18 ex CARRICKMINES | CARRICKMINES: T42 | CARRICKMINES |  | 53.2508 | -6.2104
MV/LV Substation EN***287X | 10 kV | 400V(3ph) & 230V(single ph) | LV | 200 kVA :Kiosk Substation | 0.2 | --> | 0.2 | 0.155 | 11.2 |  | --> | 0.19 | 0 | 0 | 0 | 0.002 | 0.204 | 0 |  | --> | C17 ex ARTANE | ARTANE: T101 | FINGLAS |  | 53.3856 | -6.1935
MV/LV Substation EN***293X | 10 kV | 400V(3ph) & 230V(single ph) | LV | 50 kVA :Pole Substation | 0.05 | --> | 0.05 | 0 | 0 |  | --> | 0.047 | 0 | 0 | 0 | 0 | 0.057 | 0 |  | --> | C17 ex BALLYHAUNIS | BALLYHAUNIS: T41∥T42 | DALTON |  | 53.7614 | -8.7698
MV/LV Substation EN***301 | 10 kV | 400V(3ph) & 230V(single ph) | LV | 50 kVA :Pole Substation | 0.05 | --> | 0.05 | 0.039 | 2.6 |  | --> | 0.047 | 0 | 0 | 0 | 0.003 | 0.047 | 0 |  | --> | E13 ex AGHADA | AGHADA: T721 | N/A |  | 51.8426 | -8.2164
MV/LV Substation EN***313Y | 10 kV | 400V(3ph) & 230V(single ph) | LV | 200 kVA :Pole Substation | 0.2 | --> | 0.2 | 0.167 | 8.3 |  | --> | 0.19 | 0 | 0 | 0 | 0 | 0.204 | 0 |  | --> | C25 ex BALLYBEG | BALLYBEG: T101 | CARRICKMINES |  | 52.9869 | -6.046
MV/LV Substation EN***342 | 10 kV | 400V(3ph) & 230V(single ph) | LV | 100 kVA :Pole Substation | 0.1 | --> | 0.1 | 0.065 | 0.9 |  | --> | 0.095 | 0 | 0 | 0 | 0 | 0.105 | 0 |  | --> | C11 ex BRAY | BRAY: T41 | FASSAROE |  | 53.1929 | -6.1622
MV/LV Substation EN***346X | 10 kV | 400V(3ph) & 230V(single ph) | LV | 200 kVA :Pole Substation | 0.2 | --> | 0.2 | 0 | 0 | Constrained,otherwise capacity available =188kVA. | --> | 0.19 | 0 | 0 | 0 | 0 | 0.201 | 0 |  | --> | C16 ex CLONES | CLONES: T41∥T42 | SHANKILL |  | 54.1827 | -7.2294
MV/LV Substation EN***365Y | 20 kV | 400V(3ph) & 230V(single ph) | LV | 50 kVA :Pole Substation | 0.05 | --> | 0.05 | 0.047 | 2.7 |  | --> | 0.047 | 0 | 0 | 0 | 0 | 0.049 | 0 |  | --> | E17 ex LONGFORD | LONGFORD: T421 | RICHMOND |  | 53.77 | -7.7307
MV/LV Substation EN***4023 | 10 kV | 400V(3ph) & 230V(single ph) | LV | 100 kVA :Pole Substation | 0.1 | --> | 0.1 | 0.095 | 1.1 |  | --> | 0.095 | 0 | 0 | 0 | 0.008 | 0.092 | 0 |  | --> | C15 ex SCARTEEN | SCARTEEN: T41∥T42 | MALLOW |  | 52.1286 | -8.6614
MV/LV Substation EN***4049 | 10 kV | 400V(3ph) & 230V(single ph) | LV | 200 kVA :Pole Substation | 0.2 | --> | 0.2 | 0.171 | 1.1 |  | --> | 0.19 | 0 | 0 | 0 | 0 | 0.203 | 0 |  | --> | C20 ex CAHIRCALLA | CAHIRCALLA: T41∥T42 | ENNIS |  | 52.8313 | -9.0041
MV/LV Substation EN***4066 | 20 kV | 400V(3ph) & 230V(single ph) | LV | 50 kVA :Pole Substation | 0.05 | --> | 0.05 | 0.05 | 6.7 |  | --> | 0.047 | 0 | 0 | 0 | 0 | 0 | 0 | Constrained,otherwise capacity available =49kW. | --> | E12 ex DUNFIRTH | DUNFIRTH: T122 | DUNFIRTH |  | 53.4173 | -6.8012
MV/LV Substation EN***4070 | 20 kV | 400V(3ph) & 230V(single ph) | LV | 630 kVA :Building Structure | 0.63 | --> | 0.63 | 0.5 | 2.6 |  | --> | 0.598 | 0 | 0 | 0 | 0.14 | 0.491 | 0 |  | --> | E13 ex KILCOCK | KILCOCK: T421 | GRIFFINRATH |  | 53.4405 | -6.6655
MV/LV Substation EN***4087 | 10 kV | 400V(3ph) & 230V(single ph) | LV | 630 kVA :Kiosk Substation | 0.63 | --> | 0.63 | 0.5 | 2.1 |  | --> | 0.598 | 0 | 0 | 0 | 0.003 | 0.5 | 0 |  | --> | C17 ex MILFORD (MWR) | MILFORD (MWR): T41 | CHARLEVILLE |  | 52.3449 | -8.9805
MV/LV Substation EN***4091 | 20 kV | 400V(3ph) & 230V(single ph) | LV | 50 kVA :Pole Substation | 0.05 | --> | 0.05 | 0 | 0 | Constrained,otherwise capacity available =50kVA. | --> | 0.047 | 0 | 0 | 0 | 0 | 0.049 | 0 |  | --> | C14 ex KILDARE | KILDARE: T41∥T42 | NEWBRIDGE |  | 53.1975 | -6.9492
MV/LV Substation EN***4111 | 10 kV | 400V(3ph) & 230V(single ph) | LV | 630 kVA :Building Structure | 0.63 | --> | 0.63 | 0.5 | 2.6 |  | --> | 0.598 | 0 | 0 | 0 | 0 | 0.5 | 0 |  | --> | C22 ex MONKSTOWN | MONKSTOWN: T42 | BLACKROCK |  | 53.3016 | -6.1806
MV/LV Substation EN***4155 | 10 kV | 400V(3ph) & 230V(single ph) | LV | 400 kVA :Building Structure | 0.4 | --> | 0.4 | 0.4 | 1.1 |  | --> | 0.38 | 0 | 0 | 0 | 0 | 0.4 | 0 |  | --> | C15 ex CAHIRCALLA | CAHIRCALLA: T41∥T42 | ENNIS |  | 52.8362 | -8.9734
MV/LV Substation EN***419 | 10 kV | 400V(3ph) & 230V(single ph) | LV | 400 kVA :Building Structure | 0.4 | --> | 0.4 | 0.348 | 2.3 |  | --> | 0.38 | 0 | 0 | 0 | 0 | 0.407 | 0 |  | --> | C20 ex RINEANNA | RINEANNA: T41 | DRUMLINE |  | 52.7179 | -8.8754
MV/LV Substation EN***421 | 20 kV | 400V(3ph) & 230V(single ph) | LV | 400 kVA :Kiosk Substation | 0.4 | --> | 0.4 | 0.358 | 7.4 |  | --> | 0.38 | 0 | 0 | 0 | 0 | 0 | 0 | Constrained,otherwise capacity available =406kW. | --> | E14 ex ARIGNA | ARIGNA: T121 | ARIGNA |  | 54.0398 | -8.0319
MV/LV Substation EN***4339 | 10 kV | 400V(3ph) & 230V(single ph) | LV | 200 kVA :Kiosk Substation | 0.2 | --> | 0.2 | 0.038 | 7.4 |  | --> | 0.19 | 0 | 0 | 0 | 0.002 | 0.221 | 0 |  | --> | C18 ex MULLINGAR | MULLINGAR: T102 | MULLINGAR |  | 53.5215 | -7.3556
MV/LV Substation EN***457 | 20 kV | 400V(3ph) & 230V(single ph) | LV | 200 kVA :Pole Substation | 0.2 | --> | 0.2 | 0.05 | 6.7 |  | --> | 0.19 | 0 | 0 | 0 | 0.004 | 0 | 0 | Constrained,otherwise capacity available =218kW. | --> | E11 ex DUNFIRTH | DUNFIRTH: T122 | DUNFIRTH |  | 53.4148 | -6.8358
MV/LV Substation EN***462X | 10 kV | 400V(3ph) & 230V(single ph) | LV | 100 kVA :Pole Substation | 0.1 | --> | 0.1 | 0 | 0 | Constrained,otherwise capacity available =69kVA. | --> | 0.095 | 0 | 0 | 0 | 0.013 | 0.091 | 0 |  | --> | C21 ex ENNISTYMON | ENNISTYMON: T41∥T42 | ENNIS |  | 52.9355 | -9.3163
MV/LV Substation EN***4652 | 10 kV | 400V(3ph) & 230V(single ph) | LV | 1000 kVA :Building Structure | 1 | --> | 1 | 0 | 0 | Constrained,otherwise capacity available =500kVA. | --> | 0.95 | 0 | 0 | 0 | 0 | 0.5 | 0 |  | --> | C41 ex NORTH QUAYS | NORTH QUAYS: T102 | POOLBEG |  | 53.3519 | -6.2308
MV/LV Substation EN***4653 | 10 kV | 400V(3ph) & 230V(single ph) | LV | 1000 kVA :Building Structure | 1 | --> | 1 | 0 | 0 | Constrained,otherwise capacity available =500kVA. | --> | 0.95 | 0 | 0 | 0 | 0 | 0.5 | 0 |  | --> | C41 ex NORTH QUAYS | NORTH QUAYS: T102 | POOLBEG |  | 53.352 | -6.2308
MV/LV Substation EN***4686 | 10 kV | 400V(3ph) & 230V(single ph) | LV | 400 kVA :Kiosk Substation | 0.4 | --> | 0.4 | 0.395 | 7.4 |  | --> | 0.38 | 0 | 0 | 0 | 0 | 0.4 | 0 |  | --> | C18 ex MULLINGAR | MULLINGAR: T102 | MULLINGAR |  | 53.5211 | -7.3545
MV/LV Substation EN***493 | 10 kV | 400V(3ph) & 230V(single ph) | LV | 200 kVA :Pole Substation | 0.2 | --> | 0.2 | 0.174 | 3 |  | --> | 0.19 | 0 | 0 | 0 | 0 | 0.203 | 0 |  | --> | C11 ex CROSSMOLINA | CROSSMOLINA: T41∥T42 | MOY |  | 54.0712 | -9.3108
MV/LV Substation EN***541X | 20 kV | 400V(3ph) & 230V(single ph) | LV | 50 kVA :Pole Substation | 0.05 | --> | 0.05 | 0.049 | 1.6 |  | --> | 0.047 | 0 | 0 | 0 | 0 | 0.049 | 0 |  | --> | E12 ex MILLTOWN (SR) | MILLTOWN (SR): T422 | OUGHTRAGH |  | 52.1359 | -9.7151
MV/LV Substation EN***542X | 10 kV | 400V(3ph) & 230V(single ph) | LV | 200 kVA :Building Structure | 0.2 | --> | 0.2 | 0 | 0 | Constrained,otherwise capacity available =147kVA. | --> | 0.19 | 0 | 0 | 0 | 0 | 0.207 | 0 |  | --> | C22 ex ENNISTYMON | ENNISTYMON: T41∥T42 | ENNIS |  | 52.9357 | -9.287
MV/LV Substation EN***552Y | 20 kV | 400V(3ph) & 230V(single ph) | LV | 200 kVA :Kiosk Substation | 0.2 | --> | 0.2 | 0.179 | 6.7 |  | --> | 0.19 | 0 | 0 | 0 | 0 | 0 | 0 | Constrained,otherwise capacity available =203kW. | --> | E11 ex DUNFIRTH | DUNFIRTH: T122 | DUNFIRTH |  | 53.4105 | -6.8478
MV/LV Substation EN***580 | 20 kV | 400V(3ph) & 230V(single ph) | LV | 50 kVA :Pole Substation | 0.05 | --> | 0.05 | 0 | 0 | Constrained,otherwise capacity available =50kVA. | --> | 0.047 | 0 | 0 | 0 | 0 | 0.049 | 0 |  | --> | E17 ex ACADEMY STREET | ACADEMY STREET: T421∥T422 | NAVAN |  | 53.5711 | -6.6843
MV/LV Substation EN***631X | 20 kV | 400V(3ph) & 230V(single ph) | LV | 50 kVA :Pole Substation | 0.05 | --> | 0.05 | 0.039 | 6.7 |  | --> | 0.047 | 0 | 0 | 0 | 0 | 0 | 0 | Constrained,otherwise capacity available =51kW. | --> | E12 ex DUNFIRTH | DUNFIRTH: T122 | DUNFIRTH |  | 53.4141 | -6.7962
MV/LV Substation EN***656 | 20 kV | 400V(3ph) & 230V(single ph) | LV | 630 kVA :Building Structure | 0.63 | --> | 0.63 | 0.5 | 2 |  | --> | 0.598 | 0 | 0 | 0 | 0 | 0.5 | 0 |  | --> | E15 ex BALLYCONNELL | BALLYCONNELL: T421∥T422 | GORTAWEE |  | 54.1202 | -7.5755
MV/LV Substation EN***658 | 10 kV | 400V(3ph) & 230V(single ph) | LV | 400 kVA :Building Structure | 0.4 | --> | 0.4 | 0.241 | 2.2 |  | --> | 0.38 | 0 | 0 | 0 | 0.112 | 0.302 | 0 |  | --> | C18 ex KINGSCOURT | KINGSCOURT: T42 | MEATH HILL |  | 53.8957 | -6.8021
MV/LV Substation EN***673 | 20 kV | 400V(3ph) & 230V(single ph) | LV | 200 kVA :Pole Substation | 0.2 | --> | 0.2 | 0.082 | 1.4 |  | --> | 0.19 | 0 | 0 | 0 | 0 | 0.212 | 0 |  | --> | E20 ex GARRANACANTY | GARRANACANTY: T422 | TIPPERARY |  | 52.5594 | -8.045
MV/LV Substation EN***687Y | 10 kV | 400V(3ph) & 230V(single ph) | LV | 630 kVA :Kiosk Substation | 0.63 | --> | 0.63 | 0.46 | 0.6 |  | --> | 0.598 | 0 | 0 | 0 | 0 | 0.5 | 0 |  | --> | C32 ex ACADEMY STREET | ACADEMY STREET: T44 | NAVAN |  | 53.6451 | -6.6841
MV/LV Substation EN***701X | 10 kV | 400V(3ph) & 230V(single ph) | LV | 630 kVA :Building Structure | 0.63 | --> | 0.63 | 0.34 | 0.3 | Constrained,otherwise capacity available =399kVA. | --> | 0.598 | 0 | 0 | 0 | 0 | 0.5 | 0 |  | --> | C16 ex ATHLONE | ATHLONE: T42 | ATHLONE |  | 53.4277 | -7.9508
MV/LV Substation EN***752X | 20 kV | 400V(3ph) & 230V(single ph) | LV | 50 kVA :Pole Substation | 0.05 | --> | 0.05 | 0 | 0 | Constrained,otherwise capacity available =27kVA. | --> | 0.047 | 0 | 0 | 0 | 0.003 | 0.049 | 0 |  | --> | E17 ex BRUFF | BRUFF: T421 | LIMERICK |  | 52.5523 | -8.5805
MV/LV Substation EN***757Y | 20 kV | 400V(3ph) & 230V(single ph) | LV | 400 kVA :Kiosk Substation | 0.4 | --> | 0.4 | 0.372 | 6.7 |  | --> | 0.38 | 0 | 0 | 0 | 0 | 0 | 0 | Constrained,otherwise capacity available =403kW. | --> | E12 ex DUNFIRTH | DUNFIRTH: T122 | DUNFIRTH |  | 53.4183 | -6.8341
MV/LV Substation EN***801Z | 10 kV | 400V(3ph) & 230V(single ph) | LV | 630 kVA :Building Structure | 0.63 | --> | 0.63 | 0 | 0 | Constrained,otherwise capacity available =500kVA. | --> | 0.598 | 0 | 0 | 0 | 0 | 0.5 | 0 |  | --> | C20 ex MOUNTGORRY | MOUNTGORRY: T42 | GRANGE (DR) |  | 53.4435 | -6.2176
MV/LV Substation EN***806 | 10 kV | 400V(3ph) & 230V(single ph) | LV | 400 kVA :Kiosk Substation | 0.4 | --> | 0.4 | 0.352 | 2.5 |  | --> | 0.38 | 0 | 0 | 0 | 0.026 | 0.379 | 0 |  | --> | C15 ex GREYSTONES | GREYSTONES: T41 | FASSAROE |  | 53.1589 | -6.0787
MV/LV Substation EN***809 | 20 kV | 400V(3ph) & 230V(single ph) | LV | 200 kVA :Pole Substation | 0.2 | --> | 0.2 | 0.017 | 6.7 |  | --> | 0.19 | 0 | 0 | 0 | 0 | 0 | 0 | Constrained,otherwise capacity available =226kW. | --> | E11 ex DUNFIRTH | DUNFIRTH: T122 | DUNFIRTH |  | 53.4139 | -6.8305
MV/LV Substation EN***815 | 10 kV | 400V(3ph) & 230V(single ph) | LV | 50 kVA :Pole Substation | 0.05 | --> | 0.05 | 0.013 | 0.9 |  | --> | 0.047 | 0 | 0 | 0 | 0.011 | 0.043 | 0 |  | --> | C11 ex BRAY | BRAY: T41 | FASSAROE |  | 53.1907 | -6.1692
MV/LV Substation EN***832X | 20 kV | 400V(3ph) & 230V(single ph) | LV | 400 kVA :Kiosk Substation | 0.4 | --> | 0.4 | 0.293 | 6.7 |  | --> | 0.38 | 0 | 0 | 0 | 0 | 0 | 0 | Constrained,otherwise capacity available =416kW. | --> | E12 ex DUNFIRTH | DUNFIRTH: T122 | DUNFIRTH |  | 53.4175 | -6.8355
MV/LV Substation EN***836X | 10 kV | 400V(3ph) & 230V(single ph) | LV | 50 kVA :Pole Substation | 0.05 | --> | 0.05 | 0.046 | 0.9 |  | --> | 0.047 | 0 | 0 | 0 | 0 | 0 | 0 | Constrained,otherwise capacity available =49kW. | --> | C17 ex MILLTOWN MALBAY | MILLTOWN MALBAY: T42 | TULLABRACK |  | 52.853 | -9.3937
MV/LV Substation EN***852Y | 10 kV | 400V(3ph) & 230V(single ph) | LV | 200 kVA :Kiosk Substation | 0.2 | --> | 0.2 | 0.168 | 6.9 |  | --> | 0.19 | 0 | 0 | 0 | 0 | 0 | 0 | Constrained,otherwise capacity available =204kW. | --> | E18 ex RATHKEALE | RATHKEALE: T421∥T422 | RATHKEALE |  | 52.5187 | -8.9322
MV/LV Substation EN***852Z | 10 kV | 400V(3ph) & 230V(single ph) | LV | 630 kVA :Building Structure | 0.63 | --> | 0.63 | 0 | 0 | Constrained,otherwise capacity available =496kVA. | --> | 0.598 | 0 | 0 | 0 | 0.027 | 0.5 | 0 |  | --> | C16 ex MOUNTGORRY | MOUNTGORRY: T42 | GRANGE (DR) |  | 53.4482 | -6.2022
MV/LV Substation EN***854Z | 10 kV | 400V(3ph) & 230V(single ph) | LV | 630 kVA :Building Structure | 0.63 | --> | 0.63 | 0 | 0 | Constrained,otherwise capacity available =500kVA. | --> | 0.598 | 0 | 0 | 0 | 0.007 | 0.5 | 0 |  | --> | C16 ex MOUNTGORRY | MOUNTGORRY: T42 | GRANGE (DR) |  | 53.4487 | -6.2022
MV/LV Substation EN***880 | 10 kV | 400V(3ph) & 230V(single ph) | LV | 630 kVA :Building Structure | 0.63 | --> | 0.63 | 0.5 | 2.2 |  | --> | 0.598 | 0 | 0 | 0 | 0 | 0.5 | 0 |  | --> | C18 ex KINGSCOURT | KINGSCOURT: T42 | MEATH HILL |  | 53.9006 | -6.8083
MV/LV Substation EN***893X | 20 kV | 400V(3ph) & 230V(single ph) | LV | 400 kVA :Building Structure | 0.4 | --> | 0.4 | 0 | 0 | Constrained,otherwise capacity available =304kVA. | --> | 0.38 | 0 | 0 | 0 | 0.011 | 0.403 | 0 |  | --> | E14 ex KILCOCK | KILCOCK: T422 | GRIFFINRATH |  | 53.4828 | -6.7264
MV/LV Substation EN***894Y | 10 kV | 400V(3ph) & 230V(single ph) | LV | 200 kVA :Pole Substation | 0.2 | --> | 0.2 | 0.154 | 0.8 |  | --> | 0.19 | 0 | 0 | 0 | 0.023 | 0 | 0 | Constrained,otherwise capacity available =182kW. | --> | C16 ex BANTRY | BANTRY: T41∥T42 | BALLYLICKY |  | 51.674 | -9.4661
MV/LV Substation EN***897X | 10 kV | 400V(3ph) & 230V(single ph) | LV | 50 kVA :Pole Substation | 0.05 | --> | 0.05 | 0.05 | 0.9 |  | --> | 0.047 | 0 | 0 | 0 | 0 | 0 | 0 | Constrained,otherwise capacity available =49kW. | --> | C17 ex MILLTOWN MALBAY | MILLTOWN MALBAY: T42 | TULLABRACK |  | 52.7993 | -9.4254
MV/LV Substation EN***904 | 10 kV | 400V(3ph) & 230V(single ph) | LV | 1000 kVA :Building Structure | 1 | --> | 1 | 0.5 | 4.7 |  | --> | 0.95 | 0 | 0 | 0 | 0.008 | 0.5 | 0 |  | --> | C12 ex CENTRE PARK ROAD | MARINA: T106 | MARINA |  | 51.8986 | -8.4475
MV/LV Substation EN***917X | 20 kV | 400V(3ph) & 230V(single ph) | LV | 50 kVA :Pole Substation | 0.05 | --> | 0.05 | 0 | 6.7 |  | --> | 0.047 | 0 | 0 | 0 | 0 | 0 | 0 | Constrained,otherwise capacity available =57kW. | --> | E12 ex DUNFIRTH | DUNFIRTH: T122 | DUNFIRTH |  | 53.4105 | -6.8276
MV/LV Substation EN***918Y | 10 kV | 400V(3ph) & 230V(single ph) | LV | 400 kVA :Kiosk Substation | 0.4 | --> | 0.4 | 0.352 | 3.5 |  | --> | 0.38 | 0 | 0 | 0 | 0.008 | 0.398 | 0 |  | --> | C12 ex TELAYDON | TELAYDON: T42 | LISDRUM |  | 54.2626 | -6.9465
MV/LV Substation EN***919Y | 10 kV | 400V(3ph) & 230V(single ph) | LV | 200 kVA :Pole Substation | 0.2 | --> | 0.2 | 0.183 | 4.8 |  | --> | 0.19 | 0 | 0 | 0 | 0 | 0.202 | 0 |  | --> | C19 ex ATHY | ATHY: T101 | ATHY |  | 52.9925 | -6.9948
MV/LV Substation EN***935X | 10 kV | 400V(3ph) & 230V(single ph) | LV | 200 kVA :Pole Substation | 0.2 | --> | 0.2 | 0.184 | 2.1 |  | --> | 0.19 | 0 | 0 | 0 | 0 | 0.202 | 0 |  | --> | C12 ex GRANAGH | GRANAGH: T41∥T42 | WATERFORD |  | 52.3303 | -7.3133
MV/LV Substation EN***937 | 10 kV | 400V(3ph) & 230V(single ph) | LV | 200 kVA :Pole Substation | 0.2 | --> | 0.2 | 0 | 0 | Constrained,otherwise capacity available =155kVA. | --> | 0.19 | 0 | 0 | 0 | 0 | 0 | 0 | Constrained,otherwise capacity available =207kW. | --> | C14 ex DONEGAL | DONEGAL: T41∥T42 | CATHALEENS FALL |  | 54.6592 | -8.1118
MV/LV Substation EN***954Y | 10 kV | 400V(3ph) & 230V(single ph) | LV | 100 kVA :Pole Substation | 0.1 | --> | 0.1 | 0.088 | 2.7 |  | --> | 0.095 | 0 | 0 | 0 | 0 | 0.101 | 0 |  | --> | C16 ex CALLAN | CALLAN: T41∥T42 | KILKENNY |  | 52.5433 | -7.228
MV/LV Substation EN***959 | 10 kV | 400V(3ph) & 230V(single ph) | LV | 100 kVA :Pole Substation | 0.1 | --> | 0.1 | 0.094 | 5.5 |  | --> | 0.095 | 0 | 0 | 0 | 0 | 0 | 0 | Constrained,otherwise capacity available =100kW. | --> | C20 ex ENNISKEANE | ENNISKEANE: T41∥T42 | BANDON |  | 51.7393 | -8.9299
MV/LV Substation EN***976X | 10 kV | 400V(3ph) & 230V(single ph) | LV | 400 kVA :Building Structure | 0.4 | --> | 0.4 | 0.37 | 1.8 |  | --> | 0.38 | 0 | 0 | 0 | 0 | 0.404 | 0 |  | --> | C12 ex ROSCOMMON | ROSCOMMON: T42 | LANESBORO |  | 53.6413 | -8.2071
MV/LV Substation EN***977 | 10 kV | 400V(3ph) & 230V(single ph) | LV | 200 kVA :Pole Substation | 0.2 | --> | 0.2 | 0.186 | 5.5 |  | --> | 0.19 | 0 | 0 | 0 | 0 | 0 | 0 | Constrained,otherwise capacity available =201kW. | --> | C20 ex ENNISKEANE | ENNISKEANE: T41∥T42 | BANDON |  | 51.7398 | -8.9271
MV/LV Substation EO***4151 | 10 kV | 400V(3ph) & 230V(single ph) | LV | 100 kVA :Pole Substation | 0.1 | --> | 0.1 | 0.1 | 1.2 |  | --> | 0.095 | 0 | 0 | 0 | 0 | 0.1 | 0 |  | --> | C12 ex ABBEYFEALE | ABBEYFEALE: T42 | TRIEN |  | 52.3347 | -9.2614
MV/LV Substation EP***4009 | 10 kV | 400V(3ph) & 230V(single ph) | LV | 50 kVA :Pole Substation | 0.05 | --> | 0.05 | 0.043 | 0.6 |  | --> | 0.047 | 0 | 0 | 0 | 0 | 0.05 | 0 |  | --> | C18 ex ATHBOY | ATHBOY: T42 | NAVAN |  | 53.6235 | -6.8587
MV/LV Substation EP***4090 | 10 kV | 400V(3ph) & 230V(single ph) | LV | 400 kVA :Building Structure | 0.4 | --> | 0.4 | 0.338 | 8.3 |  | --> | 0.38 | 0 | 0 | 0 | 0 | 0.409 | 0 |  | --> | C20 ex MONREAD | MONREAD: T102 | MONREAD |  | 53.2408 | -6.6326
MV/LV Substation EQ***186Z | 10 kV | 400V(3ph) & 230V(single ph) | LV | 200 kVA :Pole Substation | 0.2 | --> | 0.2 | 0.172 | 2.8 |  | --> | 0.19 | 0 | 0 | 0 | 0 | 0 | 0 | Constrained,otherwise capacity available =203kW. | --> | C17 ex PALMERSTOWN | PALMERSTOWN: T41 | FINGLAS |  | 53.3378 | -6.3811
MV/LV Substation EQ***361Y | 20 kV | 400V(3ph) & 230V(single ph) | LV | 100 kVA :Pole Substation | 0.1 | --> | 0.1 | 0.1 | 6.9 |  | --> | 0.095 | 0 | 0 | 0 | 0 | 0 | 0 | Constrained,otherwise capacity available =100kW. | --> | E17 ex SPRINGS | SPRINGS: T421∥T422 | DUNGARVAN |  | 52.12 | -7.648
MV/LV Substation EQ***406 | 10 kV | 400V(3ph) & 230V(single ph) | LV | 200 kVA :Pole Substation | 0.2 | --> | 0.2 | 0 | 0 | Constrained,otherwise capacity available =172kVA. | --> | 0.19 | 0 | 0 | 0 | 0.004 | 0.199 | 0 |  | --> | C16 ex KANTURK | KANTURK: T41∥T42 | GLENLARA |  | 52.1839 | -8.9056
MV/LV Substation EQ***4220 | 10 kV | 400V(3ph) & 230V(single ph) | LV | 50 kVA :Pole Substation | 0.05 | --> | 0.05 | 0 | 0 | Constrained,otherwise capacity available =30kVA. | --> | 0.047 | 0 | 0 | 0 | 0 | 0 | 0 | Constrained,otherwise capacity available =52kW. | --> | C17 ex HOLYCROSS ROAD | HOLYCROSS ROAD: T41∥T42 | THURLES |  | 52.7256 | -7.912
MV/LV Substation EQ***602Z | 10 kV | 400V(3ph) & 230V(single ph) | LV | 630 kVA :Building Structure | 0.63 | --> | 0.63 | 0.147 | 0.1 | Constrained,otherwise capacity available =500kVA. | --> | 0.598 | 0 | 0 | 0 | 0 | 0.5 | 0 |  | --> | C22 ex JOHNSTOWN | JOHNSTOWN: T42 | KILTEEL |  | 53.2286 | -6.6168
MV/LV Substation EQ***858Z | 20 kV | 400V(3ph) & 230V(single ph) | LV | 100 kVA :Pole Substation | 0.1 | --> | 0.1 | 0 | 0 | Constrained,otherwise capacity available =53kVA. | --> | 0.095 | 0 | 0 | 0 | 0 | 0.106 | 0 |  | --> | C14 ex KILDARE | KILDARE: T41∥T42 | NEWBRIDGE |  | 53.186 | -6.9006
MV/LV Substation EQ***951 | 20 kV | 400V(3ph) & 230V(single ph) | LV | 100 kVA :Pole Substation | 0.1 | --> | 0.1 | 0.092 | 3.7 |  | --> | 0.095 | 0 | 0 | 0 | 0.003 | 0 | 0 | Constrained,otherwise capacity available =97kW. | --> | E20 ex FOXHOLE | FOXHOLE: T421∥T422 | DUNGARVAN |  | 51.9375 | -7.927
MV/LV Substation ER***014X | 10 kV | 400V(3ph) & 230V(single ph) | LV | 100 kVA :Pole Substation | 0.1 | --> | 0.1 | 0.097 | 4.2 |  | --> | 0.095 | 0 | 0 | 0 | 0 | 0 | 0 | Constrained,otherwise capacity available =100kW. | --> | C16 ex BUNDORAN | BUNDORAN: T41∥T42 | CATHALEENS FALL |  | 54.4913 | -8.24
MV/LV Substation ER***030 | 10 kV | 400V(3ph) & 230V(single ph) | LV | 200 kVA :Pole Substation | 0.2 | --> | 0.2 | 0 | 0 | Constrained,otherwise capacity available =195kVA. | --> | 0.19 | 0 | 0 | 0 | 0 | 0 | 0 | Constrained,otherwise capacity available =200kW. | --> | C15 ex MOUNTMELLICK | MOUNTMELLICK: T41∥T42 | PORTLAOISE |  | 53.1167 | -7.3205
MV/LV Substation ER***053 | 10 kV | 400V(3ph) & 230V(single ph) | LV | 200 kVA :Pole Substation | 0.2 | --> | 0.2 | 0.147 | 3.4 |  | --> | 0.19 | 0 | 0 | 0 | 0.017 | 0 | 0 | Constrained,otherwise capacity available =189kW. | --> | C17 ex BALLYSHANNON | BALLYSHANNON: T41∥T42 | CATHALEENS FALL |  | 54.5043 | -8.1861
MV/LV Substation ER***056X | 10 kV | 400V(3ph) & 230V(single ph) | LV | 200 kVA :Kiosk Substation | 0.2 | --> | 0.2 | 0.11 | 4.6 |  | --> | 0.19 | 0 | 0 | 0 | 0.002 | 0.211 | 0 |  | --> | C21 ex BALLYRAINE | BALLYRAINE: T41∥T42 | LETTERKENNY |  | 54.9847 | -7.7231
MV/LV Substation ER***152Y | 10 kV | 400V(3ph) & 230V(single ph) | LV | 50 kVA :Pole Substation | 0.05 | --> | 0.05 | 0 | 0 | Constrained,otherwise capacity available =44kVA. | --> | 0.047 | 0 | 0 | 0 | 0 | 0 | 0 | Constrained,otherwise capacity available =50kW. | --> | C18 ex RATHDOWNEY | RATHDOWNEY: T42 | IKERRIN |  | 52.8511 | -7.6774
MV/LV Substation ER***168X | 20 kV | 400V(3ph) & 230V(single ph) | LV | 200 kVA :Kiosk Substation | 0.2 | --> | 0.2 | 0.2 | 1.1 |  | --> | 0.19 | 0 | 0 | 0 | 0 | 0 | 0 | Constrained,otherwise capacity available =200kW. | --> | E12 ex BELMULLET | BELMULLET: T421 | BELLACORICK |  | 54.2163 | -9.9853
MV/LV Substation ER***198Z | 10 kV | 400V(3ph) & 230V(single ph) | LV | 1000 kVA :Building Structure | 1 | --> | 1 | 0 | 0 | Constrained,otherwise capacity available =500kVA. | --> | 0.95 | 0 | 0 | 0 | 0 | 0.5 | 0 |  | --> | C18 ex ROCHES STREET | ROCHES STREET: T42 | LIMERICK |  | 52.6623 | -8.6258
MV/LV Substation ER***227X | 20 kV | 400V(3ph) & 230V(single ph) | LV | 200 kVA :Kiosk Substation | 0.2 | --> | 0.2 | 0.179 | 4.4 |  | --> | 0.19 | 0 | 0 | 0 | 0 | 0.203 | 0 |  | --> | E16 ex MOHILL | MOHILL: T421∥T422 | CARRICK ON SHANNON |  | 53.9036 | -7.8399
MV/LV Substation ER***276X | 10 kV | 400V(3ph) & 230V(single ph) | LV | 50 kVA :Pole Substation | 0.05 | --> | 0.05 | 0.033 | 3.2 |  | --> | 0.047 | 0 | 0 | 0 | 0.003 | 0.048 | 0 |  | --> | C16 ex BOYLE | BOYLE: T41∥T42 | CARRICK ON SHANNON |  | 53.9817 | -8.283
MV/LV Substation ER***319 | 20 kV | 400V(3ph) & 230V(single ph) | LV | 50 kVA :Pole Substation | 0.05 | --> | 0.05 | 0 | 0 | Constrained,otherwise capacity available =50kVA. | --> | 0.047 | 0 | 0 | 0 | 0 | 0 | 0 | Constrained,otherwise capacity available =49kW. | --> | E24 ex BIRR | BIRR: T422 | DALLOW |  | 53.1241 | -7.8752
MV/LV Substation ER***4048 | 20 kV | 400V(3ph) & 230V(single ph) | LV | 50 kVA :Pole Substation | 0.05 | --> | 0.05 | 0.05 | 1.1 |  | --> | 0.047 | 0 | 0 | 0 | 0 | 0 | 0 | Constrained,otherwise capacity available =49kW. | --> | E17 ex BELMULLET | BELMULLET: T421 | BELLACORICK |  | 54.2306 | -10.0309
MV/LV Substation ER***4098 | 10 kV | 400V(3ph) & 230V(single ph) | LV | 100 kVA :Pole Substation | 0.1 | --> | 0.1 | 0 | 0 | Constrained,otherwise capacity available =77kVA. | --> | 0.095 | 0 | 0 | 0 | 0.008 | 0.094 | 0 |  | --> | C16 ex CLONES | CLONES: T41∥T42 | SHANKILL |  | 54.1851 | -7.2406
MV/LV Substation ER***412 | 10 kV | 400V(3ph) & 230V(single ph) | LV | 400 kVA :Kiosk Substation | 0.4 | --> | 0.4 | 0 | 0 | Constrained,otherwise capacity available =125kVA. | --> | 0.38 | 0 | 0 | 0 | 0.018 | 0.422 | 0 |  | --> | C31 ex INCHICORE CENTRAL | INCHICORE CENTRAL: T45 | INCHICORE 220KV |  | 53.3263 | -6.3216
MV/LV Substation ER***4133 | 10 kV | 400V(3ph) & 230V(single ph) | LV | 400 kVA :Building Structure | 0.4 | --> | 0.4 | 0.116 | 2.4 |  | --> | 0.38 | 0 | 0 | 0 | 0 | 0.442 | 0 |  | --> | C20 ex BUSHFIELD | BUSHFIELD: T42 | ATHLONE |  | 53.4294 | -7.8993
MV/LV Substation ER***427 | 10 kV | 400V(3ph) & 230V(single ph) | LV | 50 kVA :Pole Substation | 0.05 | --> | 0.05 | 0 | 0 | Constrained,otherwise capacity available =50kVA. | --> | 0.047 | 0 | 0 | 0 | 0 | 0.049 | 0 |  | --> | C19 ex RECESS | RECESS: T41 | GALWAY 110KV |  | 53.3874 | -9.9279
MV/LV Substation ER***434 | 10 kV | 400V(3ph) & 230V(single ph) | LV | 630 kVA :Kiosk Substation | 0.63 | --> | 0.63 | 0.459 | 5 |  | --> | 0.598 | 0 | 0 | 0 | 0.008 | 0.5 | 0 |  | --> | C13 ex CRUMLIN | CRUMLIN: T41 | INCHICORE 220KV |  | 53.3296 | -6.324
MV/LV Substation ER***4365 | 20 kV | 400V(3ph) & 230V(single ph) | LV | 400 kVA :Kiosk Substation | 0.4 | --> | 0.4 | 0.4 | 2.3 |  | --> | 0.38 | 0 | 0 | 0 | 0 | 0.4 | 0 |  | --> | C17 ex GILLOGUE | GILLOGUE: T41∥T42 | ARDNACRUSHA |  | 52.7217 | -8.5545
MV/LV Substation ER***438 | 10 kV | 400V(3ph) & 230V(single ph) | LV | 400 kVA :Building Structure | 0.4 | --> | 0.4 | 0.17 | 6.7 |  | --> | 0.38 | 0 | 0 | 0 | 0 | 0.435 | 0 |  | --> | C13 ex LIBERTY STREET | LIBERTY STREET: T101 | LIBERTY STREET |  | 51.8975 | -8.4713
MV/LV Substation ER***441Y | 10 kV | 400V(3ph) & 230V(single ph) | LV | 400 kVA :Building Structure | 0.4 | --> | 0.4 | 0.226 | 3.1 |  | --> | 0.38 | 0 | 0 | 0 | 0.054 | 0.369 | 0 |  | --> | C13 ex ERRIGAL | ERRIGAL: T41 | SHANKILL |  | 54.0649 | -7.1028
MV/LV Substation ER***443 | 10 kV | 400V(3ph) & 230V(single ph) | LV | 200 kVA :Pole Substation | 0.2 | --> | 0.2 | 0.079 | 3.9 |  | --> | 0.19 | 0 | 0 | 0 | 0.004 | 0 | 0 | Constrained,otherwise capacity available =214kW. | --> | C15 ex DERRYBEG | DERRYBEG: T41∥T42 | ARDNAGAPPARY |  | 55.0774 | -8.2913
MV/LV Substation ER***523Z | 10 kV | 400V(3ph) & 230V(single ph) | LV | 400 kVA :Kiosk Substation | 0.4 | --> | 0.4 | 0 | 0 | Constrained,otherwise capacity available =275kVA. | --> | 0.38 | 0 | 0 | 0 | 0 | 0.419 | 0 |  | --> | C20 ex COLLEGE PARK | COLLEGE PARK: T102 | COLLEGE PARK |  | 53.3918 | -6.3677
MV/LV Substation ER***524Y | 20 kV | 400V(3ph) & 230V(single ph) | LV | 630 kVA :Building Structure | 0.63 | --> | 0.63 | 0 | 0 | Constrained,otherwise capacity available =500kVA. | --> | 0.598 | 0 | 0 | 0 | 0 | 0.5 | 0 |  | --> | E18 ex COLLOONEY | COLLOONEY: T422 | SLIGO |  | 54.1784 | -8.4831
MV/LV Substation ER***531X | 10 kV | 400V(3ph) & 230V(single ph) | LV | 50 kVA :Pole Substation | 0.05 | --> | 0.05 | 0 | 0 | Constrained,otherwise capacity available =37kVA. | --> | 0.047 | 0 | 0 | 0 | 0 | 0 | 0 | Constrained,otherwise capacity available =51kW. | --> | C18 ex RATHDOWNEY | RATHDOWNEY: T42 | IKERRIN |  | 52.8608 | -7.6753
MV/LV Substation ER***552X | 10 kV | 400V(3ph) & 230V(single ph) | LV | 630 kVA :Kiosk Substation | 0.63 | --> | 0.63 | 0.5 | 3 |  | --> | 0.598 | 0 | 0 | 0 | 0.003 | 0.5 | 0 |  | --> | C11 ex CROSSMOLINA | CROSSMOLINA: T41∥T42 | MOY |  | 54.0999 | -9.3244
MV/LV Substation ER***560Y | 20 kV | 400V(3ph) & 230V(single ph) | LV | 400 kVA :Kiosk Substation | 0.4 | --> | 0.4 | 0 | 0 | Constrained,otherwise capacity available =274kVA. | --> | 0.38 | 0 | 0 | 0 | 0 | 0.419 | 0 |  | --> | E17 ex CAVAN | CAVAN: T421 | SHANKILL |  | 54.099 | -7.4289
MV/LV Substation ER***567Y | 20 kV | 400V(3ph) & 230V(single ph) | LV | 50 kVA :Pole Substation | 0.05 | --> | 0.05 | 0 | 0 | Constrained,otherwise capacity available =50kVA. | --> | 0.047 | 0 | 0 | 0 | 0 | 0.049 | 0 |  | --> | E17 ex CAVAN | CAVAN: T421 | SHANKILL |  | 54.0984 | -7.4477
MV/LV Substation ER***616 | 10 kV | 400V(3ph) & 230V(single ph) | LV | 200 kVA :Pole Substation | 0.2 | --> | 0.2 | 0.199 | 3 |  | --> | 0.19 | 0 | 0 | 0 | 0 | 0.2 | 0 |  | --> | C11 ex CROSSMOLINA | CROSSMOLINA: T41∥T42 | MOY |  | 54.0535 | -9.2871
MV/LV Substation ER***622Y | 10 kV | 400V(3ph) & 230V(single ph) | LV | 400 kVA :Building Structure | 0.4 | --> | 0.4 | 0.337 | 3.5 |  | --> | 0.38 | 0 | 0 | 0 | 0 | 0 | 0 | Constrained,otherwise capacity available =409kW. | --> | C18 ex CASTLETOWNBERE | CASTLETOWNBERE: T42 | BALLYLICKY |  | 51.6474 | -9.9054
MV/LV Substation ER***666X | 20 kV | 400V(3ph) & 230V(single ph) | LV | 50 kVA :Pole Substation | 0.05 | --> | 0.05 | 0.048 | 1.3 |  | --> | 0.047 | 0 | 0 | 0 | 0 | 0.049 | 0 |  | --> | C16 ex ENNIS NORTH | ENNIS NORTH: T41∥T42 | ENNIS |  | 52.8709 | -9.0264
MV/LV Substation ER***667X | 10 kV | 400V(3ph) & 230V(single ph) | LV | 200 kVA :Kiosk Substation | 0.2 | --> | 0.2 | 0.164 | 15.8 |  | --> | 0.19 | 0 | 0 | 0 | 0.007 | 0.198 | 0 |  | --> | C16 ex CASTLEVIEW | CASTLEVIEW: T102 | CASTLEVIEW |  | 51.914 | -8.3637
MV/LV Substation ER***676X | 20 kV | 400V(3ph) & 230V(single ph) | LV | 50 kVA :Pole Substation | 0.05 | --> | 0.05 | 0.049 | 11.9 |  | --> | 0.047 | 0 | 0 | 0 | 0 | 0 | 0 | Constrained,otherwise capacity available =49kW. | --> | E16 ex WESTPORT | WESTPORT: T421∥T422 | CASTLEBAR |  | 53.6751 | -9.5453
MV/LV Substation ER***696X | 10 kV | 400V(3ph) & 230V(single ph) | LV | 200 kVA :Pole Substation | 0.2 | --> | 0.2 | 0.149 | 4.3 |  | --> | 0.19 | 0 | 0 | 0 | 0 | 0.207 | 0 |  | --> | C19 ex BAILIEBORO | BAILIEBORO: T41∥T42 | MEATH HILL |  | 53.8472 | -7.0602
MV/LV Substation ER***706Y | 10 kV | 400V(3ph) & 230V(single ph) | LV | 50 kVA :Pole Substation | 0.05 | --> | 0.05 | 0.037 | 1.4 |  | --> | 0.047 | 0 | 0 | 0 | 0 | 0 | 0 | Constrained,otherwise capacity available =51kW. | --> | C16 ex DEERPARK | DEERPARK: T41∥T42 | BALLYDINE |  | 52.3898 | -7.5425
MV/LV Substation ER***795X | 10 kV | 400V(3ph) & 230V(single ph) | LV | 100 kVA :Pole Substation | 0.1 | --> | 0.1 | 0.099 | 2.3 |  | --> | 0.095 | 0 | 0 | 0 | 0 | 0.1 | 0 |  | --> | C11 ex CASTLECOMER | CASTLECOMER: T41∥T42 | BALLYRAGGET |  | 52.7851 | -7.2121
MV/LV Substation ER***910X | 10 kV | 400V(3ph) & 230V(single ph) | LV | 50 kVA :Pole Substation | 0.05 | --> | 0.05 | 0 | 0 | Constrained,otherwise capacity available =50kVA. | --> | 0.047 | 0 | 0 | 0 | 0 | 0.049 | 0 |  | --> | C19 ex RECESS | RECESS: T41 | GALWAY 110KV |  | 53.3922 | -9.9304
MV/LV Substation ER***918 | 20 kV | 400V(3ph) & 230V(single ph) | LV | 50 kVA :Pole Substation | 0.05 | --> | 0.05 | 0 | 0 | Constrained,otherwise capacity available =42kVA. | --> | 0.047 | 0 | 0 | 0 | 0 | 0.05 | 0 |  | --> | C12 ex BALLYHAUNIS | BALLYHAUNIS: T41∥T42 | DALTON |  | 53.7566 | -8.776
MV/LV Substation ER***925 | 10 kV | 400V(3ph) & 230V(single ph) | LV | 50 kVA :Pole Substation | 0.05 | --> | 0.05 | 0 | 0 | Constrained,otherwise capacity available =48kVA. | --> | 0.047 | 0 | 0 | 0 | 0 | 0.049 | 0 |  | --> | C15 ex CULLION | CULLION: T41∥T42 | LETTERKENNY |  | 54.952 | -7.6179
MV/LV Substation ER***986 | 10 kV | 400V(3ph) & 230V(single ph) | LV | 400 kVA :Kiosk Substation | 0.4 | --> | 0.4 | 0.354 | 2.2 |  | --> | 0.38 | 0 | 0 | 0 | 0 | 0.407 | 0 |  | --> | C18 ex KINGSCOURT | KINGSCOURT: T42 | MEATH HILL |  | 53.9003 | -6.8017
MV/LV Substation ES***002 | 20 kV | 400V(3ph) & 230V(single ph) | LV | 100 kVA :Pole Substation | 0.1 | --> | 0.1 | 0.099 | 4.5 |  | --> | 0.095 | 0 | 0 | 0 | 0 | 0.1 | 0 |  | --> | E13 ex TELAYDON | TELAYDON: T421 | LISDRUM |  | 54.3059 | -7.1278
MV/LV Substation ES***004 | 10 kV | 400V(3ph) & 230V(single ph) | LV | 400 kVA :Kiosk Substation | 0.4 | --> | 0.4 | 0.33 | 1.3 |  | --> | 0.38 | 0 | 0 | 0 | 0 | 0.411 | 0 |  | --> | C21 ex TYMON | TYMON: T41 | COOKSTOWN |  | 53.2965 | -6.3581
MV/LV Substation ES***004 | 10 kV | 400V(3ph) & 230V(single ph) | LV | 400 kVA :Kiosk Substation | 0.4 | --> | 0.4 | 0.138 | 25.2 |  | --> | 0.38 | 0 | 0 | 0 | 0.015 | 0.423 | 0 |  | --> | C19 ex ARKLOW | ARKLOW: T101∥T102 | ARKLOW |  | 52.7952 | -6.1543
MV/LV Substation ES***013 | 20 kV | 400V(3ph) & 230V(single ph) | LV | 50 kVA :Pole Substation | 0.05 | --> | 0.05 | 0 | 0 | Constrained,otherwise capacity available =25kVA. | --> | 0.047 | 0 | 0 | 0 | 0 | 0.053 | 0 |  | --> | E23 ex ATHENRY | ATHENRY: T423 | GALWAY 110KV |  | 53.2821 | -8.6841
MV/LV Substation ES***020X | 20 kV | 400V(3ph) & 230V(single ph) | LV | 200 kVA :Pole Substation | 0.2 | --> | 0.2 | 0 | 0 | Constrained,otherwise capacity available =189kVA. | --> | 0.19 | 0 | 0 | 0 | 0 | 0.201 | 0 |  | --> | E17 ex DRUMLINE | DRUMLINE: T421∥T422 | DRUMLINE |  | 52.788 | -8.7523
MV/LV Substation ES***026 | 10 kV | 400V(3ph) & 230V(single ph) | LV | 630 kVA :Kiosk Substation | 0.63 | --> | 0.63 | 0 | 0 | Constrained,otherwise capacity available =500kVA. | --> | 0.598 | 0 | 0 | 0 | 0.003 | 0.5 | 0 |  | --> | C17 ex LOUGHREA | LOUGHREA: T41∥T42 | SOMERSET |  | 53.2021 | -8.5538
MV/LV Substation ES***028X | 10 kV | 400V(3ph) & 230V(single ph) | LV | 400 kVA :Kiosk Substation | 0.4 | --> | 0.4 | 0.315 | 3.6 |  | --> | 0.38 | 0 | 0 | 0 | 0.004 | 0.409 | 0 |  | --> | C21 ex BOGHALL ROAD | BOGHALL ROAD: T41 | FASSAROE |  | 53.199 | -6.0969
MV/LV Substation ES***033Z | 10 kV | 400V(3ph) & 230V(single ph) | LV | 400 kVA :Kiosk Substation | 0.4 | --> | 0.4 | 0 | 0 | Constrained,otherwise capacity available =122kVA. | --> | 0.38 | 0 | 0 | 0 | 0.021 | 0.419 | 0 |  | --> | C18 ex LUCAN EAST | LUCAN EAST: T41∥T42 | GRANGE CASTLE |  | 53.348 | -6.4336
MV/LV Substation ES***041 | 10 kV | 400V(3ph) & 230V(single ph) | LV | 400 kVA :Kiosk Substation | 0.4 | --> | 0.4 | 0.292 | 1.4 |  | --> | 0.38 | 0 | 0 | 0 | 0.013 | 0.402 | 0 |  | --> | E16 ex GARRANACANTY | GARRANACANTY: T422 | TIPPERARY |  | 52.4717 | -8.1562
MV/LV Substation ES***042 | 10 kV | 400V(3ph) & 230V(single ph) | LV | 630 kVA :Kiosk Substation | 0.63 | --> | 0.63 | 0 | 0 | Constrained,otherwise capacity available =352kVA. | --> | 0.598 | 0 | 0 | 0 | 0 | 0 | 0 | Constrained,otherwise capacity available =500kW. | --> | C19 ex PORTLAOISE | PORTLAOISE: T41 | PORTLAOISE |  | 53.0308 | -7.3016
MV/LV Substation ES***047X | 20 kV | 400V(3ph) & 230V(single ph) | LV | 50 kVA :Pole Substation | 0.05 | --> | 0.05 | 0.038 | 1.3 |  | --> | 0.047 | 0 | 0 | 0 | 0 | 0.051 | 0 |  | --> | C11 ex ENNIS NORTH | ENNIS NORTH: T41∥T42 | ENNIS |  | 52.9378 | -9.0629
MV/LV Substation ES***048 | 10 kV | 400V(3ph) & 230V(single ph) | LV | 1000 kVA :Kiosk Substation | 1 | --> | 1 | 0.5 | 0.9 |  | --> | 0.95 | 0 | 0 | 0 | 0 | 0.5 | 0 |  | --> | C14 ex MULGANNON | MULGANNON: T42 | WEXFORD |  | 52.34 | -6.4619
MV/LV Substation ES***050 | 10 kV | 400V(3ph) & 230V(single ph) | LV | 100 kVA :Pole Substation | 0.1 | --> | 0.1 | 0 | 0 | Constrained,otherwise capacity available =95kVA. | --> | 0.095 | 0 | 0 | 0 | 0 | 0.1 | 0 |  | --> | C17 ex CARRICKMACROSS | CARRICKMACROSS: T41 | MEATH HILL |  | 53.9727 | -6.6237
MV/LV Substation ES***060 | 10 kV | 400V(3ph) & 230V(single ph) | LV | 630 kVA :Building Structure | 0.63 | --> | 0.63 | 0.293 | 2.7 |  | --> | 0.598 | 0 | 0 | 0 | 0 | 0.5 | 0 |  | --> | C16 ex BALLYARD | BALLYARD: T41∥T42 | TRALEE |  | 52.2696 | -9.7019
MV/LV Substation ES***068 | 10 kV | 400V(3ph) & 230V(single ph) | LV | 400 kVA :Building Structure | 0.4 | --> | 0.4 | 0.316 | 11.3 |  | --> | 0.38 | 0 | 0 | 0 | 0 | 0.412 | 0 |  | --> | C18 ex CENTRAL PARK | CENTRAL PARK: T102 | CARRICKMINES |  | 53.2721 | -6.2101
MV/LV Substation ES***075X | 10 kV | 400V(3ph) & 230V(single ph) | LV | 630 kVA :Building Structure | 0.63 | --> | 0.63 | 0.441 | 1.8 |  | --> | 0.598 | 0 | 0 | 0 | 0 | 0.5 | 0 |  | --> | C19 ex DUNDRUM | DUNDRUM: T41 | BLACKROCK |  | 53.3032 | -6.2426
MV/LV Substation ES***082 | 10 kV | 400V(3ph) & 230V(single ph) | LV | 630 kVA :Building Structure | 0.63 | --> | 0.63 | 0.5 | 2.3 |  | --> | 0.598 | 0 | 0 | 0 | 0 | 0.5 | 0 |  | --> | C22 ex RINEANNA | RINEANNA: T41 | DRUMLINE |  | 52.69 | -8.9325
MV/LV Substation ES***085 | 10 kV | 400V(3ph) & 230V(single ph) | LV | 400 kVA :Kiosk Substation | 0.4 | --> | 0.4 | 0 | 0 | Constrained,otherwise capacity available =154kVA. | --> | 0.38 | 0 | 0 | 0 | 0 | 0.437 | 0 |  | --> | C12 ex COOLCORCORAN | COOLCORCORAN: T41∥T42 | KNOCKEARAGH |  | 52.0625 | -9.5107
MV/LV Substation ES***085Z | 10 kV | 400V(3ph) & 230V(single ph) | LV | 1000 kVA :Building Structure | 1 | --> | 1 | 0.5 | 1.6 |  | --> | 0.95 | 0 | 0 | 0 | 0 | 0.5 | 0 |  | --> | C22 ex BALLYMOUNT | BALLYMOUNT: T42 | INCHICORE 220KV |  | 53.3141 | -6.3633
MV/LV Substation ES***088Y | 10 kV | 400V(3ph) & 230V(single ph) | LV | 200 kVA :Kiosk Substation | 0.2 | --> | 0.2 | 0.158 | 7.7 |  | --> | 0.19 | 0 | 0 | 0 | 0 | 0.206 | 0 |  | --> | C20 ex GARRYCASTLE | GARRYCASTLE: T42 | ATHLONE |  | 53.4256 | -7.9021
MV/LV Substation ES***104 | 10 kV | 400V(3ph) & 230V(single ph) | LV | 400 kVA :Kiosk Substation | 0.4 | --> | 0.4 | 0 | 0 | Constrained,otherwise capacity available =271kVA. | --> | 0.38 | 0 | 0 | 0 | 0 | 0.419 | 0 |  | --> | C13 ex CRANMORE | CRANMORE: T41∥T42 | SLIGO |  | 54.2683 | -8.462
MV/LV Substation ES***108Y | 10 kV | 400V(3ph) & 230V(single ph) | LV | 400 kVA :Kiosk Substation | 0.4 | --> | 0.4 | 0.359 | 1.8 |  | --> | 0.38 | 0 | 0 | 0 | 0 | 0.406 | 0 |  | --> | C13 ex WATERFORD | WATERFORD: T41 | WATERFORD |  | 52.264 | -7.124
MV/LV Substation ES***115Z | 10 kV | 400V(3ph) & 230V(single ph) | LV | 200 kVA :Kiosk Substation | 0.2 | --> | 0.2 | 0 | 0 | Constrained,otherwise capacity available =200kVA. | --> | 0.19 | 0 | 0 | 0 | 0 | 0 | 0 | Constrained,otherwise capacity available =200kW. | --> | C18 ex BALLYCOOLIN | BALLYCOOLIN: T42 | FINGLAS |  | 53.4072 | -6.3594
MV/LV Substation ES***118Z | 10 kV | 400V(3ph) & 230V(single ph) | LV | 200 kVA :Kiosk Substation | 0.2 | --> | 0.2 | 0.178 | 2.2 |  | --> | 0.19 | 0 | 0 | 0 | 0 | 0 | 0 | Constrained,otherwise capacity available =203kW. | --> | C19 ex NEWCASTLEWEST | NEWCASTLEWEST: T41∥T42 | RATHKEALE |  | 52.4438 | -9.0391
MV/LV Substation ES***121X | 10 kV | 400V(3ph) & 230V(single ph) | LV | 630 kVA :Building Structure | 0.63 | --> | 0.63 | 0 | 0 | Constrained,otherwise capacity available =500kVA. | --> | 0.598 | 0 | 0 | 0 | 0.042 | 0.5 | 0 |  | --> | C22 ex GARRYOWEN | GARRYOWEN: T42 | LIMERICK |  | 52.6512 | -8.5869
MV/LV Substation ES***123 | 10 kV | 400V(3ph) & 230V(single ph) | LV | 400 kVA :Building Structure | 0.4 | --> | 0.4 | 0.168 | 2.8 |  | --> | 0.38 | 0 | 0 | 0 | 0 | 0.435 | 0 |  | --> | C11 ex RINEANNA | RINEANNA: T42 | DRUMLINE |  | 52.7092 | -8.8788
MV/LV Substation ES***127Z | 10 kV | 400V(3ph) & 230V(single ph) | LV | 400 kVA :Kiosk Substation | 0.4 | --> | 0.4 | 0 | 0 | Constrained,otherwise capacity available =290kVA. | --> | 0.38 | 0 | 0 | 0 | 0 | 0.417 | 0 |  | --> | C12 ex SEMPERIT | SEMPERIT: T42 | GRANGE CASTLE |  | 53.3458 | -6.3703
MV/LV Substation ES***137 | 20 kV | 400V(3ph) & 230V(single ph) | LV | 50 kVA :Pole Substation | 0.05 | --> | 0.05 | 0.04 | 5.3 |  | --> | 0.047 | 0 | 0 | 0 | 0 | 0.051 | 0 |  | --> | C14 ex SMEARLA | SMEARLA: T42 | TRIEN |  | 52.5678 | -9.373
MV/LV Substation ES***141 | 10 kV | 400V(3ph) & 230V(single ph) | LV | 100 kVA :Pole Substation | 0.1 | --> | 0.1 | 0.057 | 5.6 |  | --> | 0.095 | 0 | 0 | 0 | 0 | 0.106 | 0 |  | --> | E11 ex CRANE | CRANE: T122 | CRANE |  | 52.519 | -6.5626
MV/LV Substation ES***147Y | 10 kV | 400V(3ph) & 230V(single ph) | LV | 400 kVA :Building Structure | 0.4 | --> | 0.4 | 0.333 | 4.7 |  | --> | 0.38 | 0 | 0 | 0 | 0 | 0.41 | 0 |  | --> | C14 ex CENTRE PARK ROAD | MARINA: T106 | MARINA |  | 51.897 | -8.4571
MV/LV Substation ES***148Y | 10 kV | 400V(3ph) & 230V(single ph) | LV | 50 kVA :Pole Substation | 0.05 | --> | 0.05 | 0.03 | 3.3 |  | --> | 0.047 | 0 | 0 | 0 | 0.004 | 0.048 | 0 |  | --> | E16 ex CRATLOE | CRATLOE: T421∥T422 | ARDNACRUSHA |  | 52.7276 | -8.7059
MV/LV Substation ES***153 | 20 kV | 400V(3ph) & 230V(single ph) | LV | 50 kVA :Pole Substation | 0.05 | --> | 0.05 | 0.043 | 5.3 |  | --> | 0.047 | 0 | 0 | 0 | 0 | 0.05 | 0 |  | --> | C14 ex SMEARLA | SMEARLA: T42 | TRIEN |  | 52.5707 | -9.3839
MV/LV Substation ES***168X | 10 kV | 400V(3ph) & 230V(single ph) | LV | 400 kVA :Kiosk Substation | 0.4 | --> | 0.4 | 0.399 | 11.3 |  | --> | 0.38 | 0 | 0 | 0 | 0 | 0.4 | 0 |  | --> | C18 ex CENTRAL PARK | CENTRAL PARK: T102 | CARRICKMINES |  | 53.2714 | -6.2108
MV/LV Substation ES***179X | 20 kV | 400V(3ph) & 230V(single ph) | LV | 50 kVA :Pole Substation | 0.05 | --> | 0.05 | 0 | 0 | Constrained,otherwise capacity available =41kVA. | --> | 0.047 | 0 | 0 | 0 | 0 | 0.05 | 0 |  | --> | E12 ex FINEA | FINEA: T421∥T422 | SHANKILL |  | 53.7947 | -7.4066
MV/LV Substation ES***187X | 10 kV | 400V(3ph) & 230V(single ph) | LV | 100 kVA :Pole Substation | 0.1 | --> | 0.1 | 0.086 | 4.2 |  | --> | 0.095 | 0 | 0 | 0 | 0 | 0 | 0 | Constrained,otherwise capacity available =101kW. | --> | C13 ex BUNDORAN | BUNDORAN: T41∥T42 | CATHALEENS FALL |  | 54.473 | -8.2662
MV/LV Substation ES***193Y | 20 kV | 400V(3ph) & 230V(single ph) | LV | 400 kVA :Kiosk Substation | 0.4 | --> | 0.4 | 0 | 0 | Constrained,otherwise capacity available =400kVA. | --> | 0.38 | 0 | 0 | 0 | 0 | 0.372 | 0 | Constrained,otherwise capacity available =400kW. | --> | C11 ex TIMOLEAGUE | TIMOLEAGUE: T41 | BANDON |  | 51.6329 | -8.6998
MV/LV Substation ES***199 | 10 kV | 400V(3ph) & 230V(single ph) | LV | 200 kVA :Building Structure | 0.2 | --> | 0.2 | 0.065 | 2.9 |  | --> | 0.19 | 0 | 0 | 0 | 0 | 0.22 | 0 |  | --> | C18 ex SANDYFORD | SANDYFORD: T42 | CARRICKMINES |  | 53.2727 | -6.2105
MV/LV Substation ES***203Z | 10 kV | 400V(3ph) & 230V(single ph) | LV | 200 kVA :Kiosk Substation | 0.2 | --> | 0.2 | 0 | 0 | Constrained,otherwise capacity available =109kVA. | --> | 0.19 | 0 | 0 | 0 | 0.014 | 0.199 | 0 |  | --> | C18 ex LUCAN EAST | LUCAN EAST: T41∥T42 | GRANGE CASTLE |  | 53.3548 | -6.4317
MV/LV Substation ES***209Y | 10 kV | 400V(3ph) & 230V(single ph) | LV | 200 kVA :Kiosk Substation | 0.2 | --> | 0.2 | 0.164 | 25.2 |  | --> | 0.19 | 0 | 0 | 0 | 0 | 0.205 | 0 |  | --> | C18 ex ARKLOW | ARKLOW: T101∥T102 | ARKLOW |  | 52.8155 | -6.1467
MV/LV Substation ES***210X | 10 kV | 400V(3ph) & 230V(single ph) | LV | 630 kVA :Kiosk Substation | 0.63 | --> | 0.63 | 0 | 0 | Constrained,otherwise capacity available =500kVA. | --> | 0.598 | 0 | 0 | 0 | 0.021 | 0.5 | 0 |  | --> | C18 ex LUCAN EAST | LUCAN EAST: T41∥T42 | GRANGE CASTLE |  | 53.3522 | -6.4329
MV/LV Substation ES***233 | 10 kV | 400V(3ph) & 230V(single ph) | LV | 630 kVA :Building Structure | 0.63 | --> | 0.63 | 0 | 0 | Constrained,otherwise capacity available =354kVA. | --> | 0.598 | 0 | 0 | 0 | 0 | 0.5 | 0 |  | --> | C17 ex MONEENAGEISHA | MONEENAGEISHA: T41 | GALWAY 110KV |  | 53.2838 | -9.0412
MV/LV Substation ES***260Z | 10 kV | 400V(3ph) & 230V(single ph) | LV | 50 kVA :Pole Substation | 0.05 | --> | 0.05 | 0.039 | 5.5 |  | --> | 0.047 | 0 | 0 | 0 | 0 | 0.051 | 0 |  | --> | C18 ex LOUGHSHINNY | LOUGHSHINNY: T42 | GLASMORE |  | 53.5338 | -6.1137
MV/LV Substation ES***263 | 10 kV | 400V(3ph) & 230V(single ph) | LV | 630 kVA :Kiosk Substation | 0.63 | --> | 0.63 | 0.5 | 1.5 |  | --> | 0.598 | 0 | 0 | 0 | 0 | 0.5 | 0 |  | --> | C11 ex DERRYCRAMPH | DERRYCRAMPH: T41∥T42 | SHANKILL |  | 53.972 | -7.3549
MV/LV Substation ES***264Y | 10 kV | 400V(3ph) & 230V(single ph) | LV | 100 kVA :Pole Substation | 0.1 | --> | 0.1 | 0 | 0 | Constrained,otherwise capacity available =100kVA. | --> | 0.095 | 0 | 0 | 0 | 0 | 0.1 | 0 |  | --> | C17 ex CASTLETROY | CASTLETROY: T41∥T42 | ARDNACRUSHA |  | 52.6742 | -8.5512
MV/LV Substation ES***272 | 20 kV | 400V(3ph) & 230V(single ph) | LV | 100 kVA :Pole Substation | 0.1 | --> | 0.1 | 0.078 | 5.3 |  | --> | 0.095 | 0 | 0 | 0 | 0.004 | 0.098 | 0 |  | --> | C14 ex SMEARLA | SMEARLA: T42 | TRIEN |  | 52.5727 | -9.3811
MV/LV Substation ES***281Z | 10 kV | 400V(3ph) & 230V(single ph) | LV | 400 kVA :Kiosk Substation | 0.4 | --> | 0.4 | 0 | 0 | Constrained,otherwise capacity available =290kVA. | --> | 0.38 | 0 | 0 | 0 | 0.028 | 0.387 | 0 |  | --> | C12 ex LUCAN EAST | LUCAN EAST: T41∥T42 | GRANGE CASTLE |  | 53.3541 | -6.4434
MV/LV Substation ES***290X | 10 kV | 400V(3ph) & 230V(single ph) | LV | 50 kVA :Pole Substation | 0.05 | --> | 0.05 | 0.046 | 3.4 |  | --> | 0.047 | 0 | 0 | 0 | 0 | 0 | 0 | Constrained,otherwise capacity available =49kW. | --> | C17 ex BALLYSHANNON | BALLYSHANNON: T41∥T42 | CATHALEENS FALL |  | 54.4977 | -8.1754
MV/LV Substation ES***301Z | 10 kV | 400V(3ph) & 230V(single ph) | LV | 400 kVA :Kiosk Substation | 0.4 | --> | 0.4 | 0.241 | 9.6 |  | --> | 0.38 | 0 | 0 | 0 | 0 | 0.424 | 0 |  | --> | C28 ex ARTANE | ARTANE: T102 | FINGLAS |  | 53.382 | -6.2078
MV/LV Substation ES***314X | 20 kV | 400V(3ph) & 230V(single ph) | LV | 50 kVA :Pole Substation | 0.05 | --> | 0.05 | 0.05 | 2.3 |  | --> | 0.047 | 0 | 0 | 0 | 0 | 0.049 | 0 |  | --> | C17 ex GILLOGUE | GILLOGUE: T41∥T42 | ARDNACRUSHA |  | 52.7249 | -8.5572
MV/LV Substation ES***346X | 10 kV | 400V(3ph) & 230V(single ph) | LV | 400 kVA :Kiosk Substation | 0.4 | --> | 0.4 | 0 | 0 | Constrained,otherwise capacity available =251kVA. | --> | 0.38 | 0 | 0 | 0 | 0.028 | 0.393 | 0 |  | --> | C18 ex MOUNTGORRY | MOUNTGORRY: T42 | GRANGE (DR) |  | 53.4529 | -6.1835
MV/LV Substation ES***355X | 10 kV | 400V(3ph) & 230V(single ph) | LV | 200 kVA :Kiosk Substation | 0.2 | --> | 0.2 | 0 | 0 | Constrained,otherwise capacity available =149kVA. | --> | 0.19 | 0 | 0 | 0 | 0.006 | 0.201 | 0 |  | --> | C16 ex BALLYHAUNIS | BALLYHAUNIS: T41∥T42 | DALTON |  | 53.7599 | -8.7559
MV/LV Substation ES***358Y | 20 kV | 400V(3ph) & 230V(single ph) | LV | 50 kVA :Pole Substation | 0.05 | --> | 0.05 | 0.036 | 3.6 |  | --> | 0.047 | 0 | 0 | 0 | 0 | 0.051 | 0 |  | --> | E15 ex JENKINSTOWN | JENKINSTOWN: T421∥T422 | DUNDALK |  | 54.0421 | -6.381
MV/LV Substation ES***374Z | 10 kV | 400V(3ph) & 230V(single ph) | LV | 100 kVA :Pole Substation | 0.1 | --> | 0.1 | 0.055 | 6.3 |  | --> | 0.095 | 0 | 0 | 0 | 0 | 0.106 | 0 |  | --> | C12 ex KILBARRY | KILBARRY: T43 | KILBARRY |  | 51.9208 | -8.4742
MV/LV Substation ES***388X | 20 kV | 400V(3ph) & 230V(single ph) | LV | 50 kVA :Pole Substation | 0.05 | --> | 0.05 | 0.048 | 5.4 |  | --> | 0.047 | 0 | 0 | 0 | 0 | 0.049 | 0 |  | --> | E14 ex MOY | MOY: T421∥T422 | MOY |  | 54.1902 | -9.213
MV/LV Substation ES***393Y | 10 kV | 400V(3ph) & 230V(single ph) | LV | 200 kVA :Kiosk Substation | 0.2 | --> | 0.2 | 0 | 0 | Constrained,otherwise capacity available =106kVA. | --> | 0.19 | 0 | 0 | 0 | 0.007 | 0.205 | 0 |  | --> | C18 ex CAVAN | CAVAN: T42 | SHANKILL |  | 54.0014 | -7.3589
MV/LV Substation ES***4010 | 10 kV | 400V(3ph) & 230V(single ph) | LV | 630 kVA :Kiosk Substation | 0.63 | --> | 0.63 | 0.5 | 11.5 |  | --> | 0.598 | 0 | 0 | 0 | 0 | 0.5 | 0 |  | --> | C22 ex BALLYBEG | BALLYBEG: T102 | CARRICKMINES |  | 52.9808 | -6.0421
MV/LV Substation ES***404Y | 10 kV | 400V(3ph) & 230V(single ph) | LV | 400 kVA :Kiosk Substation | 0.4 | --> | 0.4 | 0.32 | 15.8 |  | --> | 0.38 | 0 | 0 | 0 | 0.008 | 0.404 | 0 |  | --> | C26 ex CASTLEVIEW | CASTLEVIEW: T102 | CASTLEVIEW |  | 51.8877 | -8.3956
MV/LV Substation ES***4060 | 10 kV | 400V(3ph) & 230V(single ph) | LV | 100 kVA :Pole Substation | 0.1 | --> | 0.1 | 0.1 | 3.4 |  | --> | 0.095 | 0 | 0 | 0 | 0 | 0 | 0 | Constrained,otherwise capacity available =100kW. | --> | C17 ex BALLYSHANNON | BALLYSHANNON: T41∥T42 | CATHALEENS FALL |  | 54.4981 | -8.1751
MV/LV Substation ES***4077 | 20 kV | 400V(3ph) & 230V(single ph) | LV | 50 kVA :Pole Substation | 0.05 | --> | 0.05 | 0.047 | 2.3 |  | --> | 0.047 | 0 | 0 | 0 | 0 | 0.049 | 0 |  | --> | E14 ex BLESSINGTON | BLESSINGTON: T422 | KILTEEL |  | 53.1203 | -6.5909
MV/LV Substation ES***407Z | 20 kV | 400V(3ph) & 230V(single ph) | LV | 200 kVA :Kiosk Substation | 0.2 | --> | 0.2 | 0.178 | 2.8 |  | --> | 0.19 | 0 | 0 | 0 | 0.014 | 0.188 | 0 |  | --> | E12 ex LONGFORD | LONGFORD: T422 | RICHMOND |  | 53.8231 | -7.7665
MV/LV Substation ES***408 | 20 kV | 400V(3ph) & 230V(single ph) | LV | 100 kVA :Pole Substation | 0.1 | --> | 0.1 | 0 | 0 | Constrained,otherwise capacity available =100kVA. | --> | 0.095 | 0 | 0 | 0 | 0 | 0.1 | 0 |  | --> | E23 ex ATHENRY | ATHENRY: T423 | GALWAY 110KV |  | 53.2841 | -8.6695
MV/LV Substation ES***4095 | 10 kV | 400V(3ph) & 230V(single ph) | LV | 50 kVA :Pole Substation | 0.05 | --> | 0.05 | 0.015 | 1.2 |  | --> | 0.047 | 0 | 0 | 0 | 0 | 0.054 | 0 |  | --> | C11 ex SRAH | SRAH: T41∥T42 | THORNSBERRY |  | 53.2808 | -7.5105
MV/LV Substation ES***409Y | 10 kV | 400V(3ph) & 230V(single ph) | LV | 200 kVA :Kiosk Substation | 0.2 | --> | 0.2 | 0 | 0 | Constrained,otherwise capacity available =143kVA. | --> | 0.19 | 0 | 0 | 0 | 0.014 | 0 | 0 | Constrained,otherwise capacity available =193kW. | --> | C15 ex MOUNTMELLICK | MOUNTMELLICK: T41∥T42 | PORTLAOISE |  | 53.1077 | -7.3279
MV/LV Substation ES***4117 | 10 kV | 400V(3ph) & 230V(single ph) | LV | 400 kVA :Kiosk Substation | 0.4 | --> | 0.4 | 0 | 0 | Constrained,otherwise capacity available =400kVA. | --> | 0.38 | 0 | 0 | 0 | 0 | 0.4 | 0 |  | --> | C24 ex UNIDARE | UNIDARE: T42 | FINGLAS |  | 53.3995 | -6.3009
MV/LV Substation ES***4126 | 10 kV | 400V(3ph) & 230V(single ph) | LV | 400 kVA :Kiosk Substation | 0.4 | --> | 0.4 | 0.224 | 1.5 |  | --> | 0.38 | 0 | 0 | 0 | 0.025 | 0.4 | 0 |  | --> | C17 ex SALLINS | SALLINS: T41 | GRIFFINRATH |  | 53.2986 | -6.6945
MV/LV Substation ES***422X | 10 kV | 400V(3ph) & 230V(single ph) | LV | 630 kVA :Building Structure | 0.63 | --> | 0.63 | 0 | 0 | Constrained,otherwise capacity available =437kVA. | --> | 0.598 | 0 | 0 | 0 | 0 | 0.5 | 0 |  | --> | C15 ex LUCAN EAST | LUCAN EAST: T41∥T42 | GRANGE CASTLE |  | 53.3506 | -6.4387
MV/LV Substation ES***4237 | 20 kV | 400V(3ph) & 230V(single ph) | LV | 50 kVA :Pole Substation | 0.05 | --> | 0.05 | 0.05 | 2.7 |  | --> | 0.047 | 0 | 0 | 0 | 0 | 0.049 | 0 |  | --> | E17 ex LONGFORD | LONGFORD: T421 | RICHMOND |  | 53.7802 | -7.6962
MV/LV Substation ES***424Z | 10 kV | 400V(3ph) & 230V(single ph) | LV | 200 kVA :Kiosk Substation | 0.2 | --> | 0.2 | 0 | 0 | Constrained,otherwise capacity available =184kVA. | --> | 0.19 | 0 | 0 | 0 | 0 | 0.202 | 0 |  | --> | C18 ex MOUNTGORRY | MOUNTGORRY: T42 | GRANGE (DR) |  | 53.4514 | -6.1843
MV/LV Substation ES***431X | 10 kV | 400V(3ph) & 230V(single ph) | LV | 200 kVA :Kiosk Substation | 0.2 | --> | 0.2 | 0.174 | 4.6 |  | --> | 0.19 | 0 | 0 | 0 | 0 | 0.203 | 0 |  | --> | C21 ex BALLYRAINE | BALLYRAINE: T41∥T42 | LETTERKENNY |  | 54.9567 | -7.7138
MV/LV Substation ES***431Z | 10 kV | 400V(3ph) & 230V(single ph) | LV | 400 kVA :Kiosk Substation | 0.4 | --> | 0.4 | 0 | 0 | Constrained,otherwise capacity available =371kVA. | --> | 0.38 | 0 | 0 | 0 | 0 | 0.403 | 0 |  | --> | C20 ex BALGADDY | BALGADDY: T42 | GRANGE CASTLE |  | 53.3494 | -6.4384
MV/LV Substation ES***4326 | 10 kV | 400V(3ph) & 230V(single ph) | LV | 50 kVA :Pole Substation | 0.05 | --> | 0.05 | 0.05 | 2.4 |  | --> | 0.047 | 0 | 0 | 0 | 0 | 0.049 | 0 |  | --> | C18 ex BUSHFIELD | BUSHFIELD: T42 | ATHLONE |  | 53.4294 | -7.9021
MV/LV Substation ES***4327 | 20 kV | 400V(3ph) & 230V(single ph) | LV | 630 kVA :Building Structure | 0.63 | --> | 0.63 | 0.5 | 1.5 |  | --> | 0.598 | 0 | 0 | 0 | 0 | 0.5 | 0 |  | --> | C17 ex MOUNT MISERY | MOUNT MISERY: T41 | WATERFORD |  | 52.2876 | -7.0613
MV/LV Substation ES***432X | 20 kV | 400V(3ph) & 230V(single ph) | LV | 100 kVA :Pole Substation | 0.1 | --> | 0.1 | 0 | 0 | Constrained,otherwise capacity available =39kVA. | --> | 0.095 | 0 | 0 | 0 | 0.003 | 0.105 | 0 |  | --> | E20 ex EDENDERRY | EDENDERRY: T421∥T422 | BLAKE |  | 53.3541 | -7.2001
MV/LV Substation ES***4354 | 10 kV | 400V(3ph) & 230V(single ph) | LV | 400 kVA :Kiosk Substation | 0.4 | --> | 0.4 | 0 | 0 | Constrained,otherwise capacity available =400kVA. | --> | 0.38 | 0 | 0 | 0 | 0 | 0.4 | 0 |  | --> | C23 ex ATHLONE | ATHLONE: T41 | ATHLONE |  | 53.4319 | -7.9408
MV/LV Substation ES***444Z | 10 kV | 400V(3ph) & 230V(single ph) | LV | 100 kVA :Pole Substation | 0.1 | --> | 0.1 | 0.1 | 2.4 |  | --> | 0.095 | 0 | 0 | 0 | 0 | 0.1 | 0 |  | --> | C12 ex BALLYMAHON | BALLYMAHON: T41∥T42 | ATHLONE |  | 53.5872 | -7.8971
MV/LV Substation ES***457X | 10 kV | 400V(3ph) & 230V(single ph) | LV | 200 kVA :Building Structure | 0.2 | --> | 0.2 | 0 | 0 | Constrained,otherwise capacity available =164kVA. | --> | 0.19 | 0 | 0 | 0 | 0 | 0.205 | 0 |  | --> | C15 ex LUCAN EAST | LUCAN EAST: T41∥T42 | GRANGE CASTLE |  | 53.3479 | -6.4491
MV/LV Substation ES***458Z | 20 kV | 400V(3ph) & 230V(single ph) | LV | 50 kVA :Pole Substation | 0.05 | --> | 0.05 | 0.029 | 3 |  | --> | 0.047 | 0 | 0 | 0 | 0 | 0.052 | 0 |  | --> | C18 ex LOUGHANALLA | LOUGHANALLA: T41∥T42 | MULLINGAR |  | 53.6851 | -7.2948
MV/LV Substation ES***486Z | 20 kV | 400V(3ph) & 230V(single ph) | LV | 50 kVA :Pole Substation | 0.05 | --> | 0.05 | 0.038 | 2.7 |  | --> | 0.047 | 0 | 0 | 0 | 0 | 0.051 | 0 |  | --> | E17 ex LONGFORD | LONGFORD: T421 | RICHMOND |  | 53.7756 | -7.7263
MV/LV Substation ES***490 | 20 kV | 400V(3ph) & 230V(single ph) | LV | 50 kVA :Pole Substation | 0.05 | --> | 0.05 | 0 | 0 | Constrained,otherwise capacity available =36kVA. | --> | 0.047 | 0 | 0 | 0 | 0.007 | 0.043 | 0 |  | --> | E23 ex ATHENRY | ATHENRY: T423 | GALWAY 110KV |  | 53.2782 | -8.6835
MV/LV Substation ES***506Y | 20 kV | 400V(3ph) & 230V(single ph) | LV | 630 kVA :Building Structure | 0.63 | --> | 0.63 | 0 | 0 | Constrained,otherwise capacity available =500kVA. | --> | 0.598 | 0 | 0 | 0 | 0 | 0.5 | 0 |  | --> | E20 ex EDENDERRY | EDENDERRY: T421∥T422 | BLAKE |  | 53.359 | -7.2144
MV/LV Substation ES***526Y | 10 kV | 400V(3ph) & 230V(single ph) | LV | 200 kVA :Kiosk Substation | 0.2 | --> | 0.2 | 0.123 | 3.7 |  | --> | 0.19 | 0 | 0 | 0 | 0.007 | 0.204 | 0 |  | --> | C12 ex BALLINASLOE | BALLINASLOE: T41∥T42 | SOMERSET |  | 53.3247 | -8.2282
MV/LV Substation ES***564Y | 10 kV | 400V(3ph) & 230V(single ph) | LV | 50 kVA :Pole Substation | 0.05 | --> | 0.05 | 0.027 | 1.7 |  | --> | 0.047 | 0 | 0 | 0 | 0 | 0.052 | 0 |  | --> | C24 ex BISHOPSTOWN | BISHOPSTOWN: T42 | KILBARRY |  | 51.8543 | -8.5107
MV/LV Substation ES***568 | 20 kV | 400V(3ph) & 230V(single ph) | LV | 50 kVA :Pole Substation | 0.05 | --> | 0.05 | 0.038 | 4.5 |  | --> | 0.047 | 0 | 0 | 0 | 0 | 0.051 | 0 |  | --> | E13 ex TELAYDON | TELAYDON: T421 | LISDRUM |  | 54.3096 | -7.1276
MV/LV Substation ES***585X | 20 kV | 400V(3ph) & 230V(single ph) | LV | 50 kVA :Pole Substation | 0.05 | --> | 0.05 | 0.036 | 2.7 |  | --> | 0.047 | 0 | 0 | 0 | 0.004 | 0.046 | 0 |  | --> | E17 ex LONGFORD | LONGFORD: T421 | RICHMOND |  | 53.7785 | -7.7121
MV/LV Substation ES***590X | 10 kV | 400V(3ph) & 230V(single ph) | LV | 400 kVA :Kiosk Substation | 0.4 | --> | 0.4 | 0 | 0 | Constrained,otherwise capacity available =343kVA. | --> | 0.38 | 0 | 0 | 0 | 0.003 | 0.405 | 0 |  | --> | C18 ex LUCAN EAST | LUCAN EAST: T41∥T42 | GRANGE CASTLE |  | 53.351 | -6.4335
MV/LV Substation ES***597Y | 20 kV | 400V(3ph) & 230V(single ph) | LV | 100 kVA :Pole Substation | 0.1 | --> | 0.1 | 0 | 0 | Constrained,otherwise capacity available =81kVA. | --> | 0.095 | 0 | 0 | 0 | 0.039 | 0.061 | 0 |  | --> | E20 ex EDENDERRY | EDENDERRY: T421∥T422 | BLAKE |  | 53.2977 | -7.2107
MV/LV Substation ES***607Z | 10 kV | 400V(3ph) & 230V(single ph) | LV | 400 kVA :Building Structure | 0.4 | --> | 0.4 | 0 | 0 | Constrained,otherwise capacity available =400kVA. | --> | 0.38 | 0 | 0 | 0 | 0 | 0.4 | 0 |  | --> | C18 ex LUCAN EAST | LUCAN EAST: T41∥T42 | GRANGE CASTLE |  | 53.3573 | -6.4293
MV/LV Substation ES***623X | 10 kV | 400V(3ph) & 230V(single ph) | LV | 400 kVA :Kiosk Substation | 0.4 | --> | 0.4 | 0 | 0 | Constrained,otherwise capacity available =294kVA. | --> | 0.38 | 0 | 0 | 0 | 0.007 | 0.409 | 0 |  | --> | C18 ex LUCAN EAST | LUCAN EAST: T41∥T42 | GRANGE CASTLE |  | 53.3498 | -6.4294
MV/LV Substation ES***631Y | 10 kV | 400V(3ph) & 230V(single ph) | LV | 400 kVA :Building Structure | 0.4 | --> | 0.4 | 0.282 | 5.6 |  | --> | 0.38 | 0 | 0 | 0 | 0.015 | 0.401 | 0 |  | --> | E11 ex CRANE | CRANE: T122 | CRANE |  | 52.5271 | -6.5573
MV/LV Substation ES***644X | 10 kV | 400V(3ph) & 230V(single ph) | LV | 400 kVA :Building Structure | 0.4 | --> | 0.4 | 0.364 | 9.6 |  | --> | 0.38 | 0 | 0 | 0 | 0.004 | 0.401 | 0 |  | --> | C18 ex GORTLEE | GORTLEE: T41∥T42 | LETTERKENNY |  | 54.9657 | -7.7214
MV/LV Substation ES***664 | 10 kV | 400V(3ph) & 230V(single ph) | LV | 30 kVA :Pole Substation | 0.03 | --> | 0.03 | 0.006 | 5.6 |  | --> | 0.028 | 0 | 0 | 0 | 0.002 | 0.03 | 0 |  | --> | E11 ex CRANE | CRANE: T122 | CRANE |  | 52.516 | -6.5621
MV/LV Substation ES***671X | 20 kV | 400V(3ph) & 230V(single ph) | LV | 100 kVA :Pole Substation | 0.1 | --> | 0.1 | 0 | 7.4 |  | --> | 0.095 | 0 | 0 | 0 | 0 | 0.123 | 0 |  | --> | E19 ex BANOGE | BANOGE: T122 | BANOGE |  | 52.6279 | -6.3063
MV/LV Substation ES***697X | 10 kV | 400V(3ph) & 230V(single ph) | LV | 400 kVA :Kiosk Substation | 0.4 | --> | 0.4 | 0 | 0 | Constrained,otherwise capacity available =202kVA. | --> | 0.38 | 0 | 0 | 0 | 0 | 0.43 | 0 |  | --> | C17 ex CARRICKMACROSS | CARRICKMACROSS: T41 | MEATH HILL |  | 53.9732 | -6.643
MV/LV Substation ES***699Y | 10 kV | 400V(3ph) & 230V(single ph) | LV | 50 kVA :Pole Substation | 0.05 | --> | 0.05 | 0 | 0 | Constrained,otherwise capacity available =10kVA. | --> | 0.047 | 0 | 0 | 0 | 0 | 0.055 | 0 |  | --> | C15 ex LITTLE MILLS | LITTLE MILLS: T41 | DUNDALK |  | 53.9761 | -6.4082
MV/LV Substation ES***703X | 10 kV | 400V(3ph) & 230V(single ph) | LV | 400 kVA :Building Structure | 0.4 | --> | 0.4 | 0.297 | 5.6 |  | --> | 0.38 | 0 | 0 | 0 | 0 | 0.415 | 0 |  | --> | E11 ex CRANE | CRANE: T122 | CRANE |  | 52.5214 | -6.561
MV/LV Substation ES***729Y | 10 kV | 400V(3ph) & 230V(single ph) | LV | 200 kVA :Kiosk Substation | 0.2 | --> | 0.2 | 0.072 | 1.2 |  | --> | 0.19 | 0 | 0 | 0 | 0.017 | 0.201 | 0 |  | --> | C12 ex SRAH | SRAH: T41∥T42 | THORNSBERRY |  | 53.2933 | -7.4973
MV/LV Substation ES***730X | 10 kV | 400V(3ph) & 230V(single ph) | LV | 630 kVA :Building Structure | 0.63 | --> | 0.63 | 0.5 | 6.6 |  | --> | 0.598 | 0 | 0 | 0 | 0 | 0.5 | 0 |  | --> | C20 ex MISERY HILL | MISERY HILL: T102 | POOLBEG |  | 53.3453 | -6.2428
MV/LV Substation ES***735 | 10 kV | 400V(3ph) & 230V(single ph) | LV | 100 kVA :Pole Substation | 0.1 | --> | 0.1 | 0 | 0 | Constrained,otherwise capacity available =71kVA. | --> | 0.095 | 0 | 0 | 0 | 0 | 0 | 0 | Constrained,otherwise capacity available =103kW. | --> | C12 ex ROSCREA | ROSCREA: T42 | IKERRIN |  | 52.9578 | -7.783
MV/LV Substation ES***741X | 10 kV | 400V(3ph) & 230V(single ph) | LV | 200 kVA :Kiosk Substation | 0.2 | --> | 0.2 | 0.156 | 3.4 |  | --> | 0.19 | 0 | 0 | 0 | 0 | 0.206 | 0 |  | --> | C17 ex GALWAY 110KV | GALWAY 110KV: T103 | GALWAY 110KV |  | 53.2905 | -9.0145
MV/LV Substation ES***751 | 20 kV | 400V(3ph) & 230V(single ph) | LV | 50 kVA :Pole Substation | 0.05 | --> | 0.05 | 0.038 | 2.7 |  | --> | 0.047 | 0 | 0 | 0 | 0 | 0.051 | 0 |  | --> | E17 ex LONGFORD | LONGFORD: T421 | RICHMOND |  | 53.7789 | -7.6958
MV/LV Substation ES***754Y | 10 kV | 400V(3ph) & 230V(single ph) | LV | 400 kVA :Kiosk Substation | 0.4 | --> | 0.4 | 0.282 | 1.2 |  | --> | 0.38 | 0 | 0 | 0 | 0.007 | 0.41 | 0 |  | --> | C12 ex SRAH | SRAH: T41∥T42 | THORNSBERRY |  | 53.2939 | -7.502
MV/LV Substation ES***758X | 10 kV | 400V(3ph) & 230V(single ph) | LV | 400 kVA :Kiosk Substation | 0.4 | --> | 0.4 | 0 | 0 | Constrained,otherwise capacity available =271kVA. | --> | 0.38 | 0 | 0 | 0 | 0.027 | 0.391 | 0 |  | --> | C17 ex NAAS | NAAS: T41 | NEWBRIDGE |  | 53.2053 | -6.6685
MV/LV Substation ES***759 | 10 kV | 400V(3ph) & 230V(single ph) | LV | 50 kVA :Pole Substation | 0.05 | --> | 0.05 | 0.022 | 4.2 |  | --> | 0.047 | 0 | 0 | 0 | 0.007 | 0 | 0 | Constrained,otherwise capacity available =45kW. | --> | C15 ex BUNDORAN | BUNDORAN: T41∥T42 | CATHALEENS FALL |  | 54.4752 | -8.3108
MV/LV Substation ES***765X | 10 kV | 400V(3ph) & 230V(single ph) | LV | 400 kVA :Kiosk Substation | 0.4 | --> | 0.4 | 0 | 0 | Constrained,otherwise capacity available =27kVA. | --> | 0.38 | 0 | 0 | 0 | 0.019 | 0.435 | 0 |  | --> | C19 ex JOHNSTOWN | JOHNSTOWN: T41 | KILTEEL |  | 53.229 | -6.6345
MV/LV Substation ES***768X | 10 kV | 400V(3ph) & 230V(single ph) | LV | 100 kVA :Pole Substation | 0.1 | --> | 0.1 | 0 | 0 | Constrained,otherwise capacity available =95kVA. | --> | 0.095 | 0 | 0 | 0 | 0 | 0.1 | 0 |  | --> | C12 ex SAGGART | SAGGART: T41∥T42 | GRANGE CASTLE |  | 53.2455 | -6.4761
MV/LV Substation ES***782 | 10 kV | 400V(3ph) & 230V(single ph) | LV | 630 kVA :Building Structure | 0.63 | --> | 0.63 | 0.5 | 3.2 |  | --> | 0.598 | 0 | 0 | 0 | 0 | 0.5 | 0 |  | --> | C20 ex DONNYBROOK | DONNYBROOK: T42 | MILLTOWN (DR) |  | 53.3305 | -6.2323
MV/LV Substation ES***801Z | 10 kV | 400V(3ph) & 230V(single ph) | LV | 630 kVA :Building Structure | 0.63 | --> | 0.63 | 0 | 0 | Constrained,otherwise capacity available =500kVA. | --> | 0.598 | 0 | 0 | 0 | 0 | 0.5 | 0 |  | --> | C22 ex KILMONEY | KILMONEY: T41∥T42 | TRABEG |  | 51.8082 | -8.3738
MV/LV Substation ES***810Z | 10 kV | 400V(3ph) & 230V(single ph) | LV | 200 kVA :Kiosk Substation | 0.2 | --> | 0.2 | 0.126 | 0.1 |  | --> | 0.19 | 0 | 0 | 0 | 0.007 | 0.203 | 0 |  | --> | C16 ex JOHNSTOWN | JOHNSTOWN: T42 | KILTEEL |  | 53.2475 | -6.5962
MV/LV Substation ES***824 | 10 kV | 400V(3ph) & 230V(single ph) | LV | 200 kVA :Kiosk Substation | 0.2 | --> | 0.2 | 0.071 | 1.8 |  | --> | 0.19 | 0 | 0 | 0 | 0.009 | 0.209 | 0 |  | --> | C12 ex ROSCOMMON | ROSCOMMON: T42 | LANESBORO |  | 53.6368 | -8.1918
MV/LV Substation ES***827X | 10 kV | 400V(3ph) & 230V(single ph) | LV | 400 kVA :Building Structure | 0.4 | --> | 0.4 | 0.357 | 4.4 |  | --> | 0.38 | 0 | 0 | 0 | 0 | 0.406 | 0 |  | --> | C12 ex TYMON | TYMON: T42 | COOKSTOWN |  | 53.3104 | -6.3594
MV/LV Substation ES***843X | 10 kV | 400V(3ph) & 230V(single ph) | LV | 100 kVA :Pole Substation | 0.1 | --> | 0.1 | 0.081 | 1.7 |  | --> | 0.095 | 0 | 0 | 0 | 0 | 0.102 | 0 |  | --> | C24 ex BISHOPSTOWN | BISHOPSTOWN: T42 | KILBARRY |  | 51.8716 | -8.5498
MV/LV Substation ES***851 | 10 kV | 400V(3ph) & 230V(single ph) | LV | 200 kVA :Pole Substation | 0.2 | --> | 0.2 | 0.193 | 3.4 |  | --> | 0.19 | 0 | 0 | 0 | 0.002 | 0 | 0 | Constrained,otherwise capacity available =198kW. | --> | C17 ex BALLYSHANNON | BALLYSHANNON: T41∥T42 | CATHALEENS FALL |  | 54.4921 | -8.1546
MV/LV Substation ES***876 | 10 kV | 400V(3ph) & 230V(single ph) | LV | 50 kVA :Pole Substation | 0.05 | --> | 0.05 | 0.031 | 3.3 |  | --> | 0.047 | 0 | 0 | 0 | 0 | 0.051 | 0 |  | --> | C19 ex SHERCOCK | SHERCOCK: T41∥T42 | MEATH HILL |  | 53.9508 | -6.8854
MV/LV Substation ES***904Y | 10 kV | 400V(3ph) & 230V(single ph) | LV | 100 kVA :Pole Substation | 0.1 | --> | 0.1 | 0.087 | 1.2 |  | --> | 0.095 | 0 | 0 | 0 | 0 | 0.101 | 0 |  | --> | C18 ex SRAH | SRAH: T41∥T42 | THORNSBERRY |  | 53.2949 | -7.5649
MV/LV Substation ES***915X | 10 kV | 400V(3ph) & 230V(single ph) | LV | 400 kVA :Kiosk Substation | 0.4 | --> | 0.4 | 0 | 0 | Constrained,otherwise capacity available =300kVA. | --> | 0.38 | 0 | 0 | 0 | 0.036 | 0.377 | 0 |  | --> | C19 ex POLLERTON | POLLERTON: T41 | CARLOW |  | 52.8392 | -6.92
MV/LV Substation ES***956Y | 10 kV | 400V(3ph) & 230V(single ph) | LV | 200 kVA :Kiosk Substation | 0.2 | --> | 0.2 | 0.125 | 2.8 |  | --> | 0.19 | 0 | 0 | 0 | 0 | 0.211 | 0 |  | --> | E14 ex LONGFORD | LONGFORD: T422 | RICHMOND |  | 53.7272 | -7.805
MV/LV Substation ES***964X | 10 kV | 400V(3ph) & 230V(single ph) | LV | 400 kVA :Kiosk Substation | 0.4 | --> | 0.4 | 0.289 | 1.3 |  | --> | 0.38 | 0 | 0 | 0 | 0.014 | 0.402 | 0 |  | --> | C17 ex GRANGE (SR) | GRANGE (SR): T41∥T42 | BUTLERSTOWN |  | 52.2434 | -7.0872
MV/LV Substation ES***965X | 10 kV | 400V(3ph) & 230V(single ph) | LV | 200 kVA :Kiosk Substation | 0.2 | --> | 0.2 | 0.173 | 1.3 |  | --> | 0.19 | 0 | 0 | 0 | 0 | 0.203 | 0 |  | --> | C15 ex TYMON | TYMON: T41 | COOKSTOWN |  | 53.2894 | -6.3357
MV/LV Substation ES***967 | 20 kV | 400V(3ph) & 230V(single ph) | LV | 200 kVA :Kiosk Substation | 0.2 | --> | 0.2 | 0 | 0 | Constrained,otherwise capacity available =155kVA. | --> | 0.19 | 0 | 0 | 0 | 0 | 0 | 0 | Constrained,otherwise capacity available =207kW. | --> | E12 ex KILLYBEGS | KILLYBEGS: | N/A |  | 54.6466 | -8.4342
MV/LV Substation ES***970X | 10 kV | 400V(3ph) & 230V(single ph) | LV | 630 kVA :Kiosk Substation | 0.63 | --> | 0.63 | 0 | 0 | Constrained,otherwise capacity available =465kVA. | --> | 0.598 | 0 | 0 | 0 | 0 | 0.5 | 0 |  | --> | C13 ex BELGARD | BELGARD: T41 | COOKSTOWN |  | 53.2886 | -6.3585
MV/LV Substation ES***972X | 20 kV | 400V(3ph) & 230V(single ph) | LV | 100 kVA :Pole Substation | 0.1 | --> | 0.1 | 0.095 | 4.6 |  | --> | 0.095 | 0 | 0 | 0 | 0 | 0.1 | 0 |  | --> | E13 ex BALLYRAGGET | BALLYRAGGET: T421∥T422 | BALLYRAGGET |  | 52.7985 | -7.3421
MV/LV Substation ES***974X | 10 kV | 400V(3ph) & 230V(single ph) | LV | 400 kVA :Building Structure | 0.4 | --> | 0.4 | 0.283 | 4.6 |  | --> | 0.38 | 0 | 0 | 0 | 0 | 0.417 | 0 |  | --> | C24 ex RAMPARTS | RAMPARTS: T42 | DUNDALK |  | 53.9971 | -6.4023
MV/LV Substation ES***982 | 10 kV | 400V(3ph) & 230V(single ph) | LV | 50 kVA :Pole Substation | 0.05 | --> | 0.05 | 0.044 | 0.9 |  | --> | 0.047 | 0 | 0 | 0 | 0 | 0.05 | 0 |  | --> | C11 ex BRAY | BRAY: T41 | FASSAROE |  | 53.1983 | -6.1554
MV/LV Substation ET***087 | 10 kV | 400V(3ph) & 230V(single ph) | LV | 400 kVA :Kiosk Substation | 0.4 | --> | 0.4 | 0 | 0 | Constrained,otherwise capacity available =296kVA. | --> | 0.38 | 0 | 0 | 0 | 0 | 0 | 0 | Constrained,otherwise capacity available =415kW. | --> | C21 ex PALLAS | PALLAS: T41∥T42 | PORTLAOISE |  | 53.0313 | -7.3061
MV/LV Substation ET***299 | 10 kV | 400V(3ph) & 230V(single ph) | LV | 200 kVA :Pole Substation | 0.2 | --> | 0.2 | 0.2 | 7.3 |  | --> | 0.19 | 0 | 0 | 0 | 0 | 0.2 | 0 |  | --> | E41 ex KINSALE | KINSALE: T423 | BANDON |  | 51.7006 | -8.5379
MV/LV Substation ET***4086 | 20 kV | 400V(3ph) & 230V(single ph) | LV | 50 kVA :Pole Substation | 0.05 | --> | 0.05 | 0.045 | 6.9 |  | --> | 0.047 | 0 | 0 | 0 | 0 | 0 | 0 | Constrained,otherwise capacity available =50kW. | --> | E14 ex RATHKEALE | RATHKEALE: T421∥T422 | RATHKEALE |  | 52.5345 | -8.8689
MV/LV Substation ET***596X | 20 kV | 400V(3ph) & 230V(single ph) | LV | 50 kVA :Pole Substation | 0.05 | --> | 0.05 | 0.032 | 5.6 |  | --> | 0.047 | 0 | 0 | 0 | 0 | 0.051 | 0 |  | --> | E18 ex CRANE | CRANE: T122 | CRANE |  | 52.6373 | -6.2371
MV/LV Substation ET***771Y | 10 kV | 400V(3ph) & 230V(single ph) | LV | 400 kVA :Kiosk Substation | 0.4 | --> | 0.4 | 0 | 0 | Constrained,otherwise capacity available =361kVA. | --> | 0.38 | 0 | 0 | 0 | 0.007 | 0.398 | 0 |  | --> | C15 ex KINSALE | KINSALE: T41∥T42 | BANDON |  | 51.71 | -8.5151
MV/LV Substation EU***004 | 10 kV | 400V(3ph) & 230V(single ph) | LV | 400 kVA :Kiosk Substation | 0.4 | --> | 0.4 | 0.326 | 5.8 |  | --> | 0.38 | 0 | 0 | 0 | 0 | 0.411 | 0 |  | --> | C17 ex SANTRY | SANTRY: T41 | FINGLAS |  | 53.4051 | -6.2421
MV/LV Substation EU***008 | 10 kV | 400V(3ph) & 230V(single ph) | LV | 50 kVA :Building Structure | 0.05 | --> | 0.05 | 0.032 | 3.9 |  | --> | 0.047 | 0 | 0 | 0 | 0 | 0 | 0 | Constrained,otherwise capacity available =51kW. | --> | C14 ex DERRYBEG | DERRYBEG: T41∥T42 | ARDNAGAPPARY |  | 55.0651 | -8.2859
MV/LV Substation EU***024Y | 10 kV | 400V(3ph) & 230V(single ph) | LV | 200 kVA :Building Structure | 0.2 | --> | 0.2 | 0.176 | 4.5 |  | --> | 0.19 | 0 | 0 | 0 | 0 | 0.203 | 0 |  | --> | C17 ex KILMORE | KILMORE: T101 | FINGLAS |  | 53.4038 | -6.217
MV/LV Substation EU***070 | 20 kV | 400V(3ph) & 230V(single ph) | LV | 50 kVA :Pole Substation | 0.05 | --> | 0.05 | 0.045 | 11.3 |  | --> | 0.047 | 0 | 0 | 0 | 0 | 0.05 | 0 |  | --> | C14 ex SINGLAND | SINGLAND: T102 | SINGLAND |  | 52.5962 | -8.5462
MV/LV Substation EU***111Z | 10 kV | 400V(3ph) & 230V(single ph) | LV | 1000 kVA :Building Structure | 1 | --> | 1 | 0.5 | 1.9 |  | --> | 0.95 | 0 | 0 | 0 | 0 | 0.5 | 0 |  | --> | C17 ex VIRGINIA | VIRGINIA: T41∥T42 | MEATH HILL |  | 53.8341 | -7.0849
MV/LV Substation EU***143Z | 10 kV | 400V(3ph) & 230V(single ph) | LV | 400 kVA :Kiosk Substation | 0.4 | --> | 0.4 | 0.257 | 6.9 |  | --> | 0.38 | 0 | 0 | 0 | 0.003 | 0 | 0 | Constrained,otherwise capacity available =418kW. | --> | E18 ex RATHKEALE | RATHKEALE: T421∥T422 | RATHKEALE |  | 52.5234 | -8.9373
MV/LV Substation EU***194Z | 10 kV | 400V(3ph) & 230V(single ph) | LV | 1000 kVA :Building Structure | 1 | --> | 1 | 0 | 0 | Constrained,otherwise capacity available =500kVA. | --> | 0.95 | 0 | 0 | 0 | 0 | 0.5 | 0 |  | --> | C15 ex SEMPERIT | SEMPERIT: T41 | GRANGE CASTLE |  | 53.335 | -6.3579
MV/LV Substation EU***270 | 10 kV | 400V(3ph) & 230V(single ph) | LV | 200 kVA :Pole Substation | 0.2 | --> | 0.2 | 0 | 0 | Constrained,otherwise capacity available =155kVA. | --> | 0.19 | 0 | 0 | 0 | 0.004 | 0.202 | 0 |  | --> | C20 ex RAHEEN | RAHEEN: T42 | LIMERICK |  | 52.6233 | -8.6345
MV/LV Substation EU***275X | 20 kV | 400V(3ph) & 230V(single ph) | LV | 400 kVA :Building Structure | 0.4 | --> | 0.4 | 0 | 0 | Constrained,otherwise capacity available =358kVA. | --> | 0.38 | 0 | 0 | 0 | 0 | 0.406 | 0 |  | --> | E21 ex GLENAMADDY | GLENAMADDY: T422 | ATHLONE |  | 53.619 | -8.7406
MV/LV Substation EU***294Z | 10 kV | 400V(3ph) & 230V(single ph) | LV | 630 kVA :Kiosk Substation | 0.63 | --> | 0.63 | 0 | 0 | Constrained,otherwise capacity available =500kVA. | --> | 0.598 | 0 | 0 | 0 | 0.019 | 0.5 | 0 |  | --> | C39 ex CASTLEVIEW | CASTLEVIEW: T101 | CASTLEVIEW |  | 51.9048 | -8.3469
MV/LV Substation EU***296Z | 10 kV | 400V(3ph) & 230V(single ph) | LV | 400 kVA :Building Structure | 0.4 | --> | 0.4 | 0 | 0 | Constrained,otherwise capacity available =337kVA. | --> | 0.38 | 0 | 0 | 0 | 0 | 0.409 | 0 |  | --> | C15 ex LOUGHSHINNY | LOUGHSHINNY: T41 | GLASMORE |  | 53.5221 | -6.0961
MV/LV Substation EU***339Z | 10 kV | 400V(3ph) & 230V(single ph) | LV | 200 kVA :Kiosk Substation | 0.2 | --> | 0.2 | 0.138 | 6.6 |  | --> | 0.19 | 0 | 0 | 0 | 0 | 0.209 | 0 |  | --> | C12 ex FACTORY CROSS | FACTORY CROSS: T42 | BARNAHELY |  | 51.8328 | -8.3161
MV/LV Substation EU***391X | 10 kV | 400V(3ph) & 230V(single ph) | LV | 630 kVA :Kiosk Substation | 0.63 | --> | 0.63 | 0 | 0 | Constrained,otherwise capacity available =500kVA. | --> | 0.598 | 0 | 0 | 0 | 0 | 0.5 | 0 |  | --> | C21 ex LEESON STREET | LEESON STREET: T41 | MILLTOWN (DR) |  | 53.3327 | -6.2543
MV/LV Substation EU***4020 | 10 kV | 400V(3ph) & 230V(single ph) | LV | 200 kVA :Kiosk Substation | 0.2 | --> | 0.2 | 0 | 0 | Constrained,otherwise capacity available =116kVA. | --> | 0.19 | 0 | 0 | 0 | 0 | 0 | 0 | Constrained,otherwise capacity available =212kW. | --> | C11 ex COLLIGAN | COLLIGAN: T41 | DUNGARVAN |  | 52.0932 | -7.6176
MV/LV Substation EU***4106 | 10 kV | 400V(3ph) & 230V(single ph) | LV | 630 kVA :Building Structure | 0.63 | --> | 0.63 | 0.415 | 3.9 |  | --> | 0.598 | 0 | 0 | 0 | 0 | 0 | 0 | Constrained,otherwise capacity available =500kW. | --> | C14 ex DERRYBEG | DERRYBEG: T41∥T42 | ARDNAGAPPARY |  | 55.0644 | -8.2873
MV/LV Substation EU***4121 | 10 kV | 400V(3ph) & 230V(single ph) | LV | 400 kVA :Building Structure | 0.4 | --> | 0.4 | 0.4 | 5.1 |  | --> | 0.38 | 0 | 0 | 0 | 0 | 0.4 | 0 |  | --> | C12 ex LLOYD | LLOYD: T41∥T42 | NAVAN |  | 53.7305 | -6.8867
MV/LV Substation EU***417Y | 10 kV | 400V(3ph) & 230V(single ph) | LV | 200 kVA :Kiosk Substation | 0.2 | --> | 0.2 | 0.2 | 1.2 |  | --> | 0.19 | 0 | 0 | 0 | 0 | 0.2 | 0 |  | --> | C24 ex POLLERTON | POLLERTON: T42 | CARLOW |  | 52.8553 | -6.8799
MV/LV Substation EU***4321 | 20 kV | 400V(3ph) & 230V(single ph) | LV | 200 kVA :Kiosk Substation | 0.2 | --> | 0.2 | 0.19 | 5.3 |  | --> | 0.19 | 0 | 0 | 0 | 0 | 0.201 | 0 |  | --> | E16 ex BUSH | BUSH: T421∥T422 | DUNDALK |  | 54.0311 | -6.1317
MV/LV Substation EU***4422 | 10 kV | 400V(3ph) & 230V(single ph) | LV | 50 kVA :Pole Substation | 0.05 | --> | 0.05 | 0.045 | 2.4 |  | --> | 0.047 | 0 | 0 | 0 | 0 | 0.05 | 0 |  | --> | C14 ex BALLYMAHON | BALLYMAHON: T41∥T42 | ATHLONE |  | 53.6352 | -7.6738
MV/LV Substation EU***4538 | 10 kV | 400V(3ph) & 230V(single ph) | LV | 1000 kVA :Building Structure | 1 | --> | 1 | 0.5 | 3.6 |  | --> | 0.95 | 0 | 0 | 0 | 0 | 0.5 | 0 |  | --> | E17 ex KILLINICK | KILLINICK: T421∥T422 | WEXFORD |  | 52.2509 | -6.3343
MV/LV Substation EU***4539 | 10 kV | 400V(3ph) & 230V(single ph) | LV | 1000 kVA :Building Structure | 1 | --> | 1 | 0.5 | 3.6 |  | --> | 0.95 | 0 | 0 | 0 | 0 | 0.5 | 0 |  | --> | E17 ex KILLINICK | KILLINICK: T421∥T422 | WEXFORD |  | 52.2518 | -6.3396
MV/LV Substation EU***4540 | 10 kV | 400V(3ph) & 230V(single ph) | LV | 1000 kVA :Building Structure | 1 | --> | 1 | 0.5 | 3.6 |  | --> | 0.95 | 0 | 0 | 0 | 0 | 0.5 | 0 |  | --> | E17 ex KILLINICK | KILLINICK: T421∥T422 | WEXFORD |  | 52.2524 | -6.3461
MV/LV Substation EU***4541 | 10 kV | 400V(3ph) & 230V(single ph) | LV | 1000 kVA :Building Structure | 1 | --> | 1 | 0.5 | 3.6 |  | --> | 0.95 | 0 | 0 | 0 | 0 | 0.5 | 0 |  | --> | E17 ex KILLINICK | KILLINICK: T421∥T422 | WEXFORD |  | 52.253 | -6.3422
MV/LV Substation EU***539X | 10 kV | 400V(3ph) & 230V(single ph) | LV | 630 kVA :Building Structure | 0.63 | --> | 0.63 | 0 | 0 | Constrained,otherwise capacity available =356kVA. | --> | 0.598 | 0 | 0 | 0 | 0 | 0.5 | 0 |  | --> | C11 ex COOLCORCORAN | COOLCORCORAN: T41∥T42 | KNOCKEARAGH |  | 52.0599 | -9.5022
MV/LV Substation EU***562Z | 10 kV | 400V(3ph) & 230V(single ph) | LV | 630 kVA :Building Structure | 0.63 | --> | 0.63 | 0 | 0 | Constrained,otherwise capacity available =452kVA. | --> | 0.598 | 0 | 0 | 0 | 0 | 0.5 | 0 |  | --> | C12 ex KILDARE | KILDARE: T41∥T42 | NEWBRIDGE |  | 53.1566 | -6.9122
MV/LV Substation EU***632Z | 20 kV | 400V(3ph) & 230V(single ph) | LV | 100 kVA :Pole Substation | 0.1 | --> | 0.1 | 0.1 | 6.2 |  | --> | 0.095 | 0 | 0 | 0 | 0 | 0.1 | 0 |  | --> | E18 ex BAGENALSTOWN | BAGENALSTOWN: T421∥T422 | CARLOW |  | 52.7022 | -6.9004
MV/LV Substation EU***742Z | 10 kV | 400V(3ph) & 230V(single ph) | LV | 630 kVA :Building Structure | 0.63 | --> | 0.63 | 0 | 0 | Constrained,otherwise capacity available =500kVA. | --> | 0.598 | 0 | 0 | 0 | 0 | 0.5 | 0 |  | --> | C39 ex CASTLEVIEW | CASTLEVIEW: T101 | CASTLEVIEW |  | 51.9057 | -8.3502
MV/LV Substation EU***911 | 10 kV | 400V(3ph) & 230V(single ph) | LV | 50 kVA :Building Structure | 0.05 | --> | 0.05 | 0.023 | 3.3 |  | --> | 0.047 | 0 | 0 | 0 | 0 | 0.053 | 0 |  | --> | E16 ex CRATLOE | CRATLOE: T421∥T422 | ARDNACRUSHA |  | 52.7201 | -8.7055
MV/LV Substation EU***913 | 10 kV | 400V(3ph) & 230V(single ph) | LV | 1000 kVA :Building Structure | 1 | --> | 1 | 0 | 0 | Constrained,otherwise capacity available =500kVA. | --> | 0.95 | 0 | 0 | 0 | 0 | 0 | 0 | Constrained,otherwise capacity available =500kW. | --> | C13 ex DONEGAL | DONEGAL: T41∥T42 | CATHALEENS FALL |  | 54.6806 | -8.0875
MV/LV Substation EU***923 | 10 kV | 400V(3ph) & 230V(single ph) | LV | 630 kVA :Building Structure | 0.63 | --> | 0.63 | 0.414 | 4.4 |  | --> | 0.598 | 0 | 0 | 0 | 0.019 | 0.5 | 0 |  | --> | C20 ex TYMON | TYMON: T42 | COOKSTOWN |  | 53.2947 | -6.3535
MV/LV Substation EU***956X | 20 kV | 400V(3ph) & 230V(single ph) | LV | 400 kVA :Building Structure | 0.4 | --> | 0.4 | 0.255 | 2.8 |  | --> | 0.38 | 0 | 0 | 0 | 0 | 0 | 0 | Constrained,otherwise capacity available =422kW. | --> | C21 ex LEE BRIDGE | LEE BRIDGE: T41 | MACROOM |  | 51.9417 | -9.1558
MV/LV Substation EU***995Y | 20 kV | 400V(3ph) & 230V(single ph) | LV | 630 kVA :Building Structure | 0.63 | --> | 0.63 | 0 | 0 | Constrained,otherwise capacity available =474kVA. | --> | 0.598 | 0 | 0 | 0 | 0 | 0.5 | 0 |  | --> | E11 ex WHITECHURCH | WHITECHURCH: T421 | KILBARRY |  | 52.0652 | -8.6943
MV/LV Substation EU***995Y | 20 kV | 400V(3ph) & 230V(single ph) | LV | 100 kVA :Pole Substation | 0.1 | --> | 0.1 | 0.098 | 3.6 |  | --> | 0.095 | 0 | 0 | 0 | 0 | 0.1 | 0 |  | --> | E13 ex CLARA | CLARA: T421 | THORNSBERRY |  | 53.4534 | -7.4951
MV/LV Substation EV***010X | 20 kV | 400V(3ph) & 230V(single ph) | LV | 630 kVA :Building Structure | 0.63 | --> | 0.63 | 0.5 | 3.4 |  | --> | 0.598 | 0 | 0 | 0 | 0 | 0 | 0 | Constrained,otherwise capacity available =500kW. | --> | C17 ex BALLYSHANNON | BALLYSHANNON: T41∥T42 | CATHALEENS FALL |  | 54.5439 | -7.8681
MV/LV Substation EV***020X | 10 kV | 400V(3ph) & 230V(single ph) | LV | 200 kVA :Kiosk Substation | 0.2 | --> | 0.2 | 0.099 | 1.6 |  | --> | 0.19 | 0 | 0 | 0 | 0.014 | 0.2 | 0 |  | --> | C11 ex SUTTON | SUTTON: T41 | GRANGE (DR) |  | 53.3867 | -6.0689
MV/LV Substation EV***202 | 20 kV | 400V(3ph) & 230V(single ph) | LV | 400 kVA :Building Structure | 0.4 | --> | 0.4 | 0 | 0 | Constrained,otherwise capacity available =354kVA. | --> | 0.38 | 0 | 0 | 0 | 0 | 0.407 | 0 |  | --> | E11 ex GLASMORE | GLASMORE: T421 | GLASMORE |  | 53.4689 | -6.2122
MV/LV Substation EV***221Z | 10 kV | 400V(3ph) & 230V(single ph) | LV | 630 kVA :Kiosk Substation | 0.63 | --> | 0.63 | 0 | 0 | Constrained,otherwise capacity available =488kVA. | --> | 0.598 | 0 | 0 | 0 | 0.016 | 0.5 | 0 |  | --> | C22 ex GARRYOWEN | GARRYOWEN: T42 | LIMERICK |  | 52.6507 | -8.5617
MV/LV Substation EV***296 | 10 kV | 400V(3ph) & 230V(single ph) | LV | 630 kVA :Kiosk Substation | 0.63 | --> | 0.63 | 0.43 | 0.4 | Constrained,otherwise capacity available =483kVA. | --> | 0.598 | 0 | 0 | 0 | 0.028 | 0.5 | 0 |  | --> | C21 ex BALLYBODEN | BALLYBODEN: T41 | COOKSTOWN |  | 53.2855 | -6.292
MV/LV Substation EV***325Z | 10 kV | 400V(3ph) & 230V(single ph) | LV | 50 kVA :Pole Substation | 0.05 | --> | 0.05 | 0 | 0 | Constrained,otherwise capacity available =42kVA. | --> | 0.047 | 0 | 0 | 0 | 0 | 0.05 | 0 |  | --> | C17 ex ROSEHILL | ROSEHILL: T41 | KILKENNY |  | 52.5957 | -7.2629
MV/LV Substation EV***4092 | 10 kV | 400V(3ph) & 230V(single ph) | LV | 400 kVA :Building Structure | 0.4 | --> | 0.4 | 0.35 | 2.4 |  | --> | 0.38 | 0 | 0 | 0 | 0 | 0.407 | 0 |  | --> | C12 ex TINAHASK | TINAHASK: T41∥T42 | ARKLOW |  | 52.751 | -6.2021
MV/LV Substation EV***4207 | 10 kV | 400V(3ph) & 230V(single ph) | LV | 1000 kVA :Building Structure | 1 | --> | 1 | 0.5 | 2.3 |  | --> | 0.95 | 0 | 0 | 0 | 0 | 0.5 | 0 |  | --> | C21 ex CENTRAL PARK | CENTRAL PARK: T101 | CARRICKMINES |  | 53.2892 | -6.197
MV/LV Substation EV***4208 | 10 kV | 400V(3ph) & 230V(single ph) | LV | 1000 kVA :Building Structure | 1 | --> | 1 | 0.5 | 2.3 |  | --> | 0.95 | 0 | 0 | 0 | 0 | 0.5 | 0 |  | --> | C21 ex CENTRAL PARK | CENTRAL PARK: T101 | CARRICKMINES |  | 53.2892 | -6.1969
MV/LV Substation EV***4253 | 10 kV | 400V(3ph) & 230V(single ph) | LV | 200 kVA :Pole Substation | 0.2 | --> | 0.2 | 0.2 | 0.7 |  | --> | 0.19 | 0 | 0 | 0 | 0 | 0.2 | 0 |  | --> | C15 ex KILMARTIN | KILMARTIN: T41 | ARKLOW |  | 53.0442 | -6.0893
MV/LV Substation EV***4365 | 10 kV | 400V(3ph) & 230V(single ph) | LV | 630 kVA :Building Structure | 0.63 | --> | 0.63 | 0 | 0 | Constrained,otherwise capacity available =500kVA. | --> | 0.598 | 0 | 0 | 0 | 0 | 0.5 | 0 |  | --> | C13 ex CASTLEVIEW | CASTLEVIEW: T101 | CASTLEVIEW |  | 51.898 | -8.3595
MV/LV Substation EV***4366 | 10 kV | 400V(3ph) & 230V(single ph) | LV | 630 kVA :Building Structure | 0.63 | --> | 0.63 | 0 | 0 | Constrained,otherwise capacity available =500kVA. | --> | 0.598 | 0 | 0 | 0 | 0 | 0.5 | 0 |  | --> | C13 ex CASTLEVIEW | CASTLEVIEW: T101 | CASTLEVIEW |  | 51.8978 | -8.3595
MV/LV Substation EV***4375 | 10 kV | 400V(3ph) & 230V(single ph) | LV | 400 kVA :Kiosk Substation | 0.4 | --> | 0.4 | 0.325 | 4.9 |  | --> | 0.38 | 0 | 0 | 0 | 0 | 0.411 | 0 |  | --> | C21 ex DUNDALK | DUNDALK: T42 | DUNDALK |  | 54.0033 | -6.4124
MV/LV Substation EV***4405 | 10 kV | 400V(3ph) & 230V(single ph) | LV | 200 kVA :Pole Substation | 0.2 | --> | 0.2 | 0.2 | 2.1 |  | --> | 0.19 | 0 | 0 | 0 | 0 | 0.2 | 0 |  | --> | C21 ex WATERFORD IND EST | WATERFORD IND EST: T41 | BUTLERSTOWN |  | 52.2451 | -7.1295
MV/LV Substation EV***447 | 10 kV | 400V(3ph) & 230V(single ph) | LV | 400 kVA :Building Structure | 0.4 | --> | 0.4 | 0.269 | 9.1 |  | --> | 0.38 | 0 | 0 | 0 | 0.002 | 0.418 | 0 |  | --> | C12 ex TRABEG | TRABEG: T101 | TRABEG |  | 51.891 | -8.4708
MV/LV Substation EV***898 | 10 kV | 400V(3ph) & 230V(single ph) | LV | 100 kVA :Pole Substation | 0.1 | --> | 0.1 | 0 | 0 | Constrained,otherwise capacity available =99kVA. | --> | 0.095 | 0 | 0 | 0 | 0 | 0.1 | 0 |  | --> | C14 ex SWORDS | SWORDS: T42 | GLASMORE |  | 53.4498 | -6.2595
MV/LV Substation EV***949 | 10 kV | 400V(3ph) & 230V(single ph) | LV | 50 kVA :Pole Substation | 0.05 | --> | 0.05 | 0.048 | 9.8 |  | --> | 0.047 | 0 | 0 | 0 | 0 | 0.049 | 0 |  | --> | C14 ex KILCOOLE | KILCOOLE: T41∥T42 | FASSAROE |  | 53.122 | -6.0858
MV/LV Substation EW***013X | 10 kV | 400V(3ph) & 230V(single ph) | LV | 200 kVA :Building Structure | 0.2 | --> | 0.2 | 0.127 | 5 |  | --> | 0.19 | 0 | 0 | 0 | 0 | 0.21 | 0 |  | --> | C18 ex BALLYRICKARD | BALLYRICKARD: T41∥T42 | TRALEE |  | 52.2855 | -9.7052
MV/LV Substation EW***352X | 10 kV | 400V(3ph) & 230V(single ph) | LV | 1000 kVA :Building Structure | 1 | --> | 1 | 0.5 | 6.1 |  | --> | 0.95 | 0 | 0 | 0 | 0 | 0.5 | 0 |  | --> | C12 ex KINGSBRIDGE | KINGSBRIDGE: T42 | INCHICORE 220KV |  | 53.342 | -6.2921
MV/LV Substation EX***037X | 10 kV | 400V(3ph) & 230V(single ph) | LV | 400 kVA :Building Structure | 0.4 | --> | 0.4 | 0.362 | 0.9 |  | --> | 0.38 | 0 | 0 | 0 | 0 | 0.405 | 0 |  | --> | C44 ex BEDFORD ROW | BEDFORD ROW: T41 | FRANCIS STREET |  | 53.3445 | -6.2676
MV/LV Substation EX***079Y | 10 kV | 400V(3ph) & 230V(single ph) | LV | 630 kVA :Building Structure | 0.63 | --> | 0.63 | 0.47 | 5.1 |  | --> | 0.598 | 0 | 0 | 0 | 0.002 | 0.5 | 0 |  | --> | C12 ex LLOYD | LLOYD: T41∥T42 | NAVAN |  | 53.7297 | -6.8827
MV/LV Substation EX***133X | 10 kV | 400V(3ph) & 230V(single ph) | LV | 630 kVA :Building Structure | 0.63 | --> | 0.63 | 0.5 | 2.8 |  | --> | 0.598 | 0 | 0 | 0 | 0 | 0.5 | 0 |  | --> | C20 ex INCHICORE NORTH | INCHICORE NORTH: T41 | INCHICORE 220KV |  | 53.3279 | -6.3496
MV/LV Substation EX***144Y | 20 kV | 400V(3ph) & 230V(single ph) | LV | 50 kVA :Pole Substation | 0.05 | --> | 0.05 | 0.048 | 2.7 |  | --> | 0.047 | 0 | 0 | 0 | 0 | 0.049 | 0 |  | --> | C17 ex KILLESHANDRA | KILLESHANDRA: T41∥T42 | GORTAWEE |  | 54.0743 | -7.592
MV/LV Substation EX***208X | 20 kV | 400V(3ph) & 230V(single ph) | LV | 200 kVA :Pole Substation | 0.2 | --> | 0.2 | 0 | 0 | Constrained,otherwise capacity available =180kVA. | --> | 0.19 | 0 | 0 | 0 | 0 | 0.203 | 0 |  | --> | E15 ex WHITECHURCH | WHITECHURCH: T421 | KILBARRY |  | 51.9424 | -8.5315
MV/LV Substation EX***4141 | 10 kV | 400V(3ph) & 230V(single ph) | LV | 1000 kVA :Building Structure | 1 | --> | 1 | 0.5 | 1.5 |  | --> | 0.95 | 0 | 0 | 0 | 0.023 | 0.5 | 0 |  | --> | C12 ex SHERIFF STREET | SHERIFF STREET: T42 | FRANCIS STREET |  | 53.349 | -6.2467
MV/LV Substation EX***4194 | 10 kV | 400V(3ph) & 230V(single ph) | LV | 1000 kVA :Building Structure | 1 | --> | 1 | 0 | 0 | Constrained,otherwise capacity available =500kVA. | --> | 0.95 | 0 | 0 | 0 | 0 | 0.5 | 0 |  | --> | C19 ex LOUGHLINSTOWN | LOUGHLINSTOWN: T41 | CARRICKMINES |  | 53.2457 | -6.1441
MV/LV Substation EX***4249 | 10 kV | 400V(3ph) & 230V(single ph) | LV | 1000 kVA :Building Structure | 1 | --> | 1 | 0.5 | 1.5 |  | --> | 0.95 | 0 | 0 | 0 | 0 | 0.5 | 0 |  | --> | C12 ex SHERIFF STREET | SHERIFF STREET: T42 | FRANCIS STREET |  | 53.349 | -6.2466
MV/LV Substation EX***4316 | 10 kV | 400V(3ph) & 230V(single ph) | LV | 630 kVA :Building Structure | 0.63 | --> | 0.63 | 0 | 0 | Constrained,otherwise capacity available =474kVA. | --> | 0.598 | 0 | 0 | 0 | 0 | 0.5 | 0 |  | --> | C20 ex NORTH QUAYS | NORTH QUAYS: T102 | POOLBEG |  | 53.3476 | -6.2275
MV/LV Substation EX***571Y | 20 kV | 400V(3ph) & 230V(single ph) | LV | 630 kVA :Building Structure | 0.63 | --> | 0.63 | 0 | 0 | Constrained,otherwise capacity available =244kVA. | --> | 0.598 | 0 | 0 | 0 | 0 | 0.5 | 0 |  | --> | E11 ex DRUMLINE | DRUMLINE: T421∥T422 | DRUMLINE |  | 52.7196 | -8.8608
MV/LV Substation EX***687Z | 10 kV | 400V(3ph) & 230V(single ph) | LV | 630 kVA :Building Structure | 0.63 | --> | 0.63 | 0 | 0 | Constrained,otherwise capacity available =500kVA. | --> | 0.598 | 0 | 0 | 0 | 0 | 0.5 | 0 |  | --> | C23 ex KILBARRY | KILBARRY: T101 | KILBARRY |  | 51.9128 | -8.496
MV/LV Substation EX***739X | 10 kV | 400V(3ph) & 230V(single ph) | LV | 400 kVA :Kiosk Substation | 0.4 | --> | 0.4 | 0.284 | 2.5 |  | --> | 0.38 | 0 | 0 | 0 | 0 | 0.414 | 0 |  | --> | E17 ex GARRANACANTY | GARRANACANTY: T421 | TIPPERARY |  | 52.4747 | -8.1603
MV/LV Substation EY***001 | 10 kV | 400V(3ph) & 230V(single ph) | LV | 1000 kVA :Building Structure | 1 | --> | 1 | 0 | 0 | Constrained,otherwise capacity available =500kVA. | --> | 0.95 | 0 | 0 | 0 | 0 | 0.5 | 0 |  | --> | C11 ex HEADFORD ROAD | HEADFORD ROAD: T41 | GALWAY 110KV |  | 53.2747 | -9.0492
MV/LV Substation EY***036Y | 10 kV | 400V(3ph) & 230V(single ph) | LV | 200 kVA :Pole Substation | 0.2 | --> | 0.2 | 0 | 0 | Constrained,otherwise capacity available =180kVA. | --> | 0.19 | 0 | 0 | 0 | 0 | 0 | 0 | Constrained,otherwise capacity available =203kW. | --> | C20 ex MOUNTMELLICK | MOUNTMELLICK: T41∥T42 | PORTLAOISE |  | 53.0827 | -7.2696
MV/LV Substation EY***4273 | 20 kV | 400V(3ph) & 230V(single ph) | LV | 50 kVA :Pole Substation | 0.05 | --> | 0.05 | 0.05 | 1.6 |  | --> | 0.047 | 0 | 0 | 0 | 0 | 0 | 0 | Constrained,otherwise capacity available =49kW. | --> | E11 ex CASTLETOWNBERE | CASTLETOWNBERE: T421 | BALLYLICKY |  | 51.6924 | -9.9545
MV/LV Substation EY***452 | 20 kV | 400V(3ph) & 230V(single ph) | LV | 200 kVA :Pole Substation | 0.2 | --> | 0.2 | 0.169 | 1.6 |  | --> | 0.19 | 0 | 0 | 0 | 0 | 0 | 0 | Constrained,otherwise capacity available =204kW. | --> | E11 ex CASTLETOWNBERE | CASTLETOWNBERE: T421 | BALLYLICKY |  | 51.6943 | -9.9572
MV/LV Substation EY***617 | 10 kV | 400V(3ph) & 230V(single ph) | LV | 200 kVA :Pole Substation | 0.2 | --> | 0.2 | 0 | 0 | Constrained,otherwise capacity available =129kVA. | --> | 0.19 | 0 | 0 | 0 | 0.027 | 0 | 0 | Constrained,otherwise capacity available =182kW. | --> | C17 ex BANAGHER | BANAGHER: T42 | DALLOW |  | 53.1998 | -8.1282
MV/LV Substation EY***618 | 10 kV | 400V(3ph) & 230V(single ph) | LV | 100 kVA :Pole Substation | 0.1 | --> | 0.1 | 0 | 0 | Constrained,otherwise capacity available =68kVA. | --> | 0.095 | 0 | 0 | 0 | 0.032 | 0 | 0 | Constrained,otherwise capacity available =71kW. | --> | C17 ex BANAGHER | BANAGHER: T42 | DALLOW |  | 53.2008 | -8.1348
MV/LV Substation EY***784 | 10 kV | 400V(3ph) & 230V(single ph) | LV | 630 kVA :Building Structure | 0.63 | --> | 0.63 | 0 | 0 | Constrained,otherwise capacity available =472kVA. | --> | 0.598 | 0 | 0 | 0 | 0 | 0.5 | 0 |  | --> | C12 ex HEADFORD ROAD | HEADFORD ROAD: T42 | GALWAY 110KV |  | 53.2752 | -9.0515
MV/LV Substation EY***876 | 10 kV | 400V(3ph) & 230V(single ph) | LV | 630 kVA :Building Structure | 0.63 | --> | 0.63 | 0 | 0 | Constrained,otherwise capacity available =500kVA. | --> | 0.598 | 0 | 0 | 0 | 0 | 0.5 | 0 |  | --> | C12 ex CAMDEN ROW | CAMDEN ROW: T41 | FRANCIS STREET |  | 53.3332 | -6.2569
MV/LV Substation EY***877 | 10 kV | 400V(3ph) & 230V(single ph) | LV | 50 kVA :Pole Substation | 0.05 | --> | 0.05 | 0 | 0 | Constrained,otherwise capacity available =29kVA. | --> | 0.047 | 0 | 0 | 0 | 0 | 0.052 | 0 |  | --> | C14 ex ATHGARVAN | ATHGARVAN: T44 | NEWBRIDGE |  | 53.1446 | -6.7865
MV/LV Substation EY***935Z | 20 kV | 400V(3ph) & 230V(single ph) | LV | 50 kVA :Pole Substation | 0.05 | --> | 0.05 | 0.048 | 1.6 |  | --> | 0.047 | 0 | 0 | 0 | 0 | 0 | 0 | Constrained,otherwise capacity available =49kW. | --> | E11 ex CASTLETOWNBERE | CASTLETOWNBERE: T421 | BALLYLICKY |  | 51.6934 | -9.9549
MV/LV Substation EZ***255X | 20 kV | 400V(3ph) & 230V(single ph) | LV | 200 kVA :Kiosk Substation | 0.2 | --> | 0.2 | 0.173 | 8.5 |  | --> | 0.19 | 0 | 0 | 0 | 0 | 0 | 0 | Constrained,otherwise capacity available =203kW. | --> | E14 ex BELLACORICK | BELLACORICK: T122 | BELLACORICK |  | 54.215 | -9.8869
MV/LV Substation F ***004 | 10 kV | 400V(3ph) & 230V(single ph) | LV | 50 kVA :Pole Substation | 0.05 | --> | 0.05 | 0 | 0 | Constrained,otherwise capacity available =38kVA. | --> | 0.047 | 0 | 0 | 0 | 0 | 0.051 | 0 |  | --> | C16 ex BALLAGHADERREEN | BALLAGHADERREEN: T41∥T42 | TONROE |  | 53.9045 | -8.5915
MV/LV Substation F ***999X | 20 kV | 400V(3ph) & 230V(single ph) | LV | 50 kVA :Pole Substation | 0.05 | --> | 0.05 | 0.05 | 1 |  | --> | 0.047 | 0 | 0 | 0 | 0 | 0.049 | 0 |  | --> | E14 ex RANDALSTOWN | RANDALSTOWN: T422 | NAVAN |  | 53.7578 | -6.7384
MV/LV Substation F.***171Z | 10 kV | 400V(3ph) & 230V(single ph) | LV | 400 kVA :Building Structure | 0.4 | --> | 0.4 | 0 | 0 | Constrained,otherwise capacity available =264kVA. | --> | 0.38 | 0 | 0 | 0 | 0 | 0.421 | 0 |  | --> | C35 ex SEMPERIT | SEMPERIT: T43 | GRANGE CASTLE |  | 53.327 | -6.3439
MV/LV Substation F.***231 | 10 kV | 400V(3ph) & 230V(single ph) | LV | 50 kVA :Pole Substation | 0.05 | --> | 0.05 | 0.05 | 1.7 |  | --> | 0.047 | 0 | 0 | 0 | 0 | 0.049 | 0 |  | --> | C11 ex RATHMORE | RATHMORE: T42 | KNOCKEARAGH |  | 52.0777 | -9.1883
MV/LV Substation F.***4063 | 10 kV | 400V(3ph) & 230V(single ph) | LV | 50 kVA :Pole Substation | 0.05 | --> | 0.05 | 0.047 | 2 |  | --> | 0.047 | 0 | 0 | 0 | 0 | 0.049 | 0 |  | --> | C11 ex BALLYTIVNAN | BALLYTIVNAN: T41 | SLIGO |  | 54.2839 | -8.463
MV/LV Substation F.***568 | 10 kV | 400V(3ph) & 230V(single ph) | LV | 100 kVA :Pole Substation | 0.1 | --> | 0.1 | 0.087 | 3.1 |  | --> | 0.095 | 0 | 0 | 0 | 0.039 | 0.06 | 0 |  | --> | C13 ex BALLYMOUNT | BALLYMOUNT: T41 | INCHICORE 220KV |  | 53.3202 | -6.3501
MV/LV Substation F.***855 | 20 kV | 400V(3ph) & 230V(single ph) | LV | 200 kVA :Pole Substation | 0.2 | --> | 0.2 | 0.126 | 2.9 |  | --> | 0.19 | 0 | 0 | 0 | 0 | 0.21 | 0 |  | --> | C12 ex DUNLEER | DUNLEER: T41∥T42 | DRYBRIDGE |  | 53.7922 | -6.2361
MV/LV Substation F+***4291 | 20 kV | 400V(3ph) & 230V(single ph) | LV | 200 kVA :Pole Substation | 0.2 | --> | 0.2 | 0.173 | 3.6 |  | --> | 0.19 | 0 | 0 | 0 | 0 | 0.203 | 0 |  | --> | E11 ex KILLINICK | KILLINICK: T421∥T422 | WEXFORD |  | 52.2313 | -6.6027
MV/LV Substation FA***001 | 10 kV | 400V(3ph) & 230V(single ph) | LV | 630 kVA :Kiosk Substation | 0.63 | --> | 0.63 | 0.188 | 1.5 |  | --> | 0.598 | 0 | 0 | 0 | 0 | 0.5 | 0 |  | --> | C15 ex DERRYCRAMPH | DERRYCRAMPH: T41∥T42 | SHANKILL |  | 53.9899 | -7.363
MV/LV Substation FA***001 | 20 kV | 400V(3ph) & 230V(single ph) | LV | 400 kVA :Kiosk Substation | 0.4 | --> | 0.4 | 0.122 | 3.7 |  | --> | 0.38 | 0 | 0 | 0 | 0.001 | 0 | 0 | Constrained,otherwise capacity available =440kW. | --> | E14 ex FOXHOLE | FOXHOLE: T421∥T422 | DUNGARVAN |  | 51.9565 | -7.8511
MV/LV Substation FA***001 | 10 kV | 400V(3ph) & 230V(single ph) | LV | 630 kVA :Kiosk Substation | 0.63 | --> | 0.63 | 0 | 0 | Constrained,otherwise capacity available =212kVA. | --> | 0.598 | 0 | 0 | 0 | 0 | 0.5 | 0 |  | --> | C14 ex NAAS | NAAS: T42 | NEWBRIDGE |  | 53.2149 | -6.6646
MV/LV Substation FA***001 | 10 kV | 400V(3ph) & 230V(single ph) | LV | 630 kVA :Kiosk Substation | 0.63 | --> | 0.63 | 0.5 | 4.9 |  | --> | 0.598 | 0 | 0 | 0 | 0 | 0.5 | 0 |  | --> | C14 ex DUNDALK | DUNDALK: T42 | DUNDALK |  | 54.0108 | -6.4015
MV/LV Substation FA***002 | 20 kV | 400V(3ph) & 230V(single ph) | LV | 200 kVA :Pole Substation | 0.2 | --> | 0.2 | 0.142 | 1.6 |  | --> | 0.19 | 0 | 0 | 0 | 0.005 | 0.203 | 0 |  | --> | E16 ex MILLTOWN (SR) | MILLTOWN (SR): T422 | OUGHTRAGH |  | 52.1001 | -9.7874
MV/LV Substation FA***002 | 10 kV | 400V(3ph) & 230V(single ph) | LV | 400 kVA :Kiosk Substation | 0.4 | --> | 0.4 | 0.186 | 11.5 |  | --> | 0.38 | 0 | 0 | 0 | 0.018 | 0.413 | 0 |  | --> | C22 ex BALLYBEG | BALLYBEG: T102 | CARRICKMINES |  | 52.9787 | -6.039
MV/LV Substation FA***003 | 10 kV | 400V(3ph) & 230V(single ph) | LV | 400 kVA :Kiosk Substation | 0.4 | --> | 0.4 | 0 | 0 | Constrained,otherwise capacity available =340kVA. | --> | 0.38 | 0 | 0 | 0 | 0 | 0.409 | 0 |  | --> | C19 ex BALLYBAILIE | BALLYBAILIE: T41 | DUNDALK |  | 53.8605 | -6.543
MV/LV Substation FA***003X | 10 kV | 400V(3ph) & 230V(single ph) | LV | 200 kVA :Kiosk Substation | 0.2 | --> | 0.2 | 0.157 | 2.1 |  | --> | 0.19 | 0 | 0 | 0 | 0 | 0.206 | 0 |  | --> | C14 ex LITTLE BRAY | LITTLE BRAY: T42 | FASSAROE |  | 53.2039 | -6.1276
MV/LV Substation FA***005 | 10 kV | 400V(3ph) & 230V(single ph) | LV | 200 kVA :Pole Substation | 0.2 | --> | 0.2 | 0.053 | 1.9 |  | --> | 0.19 | 0 | 0 | 0 | 0 | 0.221 | 0 |  | --> | C17 ex VIRGINIA | VIRGINIA: T41∥T42 | MEATH HILL |  | 53.8359 | -7.083
MV/LV Substation FA***006 | 10 kV | 400V(3ph) & 230V(single ph) | LV | 630 kVA :Kiosk Substation | 0.63 | --> | 0.63 | 0 | 0 | Constrained,otherwise capacity available =128kVA. | --> | 0.598 | 0 | 0 | 0 | 0.019 | 0.5 | 0 |  | --> | C12 ex SKIBBEREEN | SKIBBEREEN: T41∥T42 | DUNMANWAY |  | 51.5487 | -9.2688
MV/LV Substation FA***007 | 10 kV | 400V(3ph) & 230V(single ph) | LV | 630 kVA :Kiosk Substation | 0.63 | --> | 0.63 | 0.458 | 2.2 |  | --> | 0.598 | 0 | 0 | 0 | 0.006 | 0.5 | 0 |  | --> | C13 ex MALLOW | MALLOW: T41 | MALLOW |  | 52.1405 | -8.643
MV/LV Substation FA***007 | 10 kV | 400V(3ph) & 230V(single ph) | LV | 400 kVA :Kiosk Substation | 0.4 | --> | 0.4 | 0 | 0 | Constrained,otherwise capacity available =318kVA. | --> | 0.38 | 0 | 0 | 0 | 0.009 | 0.403 | 0 |  | --> | C11 ex CHARLESTOWN | CHARLESTOWN: T41 | TONROE |  | 53.962 | -8.7983
MV/LV Substation FA***010X | 20 kV | 400V(3ph) & 230V(single ph) | LV | 50 kVA :Pole Substation | 0.05 | --> | 0.05 | 0.043 | 4.3 |  | --> | 0.047 | 0 | 0 | 0 | 0 | 0 | 0 | Constrained,otherwise capacity available =50kW. | --> | E13 ex MOVILLE | MOVILLE: T421∥T422 | TRILLICK |  | 55.2833 | -7.2233
MV/LV Substation FA***012 | 20 kV | 400V(3ph) & 230V(single ph) | LV | 50 kVA :Pole Substation | 0.05 | --> | 0.05 | 0.045 | 3.3 |  | --> | 0.047 | 0 | 0 | 0 | 0 | 0.05 | 0 |  | --> | E11 ex BIRDHILL | BIRDHILL: T421 | ARDNACRUSHA |  | 52.7516 | -8.3814
MV/LV Substation FA***012Y | 10 kV | 400V(3ph) & 230V(single ph) | LV | 400 kVA :Kiosk Substation | 0.4 | --> | 0.4 | 0.304 | 11.3 |  | --> | 0.38 | 0 | 0 | 0 | 0.011 | 0.403 | 0 |  | --> | C18 ex ENNIS | ENNIS: T102 | ENNIS |  | 52.8535 | -8.9523
MV/LV Substation FA***012Z | 20 kV | 400V(3ph) & 230V(single ph) | LV | 100 kVA :Pole Substation | 0.1 | --> | 0.1 | 0.096 | 1.8 |  | --> | 0.095 | 0 | 0 | 0 | 0 | 0.1 | 0 |  | --> | E11 ex CURRALEIGH | CURRALEIGH: T421∥T422 | KILBARRY |  | 51.9052 | -8.6818
MV/LV Substation FA***018X | 20 kV | 400V(3ph) & 230V(single ph) | LV | 100 kVA :Pole Substation | 0.1 | --> | 0.1 | 0 | 0 | Constrained,otherwise capacity available =83kVA. | --> | 0.095 | 0 | 0 | 0 | 0 | 0.102 | 0 |  | --> | C14 ex MILFORD (NR) | MILFORD (NR): T41∥T42 | LETTERKENNY |  | 55.2432 | -7.7021
MV/LV Substation FA***019 | 10 kV | 400V(3ph) & 230V(single ph) | LV | 200 kVA :Pole Substation | 0.2 | --> | 0.2 | 0.182 | 1.7 |  | --> | 0.19 | 0 | 0 | 0 | 0 | 0.202 | 0 |  | --> | C16 ex GORT | GORT: T41∥T42 | ENNIS |  | 53.0593 | -8.8145
MV/LV Substation FA***021X | 10 kV | 400V(3ph) & 230V(single ph) | LV | 200 kVA :Kiosk Substation | 0.2 | --> | 0.2 | 0 | 0 | Constrained,otherwise capacity available =171kVA. | --> | 0.19 | 0 | 0 | 0 | 0 | 0.203 | 0 |  | --> | C20 ex BALLYBEGGAN | BALLYBEGGAN: T43∥T44 | TRALEE |  | 52.273 | -9.6964
MV/LV Substation FA***023 | 10 kV | 400V(3ph) & 230V(single ph) | LV | 100 kVA :Building Structure | 0.1 | --> | 0.1 | 0.098 | 2 |  | --> | 0.095 | 0 | 0 | 0 | 0 | 0.1 | 0 |  | --> | C18 ex CARRICKMACROSS | CARRICKMACROSS: T42 | MEATH HILL |  | 53.9777 | -6.7252
MV/LV Substation FA***024X | 20 kV | 400V(3ph) & 230V(single ph) | LV | 200 kVA :Pole Substation | 0.2 | --> | 0.2 | 0.199 | 0.9 |  | --> | 0.19 | 0 | 0 | 0 | 0.007 | 0.192 | 0 |  | --> | C16 ex CARRAROE | CARRAROE: T42 | SCREEB |  | 53.0882 | -9.5828
MV/LV Substation FA***025 | 10 kV | 400V(3ph) & 230V(single ph) | LV | 400 kVA :Kiosk Substation | 0.4 | --> | 0.4 | 0 | 2.2 |  | --> | 0.38 | 0 | 0 | 0 | 0.01 | 0.451 | 0 |  | --> | C23 ex KELLS | KELLS: T41∥T42 | NAVAN |  | 53.7248 | -6.8787
MV/LV Substation FA***025 | 10 kV | 400V(3ph) & 230V(single ph) | LV | 100 kVA :Pole Substation | 0.1 | --> | 0.1 | 0.013 | 0.3 |  | --> | 0.095 | 0 | 0 | 0 | 0.003 | 0.109 | 0 |  | --> | C13 ex DRUMBEAR | DRUMBEAR: T41∥T42 | LISDRUM |  | 54.2472 | -6.9785
MV/LV Substation FA***026 | 10 kV | 400V(3ph) & 230V(single ph) | LV | 200 kVA :Pole Substation | 0.2 | --> | 0.2 | 0.007 | 2 |  | --> | 0.19 | 0 | 0 | 0 | 0.014 | 0.213 | 0 |  | --> | C18 ex CARRICKMACROSS | CARRICKMACROSS: T42 | MEATH HILL |  | 53.9744 | -6.7169
MV/LV Substation FA***031 | 20 kV | 400V(3ph) & 230V(single ph) | LV | 50 kVA :Pole Substation | 0.05 | --> | 0.05 | 0.025 | 26.7 |  | --> | 0.047 | 0 | 0 | 0 | 0 | 0.053 | 0 |  | --> | E20 ex WEXFORD | WEXFORD: T121∥T122 | WEXFORD |  | 52.2705 | -6.5252
MV/LV Substation FA***032Y | 10 kV | 400V(3ph) & 230V(single ph) | LV | 400 kVA :Kiosk Substation | 0.4 | --> | 0.4 | 0 | 0 | Constrained,otherwise capacity available =335kVA. | --> | 0.38 | 0 | 0 | 0 | 0 | 0.41 | 0 |  | --> | C19 ex MALAHIDE | MALAHIDE: T41 | GLASMORE |  | 53.452 | -6.1559
MV/LV Substation FA***035 | 10 kV | 400V(3ph) & 230V(single ph) | LV | 400 kVA :Kiosk Substation | 0.4 | --> | 0.4 | 0 | 0 | Constrained,otherwise capacity available =337kVA. | --> | 0.38 | 0 | 0 | 0 | 0.015 | 0.393 | 0 |  | --> | C12 ex TUAM SOUTH | TUAM SOUTH: T42 | CLOON |  | 53.52 | -8.853
MV/LV Substation FA***036 | 10 kV | 400V(3ph) & 230V(single ph) | LV | 630 kVA :Building Structure | 0.63 | --> | 0.63 | 0.5 | 4.9 |  | --> | 0.598 | 0 | 0 | 0 | 0 | 0.5 | 0 |  | --> | C15 ex SHANNON | SHANNON: T41 | DRUMLINE |  | 52.702 | -8.8998
MV/LV Substation FA***037 | 10 kV | 400V(3ph) & 230V(single ph) | LV | 630 kVA :Kiosk Substation | 0.63 | --> | 0.63 | 0.43 | 6.6 |  | --> | 0.598 | 0 | 0 | 0 | 0.003 | 0.5 | 0 |  | --> | C12 ex GLEBE | GLEBE: T41∥T42 | RICHMOND |  | 53.7249 | -7.7987
MV/LV Substation FA***039 | 10 kV | 400V(3ph) & 230V(single ph) | LV | 400 kVA :Kiosk Substation | 0.4 | --> | 0.4 | 0.04 | 0 | Constrained,otherwise capacity available =240kVA. | --> | 0.38 | 0 | 0 | 0 | 0.003 | 0.421 | 0 |  | --> | C17 ex GRAIGUENAMANAGH | GRAIGUENAMANAGH: T41∥T42 | KILKENNY |  | 52.5427 | -6.9566
MV/LV Substation FA***040 | 10 kV | 400V(3ph) & 230V(single ph) | LV | 400 kVA :Kiosk Substation | 0.4 | --> | 0.4 | 0 | 0 | Constrained,otherwise capacity available =321kVA. | --> | 0.38 | 0 | 0 | 0 | 0.002 | 0 | 0 | Constrained,otherwise capacity available =409kW. | --> | C11 ex COLLIGAN | COLLIGAN: T41 | DUNGARVAN |  | 52.0943 | -7.607
MV/LV Substation FA***041 | 10 kV | 400V(3ph) & 230V(single ph) | LV | 200 kVA :Pole Substation | 0.2 | --> | 0.2 | 0.186 | 0.3 |  | --> | 0.19 | 0 | 0 | 0 | 0.002 | 0.199 | 0 |  | --> | C19 ex DRUMBEAR | DRUMBEAR: T41∥T42 | LISDRUM |  | 54.2421 | -6.9921
MV/LV Substation FA***042 | 10 kV | 400V(3ph) & 230V(single ph) | LV | 400 kVA :Building Structure | 0.4 | --> | 0.4 | 0 | 0 | Constrained,otherwise capacity available =400kVA. | --> | 0.38 | 0 | 0 | 0 | 0 | 0.4 | 0 |  | --> | C18 ex SHANNON | SHANNON: T42 | DRUMLINE |  | 52.7043 | -8.8997
MV/LV Substation FA***042Y | 10 kV | 400V(3ph) & 230V(single ph) | LV | 630 kVA :Kiosk Substation | 0.63 | --> | 0.63 | 0.5 | 3.7 |  | --> | 0.598 | 0 | 0 | 0 | 0 | 0.5 | 0 |  | --> | C11 ex BALLINASLOE | BALLINASLOE: T41∥T42 | SOMERSET |  | 53.3292 | -8.2245
MV/LV Substation FA***045 | 10 kV | 400V(3ph) & 230V(single ph) | LV | 1000 kVA :Building Structure | 1 | --> | 1 | 0 | 0 | Constrained,otherwise capacity available =472kVA. | --> | 0.95 | 0 | 0 | 0 | 0 | 0.5 | 0 |  | --> | C18 ex SHANNON | SHANNON: T42 | DRUMLINE |  | 52.7057 | -8.8966
MV/LV Substation FA***046 | 10 kV | 400V(3ph) & 230V(single ph) | LV | 630 kVA :Kiosk Substation | 0.63 | --> | 0.63 | 0.46 | 2.5 |  | --> | 0.598 | 0 | 0 | 0 | 0 | 0.5 | 0 |  | --> | C18 ex NENAGH | NENAGH: T42 | NENAGH |  | 52.865 | -8.1973
MV/LV Substation FA***048 | 10 kV | 400V(3ph) & 230V(single ph) | LV | 630 kVA :Building Structure | 0.63 | --> | 0.63 | 0.4 | 4.9 |  | --> | 0.598 | 0 | 0 | 0 | 0 | 0.5 | 0 |  | --> | C15 ex SHANNON | SHANNON: T41 | DRUMLINE |  | 52.7025 | -8.9009
MV/LV Substation FA***049 | 10 kV | 400V(3ph) & 230V(single ph) | LV | 100 kVA :Pole Substation | 0.1 | --> | 0.1 | 0.064 | 0.3 |  | --> | 0.095 | 0 | 0 | 0 | 0.002 | 0.103 | 0 |  | --> | C23 ex NENAGH | NENAGH: T41 | NENAGH |  | 52.8553 | -8.1945
MV/LV Substation FA***050 | 10 kV | 400V(3ph) & 230V(single ph) | LV | 100 kVA :Pole Substation | 0.1 | --> | 0.1 | 0.075 | 0.3 |  | --> | 0.095 | 0 | 0 | 0 | 0.002 | 0.101 | 0 |  | --> | C21 ex NENAGH | NENAGH: T41 | NENAGH |  | 52.8564 | -8.1954
MV/LV Substation FA***052Y | 20 kV | 400V(3ph) & 230V(single ph) | LV | 630 kVA :Building Structure | 0.63 | --> | 0.63 | 0.462 | 1.3 |  | --> | 0.598 | 0 | 0 | 0 | 0 | 0.5 | 0 |  | --> | E11 ex KILCARRAGH | KILCARRAGH: T421∥T422 | BUTLERSTOWN |  | 52.2584 | -7.0248
MV/LV Substation FA***053X | 10 kV | 400V(3ph) & 230V(single ph) | LV | 100 kVA :Pole Substation | 0.1 | --> | 0.1 | 0.075 | 3.4 |  | --> | 0.095 | 0 | 0 | 0 | 0.012 | 0.091 | 0 |  | --> | C12 ex MAYFIELD | MAYFIELD: T42 | KILBARRY |  | 51.9053 | -8.4375
MV/LV Substation FA***054 | 10 kV | 400V(3ph) & 230V(single ph) | LV | 630 kVA :Building Structure | 0.63 | --> | 0.63 | 0.396 | 5 |  | --> | 0.598 | 0 | 0 | 0 | 0 | 0.5 | 0 |  | --> | C11 ex BALLYRICKARD | BALLYRICKARD: T41∥T42 | TRALEE |  | 52.2806 | -9.7021
MV/LV Substation FA***054X | 20 kV | 400V(3ph) & 230V(single ph) | LV | 50 kVA :Pole Substation | 0.05 | --> | 0.05 | 0 | 0 | Constrained,otherwise capacity available =41kVA. | --> | 0.047 | 0 | 0 | 0 | 0 | 0.05 | 0 |  | --> | E19 ex CAVAN | CAVAN: T421 | SHANKILL |  | 54.0034 | -7.3851
MV/LV Substation FA***057 | 10 kV | 400V(3ph) & 230V(single ph) | LV | 200 kVA :Kiosk Substation | 0.2 | --> | 0.2 | 0 | 0 | Constrained,otherwise capacity available =125kVA. | --> | 0.19 | 0 | 0 | 0 | 0 | 0.211 | 0 |  | --> | C11 ex ROSEHILL | ROSEHILL: T41 | KILKENNY |  | 52.6497 | -7.2639
MV/LV Substation FA***057 | 10 kV | 400V(3ph) & 230V(single ph) | LV | 200 kVA :Kiosk Substation | 0.2 | --> | 0.2 | 0.129 | 2.8 |  | --> | 0.19 | 0 | 0 | 0 | 0.003 | 0.207 | 0 |  | --> | C15 ex CARRIGLAWN | CARRIGLAWN: T41∥T42 | WEXFORD |  | 52.3461 | -6.4789
MV/LV Substation FA***061 | 10 kV | 400V(3ph) & 230V(single ph) | LV | 400 kVA :Kiosk Substation | 0.4 | --> | 0.4 | 0.293 | 15.6 |  | --> | 0.38 | 0 | 0 | 0 | 0.016 | 0.399 | 0 |  | --> | C24 ex STEPHENSTOWN | STEPHENSTOWN: T102 | FINGLAS |  | 53.6061 | -6.1706
MV/LV Substation FA***061 | 10 kV | 400V(3ph) & 230V(single ph) | LV | 630 kVA :Building Structure | 0.63 | --> | 0.63 | 0 | 0 | Constrained,otherwise capacity available =478kVA. | --> | 0.598 | 0 | 0 | 0 | 0.007 | 0.5 | 0 |  | --> | C18 ex SHANNON | SHANNON: T42 | DRUMLINE |  | 52.7068 | -8.8991
MV/LV Substation FA***063 | 10 kV | 400V(3ph) & 230V(single ph) | LV | 100 kVA :Pole Substation | 0.1 | --> | 0.1 | 0 | 0 | Constrained,otherwise capacity available =71kVA. | --> | 0.095 | 0 | 0 | 0 | 0.003 | 0.1 | 0 |  | --> | C13 ex TUAM SOUTH | TUAM SOUTH: T42 | CLOON |  | 53.5199 | -8.8618
MV/LV Substation FA***063 | 10 kV | 400V(3ph) & 230V(single ph) | LV | 630 kVA :Building Structure | 0.63 | --> | 0.63 | 0.5 | 4.9 |  | --> | 0.598 | 0 | 0 | 0 | 0 | 0.5 | 0 |  | --> | C15 ex SHANNON | SHANNON: T41 | DRUMLINE |  | 52.7054 | -8.9023
MV/LV Substation FA***064 | 10 kV | 400V(3ph) & 230V(single ph) | LV | 50 kVA :Pole Substation | 0.05 | --> | 0.05 | 0 | 0 | Constrained,otherwise capacity available =46kVA. | --> | 0.047 | 0 | 0 | 0 | 0 | 0.049 | 0 |  | --> | C11 ex ATHENRY | ATHENRY: T41∥T42 | GALWAY 110KV |  | 53.2797 | -8.7399
MV/LV Substation FA***064X | 10 kV | 400V(3ph) & 230V(single ph) | LV | 400 kVA :Kiosk Substation | 0.4 | --> | 0.4 | 0.256 | 5 |  | --> | 0.38 | 0 | 0 | 0 | 0.01 | 0.411 | 0 |  | --> | C17 ex BALLYRICKARD | BALLYRICKARD: T41∥T42 | TRALEE |  | 52.2718 | -9.7245
MV/LV Substation FA***066 | 10 kV | 400V(3ph) & 230V(single ph) | LV | 400 kVA :Building Structure | 0.4 | --> | 0.4 | 0 | 0 | Constrained,otherwise capacity available =303kVA. | --> | 0.38 | 0 | 0 | 0 | 0 | 0.414 | 0 |  | --> | C18 ex SHANNON | SHANNON: T42 | DRUMLINE |  | 52.7071 | -8.9004
MV/LV Substation FA***067 | 10 kV | 400V(3ph) & 230V(single ph) | LV | 100 kVA :Pole Substation | 0.1 | --> | 0.1 | 0.082 | 0.3 |  | --> | 0.095 | 0 | 0 | 0 | 0 | 0.102 | 0 |  | --> | C15 ex TUAM NORTH | TUAM NORTH: T41∥T42 | CLOON |  | 53.5156 | -8.8666
MV/LV Substation FA***067 | 20 kV | 400V(3ph) & 230V(single ph) | LV | 100 kVA :Pole Substation | 0.1 | --> | 0.1 | 0.031 | 1.8 |  | --> | 0.095 | 0 | 0 | 0 | 0.003 | 0.106 | 0 |  | --> | C18 ex DUNDALK | DUNDALK: T41 | DUNDALK |  | 54.02 | -6.4251
MV/LV Substation FA***073 | 10 kV | 400V(3ph) & 230V(single ph) | LV | 1000 kVA :Building Structure | 1 | --> | 1 | 0.5 | 4.4 |  | --> | 0.95 | 0 | 0 | 0 | 0.046 | 0.5 | 0 |  | --> | C12 ex TYMON | TYMON: T42 | COOKSTOWN |  | 53.3075 | -6.3527
MV/LV Substation FA***074Y | 10 kV | 400V(3ph) & 230V(single ph) | LV | 200 kVA :Kiosk Substation | 0.2 | --> | 0.2 | 0.149 | 6.9 |  | --> | 0.19 | 0 | 0 | 0 | 0.012 | 0 | 0 | Constrained,otherwise capacity available =195kW. | --> | E18 ex RATHKEALE | RATHKEALE: T421∥T422 | RATHKEALE |  | 52.5261 | -8.9388
MV/LV Substation FA***076Y | 10 kV | 400V(3ph) & 230V(single ph) | LV | 400 kVA :Kiosk Substation | 0.4 | --> | 0.4 | 0 | 0 | Constrained,otherwise capacity available =304kVA. | --> | 0.38 | 0 | 0 | 0 | 0 | 0 | 0 | Constrained,otherwise capacity available =414kW. | --> | C16 ex CLOONLOUGH | CLOONLOUGH: T41∥T42 | BARRYMORE |  | 52.2631 | -8.2819
MV/LV Substation FA***077 | 10 kV | 400V(3ph) & 230V(single ph) | LV | 50 kVA :Pole Substation | 0.05 | --> | 0.05 | 0 | 0 | Constrained,otherwise capacity available =45kVA. | --> | 0.047 | 0 | 0 | 0 | 0 | 0 | 0 | Constrained,otherwise capacity available =50kW. | --> | C13 ex ROSCREA | ROSCREA: T41 | IKERRIN |  | 52.9829 | -7.7924
MV/LV Substation FA***077Y | 10 kV | 400V(3ph) & 230V(single ph) | LV | 400 kVA :Kiosk Substation | 0.4 | --> | 0.4 | 0 | 0 | Constrained,otherwise capacity available =400kVA. | --> | 0.38 | 0 | 0 | 0 | 0 | 0 | 0 | Constrained,otherwise capacity available =400kW. | --> | C16 ex CLOONLOUGH | CLOONLOUGH: T41∥T42 | BARRYMORE |  | 52.2614 | -8.2807
MV/LV Substation FA***078 | 10 kV | 400V(3ph) & 230V(single ph) | LV | 630 kVA :Building Structure | 0.63 | --> | 0.63 | 0.279 | 4.6 |  | --> | 0.598 | 0 | 0 | 0 | 0.009 | 0.5 | 0 |  | --> | C24 ex CABRA | CABRA: T101 | FINGLAS |  | 53.3642 | -6.2867
MV/LV Substation FA***079X | 20 kV | 400V(3ph) & 230V(single ph) | LV | 50 kVA :Pole Substation | 0.05 | --> | 0.05 | 0.05 | 0.2 |  | --> | 0.047 | 0 | 0 | 0 | 0 | 0.049 | 0 |  | --> | C15 ex MOATE | MOATE: T42 | ATHLONE |  | 53.3924 | -7.7797
MV/LV Substation FA***079X | 10 kV | 400V(3ph) & 230V(single ph) | LV | 400 kVA :Building Structure | 0.4 | --> | 0.4 | 0 | 0 | Constrained,otherwise capacity available =224kVA. | --> | 0.38 | 0 | 0 | 0 | 0.038 | 0.381 | 0 |  | --> | C13 ex RAHEEN | RAHEEN: T41 | LIMERICK |  | 52.6237 | -8.6534
MV/LV Substation FA***080X | 20 kV | 400V(3ph) & 230V(single ph) | LV | 50 kVA :Pole Substation | 0.05 | --> | 0.05 | 0.037 | 0.2 |  | --> | 0.047 | 0 | 0 | 0 | 0 | 0.051 | 0 |  | --> | C15 ex MOATE | MOATE: T42 | ATHLONE |  | 53.3925 | -7.7843
MV/LV Substation FA***080Z | 10 kV | 400V(3ph) & 230V(single ph) | LV | 50 kVA :Pole Substation | 0.05 | --> | 0.05 | 0.04 | 7.3 |  | --> | 0.047 | 0 | 0 | 0 | 0 | 0.051 | 0 |  | --> | C19 ex GARRYCASTLE | GARRYCASTLE: T41 | ATHLONE |  | 53.395 | -7.8698
MV/LV Substation FA***081 | 20 kV | 400V(3ph) & 230V(single ph) | LV | 100 kVA :Pole Substation | 0.1 | --> | 0.1 | 0 | 0 |  | --> | 0.095 | 0 | 0 | 0 | 0.007 | 0.108 | 0 |  | --> | C21 ex CASTLEISLAND | CASTLEISLAND: T41∥T42 | TRALEE |  | 52.1727 | -9.551
MV/LV Substation FA***081 | 10 kV | 400V(3ph) & 230V(single ph) | LV | 400 kVA :Building Structure | 0.4 | --> | 0.4 | 0.182 | 9.9 |  | --> | 0.38 | 0 | 0 | 0 | 0.007 | 0.425 | 0 |  | --> | C17 ex ENNIS | ENNIS: T101 | ENNIS |  | 52.8433 | -8.986
MV/LV Substation FA***081Y | 10 kV | 400V(3ph) & 230V(single ph) | LV | 400 kVA :Kiosk Substation | 0.4 | --> | 0.4 | 0.233 | 1.2 |  | --> | 0.38 | 0 | 0 | 0 | 0.007 | 0.418 | 0 |  | --> | C24 ex MULLAGH | MULLAGH: T44 | MEATH HILL |  | 53.813 | -6.9449
MV/LV Substation FA***092Y | 10 kV | 400V(3ph) & 230V(single ph) | LV | 630 kVA :Kiosk Substation | 0.63 | --> | 0.63 | 0 | 0 | Constrained,otherwise capacity available =425kVA. | --> | 0.598 | 0 | 0 | 0 | 0.017 | 0.5 | 0 |  | --> | C27 ex KILBARRY | KILBARRY: T101 | KILBARRY |  | 51.9167 | -8.48
MV/LV Substation FA***093X | 10 kV | 400V(3ph) & 230V(single ph) | LV | 400 kVA :Kiosk Substation | 0.4 | --> | 0.4 | 0.352 | 3.3 |  | --> | 0.38 | 0 | 0 | 0 | 0 | 0.407 | 0 |  | --> | C18 ex SHERCOCK | SHERCOCK: T41∥T42 | MEATH HILL |  | 53.9947 | -6.8958
MV/LV Substation FA***094Y | 10 kV | 400V(3ph) & 230V(single ph) | LV | 400 kVA :Kiosk Substation | 0.4 | --> | 0.4 | 0.225 | 6.3 |  | --> | 0.38 | 0 | 0 | 0 | 0.002 | 0.424 | 0 |  | --> | C24 ex KILBARRY | KILBARRY: T43 | KILBARRY |  | 51.9126 | -8.4813
MV/LV Substation FA***098Y | 10 kV | 400V(3ph) & 230V(single ph) | LV | 50 kVA :Pole Substation | 0.05 | --> | 0.05 | 0.032 | 2.1 |  | --> | 0.047 | 0 | 0 | 0 | 0 | 0.051 | 0 |  | --> | C17 ex MILFORD (MWR) | MILFORD (MWR): T41 | CHARLEVILLE |  | 52.3438 | -8.9153
MV/LV Substation FA***099 | 10 kV | 400V(3ph) & 230V(single ph) | LV | 630 kVA :Building Structure | 0.63 | --> | 0.63 | 0.421 | 1.2 |  | --> | 0.598 | 0 | 0 | 0 | 0.022 | 0.5 | 0 |  | --> | C17 ex TRIMMS LANE | TRIMMS LANE: T41 | SALTHILL |  | 53.2668 | -9.057
MV/LV Substation FA***101 | 20 kV | 400V(3ph) & 230V(single ph) | LV | 100 kVA :Pole Substation | 0.1 | --> | 0.1 | 0.084 | 3.7 |  | --> | 0.095 | 0 | 0 | 0 | 0.002 | 0 | 0 | Constrained,otherwise capacity available =100kW. | --> | E13 ex FOXHOLE | FOXHOLE: T421∥T422 | DUNGARVAN |  | 51.9504 | -7.7282
MV/LV Substation FA***102X | 10 kV | 400V(3ph) & 230V(single ph) | LV | 400 kVA :Kiosk Substation | 0.4 | --> | 0.4 | 0.02 | 1.5 |  | --> | 0.38 | 0 | 0 | 0 | 0 | 0.456 | 0 |  | --> | C15 ex DERRYCRAMPH | DERRYCRAMPH: T41∥T42 | SHANKILL |  | 53.9885 | -7.3603
MV/LV Substation FA***103 | 10 kV | 400V(3ph) & 230V(single ph) | LV | 400 kVA :Building Structure | 0.4 | --> | 0.4 | 0.396 | 4.9 |  | --> | 0.38 | 0 | 0 | 0 | 0 | 0.4 | 0 |  | --> | C15 ex SHANNON | SHANNON: T41 | DRUMLINE |  | 52.7055 | -8.9032
MV/LV Substation FA***105Z | 10 kV | 400V(3ph) & 230V(single ph) | LV | 400 kVA :Building Structure | 0.4 | --> | 0.4 | 0.298 | 1.2 |  | --> | 0.38 | 0 | 0 | 0 | 0.027 | 0 | 0 | Constrained,otherwise capacity available =387kW. | --> | C15 ex ROSBERCON | ROSBERCON: T42 | WATERFORD |  | 52.3872 | -6.9692
MV/LV Substation FA***106 | 10 kV | 400V(3ph) & 230V(single ph) | LV | 400 kVA :Building Structure | 0.4 | --> | 0.4 | 0 | 0 | Constrained,otherwise capacity available =398kVA. | --> | 0.38 | 0 | 0 | 0 | 0 | 0.4 | 0 |  | --> | C18 ex SHANNON | SHANNON: T42 | DRUMLINE |  | 52.7054 | -8.8966
MV/LV Substation FA***107 | 20 kV | 400V(3ph) & 230V(single ph) | LV | 100 kVA :Pole Substation | 0.1 | --> | 0.1 | 0.07 | 1.6 |  | --> | 0.095 | 0 | 0 | 0 | 0.016 | 0.087 | 0 |  | --> | E17 ex INCH | INCH: T421∥T422 | OUGHTRAGH |  | 52.3036 | -10.0394
MV/LV Substation FA***108 | 10 kV | 400V(3ph) & 230V(single ph) | LV | 400 kVA :Building Structure | 0.4 | --> | 0.4 | 0 | 0 | Constrained,otherwise capacity available =287kVA. | --> | 0.38 | 0 | 0 | 0 | 0 | 0.417 | 0 |  | --> | C22 ex SHANNON | SHANNON: T42 | DRUMLINE |  | 52.7066 | -8.8942
MV/LV Substation FA***110Y | 10 kV | 400V(3ph) & 230V(single ph) | LV | 630 kVA :Kiosk Substation | 0.63 | --> | 0.63 | 0.478 | 1.2 |  | --> | 0.598 | 0 | 0 | 0 | 0.008 | 0.5 | 0 |  | --> | C22 ex POLLERTON | POLLERTON: T42 | CARLOW |  | 52.835 | -6.9243
MV/LV Substation FA***111Y | 10 kV | 400V(3ph) & 230V(single ph) | LV | 630 kVA :Building Structure | 0.63 | --> | 0.63 | 0.5 | 1.2 |  | --> | 0.598 | 0 | 0 | 0 | 0 | 0.5 | 0 |  | --> | C22 ex POLLERTON | POLLERTON: T42 | CARLOW |  | 52.8351 | -6.9243
MV/LV Substation FA***115 | 10 kV | 400V(3ph) & 230V(single ph) | LV | 400 kVA :Kiosk Substation | 0.4 | --> | 0.4 | 0 | 0 | Constrained,otherwise capacity available =149kVA. | --> | 0.38 | 0 | 0 | 0 | 0.023 | 0 | 0 | Constrained,otherwise capacity available =413kW. | --> | C17 ex BELLFIELD | BELLFIELD: T41∥T42 | CRANE |  | 52.5034 | -6.5733
MV/LV Substation FA***115Y | 10 kV | 400V(3ph) & 230V(single ph) | LV | 400 kVA :Kiosk Substation | 0.4 | --> | 0.4 | 0 | 0 | Constrained,otherwise capacity available =268kVA. | --> | 0.38 | 0 | 0 | 0 | 0.004 | 0 | 0 | Constrained,otherwise capacity available =416kW. | --> | C19 ex BIRR | BIRR: T41 | DALLOW |  | 53.1002 | -7.9114
MV/LV Substation FA***117X | 10 kV | 400V(3ph) & 230V(single ph) | LV | 200 kVA :Kiosk Substation | 0.2 | --> | 0.2 | 0.166 | 1.5 |  | --> | 0.19 | 0 | 0 | 0 | 0.003 | 0.201 | 0 |  | --> | C18 ex TUBBERCURRY | TUBBERCURRY: T42 | TONROE |  | 54.0517 | -8.7126
MV/LV Substation FA***117Y | 10 kV | 400V(3ph) & 230V(single ph) | LV | 100 kVA :Pole Substation | 0.1 | --> | 0.1 | 0.074 | 2.8 |  | --> | 0.095 | 0 | 0 | 0 | 0 | 0 | 0 | Constrained,otherwise capacity available =103kW. | --> | C11 ex LEE BRIDGE | LEE BRIDGE: T41 | MACROOM |  | 51.9099 | -8.9663
MV/LV Substation FA***120 | 10 kV | 400V(3ph) & 230V(single ph) | LV | 400 kVA :Building Structure | 0.4 | --> | 0.4 | 0.337 | 2 |  | --> | 0.38 | 0 | 0 | 0 | 0 | 0.409 | 0 |  | --> | C15 ex BALLYTIVNAN | BALLYTIVNAN: T41 | SLIGO |  | 54.2822 | -8.4558
MV/LV Substation FA***121 | 10 kV | 400V(3ph) & 230V(single ph) | LV | 200 kVA :Pole Substation | 0.2 | --> | 0.2 | 0.133 | 1.8 |  | --> | 0.19 | 0 | 0 | 0 | 0.012 | 0.197 | 0 |  | --> | C18 ex DUNDALK | DUNDALK: T41 | DUNDALK |  | 54.009 | -6.4225
MV/LV Substation FA***121 | 20 kV | 400V(3ph) & 230V(single ph) | LV | 100 kVA :Pole Substation | 0.1 | --> | 0.1 | 0.086 | 6 |  | --> | 0.095 | 0 | 0 | 0 | 0 | 0 | 0 | Constrained,otherwise capacity available =101kW. | --> | E21 ex ABBEYFEALE | ABBEYFEALE: T421 | TRIEN |  | 52.3782 | -9.1393
MV/LV Substation FA***126X | 10 kV | 400V(3ph) & 230V(single ph) | LV | 630 kVA :Kiosk Substation | 0.63 | --> | 0.63 | 0 | 0 | Constrained,otherwise capacity available =500kVA. | --> | 0.598 | 0 | 0 | 0 | 0 | 0.5 | 0 |  | --> | C15 ex SKIBBEREEN | SKIBBEREEN: T41∥T42 | DUNMANWAY |  | 51.5486 | -9.2563
MV/LV Substation FA***128Y | 20 kV | 400V(3ph) & 230V(single ph) | LV | 50 kVA :Pole Substation | 0.05 | --> | 0.05 | 0.048 | 1.4 |  | --> | 0.047 | 0 | 0 | 0 | 0 | 0 | 0 | Constrained,otherwise capacity available =49kW. | --> | C18 ex DEERPARK | DEERPARK: T41∥T42 | BALLYDINE |  | 52.3853 | -7.4093
MV/LV Substation FA***131 | 10 kV | 400V(3ph) & 230V(single ph) | LV | 400 kVA :Building Structure | 0.4 | --> | 0.4 | 0.171 | 1.8 |  | --> | 0.38 | 0 | 0 | 0 | 0.042 | 0.39 | 0 |  | --> | C19 ex DUNDRUM | DUNDRUM: T41 | BLACKROCK |  | 53.3044 | -6.2482
MV/LV Substation FA***132 | 10 kV | 400V(3ph) & 230V(single ph) | LV | 400 kVA :Building Structure | 0.4 | --> | 0.4 | 0 | 0 | Constrained,otherwise capacity available =374kVA. | --> | 0.38 | 0 | 0 | 0 | 0.067 | 0.333 | 0 |  | --> | C18 ex SHANNON | SHANNON: T42 | DRUMLINE |  | 52.7075 | -8.9009
MV/LV Substation FA***132Y | 10 kV | 400V(3ph) & 230V(single ph) | LV | 50 kVA :Pole Substation | 0.05 | --> | 0.05 | 0 | 0 | Constrained,otherwise capacity available =21kVA. | --> | 0.047 | 0 | 0 | 0 | 0 | 0 | 0 | Constrained,otherwise capacity available =53kW. | --> | C20 ex ROSCREA | ROSCREA: T42 | IKERRIN |  | 52.9673 | -7.839
MV/LV Substation FA***133X | 10 kV | 400V(3ph) & 230V(single ph) | LV | 400 kVA :Kiosk Substation | 0.4 | --> | 0.4 | 0.179 | 9.6 |  | --> | 0.38 | 0 | 0 | 0 | 0.023 | 0.409 | 0 |  | --> | C14 ex GORTLEE | GORTLEE: T41∥T42 | LETTERKENNY |  | 54.9634 | -7.7454
MV/LV Substation FA***135 | 10 kV | 400V(3ph) & 230V(single ph) | LV | 630 kVA :Building Structure | 0.63 | --> | 0.63 | 0 | 0 | Constrained,otherwise capacity available =296kVA. | --> | 0.598 | 0 | 0 | 0 | 0 | 0.5 | 0 |  | --> | C18 ex SHANNON | SHANNON: T42 | DRUMLINE |  | 52.7039 | -8.8988
MV/LV Substation FA***136 | 10 kV | 400V(3ph) & 230V(single ph) | LV | 400 kVA :Kiosk Substation | 0.4 | --> | 0.4 | 0.35 | 0.9 |  | --> | 0.38 | 0 | 0 | 0 | 0.039 | 0.366 | 0 |  | --> | C15 ex BRAY | BRAY: T41 | FASSAROE |  | 53.1932 | -6.1247
MV/LV Substation FA***137 | 10 kV | 400V(3ph) & 230V(single ph) | LV | 50 kVA :Pole Substation | 0.05 | --> | 0.05 | 0.05 | 2.3 |  | --> | 0.047 | 0 | 0 | 0 | 0 | 0.049 | 0 |  | --> | C14 ex RINEANNA | RINEANNA: T41 | DRUMLINE |  | 52.7688 | -8.9066
MV/LV Substation FA***138Z | 10 kV | 400V(3ph) & 230V(single ph) | LV | 400 kVA :Kiosk Substation | 0.4 | --> | 0.4 | 0.341 | 1.2 |  | --> | 0.38 | 0 | 0 | 0 | 0.028 | 0 | 0 | Constrained,otherwise capacity available =379kW. | --> | C15 ex ROSBERCON | ROSBERCON: T42 | WATERFORD |  | 52.387 | -6.9702
MV/LV Substation FA***139 | 10 kV | 400V(3ph) & 230V(single ph) | LV | 400 kVA :Kiosk Substation | 0.4 | --> | 0.4 | 0.275 | 3.3 |  | --> | 0.38 | 0 | 0 | 0 | 0.019 | 0.399 | 0 |  | --> | C17 ex CAHERDAVIN | CAHERDAVIN: T41 | ARDNACRUSHA |  | 52.6706 | -8.6358
MV/LV Substation FA***141X | 20 kV | 400V(3ph) & 230V(single ph) | LV | 50 kVA :Pole Substation | 0.05 | --> | 0.05 | 0.05 | 4.7 |  | --> | 0.047 | 0 | 0 | 0 | 0 | 0.049 | 0 |  | --> | E18 ex EDGEWORTHSTOWN | EDGEWORTHSTOWN: T421∥T422 | RICHMOND |  | 53.6661 | -7.5341
MV/LV Substation FA***145 | 10 kV | 400V(3ph) & 230V(single ph) | LV | 400 kVA :Kiosk Substation | 0.4 | --> | 0.4 | 0.336 | 0.9 |  | --> | 0.38 | 0 | 0 | 0 | 0.018 | 0.39 | 0 |  | --> | C15 ex BRAY | BRAY: T41 | FASSAROE |  | 53.1943 | -6.1224
MV/LV Substation FA***146 | 20 kV | 400V(3ph) & 230V(single ph) | LV | 50 kVA :Pole Substation | 0.05 | --> | 0.05 | 0 | 0 | Constrained,otherwise capacity available =45kVA. | --> | 0.047 | 0 | 0 | 0 | 0.005 | 0.045 | 0 |  | --> | E21 ex ATHENRY | ATHENRY: T423 | GALWAY 110KV |  | 53.3498 | -8.7055
MV/LV Substation FA***147X | 20 kV | 400V(3ph) & 230V(single ph) | LV | 200 kVA :Kiosk Substation | 0.2 | --> | 0.2 | 0.145 | 4.5 |  | --> | 0.19 | 0 | 0 | 0 | 0 | 0.208 | 0 |  | --> | E22 ex ENNISCRONE | ENNISCRONE: T421∥T422 | MOY |  | 54.249 | -8.878
MV/LV Substation FA***149 | 10 kV | 400V(3ph) & 230V(single ph) | LV | 50 kVA :Pole Substation | 0.05 | --> | 0.05 | 0.047 | 3.4 |  | --> | 0.047 | 0 | 0 | 0 | 0.003 | 0.046 | 0 |  | --> | C12 ex CAUSEWAY | CAUSEWAY: T41∥T42 | TRALEE |  | 52.4246 | -9.7443
MV/LV Substation FA***150 | 10 kV | 400V(3ph) & 230V(single ph) | LV | 200 kVA :Kiosk Substation | 0.2 | --> | 0.2 | 0.14 | 8.5 |  | --> | 0.19 | 0 | 0 | 0 | 0.016 | 0.192 | 0 |  | --> | C11 ex ARDGEEHA | ARDGEEHA: T41∥T42 | DOON |  | 52.3627 | -7.702
MV/LV Substation FA***151 | 10 kV | 400V(3ph) & 230V(single ph) | LV | 400 kVA :Kiosk Substation | 0.4 | --> | 0.4 | 0.318 | 2.1 |  | --> | 0.38 | 0 | 0 | 0 | 0 | 0.412 | 0 |  | --> | C16 ex LITTLE BRAY | LITTLE BRAY: T42 | FASSAROE |  | 53.236 | -6.1349
MV/LV Substation FA***156 | 20 kV | 400V(3ph) & 230V(single ph) | LV | 100 kVA :Pole Substation | 0.1 | --> | 0.1 | 0 | 0 | Constrained,otherwise capacity available =89kVA. | --> | 0.095 | 0 | 0 | 0 | 0 | 0.101 | 0 |  | --> | C21 ex CASTLEISLAND | CASTLEISLAND: T41∥T42 | TRALEE |  | 52.1719 | -9.5492
MV/LV Substation FA***156Y | 20 kV | 400V(3ph) & 230V(single ph) | LV | 200 kVA :Kiosk Substation | 0.2 | --> | 0.2 | 0.16 | 1.3 |  | --> | 0.19 | 0 | 0 | 0 | 0.005 | 0.201 | 0 |  | --> | E11 ex KILCARRAGH | KILCARRAGH: T421∥T422 | BUTLERSTOWN |  | 52.2552 | -7.0227
MV/LV Substation FA***157 | 10 kV | 400V(3ph) & 230V(single ph) | LV | 50 kVA :Pole Substation | 0.05 | --> | 0.05 | 0.028 | 1.7 |  | --> | 0.047 | 0 | 0 | 0 | 0.004 | 0.048 | 0 |  | --> | C15 ex TULLA | TULLA: T41 | ENNIS |  | 52.9346 | -8.6435
MV/LV Substation FA***169X | 10 kV | 400V(3ph) & 230V(single ph) | LV | 630 kVA :Kiosk Substation | 0.63 | --> | 0.63 | 0.464 | 4 |  | --> | 0.598 | 0 | 0 | 0 | 0.015 | 0.5 | 0 |  | --> | C20 ex OAKFIELD | OAKFIELD: T42 | SLIGO |  | 54.2721 | -8.496
MV/LV Substation FA***174 | 10 kV | 400V(3ph) & 230V(single ph) | LV | 630 kVA :Kiosk Substation | 0.63 | --> | 0.63 | 0.067 | 0.1 | Constrained,otherwise capacity available =441kVA. | --> | 0.598 | 0 | 0 | 0 | 0.042 | 0.5 | 0 |  | --> | C11 ex BISHOPSTOWN | BISHOPSTOWN: T41 | KILBARRY |  | 51.8918 | -8.5134
MV/LV Substation FA***177 | 20 kV | 400V(3ph) & 230V(single ph) | LV | 100 kVA :Pole Substation | 0.1 | --> | 0.1 | 0.076 | 2.7 |  | --> | 0.095 | 0 | 0 | 0 | 0 | 0.103 | 0 |  | --> | C18 ex KILLESHANDRA | KILLESHANDRA: T41∥T42 | GORTAWEE |  | 53.9216 | -7.5695
MV/LV Substation FA***177Z | 10 kV | 400V(3ph) & 230V(single ph) | LV | 200 kVA :Kiosk Substation | 0.2 | --> | 0.2 | 0 | 0 | Constrained,otherwise capacity available =126kVA. | --> | 0.19 | 0 | 0 | 0 | 0 | 0.21 | 0 |  | --> | C21 ex KILBARRY | KILBARRY: T101 | KILBARRY |  | 51.9167 | -8.4935
MV/LV Substation FA***192 | 10 kV | 400V(3ph) & 230V(single ph) | LV | 400 kVA :Kiosk Substation | 0.4 | --> | 0.4 | 0.231 | 10.8 |  | --> | 0.38 | 0 | 0 | 0 | 0.019 | 0.405 | 0 |  | --> | C31 ex SALTHILL | SALTHILL: T101 | SALTHILL |  | 53.285 | -9.0706
MV/LV Substation FA***193 | 10 kV | 400V(3ph) & 230V(single ph) | LV | 400 kVA :Building Structure | 0.4 | --> | 0.4 | 0.243 | 3.1 |  | --> | 0.38 | 0 | 0 | 0 | 0.015 | 0.408 | 0 |  | --> | C21 ex MONKSTOWN | MONKSTOWN: T41 | BLACKROCK |  | 53.2866 | -6.1774
MV/LV Substation FA***198 | 20 kV | 400V(3ph) & 230V(single ph) | LV | 50 kVA :Pole Substation | 0.05 | --> | 0.05 | 0.037 | 1.6 |  | --> | 0.047 | 0 | 0 | 0 | 0 | 0.051 | 0 |  | --> | E21 ex MILLTOWN (SR) | MILLTOWN (SR): T421 | OUGHTRAGH |  | 52.1048 | -9.6375
MV/LV Substation FA***200X | 20 kV | 400V(3ph) & 230V(single ph) | LV | 200 kVA :Kiosk Substation | 0.2 | --> | 0.2 | 0.179 | 5.4 |  | --> | 0.19 | 0 | 0 | 0 | 0.01 | 0.192 | 0 |  | --> | E21 ex ARDNAREE | ARDNAREE: T421 | MOY |  | 54.107 | -9.1359
MV/LV Substation FA***204X | 10 kV | 400V(3ph) & 230V(single ph) | LV | 400 kVA :Kiosk Substation | 0.4 | --> | 0.4 | 0.345 | 5 |  | --> | 0.38 | 0 | 0 | 0 | 0.007 | 0.401 | 0 |  | --> | C16 ex BALLYRICKARD | BALLYRICKARD: T41∥T42 | TRALEE |  | 52.2727 | -9.7234
MV/LV Substation FA***205 | 20 kV | 400V(3ph) & 230V(single ph) | LV | 400 kVA :Kiosk Substation | 0.4 | --> | 0.4 | 0.302 | 1.7 |  | --> | 0.38 | 0 | 0 | 0 | 0.046 | 0.366 | 0 |  | --> | C13 ex MORNINGTON ROAD | MORNINGTON ROAD: T41 | DRYBRIDGE |  | 53.7112 | -6.2517
MV/LV Substation FA***206X | 10 kV | 400V(3ph) & 230V(single ph) | LV | 200 kVA :Kiosk Substation | 0.2 | --> | 0.2 | 0.196 | 1.5 |  | --> | 0.19 | 0 | 0 | 0 | 0.001 | 0.198 | 0 |  | --> | C18 ex TUBBERCURRY | TUBBERCURRY: T42 | TONROE |  | 54.0526 | -8.709
MV/LV Substation FA***207 | 20 kV | 400V(3ph) & 230V(single ph) | LV | 150 kVA :Pole Substation | 0.15 | --> | 0.15 | 0.143 | 1.4 |  | --> | 0.142 | 0 | 0 | 0 | 0 | 0 | 0 | Constrained,otherwise capacity available =150kW. | --> | C18 ex DEERPARK | DEERPARK: T41∥T42 | BALLYDINE |  | 52.3921 | -7.4024
MV/LV Substation FA***208X | 10 kV | 400V(3ph) & 230V(single ph) | LV | 200 kVA :Kiosk Substation | 0.2 | --> | 0.2 | 0.167 | 9.6 |  | --> | 0.19 | 0 | 0 | 0 | 0 | 0.204 | 0 |  | --> | C14 ex GORTLEE | GORTLEE: T41∥T42 | LETTERKENNY |  | 54.9645 | -7.7477
MV/LV Substation FA***208Z | 20 kV | 400V(3ph) & 230V(single ph) | LV | 50 kVA :Pole Substation | 0.05 | --> | 0.05 | 0 | 0 | Constrained,otherwise capacity available =22kVA. | --> | 0.047 | 0 | 0 | 0 | 0 | 0.053 | 0 |  | --> | E15 ex WHITECHURCH | WHITECHURCH: T421 | KILBARRY |  | 51.9791 | -8.521
MV/LV Substation FA***211 | 10 kV | 400V(3ph) & 230V(single ph) | LV | 400 kVA :Kiosk Substation | 0.4 | --> | 0.4 | 0.289 | 11.1 |  | --> | 0.38 | 0 | 0 | 0 | 0.006 | 0.41 | 0 |  | --> | C17 ex FORTUNESTOWN | FORTUNESTOWN: T101 | INCHICORE 220KV |  | 53.2782 | -6.4421
MV/LV Substation FA***211X | 10 kV | 400V(3ph) & 230V(single ph) | LV | 400 kVA :Kiosk Substation | 0.4 | --> | 0.4 | 0 | 0 | Constrained,otherwise capacity available =369kVA. | --> | 0.38 | 0 | 0 | 0 | 0 | 0 | 0 | Constrained,otherwise capacity available =404kW. | --> | C13 ex DONEGAL | DONEGAL: T41∥T42 | CATHALEENS FALL |  | 54.653 | -8.0967
MV/LV Substation FA***211Y | 10 kV | 400V(3ph) & 230V(single ph) | LV | 630 kVA :Kiosk Substation | 0.63 | --> | 0.63 | 0.5 | 1.5 |  | --> | 0.598 | 0 | 0 | 0 | 0 | 0.5 | 0 |  | --> | C15 ex DERRYCRAMPH | DERRYCRAMPH: T41∥T42 | SHANKILL |  | 53.9917 | -7.3589
MV/LV Substation FA***216 | 10 kV | 400V(3ph) & 230V(single ph) | LV | 100 kVA :Pole Substation | 0.1 | --> | 0.1 | 0 | 0 | Constrained,otherwise capacity available =93kVA. | --> | 0.095 | 0 | 0 | 0 | 0.004 | 0.096 | 0 |  | --> | C16 ex COOLCORCORAN | COOLCORCORAN: T41∥T42 | KNOCKEARAGH |  | 52.0719 | -9.5345
MV/LV Substation FA***217 | 20 kV | 400V(3ph) & 230V(single ph) | LV | 50 kVA :Pole Substation | 0.05 | --> | 0.05 | 0.044 | 2.8 |  | --> | 0.047 | 0 | 0 | 0 | 0.003 | 0.047 | 0 |  | --> | E12 ex LONGFORD | LONGFORD: T422 | RICHMOND |  | 53.9226 | -7.6676
MV/LV Substation FA***227Y | 10 kV | 400V(3ph) & 230V(single ph) | LV | 400 kVA :Kiosk Substation | 0.4 | --> | 0.4 | 0.327 | 1.3 |  | --> | 0.38 | 0 | 0 | 0 | 0 | 0.411 | 0 |  | --> | C17 ex GRANGE (SR) | GRANGE (SR): T41∥T42 | BUTLERSTOWN |  | 52.2464 | -7.081
MV/LV Substation FA***231X | 10 kV | 400V(3ph) & 230V(single ph) | LV | 100 kVA :Pole Substation | 0.1 | --> | 0.1 | 0.1 | 5.1 |  | --> | 0.095 | 0 | 0 | 0 | 0 | 0 | 0 | Constrained,otherwise capacity available =100kW. | --> | C15 ex CASTLEKNOCK | CASTLEKNOCK: T41∥T42 | FINGLAS |  | 53.365 | -6.363
MV/LV Substation FA***233 | 10 kV | 400V(3ph) & 230V(single ph) | LV | 630 kVA :Building Structure | 0.63 | --> | 0.63 | 0.5 | 2 |  | --> | 0.598 | 0 | 0 | 0 | 0 | 0.5 | 0 |  | --> | C17 ex FAIRVIEW | FAIRVIEW: T41 | MCDERMOTT |  | 53.3637 | -6.2266
MV/LV Substation FA***239X | 10 kV | 400V(3ph) & 230V(single ph) | LV | 50 kVA :Pole Substation | 0.05 | --> | 0.05 | 0.049 | 5.2 |  | --> | 0.047 | 0 | 0 | 0 | 0 | 0.049 | 0 |  | --> | C15 ex KILFLYNN | KILFLYNN: T41∥T42 | TRALEE |  | 52.3443 | -9.6207
MV/LV Substation FA***240 | 10 kV | 400V(3ph) & 230V(single ph) | LV | 50 kVA :Pole Substation | 0.05 | --> | 0.05 | 0 | 0 | Constrained,otherwise capacity available =30kVA. | --> | 0.047 | 0 | 0 | 0 | 0 | 0.052 | 0 |  | --> | C13 ex SANDYFORD | SANDYFORD: T41 | CARRICKMINES |  | 53.2663 | -6.2719
MV/LV Substation FA***241 | 20 kV | 400V(3ph) & 230V(single ph) | LV | 200 kVA :Building Structure | 0.2 | --> | 0.2 | 0 | 0 | Constrained,otherwise capacity available =175kVA. | --> | 0.19 | 0 | 0 | 0 | 0 | 0 | 0 | Constrained,otherwise capacity available =203kW. | --> | E18 ex BEALNABLATH | BEALNABLATH: T421 | BANDON |  | 51.8934 | -8.7596
MV/LV Substation FA***247 | 10 kV | 400V(3ph) & 230V(single ph) | LV | 630 kVA :Building Structure | 0.63 | --> | 0.63 | 0 | 0 | Constrained,otherwise capacity available =469kVA. | --> | 0.598 | 0 | 0 | 0 | 0.01 | 0.5 | 0 |  | --> | C12 ex WHITEHALL | WHITEHALL: T41 | FINGLAS |  | 53.3842 | -6.2502
MV/LV Substation FA***248X | 20 kV | 400V(3ph) & 230V(single ph) | LV | 100 kVA :Pole Substation | 0.1 | --> | 0.1 | 0.1 | 5.6 |  | --> | 0.095 | 0 | 0 | 0 | 0 | 0.1 | 0 |  | --> | E18 ex CRANE | CRANE: T122 | CRANE |  | 52.4501 | -6.3455
MV/LV Substation FA***251 | 10 kV | 400V(3ph) & 230V(single ph) | LV | 100 kVA :Pole Substation | 0.1 | --> | 0.1 | 0.087 | 5.2 |  | --> | 0.095 | 0 | 0 | 0 | 0 | 0.101 | 0 |  | --> | C12 ex KILFLYNN | KILFLYNN: T41∥T42 | TRALEE |  | 52.408 | -9.6168
MV/LV Substation FA***255X | 10 kV | 400V(3ph) & 230V(single ph) | LV | 50 kVA :Pole Substation | 0.05 | --> | 0.05 | 0.048 | 0.2 |  | --> | 0.047 | 0 | 0 | 0 | 0 | 0 | 0 | Constrained,otherwise capacity available =49kW. | --> | C18 ex DUNGLOE | DUNGLOE: T42 | ARDNAGAPPARY |  | 54.9802 | -8.4955
MV/LV Substation FA***257X | 10 kV | 400V(3ph) & 230V(single ph) | LV | 100 kVA :Pole Substation | 0.1 | --> | 0.1 | 0 | 0 | Constrained,otherwise capacity available =65kVA. | --> | 0.095 | 0 | 0 | 0 | 0 | 0.105 | 0 |  | --> | C13 ex SANDYFORD | SANDYFORD: T41 | CARRICKMINES |  | 53.2571 | -6.2918
MV/LV Substation FA***258Z | 20 kV | 400V(3ph) & 230V(single ph) | LV | 400 kVA :Kiosk Substation | 0.4 | --> | 0.4 | 0 | 0 | Constrained,otherwise capacity available =373kVA. | --> | 0.38 | 0 | 0 | 0 | 0 | 0.403 | 0 |  | --> | E19 ex EDENDERRY | EDENDERRY: T421∥T422 | BLAKE |  | 53.4539 | -7.103
MV/LV Substation FA***261X | 20 kV | 400V(3ph) & 230V(single ph) | LV | 50 kVA :Pole Substation | 0.05 | --> | 0.05 | 0 | 0 | Constrained,otherwise capacity available =31kVA. | --> | 0.047 | 0 | 0 | 0 | 0 | 0.051 | 0 |  | --> | C15 ex BALLYHAUNIS | BALLYHAUNIS: T41∥T42 | DALTON |  | 53.7465 | -8.6266
MV/LV Substation FA***265 | 10 kV | 400V(3ph) & 230V(single ph) | LV | 400 kVA :Kiosk Substation | 0.4 | --> | 0.4 | 0 | 0 | Constrained,otherwise capacity available =279kVA. | --> | 0.38 | 0 | 0 | 0 | 0.017 | 0.4 | 0 |  | --> | C15 ex LITTLE BRAY | LITTLE BRAY: T41 | FASSAROE |  | 53.2137 | -6.1131
MV/LV Substation FA***268X | 20 kV | 400V(3ph) & 230V(single ph) | LV | 400 kVA :Kiosk Substation | 0.4 | --> | 0.4 | 0.293 | 1.8 |  | --> | 0.38 | 0 | 0 | 0 | 0.003 | 0.413 | 0 |  | --> | E13 ex CARRIGALLEN | CARRIGALLEN: T421 | CARRICK ON SHANNON |  | 53.976 | -7.6455
MV/LV Substation FA***270X | 10 kV | 400V(3ph) & 230V(single ph) | LV | 630 kVA :Building Structure | 0.63 | --> | 0.63 | 0.325 | 2 |  | --> | 0.598 | 0 | 0 | 0 | 0 | 0.5 | 0 |  | --> | C17 ex FAIRVIEW | FAIRVIEW: T41 | MCDERMOTT |  | 53.3631 | -6.2288
MV/LV Substation FA***272 | 10 kV | 400V(3ph) & 230V(single ph) | LV | 100 kVA :Pole Substation | 0.1 | --> | 0.1 | 0 | 0 | Constrained,otherwise capacity available =17kVA. | --> | 0.095 | 0 | 0 | 0 | 0 | 0.112 | 0 |  | --> | C23 ex CASTLEISLAND | CASTLEISLAND: T41∥T42 | TRALEE |  | 52.2681 | -9.4555
MV/LV Substation FA***274 | 10 kV | 400V(3ph) & 230V(single ph) | LV | 400 kVA :Kiosk Substation | 0.4 | --> | 0.4 | 0.245 | 1.8 |  | --> | 0.38 | 0 | 0 | 0 | 0.035 | 0.387 | 0 |  | --> | C15 ex DUNDRUM | DUNDRUM: T41 | BLACKROCK |  | 53.292 | -6.236
MV/LV Substation FA***274X | 10 kV | 400V(3ph) & 230V(single ph) | LV | 400 kVA :Building Structure | 0.4 | --> | 0.4 | 0.234 | 0.2 | Constrained,otherwise capacity available =366kVA. | --> | 0.38 | 0 | 0 | 0 | 0 | 0 | 0 | Constrained,otherwise capacity available =404kW. | --> | C16 ex DUNGLOE | DUNGLOE: T42 | ARDNAGAPPARY |  | 54.9537 | -8.3614
MV/LV Substation FA***275 | 10 kV | 400V(3ph) & 230V(single ph) | LV | 400 kVA :Kiosk Substation | 0.4 | --> | 0.4 | 0.292 | 2.4 |  | --> | 0.38 | 0 | 0 | 0 | 0.021 | 0.394 | 0 |  | --> | C12 ex DUNDRUM | DUNDRUM: T42 | BLACKROCK |  | 53.2946 | -6.2354
MV/LV Substation FA***279Y | 20 kV | 400V(3ph) & 230V(single ph) | LV | 200 kVA :Kiosk Substation | 0.2 | --> | 0.2 | 0 | 0 | Constrained,otherwise capacity available =179kVA. | --> | 0.19 | 0 | 0 | 0 | 0 | 0 | 0 | Constrained,otherwise capacity available =203kW. | --> | E20 ex BIRR | BIRR: T422 | DALLOW |  | 53.0834 | -7.9277
MV/LV Substation FA***282 | 20 kV | 400V(3ph) & 230V(single ph) | LV | 200 kVA :Pole Substation | 0.2 | --> | 0.2 | 0.194 | 2.2 |  | --> | 0.19 | 0 | 0 | 0 | 0 | 0.2 | 0 |  | --> | E15 ex CLONROCHE | CLONROCHE: T421∥T422 | WEXFORD |  | 52.4504 | -6.7133
MV/LV Substation FA***282Y | 20 kV | 400V(3ph) & 230V(single ph) | LV | 200 kVA :Kiosk Substation | 0.2 | --> | 0.2 | 0.2 | 0.8 |  | --> | 0.19 | 0 | 0 | 0 | 0 | 0 | 0 | Constrained,otherwise capacity available =200kW. | --> | E12 ex KILMACTHOMAS | KILMACTHOMAS: T421∥T422 | DUNGARVAN |  | 52.2073 | -7.4229
MV/LV Substation FA***283X | 10 kV | 400V(3ph) & 230V(single ph) | LV | 30 kVA :Pole Substation | 0.03 | --> | 0.03 | 0.026 | 2.8 |  | --> | 0.028 | 0 | 0 | 0 | 0 | 0 | 0 | Constrained,otherwise capacity available =29kW. | --> | C11 ex PALMERSTOWN | PALMERSTOWN: T41 | FINGLAS |  | 53.3616 | -6.3654
MV/LV Substation FA***285X | 10 kV | 400V(3ph) & 230V(single ph) | LV | 400 kVA :Kiosk Substation | 0.4 | --> | 0.4 | 0.388 | 2.7 |  | --> | 0.38 | 0 | 0 | 0 | 0 | 0.401 | 0 |  | --> | C13 ex CASTLEBLAYNEY | CASTLEBLAYNEY: T41 | DUNDALK |  | 54.1188 | -6.7353
MV/LV Substation FA***287 | 20 kV | 400V(3ph) & 230V(single ph) | LV | 50 kVA :Pole Substation | 0.05 | --> | 0.05 | 0 | 0 | Constrained,otherwise capacity available =49kVA. | --> | 0.047 | 0 | 0 | 0 | 0 | 0.049 | 0 |  | --> | C21 ex MILFORD (NR) | MILFORD (NR): T41∥T42 | LETTERKENNY |  | 55.1512 | -7.6944
MV/LV Substation FA***291X | 10 kV | 400V(3ph) & 230V(single ph) | LV | 100 kVA :Pole Substation | 0.1 | --> | 0.1 | 0 | 0 | Constrained,otherwise capacity available =99kVA. | --> | 0.095 | 0 | 0 | 0 | 0 | 0.1 | 0 |  | --> | C18 ex LITTLE MILLS | LITTLE MILLS: T41 | DUNDALK |  | 53.932 | -6.4217
MV/LV Substation FA***293 | 10 kV | 400V(3ph) & 230V(single ph) | LV | 630 kVA :Kiosk Substation | 0.63 | --> | 0.63 | 0.5 | 4.1 |  | --> | 0.598 | 0 | 0 | 0 | 0.03 | 0.5 | 0 |  | --> | C21 ex KIMMAGE | KIMMAGE: T41 | INCHICORE 220KV |  | 53.2974 | -6.2921
MV/LV Substation FA***297 | 10 kV | 400V(3ph) & 230V(single ph) | LV | 100 kVA :Pole Substation | 0.1 | --> | 0.1 | 0 | 0 | Constrained,otherwise capacity available =78kVA. | --> | 0.095 | 0 | 0 | 0 | 0 | 0.103 | 0 |  | --> | C12 ex SAGGART | SAGGART: T41∥T42 | GRANGE CASTLE |  | 53.2575 | -6.5275
MV/LV Substation FA***298 | 20 kV | 400V(3ph) & 230V(single ph) | LV | 200 kVA :Pole Substation | 0.2 | --> | 0.2 | 0.158 | 4.1 |  | --> | 0.19 | 0 | 0 | 0 | 0 | 0 | 0 | Constrained,otherwise capacity available =206kW. | --> | E11 ex CHARLEVILLE | CHARLEVILLE: T422 | CHARLEVILLE |  | 52.3192 | -8.6726
MV/LV Substation FA***304Y | 10 kV | 400V(3ph) & 230V(single ph) | LV | 400 kVA :Kiosk Substation | 0.4 | --> | 0.4 | 0 | 0 | Constrained,otherwise capacity available =295kVA. | --> | 0.38 | 0 | 0 | 0 | 0 | 0.416 | 0 |  | --> | C24 ex GORESBRIDGE | GORESBRIDGE: T41∥T42 | KILKENNY |  | 52.6295 | -7.0672
MV/LV Substation FA***307 | 10 kV | 400V(3ph) & 230V(single ph) | LV | 200 kVA :Pole Substation | 0.2 | --> | 0.2 | 0.147 | 4.8 |  | --> | 0.19 | 0 | 0 | 0 | 0.023 | 0.183 | 0 |  | --> | C21 ex ATHY | ATHY: T101 | ATHY |  | 52.9559 | -7.082
MV/LV Substation FA***309Y | 20 kV | 400V(3ph) & 230V(single ph) | LV | 50 kVA :Pole Substation | 0.05 | --> | 0.05 | 0 | 0 | Constrained,otherwise capacity available =48kVA. | --> | 0.047 | 0 | 0 | 0 | 0 | 0.049 | 0 |  | --> | E15 ex GLENAMADDY | GLENAMADDY: T422 | ATHLONE |  | 53.5867 | -8.4838
MV/LV Substation FA***317 | 10 kV | 400V(3ph) & 230V(single ph) | LV | 400 kVA :Kiosk Substation | 0.4 | --> | 0.4 | 0.287 | 6.5 |  | --> | 0.38 | 0 | 0 | 0 | 0.021 | 0.395 | 0 |  | --> | C17 ex CAHIR | CAHIR: T41 | CAHIR |  | 52.3794 | -7.9111
MV/LV Substation FA***324 | 20 kV | 400V(3ph) & 230V(single ph) | LV | 100 kVA :Pole Substation | 0.1 | --> | 0.1 | 0 | 0 |  | --> | 0.095 | 0 | 0 | 0 | 0.003 | 0.111 | 0 |  | --> | E21 ex ATHENRY | ATHENRY: T423 | GALWAY 110KV |  | 53.4282 | -8.7278
MV/LV Substation FA***325X | 10 kV | 400V(3ph) & 230V(single ph) | LV | 50 kVA :Pole Substation | 0.05 | --> | 0.05 | 0 | 0 | Constrained,otherwise capacity available =5kVA. | --> | 0.047 | 0 | 0 | 0 | 0 | 0.056 | 0 |  | --> | C17 ex BALLYHAUNIS | BALLYHAUNIS: T41∥T42 | DALTON |  | 53.7596 | -8.7726
MV/LV Substation FA***335X | 20 kV | 400V(3ph) & 230V(single ph) | LV | 1000 kVA :Building Structure | 1 | --> | 1 | 0 | 0 | Constrained,otherwise capacity available =500kVA. | --> | 0.95 | 0 | 0 | 0 | 0.011 | 0.5 | 0 |  | --> | C21 ex CASTLEISLAND | CASTLEISLAND: T41∥T42 | TRALEE |  | 52.1752 | -9.5552
MV/LV Substation FA***337Z | 10 kV | 400V(3ph) & 230V(single ph) | LV | 630 kVA :Building Structure | 0.63 | --> | 0.63 | 0.447 | 1.8 |  | --> | 0.598 | 0 | 0 | 0 | 0 | 0.5 | 0 |  | --> | C17 ex RATHMULLAN | RATHMULLAN: T41 | DRYBRIDGE |  | 53.717 | -6.358
MV/LV Substation FA***343 | 20 kV | 400V(3ph) & 230V(single ph) | LV | 50 kVA :Pole Substation | 0.05 | --> | 0.05 | 0.04 | 1 |  | --> | 0.047 | 0 | 0 | 0 | 0 | 0 | 0 | Constrained,otherwise capacity available =51kW. | --> | C25 ex KILCLOHER | KILCLOHER: T42 | DUNGARVAN |  | 52.1675 | -7.7501
MV/LV Substation FA***361Z | 20 kV | 400V(3ph) & 230V(single ph) | LV | 400 kVA :Kiosk Substation | 0.4 | --> | 0.4 | 0.344 | 2.5 |  | --> | 0.38 | 0 | 0 | 0 | 0.01 | 0.398 | 0 |  | --> | E15 ex TULLOW | TULLOW: T421 | CARLOW |  | 52.8 | -6.7483
MV/LV Substation FA***379 | 20 kV | 400V(3ph) & 230V(single ph) | LV | 200 kVA :Pole Substation | 0.2 | --> | 0.2 | 0.155 | 1.6 |  | --> | 0.19 | 0 | 0 | 0 | 0 | 0.207 | 0 |  | --> | E21 ex MILLTOWN (SR) | MILLTOWN (SR): T421 | OUGHTRAGH |  | 52.1068 | -9.6245
MV/LV Substation FA***386X | 10 kV | 400V(3ph) & 230V(single ph) | LV | 400 kVA :Kiosk Substation | 0.4 | --> | 0.4 | 0 | 0 | Constrained,otherwise capacity available =327kVA. | --> | 0.38 | 0 | 0 | 0 | 0.017 | 0.393 | 0 |  | --> | C18 ex BALLYMUN | BALLYMUN: T42 | FINGLAS |  | 53.3826 | -6.2862
MV/LV Substation FA***391X | 20 kV | 400V(3ph) & 230V(single ph) | LV | 630 kVA :Kiosk Substation | 0.63 | --> | 0.63 | 0 | 0 | Constrained,otherwise capacity available =490kVA. | --> | 0.598 | 0 | 0 | 0 | 0.035 | 0.5 | 0 |  | --> | E11 ex GLASMORE | GLASMORE: T421 | GLASMORE |  | 53.4865 | -6.147
MV/LV Substation FA***4003 | 10 kV | 400V(3ph) & 230V(single ph) | LV | 100 kVA :Pole Substation | 0.1 | --> | 0.1 | 0.082 | 0.9 |  | --> | 0.095 | 0 | 0 | 0 | 0 | 0.102 | 0 |  | --> | C11 ex BRAY | BRAY: T41 | FASSAROE |  | 53.1992 | -6.1509
MV/LV Substation FA***401 | 10 kV | 400V(3ph) & 230V(single ph) | LV | 50 kVA :Pole Substation | 0.05 | --> | 0.05 | 0.023 | 2.7 |  | --> | 0.047 | 0 | 0 | 0 | 0 | 0.053 | 0 |  | --> | E19 ex LONGFORD | LONGFORD: T421 | RICHMOND |  | 53.7187 | -7.8121
MV/LV Substation FA***4017 | 20 kV | 400V(3ph) & 230V(single ph) | LV | 50 kVA :Pole Substation | 0.05 | --> | 0.05 | 0 | 0 | Constrained,otherwise capacity available =37kVA. | --> | 0.047 | 0 | 0 | 0 | 0 | 0 | 0 | Constrained,otherwise capacity available =51kW. | --> | E13 ex BEALNABLATH | BEALNABLATH: T421 | BANDON |  | 51.7805 | -8.8288
MV/LV Substation FA***4019 | 10 kV | 400V(3ph) & 230V(single ph) | LV | 400 kVA :Building Structure | 0.4 | --> | 0.4 | 0.067 | 0.1 | Constrained,otherwise capacity available =337kVA. | --> | 0.38 | 0 | 0 | 0 | 0 | 0.409 | 0 |  | --> | C11 ex BISHOPSTOWN | BISHOPSTOWN: T41 | KILBARRY |  | 51.8912 | -8.5101
MV/LV Substation FA***4019 | 10 kV | 400V(3ph) & 230V(single ph) | LV | 630 kVA :Building Structure | 0.63 | --> | 0.63 | 0.5 | 4.9 |  | --> | 0.598 | 0 | 0 | 0 | 0.078 | 0.5 | 0 |  | --> | C17 ex SHANNON | SHANNON: T41 | DRUMLINE |  | 52.699 | -8.9048
MV/LV Substation FA***4022 | 20 kV | 400V(3ph) & 230V(single ph) | LV | 100 kVA :Pole Substation | 0.1 | --> | 0.1 | 0.079 | 5.6 |  | --> | 0.095 | 0 | 0 | 0 | 0 | 0.103 | 0 |  | --> | E18 ex CRANE | CRANE: T122 | CRANE |  | 52.6303 | -6.237
MV/LV Substation FA***4027 | 10 kV | 400V(3ph) & 230V(single ph) | LV | 400 kVA :Kiosk Substation | 0.4 | --> | 0.4 | 0.399 | 10.8 |  | --> | 0.38 | 0 | 0 | 0 | 0 | 0.4 | 0 |  | --> | C31 ex SALTHILL | SALTHILL: T101 | SALTHILL |  | 53.2844 | -9.0684
MV/LV Substation FA***402Z | 20 kV | 400V(3ph) & 230V(single ph) | LV | 50 kVA :Pole Substation | 0.05 | --> | 0.05 | 0.047 | 1.3 |  | --> | 0.047 | 0 | 0 | 0 | 0 | 0.049 | 0 |  | --> | C17 ex ROOSKY | ROOSKY: T41 | RICHMOND |  | 53.7723 | -8.1076
MV/LV Substation FA***4031 | 10 kV | 400V(3ph) & 230V(single ph) | LV | 630 kVA :Building Structure | 0.63 | --> | 0.63 | 0 | 0 | Constrained,otherwise capacity available =500kVA. | --> | 0.598 | 0 | 0 | 0 | 0 | 0.5 | 0 |  | --> | C16 ex SHANNON | SHANNON: T42 | DRUMLINE |  | 52.6999 | -8.9067
MV/LV Substation FA***4045 | 20 kV | 400V(3ph) & 230V(single ph) | LV | 50 kVA :Pole Substation | 0.05 | --> | 0.05 | 0.047 | 1.6 |  | --> | 0.047 | 0 | 0 | 0 | 0 | 0.049 | 0 |  | --> | E12 ex GURRANEBANE | GURRANEBANE: T421∥T422 | OUGHTRAGH |  | 52.0578 | -9.9574
MV/LV Substation FA***4045 | 10 kV | 400V(3ph) & 230V(single ph) | LV | 400 kVA :Building Structure | 0.4 | --> | 0.4 | 0 | 0 | Constrained,otherwise capacity available =338kVA. | --> | 0.38 | 0 | 0 | 0 | 0 | 0.409 | 0 |  | --> | C18 ex SHANNON | SHANNON: T42 | DRUMLINE |  | 52.7061 | -8.8982
MV/LV Substation FA***4049 | 10 kV | 400V(3ph) & 230V(single ph) | LV | 630 kVA :Building Structure | 0.63 | --> | 0.63 | 0 | 0 | Constrained,otherwise capacity available =383kVA. | --> | 0.598 | 0 | 0 | 0 | 0 | 0.5 | 0 |  | --> | C18 ex SHANNON | SHANNON: T42 | DRUMLINE |  | 52.7034 | -8.8973
MV/LV Substation FA***4054 | 20 kV | 400V(3ph) & 230V(single ph) | LV | 50 kVA :Pole Substation | 0.05 | --> | 0.05 | 0.022 | 5.4 |  | --> | 0.047 | 0 | 0 | 0 | 0 | 0.053 | 0 |  | --> | E14 ex MOY | MOY: T421∥T422 | MOY |  | 54.1846 | -9.2354
MV/LV Substation FA***4063 | 20 kV | 400V(3ph) & 230V(single ph) | LV | 200 kVA :Kiosk Substation | 0.2 | --> | 0.2 | 0 | 0 | Constrained,otherwise capacity available =182kVA. | --> | 0.19 | 0 | 0 | 0 | 0 | 0.202 | 0 |  | --> | E21 ex FINEA | FINEA: T421∥T422 | SHANKILL |  | 53.8604 | -7.3244
MV/LV Substation FA***4065 | 20 kV | 400V(3ph) & 230V(single ph) | LV | 200 kVA :Kiosk Substation | 0.2 | --> | 0.2 | 0 | 0 | Constrained,otherwise capacity available =139kVA. | --> | 0.19 | 0 | 0 | 0 | 0 | 0.209 | 0 |  | --> | E19 ex CAVAN | CAVAN: T421 | SHANKILL |  | 54.002 | -7.4081
MV/LV Substation FA***4068 | 20 kV | 400V(3ph) & 230V(single ph) | LV | 50 kVA :Pole Substation | 0.05 | --> | 0.05 | 0 | 0 | Constrained,otherwise capacity available =49kVA. | --> | 0.047 | 0 | 0 | 0 | 0 | 0 | 0 | Constrained,otherwise capacity available =49kW. | --> | C18 ex TOOMEVARA | TOOMEVARA: T42 | NENAGH |  | 52.7747 | -8.0204
MV/LV Substation FA***4068 | 10 kV | 400V(3ph) & 230V(single ph) | LV | 50 kVA :Pole Substation | 0.05 | --> | 0.05 | 0 | 0 | Constrained,otherwise capacity available =30kVA. | --> | 0.047 | 0 | 0 | 0 | 0 | 0 | 0 | Constrained,otherwise capacity available =52kW. | --> | C15 ex PORTARLINGTON | PORTARLINGTON: T41∥T42 | PORTLAOISE |  | 53.1652 | -7.1999
MV/LV Substation FA***406Y | 20 kV | 400V(3ph) & 230V(single ph) | LV | 50 kVA :Pole Substation | 0.05 | --> | 0.05 | 0 | 0 | Constrained,otherwise capacity available =35kVA. | --> | 0.047 | 0 | 0 | 0 | 0 | 0.051 | 0 |  | --> | E18 ex PATRICKSWELL | PATRICKSWELL: T421∥T422 | LIMERICK |  | 52.5718 | -8.6101
MV/LV Substation FA***4093 | 10 kV | 400V(3ph) & 230V(single ph) | LV | 200 kVA :Kiosk Substation | 0.2 | --> | 0.2 | 0.127 | 8.4 |  | --> | 0.19 | 0 | 0 | 0 | 0 | 0.21 | 0 |  | --> | C21 ex MULLINGAR | MULLINGAR: T101 | MULLINGAR |  | 53.5243 | -7.3497
MV/LV Substation FA***4097 | 10 kV | 400V(3ph) & 230V(single ph) | LV | 630 kVA :Kiosk Substation | 0.63 | --> | 0.63 | 0.5 | 2.5 |  | --> | 0.598 | 0 | 0 | 0 | 0 | 0.5 | 0 |  | --> | C15 ex GREYSTONES | GREYSTONES: T41 | FASSAROE |  | 53.1521 | -6.0705
MV/LV Substation FA***4101 | 20 kV | 400V(3ph) & 230V(single ph) | LV | 200 kVA :Pole Substation | 0.2 | --> | 0.2 | 0.199 | 1.9 |  | --> | 0.19 | 0 | 0 | 0 | 0 | 0 | 0 | Constrained,otherwise capacity available =200kW. | --> | E15 ex GWEEDORE | GWEEDORE: T421 | ARDNAGAPPARY |  | 55.1365 | -8.0978
MV/LV Substation FA***4110 | 10 kV | 400V(3ph) & 230V(single ph) | LV | 50 kVA :Pole Substation | 0.05 | --> | 0.05 | 0.036 | 1 |  | --> | 0.047 | 0 | 0 | 0 | 0.015 | 0 | 0 | Constrained,otherwise capacity available =35kW. | --> | C16 ex LOUGHTAGALLA | LOUGHTAGALLA: T41∥T42 | THURLES |  | 52.6958 | -7.7909
MV/LV Substation FA***4119 | 20 kV | 400V(3ph) & 230V(single ph) | LV | 50 kVA :Pole Substation | 0.05 | --> | 0.05 | 0.035 | 4.1 |  | --> | 0.047 | 0 | 0 | 0 | 0.004 | 0 | 0 | Constrained,otherwise capacity available =47kW. | --> | E11 ex CHARLEVILLE | CHARLEVILLE: T422 | CHARLEVILLE |  | 52.3169 | -8.6728
MV/LV Substation FA***4128 | 20 kV | 400V(3ph) & 230V(single ph) | LV | 50 kVA :Pole Substation | 0.05 | --> | 0.05 | 0.05 | 7.7 |  | --> | 0.047 | 0 | 0 | 0 | 0 | 0.049 | 0 |  | --> | C18 ex GARRYCASTLE | GARRYCASTLE: T42 | ATHLONE |  | 53.3993 | -7.8745
MV/LV Substation FA***413 | 10 kV | 400V(3ph) & 230V(single ph) | LV | 630 kVA :Building Structure | 0.63 | --> | 0.63 | 0.5 | 4.9 |  | --> | 0.598 | 0 | 0 | 0 | 0 | 0.5 | 0 |  | --> | C15 ex SHANNON | SHANNON: T41 | DRUMLINE |  | 52.7051 | -8.9022
MV/LV Substation FA***4131 | 10 kV | 400V(3ph) & 230V(single ph) | LV | 400 kVA :Kiosk Substation | 0.4 | --> | 0.4 | 0 | 0 | Constrained,otherwise capacity available =400kVA. | --> | 0.38 | 0 | 0 | 0 | 0 | 0 | 0 | Constrained,otherwise capacity available =400kW. | --> | C13 ex DONEGAL | DONEGAL: T41∥T42 | CATHALEENS FALL |  | 54.6541 | -8.0927
MV/LV Substation FA***413X | 20 kV | 400V(3ph) & 230V(single ph) | LV | 50 kVA :Pole Substation | 0.05 | --> | 0.05 | 0 | 0 | Constrained,otherwise capacity available =50kVA. | --> | 0.047 | 0 | 0 | 0 | 0 | 0.049 | 0 |  | --> | C14 ex MILFORD (NR) | MILFORD (NR): T41∥T42 | LETTERKENNY |  | 55.2351 | -7.692
MV/LV Substation FA***414 | 10 kV | 400V(3ph) & 230V(single ph) | LV | 50 kVA :Pole Substation | 0.05 | --> | 0.05 | 0 | 0 | Constrained,otherwise capacity available =23kVA. | --> | 0.047 | 0 | 0 | 0 | 0.005 | 0.048 | 0 |  | --> | C22 ex GREYSTONES | GREYSTONES: T42 | FASSAROE |  | 53.1271 | -6.0846
MV/LV Substation FA***4154 | 20 kV | 400V(3ph) & 230V(single ph) | LV | 50 kVA :Pole Substation | 0.05 | --> | 0.05 | 0.05 | 2 |  | --> | 0.047 | 0 | 0 | 0 | 0 | 0.049 | 0 |  | --> | C16 ex CAPPAMORE | CAPPAMORE: T41∥T42 | ARDNACRUSHA |  | 52.5888 | -8.1561
MV/LV Substation FA***416 | 10 kV | 400V(3ph) & 230V(single ph) | LV | 1000 kVA :Kiosk Substation | 1 | --> | 1 | 0.5 | 4.2 |  | --> | 0.95 | 0 | 0 | 0 | 0.007 | 0.5 | 0 |  | --> | C21 ex MARSHES | MARSHES: T41 | DUNDALK |  | 53.9684 | -6.3866
MV/LV Substation FA***4172 | 20 kV | 400V(3ph) & 230V(single ph) | LV | 400 kVA :Kiosk Substation | 0.4 | --> | 0.4 | 0 | 0 | Constrained,otherwise capacity available =333kVA. | --> | 0.38 | 0 | 0 | 0 | 0.006 | 0.403 | 0 |  | --> | C24 ex MACETOWN | MACETOWN: T102 | MACETOWN |  | 53.5042 | -6.5404
MV/LV Substation FA***4173 | 20 kV | 400V(3ph) & 230V(single ph) | LV | 50 kVA :Pole Substation | 0.05 | --> | 0.05 | 0.05 | 1.5 |  | --> | 0.047 | 0 | 0 | 0 | 0 | 0 | 0 | Constrained,otherwise capacity available =49kW. | --> | C17 ex FOYNES | FOYNES: T41 | RATHKEALE |  | 52.5907 | -9.2019
MV/LV Substation FA***4177 | 10 kV | 400V(3ph) & 230V(single ph) | LV | 630 kVA :Building Structure | 0.63 | --> | 0.63 | 0 | 0 | Constrained,otherwise capacity available =500kVA. | --> | 0.598 | 0 | 0 | 0 | 0 | 0.5 | 0 |  | --> | C19 ex BALLYBAILIE | BALLYBAILIE: T41 | DUNDALK |  | 53.8591 | -6.5456
MV/LV Substation FA***418 | 10 kV | 400V(3ph) & 230V(single ph) | LV | 50 kVA :Pole Substation | 0.05 | --> | 0.05 | 0 | 0 | Constrained,otherwise capacity available =39kVA. | --> | 0.047 | 0 | 0 | 0 | 0.008 | 0.042 | 0 |  | --> | C23 ex CASTLEISLAND | CASTLEISLAND: T41∥T42 | TRALEE |  | 52.272 | -9.4599
MV/LV Substation FA***4180 | 20 kV | 400V(3ph) & 230V(single ph) | LV | 100 kVA :Pole Substation | 0.1 | --> | 0.1 | 0 | 0 | Constrained,otherwise capacity available =100kVA. | --> | 0.095 | 0 | 0 | 0 | 0 | 0.1 | 0 |  | --> | C16 ex OUGHTERARD | OUGHTERARD: T41∥T42 | GALWAY 110KV |  | 53.4017 | -9.2546
MV/LV Substation FA***4181 | 20 kV | 400V(3ph) & 230V(single ph) | LV | 50 kVA :Pole Substation | 0.05 | --> | 0.05 | 0 | 0 | Constrained,otherwise capacity available =50kVA. | --> | 0.047 | 0 | 0 | 0 | 0 | 0.049 | 0 |  | --> | E16 ex ACADEMY STREET | ACADEMY STREET: T421∥T422 | NAVAN |  | 53.5683 | -6.6362
MV/LV Substation FA***4181 | 10 kV | 400V(3ph) & 230V(single ph) | LV | 100 kVA :Pole Substation | 0.1 | --> | 0.1 | 0 | 0 | Constrained,otherwise capacity available =71kVA. | --> | 0.095 | 0 | 0 | 0 | 0 | 0.103 | 0 |  | --> | C17 ex SKIBBEREEN | SKIBBEREEN: T41∥T42 | DUNMANWAY |  | 51.5263 | -9.208
MV/LV Substation FA***4195 | 10 kV | 400V(3ph) & 230V(single ph) | LV | 50 kVA :Pole Substation | 0.05 | --> | 0.05 | 0.05 | 1.3 |  | --> | 0.047 | 0 | 0 | 0 | 0 | 0 | 0 | Constrained,otherwise capacity available =49kW. | --> | C26 ex KILKEE | KILKEE: T41 | TULLABRACK |  | 52.7016 | -9.6193
MV/LV Substation FA***4197 | 10 kV | 400V(3ph) & 230V(single ph) | LV | 630 kVA :Kiosk Substation | 0.63 | --> | 0.63 | 0.488 | 12.2 |  | --> | 0.598 | 0 | 0 | 0 | 0.021 | 0.5 | 0 |  | --> | C32 ex SALTHILL | SALTHILL: T102 | SALTHILL |  | 53.2811 | -9.0859
MV/LV Substation FA***4206 | 10 kV | 400V(3ph) & 230V(single ph) | LV | 630 kVA :Kiosk Substation | 0.63 | --> | 0.63 | 0.5 | 7.5 |  | --> | 0.598 | 0 | 0 | 0 | 0 | 0.5 | 0 |  | --> | C14 ex CARRICKMINES | CARRICKMINES: T42 | CARRICKMINES |  | 53.2555 | -6.2036
MV/LV Substation FA***4211 | 20 kV | 400V(3ph) & 230V(single ph) | LV | 50 kVA :Pole Substation | 0.05 | --> | 0.05 | 0.05 | 3.3 |  | --> | 0.047 | 0 | 0 | 0 | 0 | 0.049 | 0 |  | --> | E13 ex BIRDHILL | BIRDHILL: T421 | ARDNACRUSHA |  | 52.7667 | -8.5305
MV/LV Substation FA***4216 | 10 kV | 400V(3ph) & 230V(single ph) | LV | 400 kVA :Kiosk Substation | 0.4 | --> | 0.4 | 0.324 | 12.2 |  | --> | 0.38 | 0 | 0 | 0 | 0 | 0.411 | 0 |  | --> | C32 ex SALTHILL | SALTHILL: T102 | SALTHILL |  | 53.2802 | -9.0793
MV/LV Substation FA***422 | 20 kV | 400V(3ph) & 230V(single ph) | LV | 200 kVA :Pole Substation | 0.2 | --> | 0.2 | 0.199 | 5.4 |  | --> | 0.19 | 0 | 0 | 0 | 0 | 0.2 | 0 |  | --> | E13 ex MOY | MOY: T421∥T422 | MOY |  | 54.0242 | -9.1394
MV/LV Substation FA***422 | 20 kV | 400V(3ph) & 230V(single ph) | LV | 50 kVA :Pole Substation | 0.05 | --> | 0.05 | 0 | 0 | Constrained,otherwise capacity available =46kVA. | --> | 0.047 | 0 | 0 | 0 | 0 | 0.049 | 0 |  | --> | E17 ex CREAGH | CREAGH: T421∥T422 | ATHLONE |  | 53.3101 | -8.3284
MV/LV Substation FA***4222 | 20 kV | 400V(3ph) & 230V(single ph) | LV | 50 kVA :Pole Substation | 0.05 | --> | 0.05 | 0.05 | 0.8 |  | --> | 0.047 | 0 | 0 | 0 | 0 | 0 | 0 | Constrained,otherwise capacity available =49kW. | --> | E17 ex KILMACTHOMAS | KILMACTHOMAS: T421∥T422 | DUNGARVAN |  | 52.1852 | -7.4437
MV/LV Substation FA***423X | 20 kV | 400V(3ph) & 230V(single ph) | LV | 50 kVA :Pole Substation | 0.05 | --> | 0.05 | 0.046 | 26.7 |  | --> | 0.047 | 0 | 0 | 0 | 0 | 0.049 | 0 |  | --> | E21 ex WEXFORD | WEXFORD: T121∥T122 | WEXFORD |  | 52.3835 | -6.4675
MV/LV Substation FA***424 | 10 kV | 400V(3ph) & 230V(single ph) | LV | 200 kVA :Pole Substation | 0.2 | --> | 0.2 | 0.149 | 4.4 |  | --> | 0.19 | 0 | 0 | 0 | 0.008 | 0.199 | 0 |  | --> | C11 ex RINGASKIDDY 110KV | RINGASKIDDY 110KV: T42 | BARNAHELY |  | 51.8743 | -8.342
MV/LV Substation FA***4252 | 20 kV | 400V(3ph) & 230V(single ph) | LV | 200 kVA :Kiosk Substation | 0.2 | --> | 0.2 | 0 | 0 | Constrained,otherwise capacity available =200kVA. | --> | 0.19 | 0 | 0 | 0 | 0 | 0.2 | 0 |  | --> | E11 ex KILCULLEN | KILCULLEN: T424 | STRATFORD |  | 53.053 | -6.6955
MV/LV Substation FA***4264 | 10 kV | 400V(3ph) & 230V(single ph) | LV | 50 kVA :Pole Substation | 0.05 | --> | 0.05 | 0 | 0 | Constrained,otherwise capacity available =50kVA. | --> | 0.047 | 0 | 0 | 0 | 0 | 0 | 0 | Constrained,otherwise capacity available =49kW. | --> | C11 ex MOUNTRATH | MOUNTRATH: T41∥T42 | PORTLAOISE |  | 52.9892 | -7.5694
MV/LV Substation FA***4274 | 10 kV | 400V(3ph) & 230V(single ph) | LV | 400 kVA :Kiosk Substation | 0.4 | --> | 0.4 | 0 | 0 | Constrained,otherwise capacity available =400kVA. | --> | 0.38 | 0 | 0 | 0 | 0 | 0.4 | 0 |  | --> | C13 ex GARRYOWEN | GARRYOWEN: T41 | LIMERICK |  | 52.6575 | -8.6111
MV/LV Substation FA***4284 | 10 kV | 400V(3ph) & 230V(single ph) | LV | 100 kVA :Pole Substation | 0.1 | --> | 0.1 | 0 | 0 | Constrained,otherwise capacity available =100kVA. | --> | 0.095 | 0 | 0 | 0 | 0 | 0.1 | 0 |  | --> | C21 ex KILMONEY | KILMONEY: T41∥T42 | TRABEG |  | 51.7636 | -8.4489
MV/LV Substation FA***4307 | 10 kV | 400V(3ph) & 230V(single ph) | LV | 50 kVA :Pole Substation | 0.05 | --> | 0.05 | 0 | 0 | Constrained,otherwise capacity available =50kVA. | --> | 0.047 | 0 | 0 | 0 | 0 | 0.049 | 0 |  | --> | C19 ex KILDARE | KILDARE: T41∥T42 | NEWBRIDGE |  | 53.2016 | -6.9954
MV/LV Substation FA***4323 | 10 kV | 400V(3ph) & 230V(single ph) | LV | 400 kVA :Kiosk Substation | 0.4 | --> | 0.4 | 0.4 | 1.5 |  | --> | 0.38 | 0 | 0 | 0 | 0 | 0.4 | 0 |  | --> | C19 ex SALLINS | SALLINS: T41 | GRIFFINRATH |  | 53.2884 | -6.7625
MV/LV Substation FA***434X | 20 kV | 400V(3ph) & 230V(single ph) | LV | 400 kVA :Kiosk Substation | 0.4 | --> | 0.4 | 0.313 | 0.7 |  | --> | 0.38 | 0 | 0 | 0 | 0.004 | 0.409 | 0 |  | --> | C15 ex KILMAGIG | KILMAGIG: T42 | ARKLOW |  | 52.8516 | -6.3368
MV/LV Substation FA***4364 | 20 kV | 400V(3ph) & 230V(single ph) | LV | 50 kVA :Pole Substation | 0.05 | --> | 0.05 | 0.05 | 2.4 |  | --> | 0.047 | 0 | 0 | 0 | 0 | 0.049 | 0 |  | --> | C22 ex BUSHFIELD | BUSHFIELD: T42 | ATHLONE |  | 53.481 | -7.8575
MV/LV Substation FA***4441 | 20 kV | 400V(3ph) & 230V(single ph) | LV | 50 kVA :Pole Substation | 0.05 | --> | 0.05 | 0.05 | 2.4 |  | --> | 0.047 | 0 | 0 | 0 | 0 | 0.049 | 0 |  | --> | C22 ex BUSHFIELD | BUSHFIELD: T42 | ATHLONE |  | 53.4694 | -7.9054
MV/LV Substation FA***444X | 20 kV | 400V(3ph) & 230V(single ph) | LV | 200 kVA :Building Structure | 0.2 | --> | 0.2 | 0 | 0 | Constrained,otherwise capacity available =167kVA. | --> | 0.19 | 0 | 0 | 0 | 0 | 0.204 | 0 |  | --> | E19 ex CAVAN | CAVAN: T421 | SHANKILL |  | 54.0013 | -7.3996
MV/LV Substation FA***445 | 10 kV | 400V(3ph) & 230V(single ph) | LV | 400 kVA :Building Structure | 0.4 | --> | 0.4 | 0.355 | 4.9 |  | --> | 0.38 | 0 | 0 | 0 | 0 | 0.407 | 0 |  | --> | C15 ex SHANNON | SHANNON: T41 | DRUMLINE |  | 52.7048 | -8.9017
MV/LV Substation FA***446 | 10 kV | 400V(3ph) & 230V(single ph) | LV | 30 kVA :Pole Substation | 0.03 | --> | 0.03 | 0.03 | 2.9 |  | --> | 0.028 | 0 | 0 | 0 | 0 | 0.029 | 0 |  | --> | C17 ex DUNLEER | DUNLEER: T41∥T42 | DRYBRIDGE |  | 53.8613 | -6.3807
MV/LV Substation FA***446Y | 10 kV | 400V(3ph) & 230V(single ph) | LV | 400 kVA :Kiosk Substation | 0.4 | --> | 0.4 | 0.358 | 4.9 |  | --> | 0.38 | 0 | 0 | 0 | 0.002 | 0.404 | 0 |  | --> | C12 ex DUNDALK | DUNDALK: T42 | DUNDALK |  | 54.0073 | -6.4217
MV/LV Substation FA***448X | 10 kV | 400V(3ph) & 230V(single ph) | LV | 400 kVA :Kiosk Substation | 0.4 | --> | 0.4 | 0 | 0 | Constrained,otherwise capacity available =139kVA. | --> | 0.38 | 0 | 0 | 0 | 0.003 | 0.436 | 0 |  | --> | C12 ex KILDARE | KILDARE: T41∥T42 | NEWBRIDGE |  | 53.1599 | -6.9085
MV/LV Substation FA***450 | 20 kV | 400V(3ph) & 230V(single ph) | LV | 630 kVA :Kiosk Substation | 0.63 | --> | 0.63 | 0.492 | 1.6 |  | --> | 0.598 | 0 | 0 | 0 | 0.01 | 0.5 | 0 |  | --> | E15 ex GURRANEBANE | GURRANEBANE: T421∥T422 | OUGHTRAGH |  | 51.9465 | -10.221
MV/LV Substation FA***460 | 20 kV | 400V(3ph) & 230V(single ph) | LV | 100 kVA :Pole Substation | 0.1 | --> | 0.1 | 0 | 0 | Constrained,otherwise capacity available =82kVA. | --> | 0.095 | 0 | 0 | 0 | 0.004 | 0.098 | 0 |  | --> | C21 ex MACETOWN | MACETOWN: T101 | MACETOWN |  | 53.4283 | -6.4748
MV/LV Substation FA***460Z | 20 kV | 400V(3ph) & 230V(single ph) | LV | 200 kVA :Pole Substation | 0.2 | --> | 0.2 | 0.145 | 1.5 |  | --> | 0.19 | 0 | 0 | 0 | 0.005 | 0.203 | 0 |  | --> | E15 ex BEALISTOWN | BEALISTOWN: T421∥T422 | GREAT ISLAND |  | 52.2795 | -6.8411
MV/LV Substation FA***461X | 10 kV | 400V(3ph) & 230V(single ph) | LV | 50 kVA :Pole Substation | 0.05 | --> | 0.05 | 0 | 0 | Constrained,otherwise capacity available =27kVA. | --> | 0.047 | 0 | 0 | 0 | 0 | 0.052 | 0 |  | --> | C11 ex ATHENRY | ATHENRY: T41∥T42 | GALWAY 110KV |  | 53.2905 | -8.7458
MV/LV Substation FA***4684 | 20 kV | 400V(3ph) & 230V(single ph) | LV | 50 kVA :Pole Substation | 0.05 | --> | 0.05 | 0 | 0 | Constrained,otherwise capacity available =45kVA. | --> | 0.047 | 0 | 0 | 0 | 0 | 0.05 | 0 |  | --> | E20 ex BALLINDERRY | BALLINDERRY: T422 | MULLINGAR |  | 53.4095 | -7.3319
MV/LV Substation FA***468Y | 10 kV | 400V(3ph) & 230V(single ph) | LV | 400 kVA :Kiosk Substation | 0.4 | --> | 0.4 | 0.268 | 1.3 |  | --> | 0.38 | 0 | 0 | 0 | 0.003 | 0.417 | 0 |  | --> | C12 ex GRANGE (SR) | GRANGE (SR): T41∥T42 | BUTLERSTOWN |  | 52.2355 | -7.1114
MV/LV Substation FA***470 | 20 kV | 400V(3ph) & 230V(single ph) | LV | 50 kVA :Pole Substation | 0.05 | --> | 0.05 | 0.034 | 3.6 |  | --> | 0.047 | 0 | 0 | 0 | 0 | 0.051 | 0 |  | --> | E15 ex JENKINSTOWN | JENKINSTOWN: T421∥T422 | DUNDALK |  | 54.0411 | -6.3847
MV/LV Substation FA***476 | 10 kV | 400V(3ph) & 230V(single ph) | LV | 50 kVA :Pole Substation | 0.05 | --> | 0.05 | 0 | 0 | Constrained,otherwise capacity available =25kVA. | --> | 0.047 | 0 | 0 | 0 | 0.008 | 0.044 | 0 |  | --> | C16 ex KANTURK | KANTURK: T41∥T42 | GLENLARA |  | 52.1578 | -8.9277
MV/LV Substation FA***4765 | 10 kV | 400V(3ph) & 230V(single ph) | LV | 630 kVA :Kiosk Substation | 0.63 | --> | 0.63 | 0.5 | 7.4 |  | --> | 0.598 | 0 | 0 | 0 | 0.019 | 0.5 | 0 |  | --> | C12 ex MULLINGAR | MULLINGAR: T102 | MULLINGAR |  | 53.5304 | -7.3617
MV/LV Substation FA***4766 | 10 kV | 400V(3ph) & 230V(single ph) | LV | 630 kVA :Kiosk Substation | 0.63 | --> | 0.63 | 0.5 | 7.4 |  | --> | 0.598 | 0 | 0 | 0 | 0.007 | 0.5 | 0 |  | --> | C12 ex MULLINGAR | MULLINGAR: T102 | MULLINGAR |  | 53.5319 | -7.3597
MV/LV Substation FA***481 | 20 kV | 400V(3ph) & 230V(single ph) | LV | 400 kVA :Kiosk Substation | 0.4 | --> | 0.4 | 0 | 0 | Constrained,otherwise capacity available =287kVA. | --> | 0.38 | 0 | 0 | 0 | 0.007 | 0.409 | 0 |  | --> | E14 ex COLLOONEY | COLLOONEY: T422 | SLIGO |  | 54.174 | -8.6016
MV/LV Substation FA***481Z | 10 kV | 400V(3ph) & 230V(single ph) | LV | 400 kVA :Building Structure | 0.4 | --> | 0.4 | 0.385 | 2.8 |  | --> | 0.38 | 0 | 0 | 0 | 0 | 0.402 | 0 |  | --> | C13 ex INCHICORE NORTH | INCHICORE NORTH: T41 | INCHICORE 220KV |  | 53.3425 | -6.3503
MV/LV Substation FA***500X | 10 kV | 400V(3ph) & 230V(single ph) | LV | 100 kVA :Pole Substation | 0.1 | --> | 0.1 | 0 | 0 | Constrained,otherwise capacity available =80kVA. | --> | 0.095 | 0 | 0 | 0 | 0 | 0 | 0 | Constrained,otherwise capacity available =103kW. | --> | C11 ex BELLFIELD | BELLFIELD: T41∥T42 | CRANE |  | 52.5033 | -6.6075
MV/LV Substation FA***508 | 20 kV | 400V(3ph) & 230V(single ph) | LV | 50 kVA :Pole Substation | 0.05 | --> | 0.05 | 0.044 | 1.6 |  | --> | 0.047 | 0 | 0 | 0 | 0 | 0.05 | 0 |  | --> | E18 ex INCH | INCH: T421∥T422 | OUGHTRAGH |  | 52.1493 | -10.0859
MV/LV Substation FA***509 | 20 kV | 400V(3ph) & 230V(single ph) | LV | 50 kVA :Pole Substation | 0.05 | --> | 0.05 | 0.037 | 1.6 |  | --> | 0.047 | 0 | 0 | 0 | 0 | 0.051 | 0 |  | --> | E21 ex MILLTOWN (SR) | MILLTOWN (SR): T421 | OUGHTRAGH |  | 52.1072 | -9.6366
MV/LV Substation FA***509Y | 10 kV | 400V(3ph) & 230V(single ph) | LV | 200 kVA :Pole Substation | 0.2 | --> | 0.2 | 0.166 | 1.8 |  | --> | 0.19 | 0 | 0 | 0 | 0.001 | 0.203 | 0 |  | --> | C18 ex DUNDALK | DUNDALK: T41 | DUNDALK |  | 54.0113 | -6.4231
MV/LV Substation FA***511 | 20 kV | 400V(3ph) & 230V(single ph) | LV | 200 kVA :Pole Substation | 0.2 | --> | 0.2 | 0.143 | 1.6 |  | --> | 0.19 | 0 | 0 | 0 | 0.007 | 0.201 | 0 |  | --> | E21 ex MILLTOWN (SR) | MILLTOWN (SR): T421 | OUGHTRAGH |  | 52.1088 | -9.6263
MV/LV Substation FA***512 | 20 kV | 400V(3ph) & 230V(single ph) | LV | 50 kVA :Pole Substation | 0.05 | --> | 0.05 | 0.033 | 1.6 |  | --> | 0.047 | 0 | 0 | 0 | 0.003 | 0.048 | 0 |  | --> | E21 ex MILLTOWN (SR) | MILLTOWN (SR): T421 | OUGHTRAGH |  | 52.1035 | -9.6338
MV/LV Substation FA***512X | 20 kV | 400V(3ph) & 230V(single ph) | LV | 50 kVA :Pole Substation | 0.05 | --> | 0.05 | 0.039 | 26.7 |  | --> | 0.047 | 0 | 0 | 0 | 0 | 0.051 | 0 |  | --> | E20 ex WEXFORD | WEXFORD: T121∥T122 | WEXFORD |  | 52.2744 | -6.5317
MV/LV Substation FA***515 | 20 kV | 400V(3ph) & 230V(single ph) | LV | 100 kVA :Pole Substation | 0.1 | --> | 0.1 | 0 | 0 | Constrained,otherwise capacity available =67kVA. | --> | 0.095 | 0 | 0 | 0 | 0.016 | 0 | 0 | Constrained,otherwise capacity available =87kW. | --> | E11 ex BEALNABLATH | BEALNABLATH: T421 | BANDON |  | 51.8428 | -8.82
MV/LV Substation FA***515 | 10 kV | 400V(3ph) & 230V(single ph) | LV | 630 kVA :Building Structure | 0.63 | --> | 0.63 | 0.289 | 2.3 |  | --> | 0.598 | 0 | 0 | 0 | 0 | 0.5 | 0 |  | --> | C20 ex RINEANNA | RINEANNA: T41 | DRUMLINE |  | 52.7186 | -8.8767
MV/LV Substation FA***528X | 10 kV | 400V(3ph) & 230V(single ph) | LV | 50 kVA :Pole Substation | 0.05 | --> | 0.05 | 0.048 | 5.9 |  | --> | 0.047 | 0 | 0 | 0 | 0 | 0.049 | 0 |  | --> | C22 ex NEWMARKET (SR) | NEWMARKET (SR): T41∥T42 | GLENLARA |  | 52.1572 | -8.9912
MV/LV Substation FA***529Y | 10 kV | 400V(3ph) & 230V(single ph) | LV | 200 kVA :Kiosk Substation | 0.2 | --> | 0.2 | 0.127 | 5.5 |  | --> | 0.19 | 0 | 0 | 0 | 0 | 0.21 | 0 |  | --> | C13 ex MCDONAGH | MCDONAGH: T41 | KILKENNY |  | 52.6649 | -7.2389
MV/LV Substation FA***531Z | 10 kV | 400V(3ph) & 230V(single ph) | LV | 400 kVA :Kiosk Substation | 0.4 | --> | 0.4 | 0.346 | 5.1 |  | --> | 0.38 | 0 | 0 | 0 | 0 | 0 | 0 | Constrained,otherwise capacity available =407kW. | --> | C15 ex CASTLEKNOCK | CASTLEKNOCK: T41∥T42 | FINGLAS |  | 53.3708 | -6.3495
MV/LV Substation FA***532 | 10 kV | 400V(3ph) & 230V(single ph) | LV | 200 kVA :Kiosk Substation | 0.2 | --> | 0.2 | 0.094 | 4.6 |  | --> | 0.19 | 0 | 0 | 0 | 0.026 | 0.188 | 0 |  | --> | C15 ex BALLINCLEA | BALLINCLEA: T41 | CHERRYWOOD |  | 53.2744 | -6.118
MV/LV Substation FA***532 | 10 kV | 400V(3ph) & 230V(single ph) | LV | 50 kVA :Pole Substation | 0.05 | --> | 0.05 | 0.05 | 1.2 |  | --> | 0.047 | 0 | 0 | 0 | 0 | 0.049 | 0 |  | --> | C20 ex POLLERTON | POLLERTON: T42 | CARLOW |  | 52.8067 | -6.8231
MV/LV Substation FA***532Y | 10 kV | 400V(3ph) & 230V(single ph) | LV | 400 kVA :Kiosk Substation | 0.4 | --> | 0.4 | 0.268 | 3 |  | --> | 0.38 | 0 | 0 | 0 | 0.037 | 0.381 | 0 |  | --> | C20 ex KILMEADEN | KILMEADEN: T42 | BUTLERSTOWN |  | 52.2301 | -7.2357
MV/LV Substation FA***544 | 20 kV | 400V(3ph) & 230V(single ph) | LV | 50 kVA :Pole Substation | 0.05 | --> | 0.05 | 0 | 0 | Constrained,otherwise capacity available =38kVA. | --> | 0.047 | 0 | 0 | 0 | 0 | 0.051 | 0 |  | --> | C21 ex MILFORD (NR) | MILFORD (NR): T41∥T42 | LETTERKENNY |  | 55.1866 | -7.825
MV/LV Substation FA***545 | 20 kV | 400V(3ph) & 230V(single ph) | LV | 200 kVA :Pole Substation | 0.2 | --> | 0.2 | 0.11 | 2.2 |  | --> | 0.19 | 0 | 0 | 0 | 0 | 0 | 0 | Constrained,otherwise capacity available =213kW. | --> | E17 ex BALLYMACARRY | BALLYMACARRY: T421 | TRILLICK |  | 55.0898 | -7.4763
MV/LV Substation FA***546Z | 10 kV | 400V(3ph) & 230V(single ph) | LV | 630 kVA :Kiosk Substation | 0.63 | --> | 0.63 | 0 | 0 | Constrained,otherwise capacity available =467kVA. | --> | 0.598 | 0 | 0 | 0 | 0 | 0.5 | 0 |  | --> | C13 ex DENNEHYS CROSS | DENNEHYS CROSS: T41 | TRABEG |  | 51.8902 | -8.5073
MV/LV Substation FA***552 | 10 kV | 400V(3ph) & 230V(single ph) | LV | 100 kVA :Pole Substation | 0.1 | --> | 0.1 | 0 | 0 | Constrained,otherwise capacity available =80kVA. | --> | 0.095 | 0 | 0 | 0 | 0 | 0.103 | 0 |  | --> | C12 ex BALLYBEGGAN | BALLYBEGGAN: T43∥T44 | TRALEE |  | 52.2427 | -9.6605
MV/LV Substation FA***552X | 10 kV | 400V(3ph) & 230V(single ph) | LV | 50 kVA :Pole Substation | 0.05 | --> | 0.05 | 0 | 0 | Constrained,otherwise capacity available =3kVA. | --> | 0.047 | 0 | 0 | 0 | 0 | 0 | 0 | Constrained,otherwise capacity available =56kW. | --> | C32 ex CLOYNE | CLOYNE: T41 | MIDLETON |  | 51.8401 | -8.1383
MV/LV Substation FA***553 | 20 kV | 400V(3ph) & 230V(single ph) | LV | 200 kVA :Pole Substation | 0.2 | --> | 0.2 | 0.112 | 3 |  | --> | 0.19 | 0 | 0 | 0 | 0.008 | 0 | 0 | Constrained,otherwise capacity available =204kW. | --> | E17 ex WINDSOR | WINDSOR: T421∥T422 | CASTLEBAR |  | 53.8024 | -9.1291
MV/LV Substation FA***553 | 20 kV | 400V(3ph) & 230V(single ph) | LV | 50 kVA :Pole Substation | 0.05 | --> | 0.05 | 0.049 | 2.2 |  | --> | 0.047 | 0 | 0 | 0 | 0 | 0 | 0 | Constrained,otherwise capacity available =49kW. | --> | E17 ex BALLYMACARRY | BALLYMACARRY: T421 | TRILLICK |  | 55.0616 | -7.4738
MV/LV Substation FA***554X | 10 kV | 400V(3ph) & 230V(single ph) | LV | 200 kVA :Kiosk Substation | 0.2 | --> | 0.2 | 0 | 0 | Constrained,otherwise capacity available =120kVA. | --> | 0.19 | 0 | 0 | 0 | 0 | 0.212 | 0 |  | --> | C16 ex CLONAKILTY | CLONAKILTY: T41∥T42 | DUNMANWAY |  | 51.624 | -8.8834
MV/LV Substation FA***557X | 10 kV | 400V(3ph) & 230V(single ph) | LV | 1000 kVA :Building Structure | 1 | --> | 1 | 0 | 0 | Constrained,otherwise capacity available =500kVA. | --> | 0.95 | 0 | 0 | 0 | 0 | 0.5 | 0 |  | --> | C19 ex HEADFORD ROAD | HEADFORD ROAD: T41 | GALWAY 110KV |  | 53.2738 | -9.046
MV/LV Substation FA***557Y | 10 kV | 400V(3ph) & 230V(single ph) | LV | 50 kVA :Pole Substation | 0.05 | --> | 0.05 | 0.045 | 0.3 |  | --> | 0.047 | 0 | 0 | 0 | 0 | 0.05 | 0 |  | --> | C25 ex NENAGH | NENAGH: T41 | NENAGH |  | 52.8498 | -8.1857
MV/LV Substation FA***561Y | 20 kV | 400V(3ph) & 230V(single ph) | LV | 200 kVA :Pole Substation | 0.2 | --> | 0.2 | 0.123 | 4.4 |  | --> | 0.19 | 0 | 0 | 0 | 0 | 0 | 0 | Constrained,otherwise capacity available =211kW. | --> | E21 ex SLANE | SLANE: T421 | DRYBRIDGE |  | 53.7114 | -6.5418
MV/LV Substation FA***561Z | 20 kV | 400V(3ph) & 230V(single ph) | LV | 50 kVA :Pole Substation | 0.05 | --> | 0.05 | 0.047 | 0.8 |  | --> | 0.047 | 0 | 0 | 0 | 0 | 0 | 0 | Constrained,otherwise capacity available =49kW. | --> | C11 ex BANTRY | BANTRY: T41∥T42 | BALLYLICKY |  | 51.6436 | -9.5844
MV/LV Substation FA***563Y | 20 kV | 400V(3ph) & 230V(single ph) | LV | 200 kVA :Kiosk Substation | 0.2 | --> | 0.2 | 0 | 0 | Constrained,otherwise capacity available =172kVA. | --> | 0.19 | 0 | 0 | 0 | 0 | 0.203 | 0 |  | --> | E17 ex CAVAN | CAVAN: T421 | SHANKILL |  | 54.0999 | -7.4423
MV/LV Substation FA***564 | 10 kV | 400V(3ph) & 230V(single ph) | LV | 50 kVA :Pole Substation | 0.05 | --> | 0.05 | 0 | 0 | Constrained,otherwise capacity available =48kVA. | --> | 0.047 | 0 | 0 | 0 | 0 | 0 | 0 | Constrained,otherwise capacity available =49kW. | --> | E12 ex KILLYBEGS | KILLYBEGS: | N/A |  | 54.65 | -8.294
MV/LV Substation FA***565X | 10 kV | 400V(3ph) & 230V(single ph) | LV | 400 kVA :Kiosk Substation | 0.4 | --> | 0.4 | 0.295 | 1.3 |  | --> | 0.38 | 0 | 0 | 0 | 0.003 | 0.413 | 0 |  | --> | C17 ex GRANGE (SR) | GRANGE (SR): T41∥T42 | BUTLERSTOWN |  | 52.2423 | -7.0913
MV/LV Substation FA***568Y | 20 kV | 400V(3ph) & 230V(single ph) | LV | 200 kVA :Kiosk Substation | 0.2 | --> | 0.2 | 0.158 | 0.4 |  | --> | 0.19 | 0 | 0 | 0 | 0.003 | 0.203 | 0 |  | --> | C17 ex KYLEERAGH | KYLEERAGH: T41 | NENAGH |  | 52.9941 | -8.1302
MV/LV Substation FA***579X | 10 kV | 400V(3ph) & 230V(single ph) | LV | 100 kVA :Pole Substation | 0.1 | --> | 0.1 | 0.07 | 5.9 |  | --> | 0.095 | 0 | 0 | 0 | 0.003 | 0.101 | 0 |  | --> | C17 ex BANDON | BANDON: T101 | BANDON |  | 51.7705 | -8.6551
MV/LV Substation FA***580 | 10 kV | 400V(3ph) & 230V(single ph) | LV | 50 kVA :Pole Substation | 0.05 | --> | 0.05 | 0 | 0 | Constrained,otherwise capacity available =24kVA. | --> | 0.047 | 0 | 0 | 0 | 0 | 0.053 | 0 |  | --> | C12 ex TIMOLEAGUE | TIMOLEAGUE: T41 | BANDON |  | 51.6955 | -8.8152
MV/LV Substation FA***582Z | 10 kV | 400V(3ph) & 230V(single ph) | LV | 400 kVA :Building Structure | 0.4 | --> | 0.4 | 0 | 0 | Constrained,otherwise capacity available =378kVA. | --> | 0.38 | 0 | 0 | 0 | 0.062 | 0.337 | 0 |  | --> | C41 ex COLLEGE PARK | COLLEGE PARK: T103 | COLLEGE PARK |  | 53.4161 | -6.4059
MV/LV Substation FA***583Z | 10 kV | 400V(3ph) & 230V(single ph) | LV | 400 kVA :Kiosk Substation | 0.4 | --> | 0.4 | 0 | 0 | Constrained,otherwise capacity available =383kVA. | --> | 0.38 | 0 | 0 | 0 | 0 | 0.402 | 0 |  | --> | C14 ex ROSEHILL | ROSEHILL: T42 | KILKENNY |  | 52.65 | -7.2573
MV/LV Substation FA***585X | 10 kV | 400V(3ph) & 230V(single ph) | LV | 200 kVA :Kiosk Substation | 0.2 | --> | 0.2 | 0.093 | 2.3 |  | --> | 0.19 | 0 | 0 | 0 | 0.035 | 0.179 | 0 |  | --> | C16 ex GILLOGUE | GILLOGUE: T41∥T42 | ARDNACRUSHA |  | 52.6931 | -8.617
MV/LV Substation FA***590 | 10 kV | 400V(3ph) & 230V(single ph) | LV | 50 kVA :Pole Substation | 0.05 | --> | 0.05 | 0 | 0 | Constrained,otherwise capacity available =50kVA. | --> | 0.047 | 0 | 0 | 0 | 0 | 0.049 | 0 |  | --> | C23 ex CASTLEISLAND | CASTLEISLAND: T41∥T42 | TRALEE |  | 52.2634 | -9.4677
MV/LV Substation FA***591X | 10 kV | 400V(3ph) & 230V(single ph) | LV | 200 kVA :Kiosk Substation | 0.2 | --> | 0.2 | 0.146 | 3 |  | --> | 0.19 | 0 | 0 | 0 | 0.006 | 0 | 0 | Constrained,otherwise capacity available =201kW. | --> | E18 ex WINDSOR | WINDSOR: T421∥T422 | CASTLEBAR |  | 53.8619 | -9.2825
MV/LV Substation FA***605Y | 20 kV | 400V(3ph) & 230V(single ph) | LV | 50 kVA :Pole Substation | 0.05 | --> | 0.05 | 0 | 0 | Constrained,otherwise capacity available =50kVA. | --> | 0.047 | 0 | 0 | 0 | 0 | 0.049 | 0 |  | --> | E17 ex CREAGH | CREAGH: T421∥T422 | ATHLONE |  | 53.3085 | -8.3348
MV/LV Substation FA***610Y | 20 kV | 400V(3ph) & 230V(single ph) | LV | 400 kVA :Kiosk Substation | 0.4 | --> | 0.4 | 0.347 | 2.2 |  | --> | 0.38 | 0 | 0 | 0 | 0.008 | 0.399 | 0 |  | --> | E11 ex CLONROCHE | CLONROCHE: T421∥T422 | WEXFORD |  | 52.3942 | -6.7146
MV/LV Substation FA***613Y | 10 kV | 400V(3ph) & 230V(single ph) | LV | 200 kVA :Kiosk Substation | 0.2 | --> | 0.2 | 0 | 0 | Constrained,otherwise capacity available =156kVA. | --> | 0.19 | 0 | 0 | 0 | 0.003 | 0.203 | 0 |  | --> | C18 ex LITTLE MILLS | LITTLE MILLS: T41 | DUNDALK |  | 53.9537 | -6.3838
MV/LV Substation FA***615X | 10 kV | 400V(3ph) & 230V(single ph) | LV | 630 kVA :Kiosk Substation | 0.63 | --> | 0.63 | 0.5 | 10.8 |  | --> | 0.598 | 0 | 0 | 0 | 0 | 0.5 | 0 |  | --> | C17 ex SALTHILL | SALTHILL: T101 | SALTHILL |  | 53.268 | -9.123
MV/LV Substation FA***618 | 10 kV | 400V(3ph) & 230V(single ph) | LV | 1000 kVA :Building Structure | 1 | --> | 1 | 0.5 | 2 |  | --> | 0.95 | 0 | 0 | 0 | 0.007 | 0.5 | 0 |  | --> | C21 ex FAIRVIEW | FAIRVIEW: T41 | MCDERMOTT |  | 53.3642 | -6.2355
MV/LV Substation FA***622 | 20 kV | 400V(3ph) & 230V(single ph) | LV | 400 kVA :Kiosk Substation | 0.4 | --> | 0.4 | 0.198 | 1.9 |  | --> | 0.38 | 0 | 0 | 0 | 0 | 0 | 0 | Constrained,otherwise capacity available =430kW. | --> | E15 ex GWEEDORE | GWEEDORE: T421 | ARDNAGAPPARY |  | 55.1357 | -8.1065
MV/LV Substation FA***623Z | 10 kV | 400V(3ph) & 230V(single ph) | LV | 630 kVA :Building Structure | 0.63 | --> | 0.63 | 0 | 0 | Constrained,otherwise capacity available =500kVA. | --> | 0.598 | 0 | 0 | 0 | 0 | 0.5 | 0 |  | --> | C16 ex COLLEGE PARK | COLLEGE PARK: T102 | COLLEGE PARK |  | 53.3959 | -6.391
MV/LV Substation FA***627 | 20 kV | 400V(3ph) & 230V(single ph) | LV | 50 kVA :Pole Substation | 0.05 | --> | 0.05 | 0 | 0 | Constrained,otherwise capacity available =43kVA. | --> | 0.047 | 0 | 0 | 0 | 0 | 0 | 0 | Constrained,otherwise capacity available =50kW. | --> | E18 ex BEALNABLATH | BEALNABLATH: T421 | BANDON |  | 51.8813 | -8.7465
MV/LV Substation FA***629 | 20 kV | 400V(3ph) & 230V(single ph) | LV | 200 kVA :Pole Substation | 0.2 | --> | 0.2 | 0.198 | 1.9 |  | --> | 0.19 | 0 | 0 | 0 | 0 | 0 | 0 | Constrained,otherwise capacity available =200kW. | --> | E15 ex GWEEDORE | GWEEDORE: T421 | ARDNAGAPPARY |  | 55.1446 | -8.0954
MV/LV Substation FA***635X | 10 kV | 400V(3ph) & 230V(single ph) | LV | 400 kVA :Kiosk Substation | 0.4 | --> | 0.4 | 0.221 | 2 |  | --> | 0.38 | 0 | 0 | 0 | 0.011 | 0.415 | 0 |  | --> | C16 ex FAIRVIEW | FAIRVIEW: T41 | MCDERMOTT |  | 53.3626 | -6.2374
MV/LV Substation FA***640Y | 10 kV | 400V(3ph) & 230V(single ph) | LV | 400 kVA :Kiosk Substation | 0.4 | --> | 0.4 | 0.388 | 1.3 |  | --> | 0.38 | 0 | 0 | 0 | 0 | 0.401 | 0 |  | --> | C12 ex GRANGE (SR) | GRANGE (SR): T41∥T42 | BUTLERSTOWN |  | 52.234 | -7.1121
MV/LV Substation FA***641X | 10 kV | 400V(3ph) & 230V(single ph) | LV | 50 kVA :Pole Substation | 0.05 | --> | 0.05 | 0 | 0 | Constrained,otherwise capacity available =38kVA. | --> | 0.047 | 0 | 0 | 0 | 0.003 | 0.047 | 0 |  | --> | C11 ex ATHENRY | ATHENRY: T41∥T42 | GALWAY 110KV |  | 53.2828 | -8.7524
MV/LV Substation FA***642X | 10 kV | 400V(3ph) & 230V(single ph) | LV | 50 kVA :Pole Substation | 0.05 | --> | 0.05 | 0 | 0 | Constrained,otherwise capacity available =37kVA. | --> | 0.047 | 0 | 0 | 0 | 0 | 0.051 | 0 |  | --> | C12 ex SAGGART | SAGGART: T41∥T42 | GRANGE CASTLE |  | 53.2741 | -6.5116
MV/LV Substation FA***643 | 10 kV | 400V(3ph) & 230V(single ph) | LV | 50 kVA :Pole Substation | 0.05 | --> | 0.05 | 0.05 | 1.2 |  | --> | 0.047 | 0 | 0 | 0 | 0 | 0.049 | 0 |  | --> | C18 ex SRAH | SRAH: T41∥T42 | THORNSBERRY |  | 53.2887 | -7.5929
MV/LV Substation FA***647Y | 10 kV | 400V(3ph) & 230V(single ph) | LV | 400 kVA :Kiosk Substation | 0.4 | --> | 0.4 | 0 | 0 | Constrained,otherwise capacity available =306kVA. | --> | 0.38 | 0 | 0 | 0 | 0 | 0.414 | 0 |  | --> | C15 ex KINSALE | KINSALE: T41∥T42 | BANDON |  | 51.7129 | -8.5175
MV/LV Substation FA***648Z | 10 kV | 400V(3ph) & 230V(single ph) | LV | 400 kVA :Kiosk Substation | 0.4 | --> | 0.4 | 0 | 0 | Constrained,otherwise capacity available =292kVA. | --> | 0.38 | 0 | 0 | 0 | 0 | 0.416 | 0 |  | --> | C21 ex KILBARRY | KILBARRY: T101 | KILBARRY |  | 51.9174 | -8.494
MV/LV Substation FA***656X | 10 kV | 400V(3ph) & 230V(single ph) | LV | 200 kVA :Kiosk Substation | 0.2 | --> | 0.2 | 0.094 | 6.6 |  | --> | 0.19 | 0 | 0 | 0 | 0.019 | 0.196 | 0 |  | --> | C17 ex GLEBE | GLEBE: T41∥T42 | RICHMOND |  | 53.721 | -7.7897
MV/LV Substation FA***656Y | 10 kV | 400V(3ph) & 230V(single ph) | LV | 400 kVA :Kiosk Substation | 0.4 | --> | 0.4 | 0.3 | 0.3 | Constrained,otherwise capacity available =367kVA. | --> | 0.38 | 0 | 0 | 0 | 0.01 | 0.394 | 0 |  | --> | C23 ex NENAGH | NENAGH: T41 | NENAGH |  | 52.854 | -8.1906
MV/LV Substation FA***661Y | 10 kV | 400V(3ph) & 230V(single ph) | LV | 75 kVA :Pole Substation | 0.075 | --> | 0.075 | 0 | 0 | Constrained,otherwise capacity available =4kVA. | --> | 0.071 | 0 | 0 | 0 | 0 | 0.085 | 0 |  | --> | C14 ex GORESBRIDGE | GORESBRIDGE: T41∥T42 | KILKENNY |  | 52.6004 | -6.9231
MV/LV Substation FA***662X | 10 kV | 400V(3ph) & 230V(single ph) | LV | 200 kVA :Kiosk Substation | 0.2 | --> | 0.2 | 0.152 | 6.6 |  | --> | 0.19 | 0 | 0 | 0 | 0 | 0.207 | 0 |  | --> | C17 ex GLEBE | GLEBE: T41∥T42 | RICHMOND |  | 53.7198 | -7.7885
MV/LV Substation FA***663Z | 10 kV | 400V(3ph) & 230V(single ph) | LV | 400 kVA :Building Structure | 0.4 | --> | 0.4 | 0 | 0 | Constrained,otherwise capacity available =378kVA. | --> | 0.38 | 0 | 0 | 0 | 0 | 0.403 | 0 |  | --> | C12 ex MACETOWN | MACETOWN: T102 | MACETOWN |  | 53.4101 | -6.413
MV/LV Substation FA***668 | 10 kV | 400V(3ph) & 230V(single ph) | LV | 50 kVA :Pole Substation | 0.05 | --> | 0.05 | 0.048 | 1.6 |  | --> | 0.047 | 0 | 0 | 0 | 0 | 0.049 | 0 |  | --> | C11 ex NEWTOWNCUNNINGHAM | NEWTOWNCUNNINGHAM: T41∥T42 | LETTERKENNY |  | 54.9942 | -7.442
MV/LV Substation FA***671 | 10 kV | 400V(3ph) & 230V(single ph) | LV | 400 kVA :Kiosk Substation | 0.4 | --> | 0.4 | 0.31 | 11.3 |  | --> | 0.38 | 0 | 0 | 0 | 0.022 | 0.39 | 0 |  | --> | C14 ex CENTRAL PARK | CENTRAL PARK: T102 | CARRICKMINES |  | 53.2823 | -6.1924
MV/LV Substation FA***679 | 10 kV | 400V(3ph) & 230V(single ph) | LV | 50 kVA :Pole Substation | 0.05 | --> | 0.05 | 0 | 0 | Constrained,otherwise capacity available =46kVA. | --> | 0.047 | 0 | 0 | 0 | 0.004 | 0 | 0 | Constrained,otherwise capacity available =45kW. | --> | C13 ex ROSCREA | ROSCREA: T41 | IKERRIN |  | 52.9838 | -7.8022
MV/LV Substation FA***679 | 10 kV | 400V(3ph) & 230V(single ph) | LV | 630 kVA :Building Structure | 0.63 | --> | 0.63 | 0 | 0 | Constrained,otherwise capacity available =479kVA. | --> | 0.598 | 0 | 0 | 0 | 0.01 | 0.5 | 0 |  | --> | C13 ex GLASNEVIN | GLASNEVIN: T41 | FINGLAS |  | 53.3697 | -6.2673
MV/LV Substation FA***680X | 10 kV | 400V(3ph) & 230V(single ph) | LV | 200 kVA :Building Structure | 0.2 | --> | 0.2 | 0 | 0 | Constrained,otherwise capacity available =104kVA. | --> | 0.19 | 0 | 0 | 0 | 0.184 | 0.02 | 0 |  | --> | C15 ex ENNISTYMON | ENNISTYMON: T41∥T42 | ENNIS |  | 52.9409 | -9.2988
MV/LV Substation FA***680X | 20 kV | 400V(3ph) & 230V(single ph) | LV | 200 kVA :Pole Substation | 0.2 | --> | 0.2 | 0 | 0 | Constrained,otherwise capacity available =171kVA. | --> | 0.19 | 0 | 0 | 0 | 0.003 | 0 | 0 | Constrained,otherwise capacity available =200kW. | --> | E18 ex BEALNABLATH | BEALNABLATH: T421 | BANDON |  | 51.8598 | -8.7943
MV/LV Substation FA***682 | 20 kV | 400V(3ph) & 230V(single ph) | LV | 50 kVA :Pole Substation | 0.05 | --> | 0.05 | 0.035 | 1.8 |  | --> | 0.047 | 0 | 0 | 0 | 0 | 0.051 | 0 |  | --> | C26 ex DUNDALK | DUNDALK: T41 | DUNDALK |  | 54.0077 | -6.4285
MV/LV Substation FA***688X | 20 kV | 400V(3ph) & 230V(single ph) | LV | 100 kVA :Pole Substation | 0.1 | --> | 0.1 | 0 | 0 | Constrained,otherwise capacity available =74kVA. | --> | 0.095 | 0 | 0 | 0 | 0.017 | 0 | 0 | Constrained,otherwise capacity available =86kW. | --> | E18 ex BEALNABLATH | BEALNABLATH: T421 | BANDON |  | 51.8595 | -8.7986
MV/LV Substation FA***689 | 20 kV | 400V(3ph) & 230V(single ph) | LV | 50 kVA :Pole Substation | 0.05 | --> | 0.05 | 0.035 | 2.2 |  | --> | 0.047 | 0 | 0 | 0 | 0 | 0 | 0 | Constrained,otherwise capacity available =51kW. | --> | E17 ex BALLYMACARRY | BALLYMACARRY: T421 | TRILLICK |  | 55.083 | -7.4618
MV/LV Substation FA***705 | 10 kV | 400V(3ph) & 230V(single ph) | LV | 630 kVA :Kiosk Substation | 0.63 | --> | 0.63 | 0.5 | 5.6 |  | --> | 0.598 | 0 | 0 | 0 | 0 | 0.5 | 0 |  | --> | E11 ex CRANE | CRANE: T122 | CRANE |  | 52.5218 | -6.5541
MV/LV Substation FA***712 | 20 kV | 400V(3ph) & 230V(single ph) | LV | 50 kVA :Pole Substation | 0.05 | --> | 0.05 | 0.049 | 1.7 |  | --> | 0.047 | 0 | 0 | 0 | 0 | 0 | 0 | Constrained,otherwise capacity available =49kW. | --> | E17 ex CREESLOUGH | CREESLOUGH: T421 | ARDNAGAPPARY |  | 55.1719 | -7.9233
MV/LV Substation FA***718X | 10 kV | 400V(3ph) & 230V(single ph) | LV | 630 kVA :Kiosk Substation | 0.63 | --> | 0.63 | 0.5 | 6.6 |  | --> | 0.598 | 0 | 0 | 0 | 0 | 0.5 | 0 |  | --> | C17 ex GLEBE | GLEBE: T41∥T42 | RICHMOND |  | 53.7223 | -7.7892
MV/LV Substation FA***719X | 10 kV | 400V(3ph) & 230V(single ph) | LV | 50 kVA :Pole Substation | 0.05 | --> | 0.05 | 0 | 0 | Constrained,otherwise capacity available =48kVA. | --> | 0.047 | 0 | 0 | 0 | 0 | 0.049 | 0 |  | --> | C20 ex CAVAN | CAVAN: T42 | SHANKILL |  | 54.0251 | -7.3151
MV/LV Substation FA***722 | 10 kV | 400V(3ph) & 230V(single ph) | LV | 200 kVA :Pole Substation | 0.2 | --> | 0.2 | 0.071 | 15.8 |  | --> | 0.19 | 0 | 0 | 0 | 0.003 | 0.215 | 0 |  | --> | C16 ex CASTLEVIEW | CASTLEVIEW: T102 | CASTLEVIEW |  | 51.908 | -8.3642
MV/LV Substation FA***727 | 20 kV | 400V(3ph) & 230V(single ph) | LV | 100 kVA :Pole Substation | 0.1 | --> | 0.1 | 0.094 | 1.6 |  | --> | 0.095 | 0 | 0 | 0 | 0 | 0.1 | 0 |  | --> | E15 ex DINGLE | DINGLE: T421 | OUGHTRAGH |  | 52.1055 | -10.41
MV/LV Substation FA***727Y | 20 kV | 400V(3ph) & 230V(single ph) | LV | 50 kVA :Pole Substation | 0.05 | --> | 0.05 | 0.05 | 3.6 |  | --> | 0.047 | 0 | 0 | 0 | 0 | 0.049 | 0 |  | --> | E15 ex JENKINSTOWN | JENKINSTOWN: T421∥T422 | DUNDALK |  | 54.0399 | -6.3873
MV/LV Substation FA***736Y | 20 kV | 400V(3ph) & 230V(single ph) | LV | 200 kVA :Pole Substation | 0.2 | --> | 0.2 | 0 | 0 | Constrained,otherwise capacity available =200kVA. | --> | 0.19 | 0 | 0 | 0 | 0 | 0.2 | 0 |  | --> | E20 ex EDENDERRY | EDENDERRY: T421∥T422 | BLAKE |  | 53.2819 | -7.2039
MV/LV Substation FA***742X | 20 kV | 400V(3ph) & 230V(single ph) | LV | 630 kVA :Building Structure | 0.63 | --> | 0.63 | 0 | 0 | Constrained,otherwise capacity available =414kVA. | --> | 0.598 | 0 | 0 | 0 | 0 | 0.5 | 0 |  | --> | C24 ex MACETOWN | MACETOWN: T102 | MACETOWN |  | 53.4834 | -6.4685
MV/LV Substation FA***746 | 10 kV | 400V(3ph) & 230V(single ph) | LV | 50 kVA :Pole Substation | 0.05 | --> | 0.05 | 0.036 | 0.9 |  | --> | 0.047 | 0 | 0 | 0 | 0.003 | 0.047 | 0 |  | --> | C11 ex BRAY | BRAY: T41 | FASSAROE |  | 53.1971 | -6.1462
MV/LV Substation FA***747 | 10 kV | 400V(3ph) & 230V(single ph) | LV | 100 kVA :Pole Substation | 0.1 | --> | 0.1 | 0.071 | 0.9 |  | --> | 0.095 | 0 | 0 | 0 | 0.003 | 0.1 | 0 |  | --> | C11 ex BRAY | BRAY: T41 | FASSAROE |  | 53.1993 | -6.138
MV/LV Substation FA***749Y | 20 kV | 400V(3ph) & 230V(single ph) | LV | 50 kVA :Pole Substation | 0.05 | --> | 0.05 | 0 | 0 | Constrained,otherwise capacity available =50kVA. | --> | 0.047 | 0 | 0 | 0 | 0 | 0.049 | 0 |  | --> | E19 ex CAVAN | CAVAN: T421 | SHANKILL |  | 54.0066 | -7.391
MV/LV Substation FA***755X | 10 kV | 400V(3ph) & 230V(single ph) | LV | 1000 kVA :Building Structure | 1 | --> | 1 | 0.5 | 2 |  | --> | 0.95 | 0 | 0 | 0 | 0 | 0.5 | 0 |  | --> | C20 ex FAIRVIEW | FAIRVIEW: T41 | MCDERMOTT |  | 53.3634 | -6.2433
MV/LV Substation FA***765Y | 10 kV | 400V(3ph) & 230V(single ph) | LV | 400 kVA :Kiosk Substation | 0.4 | --> | 0.4 | 0 | 0 | Constrained,otherwise capacity available =252kVA. | --> | 0.38 | 0 | 0 | 0 | 0 | 0.422 | 0 |  | --> | C18 ex CAVAN | CAVAN: T42 | SHANKILL |  | 53.9971 | -7.3723
MV/LV Substation FA***766 | 20 kV | 400V(3ph) & 230V(single ph) | LV | 50 kVA :Pole Substation | 0.05 | --> | 0.05 | 0.039 | 11.9 |  | --> | 0.047 | 0 | 0 | 0 | 0 | 0 | 0 | Constrained,otherwise capacity available =51kW. | --> | E11 ex WESTPORT | WESTPORT: T421∥T422 | CASTLEBAR |  | 53.7704 | -9.7497
MV/LV Substation FA***769Y | 20 kV | 400V(3ph) & 230V(single ph) | LV | 50 kVA :Pole Substation | 0.05 | --> | 0.05 | 0 | 0 | Constrained,otherwise capacity available =42kVA. | --> | 0.047 | 0 | 0 | 0 | 0 | 0 | 0 | Constrained,otherwise capacity available =50kW. | --> | E11 ex CASTLELYONS | CASTLELYONS: T421∥T422 | BARRYMORE |  | 52.0974 | -8.2562
MV/LV Substation FA***770 | 10 kV | 400V(3ph) & 230V(single ph) | LV | 50 kVA :Pole Substation | 0.05 | --> | 0.05 | 0.05 | 1.6 |  | --> | 0.047 | 0 | 0 | 0 | 0 | 0.049 | 0 |  | --> | C16 ex NEWTOWNCUNNINGHAM | NEWTOWNCUNNINGHAM: T41∥T42 | LETTERKENNY |  | 54.966 | -7.587
MV/LV Substation FA***783X | 20 kV | 400V(3ph) & 230V(single ph) | LV | 100 kVA :Pole Substation | 0.1 | --> | 0.1 | 0.1 | 1.8 |  | --> | 0.095 | 0 | 0 | 0 | 0 | 0.1 | 0 |  | --> | C18 ex DUNDALK | DUNDALK: T41 | DUNDALK |  | 54.0369 | -6.4396
MV/LV Substation FA***784 | 20 kV | 400V(3ph) & 230V(single ph) | LV | 200 kVA :Pole Substation | 0.2 | --> | 0.2 | 0.179 | 1.4 |  | --> | 0.19 | 0 | 0 | 0 | 0 | 0.203 | 0 |  | --> | E18 ex GARRANACANTY | GARRANACANTY: T422 | TIPPERARY |  | 52.5219 | -8.1455
MV/LV Substation FA***788 | 20 kV | 400V(3ph) & 230V(single ph) | LV | 200 kVA :Pole Substation | 0.2 | --> | 0.2 | 0.045 | 2.7 |  | --> | 0.19 | 0 | 0 | 0 | 0.008 | 0.214 | 0 |  | --> | E18 ex TULLOW | TULLOW: T422 | CARLOW |  | 52.8628 | -6.5562
MV/LV Substation FA***793X | 20 kV | 400V(3ph) & 230V(single ph) | LV | 200 kVA :Kiosk Substation | 0.2 | --> | 0.2 | 0.155 | 2.5 |  | --> | 0.19 | 0 | 0 | 0 | 0.008 | 0.198 | 0 |  | --> | E11 ex CLOONBANNIN | CLOONBANNIN: T421 | GLENLARA |  | 52.0596 | -9.0566
MV/LV Substation FA***800X | 20 kV | 400V(3ph) & 230V(single ph) | LV | 50 kVA :Pole Substation | 0.05 | --> | 0.05 | 0.041 | 1.6 |  | --> | 0.047 | 0 | 0 | 0 | 0.007 | 0.042 | 0 |  | --> | E21 ex MILLTOWN (SR) | MILLTOWN (SR): T421 | OUGHTRAGH |  | 52.1009 | -9.6305
MV/LV Substation FA***813 | 20 kV | 400V(3ph) & 230V(single ph) | LV | 200 kVA :Pole Substation | 0.2 | --> | 0.2 | 0.172 | 11.9 |  | --> | 0.19 | 0 | 0 | 0 | 0 | 0 | 0 | Constrained,otherwise capacity available =203kW. | --> | E18 ex WESTPORT | WESTPORT: T421∥T422 | CASTLEBAR |  | 53.8332 | -9.4693
MV/LV Substation FA***814X | 10 kV | 400V(3ph) & 230V(single ph) | LV | 630 kVA :Building Structure | 0.63 | --> | 0.63 | 0 | 0 | Constrained,otherwise capacity available =500kVA. | --> | 0.598 | 0 | 0 | 0 | 0 | 0.5 | 0 |  | --> | C12 ex MONEENAGEISHA | MONEENAGEISHA: T42 | GALWAY 110KV |  | 53.2746 | -9.042
MV/LV Substation FA***815Z | 10 kV | 400V(3ph) & 230V(single ph) | LV | 630 kVA :Kiosk Substation | 0.63 | --> | 0.63 | 0.5 | 0.9 |  | --> | 0.598 | 0 | 0 | 0 | 0.008 | 0.5 | 0 |  | --> | C20 ex MULGANNON | MULGANNON: T42 | WEXFORD |  | 52.3054 | -6.4631
MV/LV Substation FA***816 | 10 kV | 400V(3ph) & 230V(single ph) | LV | 50 kVA :Pole Substation | 0.05 | --> | 0.05 | 0.038 | 0.9 |  | --> | 0.047 | 0 | 0 | 0 | 0 | 0.051 | 0 |  | --> | C11 ex BRAY | BRAY: T41 | FASSAROE |  | 53.1926 | -6.1509
MV/LV Substation FA***820Z | 20 kV | 400V(3ph) & 230V(single ph) | LV | 200 kVA :Kiosk Substation | 0.2 | --> | 0.2 | 0.181 | 2.7 |  | --> | 0.19 | 0 | 0 | 0 | 0 | 0.202 | 0 |  | --> | E18 ex TULLOW | TULLOW: T422 | CARLOW |  | 52.8637 | -6.557
MV/LV Substation FA***824 | 20 kV | 400V(3ph) & 230V(single ph) | LV | 200 kVA :Pole Substation | 0.2 | --> | 0.2 | 0 | 0 | Constrained,otherwise capacity available =176kVA. | --> | 0.19 | 0 | 0 | 0 | 0 | 0.203 | 0 |  | --> | E47 ex CLAREGALWAY | CLAREGALWAY: T421 | GALWAY 110KV |  | 53.3905 | -8.8328
MV/LV Substation FA***825 | 20 kV | 400V(3ph) & 230V(single ph) | LV | 50 kVA :Pole Substation | 0.05 | --> | 0.05 | 0 | 0 | Constrained,otherwise capacity available =10kVA. | --> | 0.047 | 0 | 0 | 0 | 0 | 0.055 | 0 |  | --> | C14 ex MILFORD (NR) | MILFORD (NR): T41∥T42 | LETTERKENNY |  | 55.2571 | -7.6687
MV/LV Substation FA***834X | 20 kV | 400V(3ph) & 230V(single ph) | LV | 200 kVA :Kiosk Substation | 0.2 | --> | 0.2 | 0.091 | 8.3 |  | --> | 0.19 | 0 | 0 | 0 | 0.046 | 0.167 | 0 |  | --> | E18 ex BALTRASNA | BALTRASNA: T122 | BALTRASNA |  | 53.4992 | -6.4638
MV/LV Substation FA***845Z | 10 kV | 400V(3ph) & 230V(single ph) | LV | 200 kVA :Kiosk Substation | 0.2 | --> | 0.2 | 0.184 | 3.6 |  | --> | 0.19 | 0 | 0 | 0 | 0 | 0.202 | 0 |  | --> | E18 ex KILLINICK | KILLINICK: T421∥T422 | WEXFORD |  | 52.2849 | -6.3968
MV/LV Substation FA***846X | 20 kV | 400V(3ph) & 230V(single ph) | LV | 50 kVA :Pole Substation | 0.05 | --> | 0.05 | 0 | 0 | Constrained,otherwise capacity available =49kVA. | --> | 0.047 | 0 | 0 | 0 | 0 | 0.049 | 0 |  | --> | E19 ex DALTON | DALTON: T421∥T422 | DALTON |  | 53.6914 | -9.026
MV/LV Substation FA***851 | 10 kV | 400V(3ph) & 230V(single ph) | LV | 200 kVA :Pole Substation | 0.2 | --> | 0.2 | 0.196 | 1.2 |  | --> | 0.19 | 0 | 0 | 0 | 0 | 0.2 | 0 |  | --> | C24 ex MULLAGH | MULLAGH: T44 | MEATH HILL |  | 53.812 | -6.944
MV/LV Substation FA***857Y | 20 kV | 400V(3ph) & 230V(single ph) | LV | 50 kVA :Pole Substation | 0.05 | --> | 0.05 | 0.04 | 1.4 |  | --> | 0.047 | 0 | 0 | 0 | 0.007 | 0 | 0 | Constrained,otherwise capacity available =43kW. | --> | C18 ex DEERPARK | DEERPARK: T41∥T42 | BALLYDINE |  | 52.4178 | -7.5018
MV/LV Substation FA***858X | 10 kV | 400V(3ph) & 230V(single ph) | LV | 200 kVA :Pole Substation | 0.2 | --> | 0.2 | 0 | 0 | Constrained,otherwise capacity available =144kVA. | --> | 0.19 | 0 | 0 | 0 | 0.003 | 0.205 | 0 |  | --> | C17 ex LOUGHREA | LOUGHREA: T41∥T42 | SOMERSET |  | 53.2001 | -8.5572
MV/LV Substation FA***860X | 10 kV | 400V(3ph) & 230V(single ph) | LV | 400 kVA :Kiosk Substation | 0.4 | --> | 0.4 | 0.322 | 8.9 |  | --> | 0.38 | 0 | 0 | 0 | 0.033 | 0.377 | 0 |  | --> | C11 ex CARROWBEG | CARROWBEG: T41∥T42 | CARROWBEG |  | 53.8041 | -9.5304
MV/LV Substation FA***861Z | 20 kV | 400V(3ph) & 230V(single ph) | LV | 200 kVA :Kiosk Substation | 0.2 | --> | 0.2 | 0.172 | 0.8 |  | --> | 0.19 | 0 | 0 | 0 | 0.008 | 0 | 0 | Constrained,otherwise capacity available =195kW. | --> | C12 ex BANTRY | BANTRY: T41∥T42 | BALLYLICKY |  | 51.5825 | -9.704
MV/LV Substation FA***865 | 20 kV | 400V(3ph) & 230V(single ph) | LV | 50 kVA :Pole Substation | 0.05 | --> | 0.05 | 0.05 | 4.5 |  | --> | 0.047 | 0 | 0 | 0 | 0.004 | 0.045 | 0 |  | --> | E12 ex CLARA | CLARA: T422 | THORNSBERRY |  | 53.3712 | -7.4605
MV/LV Substation FA***873X | 10 kV | 400V(3ph) & 230V(single ph) | LV | 50 kVA :Pole Substation | 0.05 | --> | 0.05 | 0.034 | 8.9 |  | --> | 0.047 | 0 | 0 | 0 | 0 | 0.051 | 0 |  | --> | C19 ex MIDLETON | MIDLETON: T101 | MIDLETON |  | 51.9289 | -8.2634
MV/LV Substation FA***874 | 10 kV | 400V(3ph) & 230V(single ph) | LV | 400 kVA :Kiosk Substation | 0.4 | --> | 0.4 | 0.342 | 7.4 |  | --> | 0.38 | 0 | 0 | 0 | 0 | 0.408 | 0 |  | --> | C18 ex MULLINGAR | MULLINGAR: T102 | MULLINGAR |  | 53.5254 | -7.3594
MV/LV Substation FA***879 | 10 kV | 400V(3ph) & 230V(single ph) | LV | 50 kVA :Pole Substation | 0.05 | --> | 0.05 | 0.034 | 2.3 |  | --> | 0.047 | 0 | 0 | 0 | 0 | 0.051 | 0 |  | --> | C15 ex CASTLECOMER | CASTLECOMER: T41∥T42 | BALLYRAGGET |  | 52.8669 | -7.1282
MV/LV Substation FA***888 | 10 kV | 400V(3ph) & 230V(single ph) | LV | 50 kVA :Pole Substation | 0.05 | --> | 0.05 | 0.025 | 5.9 |  | --> | 0.047 | 0 | 0 | 0 | 0 | 0.053 | 0 |  | --> | C17 ex BANDON | BANDON: T101 | BANDON |  | 51.7474 | -8.6597
MV/LV Substation FA***894 | 10 kV | 400V(3ph) & 230V(single ph) | LV | 1000 kVA :Building Structure | 1 | --> | 1 | 0 | 0 | Constrained,otherwise capacity available =500kVA. | --> | 0.95 | 0 | 0 | 0 | 0 | 0.5 | 0 |  | --> | C21 ex CASTLEISLAND | CASTLEISLAND: T41∥T42 | TRALEE |  | 52.1722 | -9.5533
MV/LV Substation FA***896X | 20 kV | 400V(3ph) & 230V(single ph) | LV | 100 kVA :Pole Substation | 0.1 | --> | 0.1 | 0 | 0 | Constrained,otherwise capacity available =94kVA. | --> | 0.095 | 0 | 0 | 0 | 0 | 0.1 | 0 |  | --> | E17 ex ACADEMY STREET | ACADEMY STREET: T421∥T422 | NAVAN |  | 53.6112 | -6.6959
MV/LV Substation FA***896Y | 20 kV | 400V(3ph) & 230V(single ph) | LV | 50 kVA :Pole Substation | 0.05 | --> | 0.05 | 0.049 | 1.8 |  | --> | 0.047 | 0 | 0 | 0 | 0 | 0.049 | 0 |  | --> | C18 ex DUNDALK | DUNDALK: T41 | DUNDALK |  | 54.0385 | -6.444
MV/LV Substation FA***907 | 10 kV | 400V(3ph) & 230V(single ph) | LV | 50 kVA :Pole Substation | 0.05 | --> | 0.05 | 0.05 | 5.5 |  | --> | 0.047 | 0 | 0 | 0 | 0 | 0.049 | 0 |  | --> | C18 ex LOUGHSHINNY | LOUGHSHINNY: T42 | GLASMORE |  | 53.536 | -6.1055
MV/LV Substation FA***924X | 20 kV | 400V(3ph) & 230V(single ph) | LV | 50 kVA :Pole Substation | 0.05 | --> | 0.05 | 0.05 | 2.6 |  | --> | 0.047 | 0 | 0 | 0 | 0 | 0.049 | 0 |  | --> | E19 ex KILCOCK | KILCOCK: T421 | GRIFFINRATH |  | 53.363 | -6.6967
MV/LV Substation FA***924X | 10 kV | 400V(3ph) & 230V(single ph) | LV | 200 kVA :Pole Substation | 0.2 | --> | 0.2 | 0 | 0 | Constrained,otherwise capacity available =31kVA. | --> | 0.19 | 0 | 0 | 0 | 0.003 | 0.221 | 0 |  | --> | C15 ex ENNISTYMON | ENNISTYMON: T41∥T42 | ENNIS |  | 52.9392 | -9.2912
MV/LV Substation FA***933X | 20 kV | 400V(3ph) & 230V(single ph) | LV | 100 kVA :Pole Substation | 0.1 | --> | 0.1 | 0.02 | 0.4 |  | --> | 0.095 | 0 | 0 | 0 | 0.009 | 0.102 | 0 |  | --> | C17 ex KYLEERAGH | KYLEERAGH: T41 | NENAGH |  | 52.9916 | -8.1298
MV/LV Substation FA***947 | 20 kV | 400V(3ph) & 230V(single ph) | LV | 200 kVA :Pole Substation | 0.2 | --> | 0.2 | 0 | 0 | Constrained,otherwise capacity available =167kVA. | --> | 0.19 | 0 | 0 | 0 | 0 | 0.204 | 0 |  | --> | C21 ex CASTLEISLAND | CASTLEISLAND: T41∥T42 | TRALEE |  | 52.1712 | -9.549
MV/LV Substation FA***947X | 10 kV | 400V(3ph) & 230V(single ph) | LV | 630 kVA :Building Structure | 0.63 | --> | 0.63 | 0.365 | 4.4 |  | --> | 0.598 | 0 | 0 | 0 | 0.022 | 0.5 | 0 |  | --> | C12 ex TYMON | TYMON: T42 | COOKSTOWN |  | 53.3073 | -6.3501
MV/LV Substation FA***947X | 10 kV | 400V(3ph) & 230V(single ph) | LV | 400 kVA :Kiosk Substation | 0.4 | --> | 0.4 | 0 | 0 | Constrained,otherwise capacity available =251kVA. | --> | 0.38 | 0 | 0 | 0 | 0 | 0.422 | 0 |  | --> | C21 ex KILBARRY | KILBARRY: T101 | KILBARRY |  | 51.9185 | -8.4916
MV/LV Substation FA***955 | 10 kV | 400V(3ph) & 230V(single ph) | LV | 200 kVA :Kiosk Substation | 0.2 | --> | 0.2 | 0 | 0 | Constrained,otherwise capacity available =136kVA. | --> | 0.19 | 0 | 0 | 0 | 0.016 | 0.192 | 0 |  | --> | C22 ex GREYSTONES | GREYSTONES: T42 | FASSAROE |  | 53.1217 | -6.0731
MV/LV Substation FA***968X | 10 kV | 400V(3ph) & 230V(single ph) | LV | 400 kVA :Kiosk Substation | 0.4 | --> | 0.4 | 0.307 | 2.2 |  | --> | 0.38 | 0 | 0 | 0 | 0.032 | 0.38 | 0 |  | --> | C15 ex SPA ROAD | SPA ROAD: T41∥T42 | DOON |  | 52.3544 | -7.7383
MV/LV Substation FA***985 | 10 kV | 400V(3ph) & 230V(single ph) | LV | 200 kVA :Kiosk Substation | 0.2 | --> | 0.2 | 0.167 | 2.2 |  | --> | 0.19 | 0 | 0 | 0 | 0.002 | 0.202 | 0 |  | --> | C18 ex KINGSCOURT | KINGSCOURT: T42 | MEATH HILL |  | 53.9033 | -6.8103
MV/LV Substation FB***412Y | 10 kV | 400V(3ph) & 230V(single ph) | LV | 400 kVA :Kiosk Substation | 0.4 | --> | 0.4 | 0 | 0 | Constrained,otherwise capacity available =262kVA. | --> | 0.38 | 0 | 0 | 0 | 0 | 0.421 | 0 |  | --> | C11 ex POLLERTON | POLLERTON: T41 | CARLOW |  | 52.8422 | -6.9082
MV/LV Substation FB***922Z | 10 kV | 400V(3ph) & 230V(single ph) | LV | 400 kVA :Building Structure | 0.4 | --> | 0.4 | 0.282 | 0.5 |  | --> | 0.38 | 0 | 0 | 0 | 0 | 0.417 | 0 |  | --> | C23 ex BALLINDERRY | BALLINDERRY: T41 | MULLINGAR |  | 53.5312 | -7.3108
MV/LV Substation FC***084X | 10 kV | 400V(3ph) & 230V(single ph) | LV | 200 kVA :Pole Substation | 0.2 | --> | 0.2 | 0 | 0 | Constrained,otherwise capacity available =81kVA. | --> | 0.19 | 0 | 0 | 0 | 0 | 0.217 | 0 |  | --> | C16 ex ENNISTYMON | ENNISTYMON: T41∥T42 | ENNIS |  | 52.9367 | -9.3444
MV/LV Substation FC***190 | 10 kV | 400V(3ph) & 230V(single ph) | LV | 400 kVA :Kiosk Substation | 0.4 | --> | 0.4 | 0.192 | 2.2 |  | --> | 0.38 | 0 | 0 | 0 | 0 | 0.431 | 0 |  | --> | C13 ex MALLOW | MALLOW: T41 | MALLOW |  | 52.1385 | -8.6435
MV/LV Substation FC***4314 | 10 kV | 400V(3ph) & 230V(single ph) | LV | 400 kVA :Kiosk Substation | 0.4 | --> | 0.4 | 0 | 0 | Constrained,otherwise capacity available =400kVA. | --> | 0.38 | 0 | 0 | 0 | 0 | 0 | 0 | Constrained,otherwise capacity available =400kW. | --> | C12 ex COOLMINE | COOLMINE: T42 | FINGLAS |  | 53.3843 | -6.3964
MV/LV Substation FE***002 | 10 kV | 400V(3ph) & 230V(single ph) | LV | 400 kVA :Kiosk Substation | 0.4 | --> | 0.4 | 0 | 0 | Constrained,otherwise capacity available =242kVA. | --> | 0.38 | 0 | 0 | 0 | 0.007 | 0.416 | 0 |  | --> | C16 ex CLONES | CLONES: T41∥T42 | SHANKILL |  | 54.182 | -7.2348
MV/LV Substation FE***009 | 20 kV | 400V(3ph) & 230V(single ph) | LV | 400 kVA :Kiosk Substation | 0.4 | --> | 0.4 | 0 | 0 | Constrained,otherwise capacity available =347kVA. | --> | 0.38 | 0 | 0 | 0 | 0.01 | 0.397 | 0 |  | --> | E20 ex EDENDERRY | EDENDERRY: T421∥T422 | BLAKE |  | 53.3502 | -7.2032
MV/LV Substation FE***009 | 10 kV | 400V(3ph) & 230V(single ph) | LV | 400 kVA :Kiosk Substation | 0.4 | --> | 0.4 | 0.3 | 25.2 |  | --> | 0.38 | 0 | 0 | 0 | 0.002 | 0.413 | 0 |  | --> | C22 ex ARKLOW | ARKLOW: T101∥T102 | ARKLOW |  | 52.7926 | -6.1708
MV/LV Substation FE***012 | 20 kV | 400V(3ph) & 230V(single ph) | LV | 400 kVA :Kiosk Substation | 0.4 | --> | 0.4 | 0 | 0 | Constrained,otherwise capacity available =294kVA. | --> | 0.38 | 0 | 0 | 0 | 0 | 0.416 | 0 |  | --> | E20 ex EDENDERRY | EDENDERRY: T421∥T422 | BLAKE |  | 53.3505 | -7.1994
MV/LV Substation FE***013 | 10 kV | 400V(3ph) & 230V(single ph) | LV | 200 kVA :Pole Substation | 0.2 | --> | 0.2 | 0.19 | 25.2 |  | --> | 0.19 | 0 | 0 | 0 | 0 | 0.201 | 0 |  | --> | C19 ex ARKLOW | ARKLOW: T101∥T102 | ARKLOW |  | 52.8013 | -6.1485
MV/LV Substation FE***015 | 10 kV | 400V(3ph) & 230V(single ph) | LV | 200 kVA :Pole Substation | 0.2 | --> | 0.2 | 0.056 | 3.6 |  | --> | 0.19 | 0 | 0 | 0 | 0.003 | 0.218 | 0 |  | --> | C17 ex CASTLEREA | CASTLEREA: T41∥T42 | CARRICK ON SHANNON |  | 53.7609 | -8.4836
MV/LV Substation FE***017Y | 10 kV | 400V(3ph) & 230V(single ph) | LV | 400 kVA :Kiosk Substation | 0.4 | --> | 0.4 | 0.255 | 4.7 |  | --> | 0.38 | 0 | 0 | 0 | 0.003 | 0.419 | 0 |  | --> | C20 ex CENTRE PARK ROAD | MARINA: T106 | MARINA |  | 51.8941 | -8.449
MV/LV Substation FE***019 | 10 kV | 400V(3ph) & 230V(single ph) | LV | 200 kVA :Pole Substation | 0.2 | --> | 0.2 | 0 | 0 | Constrained,otherwise capacity available =29kVA. | --> | 0.19 | 0 | 0 | 0 | 0.039 | 0.184 | 0 |  | --> | C15 ex CLONAKILTY | CLONAKILTY: T41∥T42 | DUNMANWAY |  | 51.6274 | -8.9071
MV/LV Substation FE***032Z | 20 kV | 400V(3ph) & 230V(single ph) | LV | 100 kVA :Pole Substation | 0.1 | --> | 0.1 | 0.078 | 4.4 |  | --> | 0.095 | 0 | 0 | 0 | 0.008 | 0 | 0 | Constrained,otherwise capacity available =94kW. | --> | E21 ex SLANE | SLANE: T421 | DRYBRIDGE |  | 53.6963 | -6.5449
MV/LV Substation FE***034 | 20 kV | 400V(3ph) & 230V(single ph) | LV | 200 kVA :Pole Substation | 0.2 | --> | 0.2 | 0.089 | 1.1 |  | --> | 0.19 | 0 | 0 | 0 | 0.01 | 0.206 | 0 |  | --> | E19 ex LAWLESSTOWN | LAWLESSTOWN: T421 | DOON |  | 52.4648 | -7.6972
MV/LV Substation FE***038 | 10 kV | 400V(3ph) & 230V(single ph) | LV | 400 kVA :Building Structure | 0.4 | --> | 0.4 | 0.273 | 2.8 |  | --> | 0.38 | 0 | 0 | 0 | 0 | 0.419 | 0 |  | --> | C15 ex RINEANNA | RINEANNA: T42 | DRUMLINE |  | 52.701 | -8.8952
MV/LV Substation FE***039X | 10 kV | 400V(3ph) & 230V(single ph) | LV | 200 kVA :Kiosk Substation | 0.2 | --> | 0.2 | 0.132 | 1.8 |  | --> | 0.19 | 0 | 0 | 0 | 0.028 | 0.18 | 0 |  | --> | C18 ex CAHERDAVIN | CAHERDAVIN: T42 | ARDNACRUSHA |  | 52.6757 | -8.6702
MV/LV Substation FE***041 | 10 kV | 400V(3ph) & 230V(single ph) | LV | 630 kVA :Kiosk Substation | 0.63 | --> | 0.63 | 0.456 | 5.4 |  | --> | 0.598 | 0 | 0 | 0 | 0 | 0.5 | 0 |  | --> | E17 ex MOY | MOY: T421∥T422 | MOY |  | 54.1142 | -9.171
MV/LV Substation FE***042 | 20 kV | 400V(3ph) & 230V(single ph) | LV | 50 kVA :Pole Substation | 0.05 | --> | 0.05 | 0.038 | 1.1 |  | --> | 0.047 | 0 | 0 | 0 | 0.003 | 0.047 | 0 |  | --> | E19 ex LAWLESSTOWN | LAWLESSTOWN: T421 | DOON |  | 52.4718 | -7.6907
MV/LV Substation FE***046 | 10 kV | 400V(3ph) & 230V(single ph) | LV | 400 kVA :Kiosk Substation | 0.4 | --> | 0.4 | 0.362 | 5.8 |  | --> | 0.38 | 0 | 0 | 0 | 0 | 0.405 | 0 |  | --> | C17 ex WHITESTOWN | WHITESTOWN: T41 | COOKSTOWN |  | 53.2922 | -6.3964
MV/LV Substation FE***047Y | 10 kV | 400V(3ph) & 230V(single ph) | LV | 400 kVA :Kiosk Substation | 0.4 | --> | 0.4 | 0.332 | 2.5 |  | --> | 0.38 | 0 | 0 | 0 | 0.012 | 0.397 | 0 |  | --> | C17 ex GRAIGUE | GRAIGUE: T41 | CARLOW |  | 52.8287 | -6.9272
MV/LV Substation FE***048 | 20 kV | 400V(3ph) & 230V(single ph) | LV | 100 kVA :Pole Substation | 0.1 | --> | 0.1 | 0.059 | 1.1 |  | --> | 0.095 | 0 | 0 | 0 | 0.008 | 0.097 | 0 |  | --> | E19 ex LAWLESSTOWN | LAWLESSTOWN: T421 | DOON |  | 52.465 | -7.691
MV/LV Substation FE***054 | 10 kV | 400V(3ph) & 230V(single ph) | LV | 630 kVA :Building Structure | 0.63 | --> | 0.63 | 0 | 0 | Constrained,otherwise capacity available =500kVA. | --> | 0.598 | 0 | 0 | 0 | 0 | 0 | 0 | Constrained,otherwise capacity available =500kW. | --> | C13 ex FERMOY NORTH | FERMOY NORTH: T41∥T42 | BARRYMORE |  | 52.1463 | -8.2829
MV/LV Substation FE***057 | 10 kV | 400V(3ph) & 230V(single ph) | LV | 400 kVA :Kiosk Substation | 0.4 | --> | 0.4 | 0.316 | 25.2 |  | --> | 0.38 | 0 | 0 | 0 | 0.012 | 0.399 | 0 |  | --> | C22 ex ARKLOW | ARKLOW: T101∥T102 | ARKLOW |  | 52.7911 | -6.1703
MV/LV Substation FE***063X | 10 kV | 400V(3ph) & 230V(single ph) | LV | 100 kVA :Pole Substation | 0.1 | --> | 0.1 | 0.08 | 1.7 |  | --> | 0.095 | 0 | 0 | 0 | 0.003 | 0.099 | 0 |  | --> | C15 ex TULLA | TULLA: T41 | ENNIS |  | 52.9246 | -8.6494
MV/LV Substation FE***064Z | 20 kV | 400V(3ph) & 230V(single ph) | LV | 400 kVA :Kiosk Substation | 0.4 | --> | 0.4 | 0 | 0 | Constrained,otherwise capacity available =248kVA. | --> | 0.38 | 0 | 0 | 0 | 0.055 | 0.365 | 0 |  | --> | C11 ex KILDARE | KILDARE: T41∥T42 | NEWBRIDGE |  | 53.1498 | -7.0601
MV/LV Substation FE***067 | 10 kV | 400V(3ph) & 230V(single ph) | LV | 400 kVA :Kiosk Substation | 0.4 | --> | 0.4 | 0.344 | 5 |  | --> | 0.38 | 0 | 0 | 0 | 0.004 | 0.404 | 0 |  | --> | C12 ex BALLYRICKARD | BALLYRICKARD: T41∥T42 | TRALEE |  | 52.2695 | -9.8625
MV/LV Substation FE***078Y | 10 kV | 400V(3ph) & 230V(single ph) | LV | 200 kVA :Kiosk Substation | 0.2 | --> | 0.2 | 0 | 0 | Constrained,otherwise capacity available =168kVA. | --> | 0.19 | 0 | 0 | 0 | 0 | 0.204 | 0 |  | --> | C15 ex CLONAKILTY | CLONAKILTY: T41∥T42 | DUNMANWAY |  | 51.6286 | -8.9065
MV/LV Substation FE***080 | 20 kV | 400V(3ph) & 230V(single ph) | LV | 200 kVA :Pole Substation | 0.2 | --> | 0.2 | 0.192 | 6.9 |  | --> | 0.19 | 0 | 0 | 0 | 0 | 0 | 0 | Constrained,otherwise capacity available =200kW. | --> | E17 ex SPRINGS | SPRINGS: T421∥T422 | DUNGARVAN |  | 52.1112 | -7.5938
MV/LV Substation FE***081 | 10 kV | 400V(3ph) & 230V(single ph) | LV | 200 kVA :Kiosk Substation | 0.2 | --> | 0.2 | 0.078 | 5.3 |  | --> | 0.19 | 0 | 0 | 0 | 0 | 0.218 | 0 |  | --> | C12 ex SMEARLA | SMEARLA: T42 | TRIEN |  | 52.4487 | -9.4926
MV/LV Substation FE***090 | 10 kV | 400V(3ph) & 230V(single ph) | LV | 400 kVA :Kiosk Substation | 0.4 | --> | 0.4 | 0.331 | 2.1 |  | --> | 0.38 | 0 | 0 | 0 | 0 | 0.41 | 0 |  | --> | C16 ex LITTLE BRAY | LITTLE BRAY: T42 | FASSAROE |  | 53.2155 | -6.1291
MV/LV Substation FE***096Z | 20 kV | 400V(3ph) & 230V(single ph) | LV | 630 kVA :Building Structure | 0.63 | --> | 0.63 | 0.5 | 26.7 |  | --> | 0.598 | 0 | 0 | 0 | 0 | 0.5 | 0 |  | --> | E21 ex WEXFORD | WEXFORD: T121∥T122 | WEXFORD |  | 52.3552 | -6.5057
MV/LV Substation FE***107 | 10 kV | 400V(3ph) & 230V(single ph) | LV | 400 kVA :Kiosk Substation | 0.4 | --> | 0.4 | 0.341 | 2.4 |  | --> | 0.38 | 0 | 0 | 0 | 0.028 | 0.379 | 0 |  | --> | C23 ex TINAHASK | TINAHASK: T41∥T42 | ARKLOW |  | 52.7308 | -6.2847
MV/LV Substation FE***108Y | 20 kV | 400V(3ph) & 230V(single ph) | LV | 50 kVA :Pole Substation | 0.05 | --> | 0.05 | 0.047 | 1.6 |  | --> | 0.047 | 0 | 0 | 0 | 0 | 0.049 | 0 |  | --> | E18 ex GURRANEBANE | GURRANEBANE: T421∥T422 | OUGHTRAGH |  | 51.8665 | -10.2536
MV/LV Substation FE***112 | 10 kV | 400V(3ph) & 230V(single ph) | LV | 400 kVA :Building Structure | 0.4 | --> | 0.4 | 0 | 0 | Constrained,otherwise capacity available =145kVA. | --> | 0.38 | 0 | 0 | 0 | 0.005 | 0.433 | 0 |  | --> | C16 ex SANTRY | SANTRY: T42 | FINGLAS |  | 53.3988 | -6.2005
MV/LV Substation FE***113X | 10 kV | 400V(3ph) & 230V(single ph) | LV | 630 kVA :Building Structure | 0.63 | --> | 0.63 | 0 | 0 | Constrained,otherwise capacity available =333kVA. | --> | 0.598 | 0 | 0 | 0 | 0 | 0.5 | 0 |  | --> | C16 ex CLONES | CLONES: T41∥T42 | SHANKILL |  | 54.1831 | -7.2255
MV/LV Substation FE***127 | 10 kV | 400V(3ph) & 230V(single ph) | LV | 400 kVA :Building Structure | 0.4 | --> | 0.4 | 0 | 0 | Constrained,otherwise capacity available =295kVA. | --> | 0.38 | 0 | 0 | 0 | 0 | 0.416 | 0 |  | --> | C13 ex MALAHIDE | MALAHIDE: T41 | GLASMORE |  | 53.4378 | -6.1883
MV/LV Substation FE***131X | 10 kV | 400V(3ph) & 230V(single ph) | LV | 630 kVA :Building Structure | 0.63 | --> | 0.63 | 0.5 | 7.6 |  | --> | 0.598 | 0 | 0 | 0 | 0 | 0.5 | 0 |  | --> | C26 ex TRINITY | TRINITY: T102 | POOLBEG |  | 53.3421 | -6.2491
MV/LV Substation FE***154 | 10 kV | 400V(3ph) & 230V(single ph) | LV | 50 kVA :Pole Substation | 0.05 | --> | 0.05 | 0.031 | 1.7 |  | --> | 0.047 | 0 | 0 | 0 | 0 | 0.051 | 0 |  | --> | C15 ex TULLA | TULLA: T41 | ENNIS |  | 52.9225 | -8.6512
MV/LV Substation FE***159Z | 20 kV | 400V(3ph) & 230V(single ph) | LV | 400 kVA :Kiosk Substation | 0.4 | --> | 0.4 | 0.328 | 10.7 |  | --> | 0.38 | 0 | 0 | 0 | 0.03 | 0.379 | 0 |  | --> | E13 ex COOLROE | COOLROE: T121 | COOLROE |  | 51.8797 | -8.6224
MV/LV Substation FE***161 | 10 kV | 400V(3ph) & 230V(single ph) | LV | 50 kVA :Pole Substation | 0.05 | --> | 0.05 | 0.05 | 5 |  | --> | 0.047 | 0 | 0 | 0 | 0 | 0.049 | 0 |  | --> | C12 ex BALLYRICKARD | BALLYRICKARD: T41∥T42 | TRALEE |  | 52.2759 | -9.8739
MV/LV Substation FE***161Z | 10 kV | 400V(3ph) & 230V(single ph) | LV | 200 kVA :Kiosk Substation | 0.2 | --> | 0.2 | 0.124 | 4 |  | --> | 0.19 | 0 | 0 | 0 | 0 | 0 | 0 | Constrained,otherwise capacity available =211kW. | --> | C22 ex LISMORE | LISMORE: T41∥T42 | DUNGARVAN |  | 52.139 | -7.931
MV/LV Substation FE***162 | 10 kV | 400V(3ph) & 230V(single ph) | LV | 50 kVA :Pole Substation | 0.05 | --> | 0.05 | 0.047 | 5 |  | --> | 0.047 | 0 | 0 | 0 | 0 | 0.049 | 0 |  | --> | C12 ex BALLYRICKARD | BALLYRICKARD: T41∥T42 | TRALEE |  | 52.2833 | -9.8606
MV/LV Substation FE***163 | 10 kV | 400V(3ph) & 230V(single ph) | LV | 100 kVA :Pole Substation | 0.1 | --> | 0.1 | 0.095 | 5 |  | --> | 0.095 | 0 | 0 | 0 | 0 | 0.1 | 0 |  | --> | C12 ex BALLYRICKARD | BALLYRICKARD: T41∥T42 | TRALEE |  | 52.2805 | -9.8477
MV/LV Substation FE***174 | 10 kV | 400V(3ph) & 230V(single ph) | LV | 50 kVA :Pole Substation | 0.05 | --> | 0.05 | 0.04 | 4.6 |  | --> | 0.047 | 0 | 0 | 0 | 0 | 0.051 | 0 |  | --> | E16 ex BALLYRAGGET | BALLYRAGGET: T421∥T422 | BALLYRAGGET |  | 52.8556 | -7.3607
MV/LV Substation FE***180Z | 10 kV | 400V(3ph) & 230V(single ph) | LV | 400 kVA :Kiosk Substation | 0.4 | --> | 0.4 | 0.283 | 6.6 |  | --> | 0.38 | 0 | 0 | 0 | 0.014 | 0.403 | 0 |  | --> | C23 ex PELLETSTOWN | PELLETSTOWN: T101 | FINGLAS |  | 53.3729 | -6.4017
MV/LV Substation FE***181 | 20 kV | 400V(3ph) & 230V(single ph) | LV | 100 kVA :Pole Substation | 0.1 | --> | 0.1 | 0.066 | 6.2 |  | --> | 0.095 | 0 | 0 | 0 | 0 | 0.104 | 0 |  | --> | E18 ex BAGENALSTOWN | BAGENALSTOWN: T421∥T422 | CARLOW |  | 52.7143 | -6.8445
MV/LV Substation FE***181Z | 10 kV | 400V(3ph) & 230V(single ph) | LV | 200 kVA :Kiosk Substation | 0.2 | --> | 0.2 | 0.175 | 6.6 |  | --> | 0.19 | 0 | 0 | 0 | 0 | 0.203 | 0 |  | --> | C23 ex PELLETSTOWN | PELLETSTOWN: T101 | FINGLAS |  | 53.3721 | -6.4028
MV/LV Substation FE***182 | 20 kV | 400V(3ph) & 230V(single ph) | LV | 100 kVA :Pole Substation | 0.1 | --> | 0.1 | 0.079 | 6.2 |  | --> | 0.095 | 0 | 0 | 0 | 0.003 | 0.099 | 0 |  | --> | E18 ex BAGENALSTOWN | BAGENALSTOWN: T421∥T422 | CARLOW |  | 52.7134 | -6.8457
MV/LV Substation FE***182Z | 10 kV | 400V(3ph) & 230V(single ph) | LV | 400 kVA :Kiosk Substation | 0.4 | --> | 0.4 | 0.319 | 6.6 |  | --> | 0.38 | 0 | 0 | 0 | 0 | 0.412 | 0 |  | --> | C23 ex PELLETSTOWN | PELLETSTOWN: T101 | FINGLAS |  | 53.373 | -6.4044
MV/LV Substation FE***183Z | 10 kV | 400V(3ph) & 230V(single ph) | LV | 400 kVA :Kiosk Substation | 0.4 | --> | 0.4 | 0.317 | 6.6 |  | --> | 0.38 | 0 | 0 | 0 | 0 | 0.412 | 0 |  | --> | C23 ex PELLETSTOWN | PELLETSTOWN: T101 | FINGLAS |  | 53.374 | -6.404
MV/LV Substation FE***184Z | 10 kV | 400V(3ph) & 230V(single ph) | LV | 400 kVA :Kiosk Substation | 0.4 | --> | 0.4 | 0.351 | 6.6 |  | --> | 0.38 | 0 | 0 | 0 | 0.003 | 0.403 | 0 |  | --> | C23 ex PELLETSTOWN | PELLETSTOWN: T101 | FINGLAS |  | 53.3737 | -6.4024
MV/LV Substation FE***198X | 20 kV | 400V(3ph) & 230V(single ph) | LV | 200 kVA :Kiosk Substation | 0.2 | --> | 0.2 | 0 | 0 | Constrained,otherwise capacity available =196kVA. | --> | 0.19 | 0 | 0 | 0 | 0.004 | 0.195 | 0 |  | --> | E16 ex PATRICKSWELL | PATRICKSWELL: T421∥T422 | LIMERICK |  | 52.567 | -8.7836
MV/LV Substation FE***207X | 10 kV | 400V(3ph) & 230V(single ph) | LV | 400 kVA :Kiosk Substation | 0.4 | --> | 0.4 | 0 | 0 | Constrained,otherwise capacity available =272kVA. | --> | 0.38 | 0 | 0 | 0 | 0.003 | 0.416 | 0 |  | --> | C16 ex SANTRY | SANTRY: T42 | FINGLAS |  | 53.3998 | -6.202
MV/LV Substation FE***208 | 10 kV | 400V(3ph) & 230V(single ph) | LV | 50 kVA :Pole Substation | 0.05 | --> | 0.05 | 0 | 0 | Constrained,otherwise capacity available =47kVA. | --> | 0.047 | 0 | 0 | 0 | 0 | 0.049 | 0 |  | --> | C14 ex CLONAKILTY | CLONAKILTY: T41∥T42 | DUNMANWAY |  | 51.6275 | -8.9136
MV/LV Substation FE***208 | 20 kV | 400V(3ph) & 230V(single ph) | LV | 50 kVA :Pole Substation | 0.05 | --> | 0.05 | 0 | 0 | Constrained,otherwise capacity available =33kVA. | --> | 0.047 | 0 | 0 | 0 | 0 | 0.051 | 0 |  | --> | C17 ex CLONES | CLONES: T41∥T42 | SHANKILL |  | 54.1525 | -7.0965
MV/LV Substation FE***212Z | 20 kV | 400V(3ph) & 230V(single ph) | LV | 100 kVA :Pole Substation | 0.1 | --> | 0.1 | 0.095 | 6.9 |  | --> | 0.095 | 0 | 0 | 0 | 0 | 0 | 0 | Constrained,otherwise capacity available =100kW. | --> | E12 ex RATHKEALE | RATHKEALE: T421∥T422 | RATHKEALE |  | 52.4169 | -8.9233
MV/LV Substation FE***217 | 20 kV | 400V(3ph) & 230V(single ph) | LV | 200 kVA :Pole Substation | 0.2 | --> | 0.2 | 0 | 0 | Constrained,otherwise capacity available =138kVA. | --> | 0.19 | 0 | 0 | 0 | 0 | 0 | 0 | Constrained,otherwise capacity available =209kW. | --> | E15 ex FERNS | FERNS: T421 | CRANE |  | 52.5925 | -6.4975
MV/LV Substation FE***230 | 20 kV | 400V(3ph) & 230V(single ph) | LV | 50 kVA :Pole Substation | 0.05 | --> | 0.05 | 0 | 0 | Constrained,otherwise capacity available =32kVA. | --> | 0.047 | 0 | 0 | 0 | 0.001 | 0.05 | 0 |  | --> | C14 ex MILFORD (NR) | MILFORD (NR): T41∥T42 | LETTERKENNY |  | 55.1389 | -7.6569
MV/LV Substation FE***239Z | 20 kV | 400V(3ph) & 230V(single ph) | LV | 50 kVA :Pole Substation | 0.05 | --> | 0.05 | 0 | 0 | Constrained,otherwise capacity available =12kVA. | --> | 0.047 | 0 | 0 | 0 | 0 | 0.054 | 0 |  | --> | E23 ex BALTRASNA | BALTRASNA: T121 | BALTRASNA |  | 53.623 | -6.397
MV/LV Substation FE***254 | 10 kV | 400V(3ph) & 230V(single ph) | LV | 50 kVA :Pole Substation | 0.05 | --> | 0.05 | 0.049 | 3.4 |  | --> | 0.047 | 0 | 0 | 0 | 0 | 0.049 | 0 |  | --> | C12 ex CAUSEWAY | CAUSEWAY: T41∥T42 | TRALEE |  | 52.4322 | -9.7548
MV/LV Substation FE***257X | 10 kV | 400V(3ph) & 230V(single ph) | LV | 50 kVA :Pole Substation | 0.05 | --> | 0.05 | 0.043 | 2.7 |  | --> | 0.047 | 0 | 0 | 0 | 0.015 | 0.034 | 0 |  | --> | C19 ex CALLAN | CALLAN: T41∥T42 | KILKENNY |  | 52.574 | -7.4893
MV/LV Substation FE***264Z | 10 kV | 400V(3ph) & 230V(single ph) | LV | 50 kVA :Pole Substation | 0.05 | --> | 0.05 | 0.039 | 4.4 |  | --> | 0.047 | 0 | 0 | 0 | 0 | 0.051 | 0 |  | --> | C11 ex RINGASKIDDY 110KV | RINGASKIDDY 110KV: T42 | BARNAHELY |  | 51.8296 | -8.3813
MV/LV Substation FE***278X | 10 kV | 400V(3ph) & 230V(single ph) | LV | 200 kVA :Kiosk Substation | 0.2 | --> | 0.2 | 0 | 0 | Constrained,otherwise capacity available =116kVA. | --> | 0.19 | 0 | 0 | 0 | 0.003 | 0.209 | 0 |  | --> | C19 ex BALLYBAILIE | BALLYBAILIE: T41 | DUNDALK |  | 53.8601 | -6.5469
MV/LV Substation FE***278Y | 10 kV | 400V(3ph) & 230V(single ph) | LV | 400 kVA :Kiosk Substation | 0.4 | --> | 0.4 | 0.358 | 8.9 |  | --> | 0.38 | 0 | 0 | 0 | 0 | 0.406 | 0 |  | --> | C12 ex CARROWBEG | CARROWBEG: T41∥T42 | CARROWBEG |  | 53.8031 | -9.5062
MV/LV Substation FE***280X | 20 kV | 400V(3ph) & 230V(single ph) | LV | 45 kVA :Pole Substation | 0.045 | --> | 0.045 | 0 | 0 | Constrained,otherwise capacity available =39kVA. | --> | 0.042 | 0 | 0 | 0 | 0 | 0 | 0 | Constrained,otherwise capacity available =45kW. | --> | E24 ex BIRR | BIRR: T422 | DALLOW |  | 53.1724 | -7.7397
MV/LV Substation FE***284X | 10 kV | 400V(3ph) & 230V(single ph) | LV | 200 kVA :Kiosk Substation | 0.2 | --> | 0.2 | 0.177 | 1.8 |  | --> | 0.19 | 0 | 0 | 0 | 0 | 0.203 | 0 |  | --> | C14 ex CAHERDAVIN | CAHERDAVIN: T42 | ARDNACRUSHA |  | 52.6639 | -8.6374
MV/LV Substation FE***290X | 20 kV | 400V(3ph) & 230V(single ph) | LV | 50 kVA :Pole Substation | 0.05 | --> | 0.05 | 0.042 | 26.7 |  | --> | 0.047 | 0 | 0 | 0 | 0.008 | 0.041 | 0 |  | --> | E21 ex WEXFORD | WEXFORD: T121∥T122 | WEXFORD |  | 52.3617 | -6.5166
MV/LV Substation FE***294Z | 10 kV | 400V(3ph) & 230V(single ph) | LV | 200 kVA :Kiosk Substation | 0.2 | --> | 0.2 | 0.006 | 6.6 |  | --> | 0.19 | 0 | 0 | 0 | 0 | 0.228 | 0 |  | --> | C23 ex PELLETSTOWN | PELLETSTOWN: T101 | FINGLAS |  | 53.3721 | -6.4034
MV/LV Substation FE***299Y | 20 kV | 400V(3ph) & 230V(single ph) | LV | 50 kVA :Pole Substation | 0.05 | --> | 0.05 | 0.04 | 1.8 |  | --> | 0.047 | 0 | 0 | 0 | 0 | 0.051 | 0 |  | --> | C18 ex ROSCOMMON | ROSCOMMON: T42 | LANESBORO |  | 53.5812 | -8.156
MV/LV Substation FE***305X | 20 kV | 400V(3ph) & 230V(single ph) | LV | 50 kVA :Pole Substation | 0.05 | --> | 0.05 | 0 | 0 | Constrained,otherwise capacity available =50kVA. | --> | 0.047 | 0 | 0 | 0 | 0 | 0.049 | 0 |  | --> | E11 ex KILCOLGAN | KILCOLGAN: T421 | GALWAY 110KV |  | 53.1335 | -8.9514
MV/LV Substation FE***316 | 20 kV | 400V(3ph) & 230V(single ph) | LV | 200 kVA :Pole Substation | 0.2 | --> | 0.2 | 0.146 | 1.1 |  | --> | 0.19 | 0 | 0 | 0 | 0 | 0.206 | 0 |  | --> | E19 ex LAWLESSTOWN | LAWLESSTOWN: T421 | DOON |  | 52.4643 | -7.6828
MV/LV Substation FE***319Z | 10 kV | 400V(3ph) & 230V(single ph) | LV | 200 kVA :Kiosk Substation | 0.2 | --> | 0.2 | 0 | 0 | Constrained,otherwise capacity available =40kVA. | --> | 0.19 | 0 | 0 | 0 | 0.009 | 0.214 | 0 |  | --> | C16 ex MOUNTGORRY | MOUNTGORRY: T42 | GRANGE (DR) |  | 53.4516 | -6.2037
MV/LV Substation FE***321 | 10 kV | 400V(3ph) & 230V(single ph) | LV | 50 kVA :Pole Substation | 0.05 | --> | 0.05 | 0.035 | 2.2 |  | --> | 0.047 | 0 | 0 | 0 | 0 | 0 | 0 | Constrained,otherwise capacity available =51kW. | --> | C15 ex GLENGOOLE | GLENGOOLE: T41 | THURLES |  | 52.7158 | -7.5998
MV/LV Substation FE***327X | 10 kV | 400V(3ph) & 230V(single ph) | LV | 630 kVA :Building Structure | 0.63 | --> | 0.63 | 0.42 | 2.7 |  | --> | 0.598 | 0 | 0 | 0 | 0 | 0.5 | 0 |  | --> | C11 ex BALLYARD | BALLYARD: T41∥T42 | TRALEE |  | 52.2637 | -9.7013
MV/LV Substation FE***328Y | 20 kV | 400V(3ph) & 230V(single ph) | LV | 50 kVA :Pole Substation | 0.05 | --> | 0.05 | 0.047 | 0.8 |  | --> | 0.047 | 0 | 0 | 0 | 0 | 0 | 0 | Constrained,otherwise capacity available =49kW. | --> | E17 ex KILMACTHOMAS | KILMACTHOMAS: T421∥T422 | DUNGARVAN |  | 52.3022 | -7.4698
MV/LV Substation FE***336X | 10 kV | 400V(3ph) & 230V(single ph) | LV | 400 kVA :Building Structure | 0.4 | --> | 0.4 | 0.394 | 8.6 |  | --> | 0.38 | 0 | 0 | 0 | 0 | 0.4 | 0 |  | --> | C12 ex RINGSEND | RINGSEND: T102 | POOLBEG |  | 53.3422 | -6.1988
MV/LV Substation FE***341 | 10 kV | 400V(3ph) & 230V(single ph) | LV | 400 kVA :Building Structure | 0.4 | --> | 0.4 | 0 | 0 | Constrained,otherwise capacity available =285kVA. | --> | 0.38 | 0 | 0 | 0 | 0 | 0.417 | 0 |  | --> | C19 ex SANDYFORD | SANDYFORD: T41 | CARRICKMINES |  | 53.2754 | -6.2534
MV/LV Substation FE***345Y | 20 kV | 400V(3ph) & 230V(single ph) | LV | 50 kVA :Pole Substation | 0.05 | --> | 0.05 | 0.047 | 0.8 |  | --> | 0.047 | 0 | 0 | 0 | 0 | 0 | 0 | Constrained,otherwise capacity available =49kW. | --> | E16 ex KILMACTHOMAS | KILMACTHOMAS: T421∥T422 | DUNGARVAN |  | 52.1195 | -7.5035
MV/LV Substation FE***348 | 20 kV | 400V(3ph) & 230V(single ph) | LV | 50 kVA :Pole Substation | 0.05 | --> | 0.05 | 0.036 | 3.6 |  | --> | 0.047 | 0 | 0 | 0 | 0 | 0.051 | 0 |  | --> | E15 ex JENKINSTOWN | JENKINSTOWN: T421∥T422 | DUNDALK |  | 54.0636 | -6.3572
MV/LV Substation FE***354 | 10 kV | 400V(3ph) & 230V(single ph) | LV | 1000 kVA :Building Structure | 1 | --> | 1 | 0.5 | 7.6 |  | --> | 0.95 | 0 | 0 | 0 | 0 | 0.5 | 0 |  | --> | C26 ex TRINITY | TRINITY: T102 | POOLBEG |  | 53.341 | -6.2486
MV/LV Substation FE***360 | 10 kV | 400V(3ph) & 230V(single ph) | LV | 50 kVA :Pole Substation | 0.05 | --> | 0.05 | 0.046 | 0.6 |  | --> | 0.047 | 0 | 0 | 0 | 0 | 0.049 | 0 |  | --> | C30 ex ACADEMY STREET | ACADEMY STREET: T44 | NAVAN |  | 53.659 | -6.6502
MV/LV Substation FE***360X | 10 kV | 400V(3ph) & 230V(single ph) | LV | 50 kVA :Pole Substation | 0.05 | --> | 0.05 | 0.011 | 4.6 |  | --> | 0.047 | 0 | 0 | 0 | 0 | 0.054 | 0 |  | --> | E16 ex BALLYRAGGET | BALLYRAGGET: T421∥T422 | BALLYRAGGET |  | 52.8615 | -7.3644
MV/LV Substation FE***360Y | 20 kV | 400V(3ph) & 230V(single ph) | LV | 200 kVA :Kiosk Substation | 0.2 | --> | 0.2 | 0 | 0 | Constrained,otherwise capacity available =163kVA. | --> | 0.19 | 0 | 0 | 0 | 0.002 | 0.203 | 0 |  | --> | E11 ex EDENDERRY | EDENDERRY: T421∥T422 | BLAKE |  | 53.3341 | -7.0623
MV/LV Substation FE***365X | 10 kV | 400V(3ph) & 230V(single ph) | LV | 630 kVA :Building Structure | 0.63 | --> | 0.63 | 0.5 | 2.7 |  | --> | 0.598 | 0 | 0 | 0 | 0.004 | 0.5 | 0 |  | --> | C11 ex BALLYARD | BALLYARD: T41∥T42 | TRALEE |  | 52.2634 | -9.7068
MV/LV Substation FE***380 | 10 kV | 400V(3ph) & 230V(single ph) | LV | 400 kVA :Kiosk Substation | 0.4 | --> | 0.4 | 0.376 | 9.9 |  | --> | 0.38 | 0 | 0 | 0 | 0.008 | 0.394 | 0 |  | --> | C17 ex ENNIS | ENNIS: T101 | ENNIS |  | 52.8534 | -8.9813
MV/LV Substation FE***383X | 10 kV | 400V(3ph) & 230V(single ph) | LV | 50 kVA :Pole Substation | 0.05 | --> | 0.05 | 0 | 0 | Constrained,otherwise capacity available =44kVA. | --> | 0.047 | 0 | 0 | 0 | 0 | 0.05 | 0 |  | --> | C11 ex CARRIGALINE | CARRIGALINE: T41∥T42 | BARNAHELY |  | 51.8295 | -8.3779
MV/LV Substation FE***386 | 20 kV | 400V(3ph) & 230V(single ph) | LV | 200 kVA :Pole Substation | 0.2 | --> | 0.2 | 0 | 0 | Constrained,otherwise capacity available =79kVA. | --> | 0.19 | 0 | 0 | 0 | 0.003 | 0 | 0 | Constrained,otherwise capacity available =215kW. | --> | E12 ex LUMCLOON | LUMCLOON: T421∥T422 | DALLOW |  | 53.2732 | -7.8296
MV/LV Substation FE***386 | 20 kV | 400V(3ph) & 230V(single ph) | LV | 200 kVA :Kiosk Substation | 0.2 | --> | 0.2 | 0 | 0 | Constrained,otherwise capacity available =168kVA. | --> | 0.19 | 0 | 0 | 0 | 0 | 0.204 | 0 |  | --> | E14 ex KILCOCK | KILCOCK: T422 | GRIFFINRATH |  | 53.4264 | -6.7038
MV/LV Substation FE***388 | 10 kV | 400V(3ph) & 230V(single ph) | LV | 400 kVA :Kiosk Substation | 0.4 | --> | 0.4 | 0.4 | 11.4 |  | --> | 0.38 | 0 | 0 | 0 | 0 | 0.4 | 0 |  | --> | C23 ex COOKSTOWN | COOKSTOWN: T101 | CARRICKMINES |  | 53.2895 | -6.3846
MV/LV Substation FE***388Y | 20 kV | 400V(3ph) & 230V(single ph) | LV | 200 kVA :Kiosk Substation | 0.2 | --> | 0.2 | 0 | 0 | Constrained,otherwise capacity available =80kVA. | --> | 0.19 | 0 | 0 | 0 | 0.008 | 0.209 | 0 |  | --> | E18 ex EDENDERRY | EDENDERRY: T421∥T422 | BLAKE |  | 53.3323 | -7.0608
MV/LV Substation FE***4010 | 20 kV | 400V(3ph) & 230V(single ph) | LV | 50 kVA :Pole Substation | 0.05 | --> | 0.05 | 0.042 | 4.4 |  | --> | 0.047 | 0 | 0 | 0 | 0.003 | 0.047 | 0 |  | --> | E15 ex MOHILL | MOHILL: T421∥T422 | CARRICK ON SHANNON |  | 54.0236 | -7.8455
MV/LV Substation FE***4020 | 10 kV | 400V(3ph) & 230V(single ph) | LV | 400 kVA :Building Structure | 0.4 | --> | 0.4 | 0.353 | 2.4 |  | --> | 0.38 | 0 | 0 | 0 | 0 | 0.407 | 0 |  | --> | C25 ex TINAHASK | TINAHASK: T41∥T42 | ARKLOW |  | 52.7914 | -6.1639
MV/LV Substation FE***4030 | 10 kV | 400V(3ph) & 230V(single ph) | LV | 200 kVA :Kiosk Substation | 0.2 | --> | 0.2 | 0 | 0 | Constrained,otherwise capacity available =129kVA. | --> | 0.19 | 0 | 0 | 0 | 0 | 0 | 0 | Constrained,otherwise capacity available =210kW. | --> | C16 ex COOLCARRON | COOLCARRON: T41 | BARRYMORE |  | 52.1383 | -8.2551
MV/LV Substation FE***4034 | 10 kV | 400V(3ph) & 230V(single ph) | LV | 50 kVA :Pole Substation | 0.05 | --> | 0.05 | 0.05 | 1.7 |  | --> | 0.047 | 0 | 0 | 0 | 0 | 0.049 | 0 |  | --> | C15 ex TULLA | TULLA: T41 | ENNIS |  | 52.9231 | -8.6487
MV/LV Substation FE***4036 | 20 kV | 400V(3ph) & 230V(single ph) | LV | 50 kVA :Pole Substation | 0.05 | --> | 0.05 | 0.048 | 1.6 |  | --> | 0.047 | 0 | 0 | 0 | 0 | 0.049 | 0 |  | --> | E17 ex GURRANEBANE | GURRANEBANE: T421∥T422 | OUGHTRAGH |  | 51.9389 | -10.2371
MV/LV Substation FE***4060 | 10 kV | 400V(3ph) & 230V(single ph) | LV | 1000 kVA :Building Structure | 1 | --> | 1 | 0.5 | 2.4 |  | --> | 0.95 | 0 | 0 | 0 | 0 | 0.5 | 0 |  | --> | C14 ex DUNDRUM | DUNDRUM: T42 | BLACKROCK |  | 53.2937 | -6.2507
MV/LV Substation FE***4061 | 10 kV | 400V(3ph) & 230V(single ph) | LV | 400 kVA :Kiosk Substation | 0.4 | --> | 0.4 | 0 | 0 | Constrained,otherwise capacity available =367kVA. | --> | 0.38 | 0 | 0 | 0 | 0 | 0.404 | 0 |  | --> | C16 ex MOUNTGORRY | MOUNTGORRY: T42 | GRANGE (DR) |  | 53.4454 | -6.2013
MV/LV Substation FE***4078 | 20 kV | 400V(3ph) & 230V(single ph) | LV | 50 kVA :Pole Substation | 0.05 | --> | 0.05 | 0.039 | 2.1 |  | --> | 0.047 | 0 | 0 | 0 | 0.018 | 0.032 | 0 |  | --> | E17 ex KILROSS ROAD | KILROSS ROAD: T421 | TIPPERARY |  | 52.4898 | -8.3536
MV/LV Substation FE***4080 | 10 kV | 400V(3ph) & 230V(single ph) | LV | 50 kVA :Pole Substation | 0.05 | --> | 0.05 | 0.034 | 3.1 |  | --> | 0.047 | 0 | 0 | 0 | 0 | 0 | 0 | Constrained,otherwise capacity available =51kW. | --> | C18 ex GLENGOOLE | GLENGOOLE: T42 | THURLES |  | 52.5694 | -7.7032
MV/LV Substation FE***4080 | 10 kV | 400V(3ph) & 230V(single ph) | LV | 200 kVA :Kiosk Substation | 0.2 | --> | 0.2 | 0 | 0 | Constrained,otherwise capacity available =200kVA. | --> | 0.19 | 0 | 0 | 0 | 0 | 0.2 | 0 |  | --> | C15 ex CLONAKILTY | CLONAKILTY: T41∥T42 | DUNMANWAY |  | 51.6229 | -8.9019
MV/LV Substation FE***4085 | 10 kV | 400V(3ph) & 230V(single ph) | LV | 400 kVA :Kiosk Substation | 0.4 | --> | 0.4 | 0.375 | 7.5 |  | --> | 0.38 | 0 | 0 | 0 | 0.003 | 0.4 | 0 |  | --> | C18 ex CARRICKMINES | CARRICKMINES: T42 | CARRICKMINES |  | 53.2592 | -6.228
MV/LV Substation FE***4091 | 20 kV | 400V(3ph) & 230V(single ph) | LV | 50 kVA :Pole Substation | 0.05 | --> | 0.05 | 0 | 0 | Constrained,otherwise capacity available =50kVA. | --> | 0.047 | 0 | 0 | 0 | 0 | 0 | 0 | Constrained,otherwise capacity available =49kW. | --> | E11 ex LUMCLOON | LUMCLOON: T421∥T422 | DALLOW |  | 53.2462 | -7.9439
MV/LV Substation FE***4091 | 10 kV | 400V(3ph) & 230V(single ph) | LV | 100 kVA :Pole Substation | 0.1 | --> | 0.1 | 0 | 0 | Constrained,otherwise capacity available =99kVA. | --> | 0.095 | 0 | 0 | 0 | 0 | 0 | 0 | Constrained,otherwise capacity available =100kW. | --> | C15 ex FERMOY NORTH | FERMOY NORTH: T41∥T42 | BARRYMORE |  | 52.1401 | -8.2775
MV/LV Substation FE***409X | 10 kV | 400V(3ph) & 230V(single ph) | LV | 50 kVA :Pole Substation | 0.05 | --> | 0.05 | 0.045 | 4 |  | --> | 0.047 | 0 | 0 | 0 | 0 | 0 | 0 | Constrained,otherwise capacity available =50kW. | --> | C22 ex LISMORE | LISMORE: T41∥T42 | DUNGARVAN |  | 52.1851 | -7.9807
MV/LV Substation FE***4102 | 10 kV | 400V(3ph) & 230V(single ph) | LV | 100 kVA :Pole Substation | 0.1 | --> | 0.1 | 0.093 | 3.5 |  | --> | 0.095 | 0 | 0 | 0 | 0 | 0.1 | 0 |  | --> | C18 ex SALLINS | SALLINS: T42 | GRIFFINRATH |  | 53.2752 | -6.6496
MV/LV Substation FE***4128 | 20 kV | 400V(3ph) & 230V(single ph) | LV | 200 kVA :Pole Substation | 0.2 | --> | 0.2 | 0.176 | 1.4 |  | --> | 0.19 | 0 | 0 | 0 | 0.007 | 0 | 0 | Constrained,otherwise capacity available =195kW. | --> | C18 ex DEERPARK | DEERPARK: T41∥T42 | BALLYDINE |  | 52.4517 | -7.5847
MV/LV Substation FE***4129 | 20 kV | 400V(3ph) & 230V(single ph) | LV | 400 kVA :Building Structure | 0.4 | --> | 0.4 | 0.4 | 1.6 |  | --> | 0.38 | 0 | 0 | 0 | 0 | 0.4 | 0 |  | --> | E16 ex MILLTOWN (SR) | MILLTOWN (SR): T422 | OUGHTRAGH |  | 52.1006 | -9.7509
MV/LV Substation FE***4134 | 10 kV | 400V(3ph) & 230V(single ph) | LV | 400 kVA :Kiosk Substation | 0.4 | --> | 0.4 | 0.356 | 3.4 |  | --> | 0.38 | 0 | 0 | 0 | 0 | 0.406 | 0 |  | --> | C17 ex STICKILLEN | STICKILLEN: T41∥T42 | DRYBRIDGE |  | 53.855 | -6.5233
MV/LV Substation FE***414 | 10 kV | 400V(3ph) & 230V(single ph) | LV | 630 kVA :Kiosk Substation | 0.63 | --> | 0.63 | 0.5 | 3.4 |  | --> | 0.598 | 0 | 0 | 0 | 0 | 0.5 | 0 |  | --> | C21 ex GALWAY 110KV | GALWAY 110KV: T103 | GALWAY 110KV |  | 53.2864 | -8.9839
MV/LV Substation FE***4183 | 20 kV | 400V(3ph) & 230V(single ph) | LV | 50 kVA :Pole Substation | 0.05 | --> | 0.05 | 0.05 | 4.5 |  | --> | 0.047 | 0 | 0 | 0 | 0 | 0.049 | 0 |  | --> | E20 ex ENNISCRONE | ENNISCRONE: T421∥T422 | MOY |  | 54.1957 | -9.1174
MV/LV Substation FE***4199 | 10 kV | 400V(3ph) & 230V(single ph) | LV | 630 kVA :Kiosk Substation | 0.63 | --> | 0.63 | 0.5 | 3.1 |  | --> | 0.598 | 0 | 0 | 0 | 0.017 | 0.5 | 0 |  | --> | C21 ex MONKSTOWN | MONKSTOWN: T41 | BLACKROCK |  | 53.2752 | -6.1911
MV/LV Substation FE***4206 | 20 kV | 400V(3ph) & 230V(single ph) | LV | 400 kVA :Kiosk Substation | 0.4 | --> | 0.4 | 0 | 0 | Constrained,otherwise capacity available =303kVA. | --> | 0.38 | 0 | 0 | 0 | 0 | 0.414 | 0 |  | --> | E14 ex KILCOCK | KILCOCK: T422 | GRIFFINRATH |  | 53.4018 | -6.672
MV/LV Substation FE***422 | 10 kV | 400V(3ph) & 230V(single ph) | LV | 400 kVA :Kiosk Substation | 0.4 | --> | 0.4 | 0.299 | 5 |  | --> | 0.38 | 0 | 0 | 0 | 0.011 | 0.404 | 0 |  | --> | C12 ex BALLYRICKARD | BALLYRICKARD: T41∥T42 | TRALEE |  | 52.2786 | -9.862
MV/LV Substation FE***4279 | 10 kV | 400V(3ph) & 230V(single ph) | LV | 400 kVA :Building Structure | 0.4 | --> | 0.4 | 0.333 | 1.5 |  | --> | 0.38 | 0 | 0 | 0 | 0 | 0.41 | 0 |  | --> | C12 ex MOUNT MISERY | MOUNT MISERY: T41 | WATERFORD |  | 52.2693 | -7.098
MV/LV Substation FE***4319 | 20 kV | 400V(3ph) & 230V(single ph) | LV | 50 kVA :Pole Substation | 0.05 | --> | 0.05 | 0.037 | 6.7 |  | --> | 0.047 | 0 | 0 | 0 | 0 | 0 | 0 | Constrained,otherwise capacity available =51kW. | --> | E28 ex MILFORD (MWR) | MILFORD (MWR): T422 | CHARLEVILLE |  | 52.3879 | -8.8775
MV/LV Substation FE***4326 | 10 kV | 400V(3ph) & 230V(single ph) | LV | 630 kVA :Kiosk Substation | 0.63 | --> | 0.63 | 0 | 0 | Constrained,otherwise capacity available =500kVA. | --> | 0.598 | 0 | 0 | 0 | 0.019 | 0.5 | 0 |  | --> | C22 ex KILMONEY | KILMONEY: T41∥T42 | TRABEG |  | 51.8077 | -8.3879
MV/LV Substation FE***4343 | 20 kV | 400V(3ph) & 230V(single ph) | LV | 400 kVA :Kiosk Substation | 0.4 | --> | 0.4 | 0.365 | 4.4 |  | --> | 0.38 | 0 | 0 | 0 | 0 | 0 | 0 | Constrained,otherwise capacity available =405kW. | --> | E21 ex SLANE | SLANE: T421 | DRYBRIDGE |  | 53.7104 | -6.5394
MV/LV Substation FE***4354 | 10 kV | 400V(3ph) & 230V(single ph) | LV | 50 kVA :Pole Substation | 0.05 | --> | 0.05 | 0.05 | 0.6 |  | --> | 0.047 | 0 | 0 | 0 | 0 | 0.049 | 0 |  | --> | C30 ex ACADEMY STREET | ACADEMY STREET: T44 | NAVAN |  | 53.6567 | -6.6562
MV/LV Substation FE***4381 | 10 kV | 400V(3ph) & 230V(single ph) | LV | 630 kVA :Kiosk Substation | 0.63 | --> | 0.63 | 0 | 0 | Constrained,otherwise capacity available =500kVA. | --> | 0.598 | 0 | 0 | 0 | 0.003 | 0.5 | 0 |  | --> | C22 ex TERMONFECKIN ROAD | TERMONFECKIN ROAD: T41∥T42 | DRYBRIDGE |  | 53.7301 | -6.3614
MV/LV Substation FE***4394 | 10 kV | 400V(3ph) & 230V(single ph) | LV | 630 kVA :Kiosk Substation | 0.63 | --> | 0.63 | 0 | 0 | Constrained,otherwise capacity available =500kVA. | --> | 0.598 | 0 | 0 | 0 | 0 | 0.5 | 0 |  | --> | C22 ex TERMONFECKIN ROAD | TERMONFECKIN ROAD: T41∥T42 | DRYBRIDGE |  | 53.7314 | -6.3602
MV/LV Substation FE***444 | 10 kV | 400V(3ph) & 230V(single ph) | LV | 200 kVA :Pole Substation | 0.2 | --> | 0.2 | 0.166 | 5 |  | --> | 0.19 | 0 | 0 | 0 | 0.003 | 0.201 | 0 |  | --> | C12 ex BALLYRICKARD | BALLYRICKARD: T41∥T42 | TRALEE |  | 52.2776 | -9.8656
MV/LV Substation FE***453 | 10 kV | 400V(3ph) & 230V(single ph) | LV | 100 kVA :Pole Substation | 0.1 | --> | 0.1 | 0.084 | 2.2 |  | --> | 0.095 | 0 | 0 | 0 | 0.001 | 0 | 0 | Constrained,otherwise capacity available =101kW. | --> | C15 ex GLENGOOLE | GLENGOOLE: T41 | THURLES |  | 52.6883 | -7.5954
MV/LV Substation FE***455 | 10 kV | 400V(3ph) & 230V(single ph) | LV | 50 kVA :Pole Substation | 0.05 | --> | 0.05 | 0 | 1.7 |  | --> | 0.047 | 0 | 0 | 0 | 0.007 | 0.05 | 0 |  | --> | C15 ex TULLA | TULLA: T41 | ENNIS |  | 52.9262 | -8.6464
MV/LV Substation FE***462 | 10 kV | 400V(3ph) & 230V(single ph) | LV | 50 kVA :Pole Substation | 0.05 | --> | 0.05 | 0.041 | 1.7 |  | --> | 0.047 | 0 | 0 | 0 | 0 | 0.05 | 0 |  | --> | C15 ex TULLA | TULLA: T41 | ENNIS |  | 52.9338 | -8.6422
MV/LV Substation FE***468X | 10 kV | 400V(3ph) & 230V(single ph) | LV | 400 kVA :Kiosk Substation | 0.4 | --> | 0.4 | 0.249 | 3.4 |  | --> | 0.38 | 0 | 0 | 0 | 0.003 | 0.42 | 0 |  | --> | C21 ex GALWAY 110KV | GALWAY 110KV: T103 | GALWAY 110KV |  | 53.2855 | -8.9857
MV/LV Substation FE***469 | 20 kV | 400V(3ph) & 230V(single ph) | LV | 50 kVA :Pole Substation | 0.05 | --> | 0.05 | 0 | 0 | Constrained,otherwise capacity available =34kVA. | --> | 0.047 | 0 | 0 | 0 | 0 | 0.051 | 0 |  | --> | E23 ex BALTRASNA | BALTRASNA: T121 | BALTRASNA |  | 53.6207 | -6.4066
MV/LV Substation FE***470Y | 20 kV | 400V(3ph) & 230V(single ph) | LV | 200 kVA :Pole Substation | 0.2 | --> | 0.2 | 0 | 0 | Constrained,otherwise capacity available =200kVA. | --> | 0.19 | 0 | 0 | 0 | 0 | 0 | 0 | Constrained,otherwise capacity available =200kW. | --> | C18 ex COOLCARRON | COOLCARRON: T41 | BARRYMORE |  | 52.1095 | -8.2755
MV/LV Substation FE***472Y | 10 kV | 400V(3ph) & 230V(single ph) | LV | 400 kVA :Kiosk Substation | 0.4 | --> | 0.4 | 0 | 0 | Constrained,otherwise capacity available =184kVA. | --> | 0.38 | 0 | 0 | 0 | 0.014 | 0.418 | 0 |  | --> | C12 ex CARRIGALINE | CARRIGALINE: T41∥T42 | BARNAHELY |  | 51.8206 | -8.3912
MV/LV Substation FE***482X | 20 kV | 400V(3ph) & 230V(single ph) | LV | 400 kVA :Building Structure | 0.4 | --> | 0.4 | 0.317 | 1.6 |  | --> | 0.38 | 0 | 0 | 0 | 0.004 | 0.408 | 0 |  | --> | E16 ex MILLTOWN (SR) | MILLTOWN (SR): T422 | OUGHTRAGH |  | 52.1026 | -9.785
MV/LV Substation FE***486 | 20 kV | 400V(3ph) & 230V(single ph) | LV | 100 kVA :Pole Substation | 0.1 | --> | 0.1 | 0.087 | 1.6 |  | --> | 0.095 | 0 | 0 | 0 | 0 | 0.101 | 0 |  | --> | E15 ex DINGLE | DINGLE: T421 | OUGHTRAGH |  | 52.1385 | -10.4583
MV/LV Substation FE***493 | 10 kV | 400V(3ph) & 230V(single ph) | LV | 200 kVA :Pole Substation | 0.2 | --> | 0.2 | 0.158 | 3.2 |  | --> | 0.19 | 0 | 0 | 0 | 0.039 | 0.165 | 0 |  | --> | C11 ex BOYLE | BOYLE: T41∥T42 | CARRICK ON SHANNON |  | 53.9663 | -8.304
MV/LV Substation FE***521 | 20 kV | 400V(3ph) & 230V(single ph) | LV | 50 kVA :Pole Substation | 0.05 | --> | 0.05 | 0.045 | 1.6 |  | --> | 0.047 | 0 | 0 | 0 | 0.003 | 0.047 | 0 |  | --> | E12 ex DINGLE | DINGLE: T422 | OUGHTRAGH |  | 52.2151 | -10.3442
MV/LV Substation FE***524Z | 20 kV | 400V(3ph) & 230V(single ph) | LV | 100 kVA :Pole Substation | 0.1 | --> | 0.1 | 0.054 | 2.8 |  | --> | 0.095 | 0 | 0 | 0 | 0 | 0.106 | 0 |  | --> | C12 ex CARRIGLAWN | CARRIGLAWN: T41∥T42 | WEXFORD |  | 52.35 | -6.454
MV/LV Substation FE***537 | 10 kV | 400V(3ph) & 230V(single ph) | LV | 50 kVA :Pole Substation | 0.05 | --> | 0.05 | 0 | 0 | Constrained,otherwise capacity available =33kVA. | --> | 0.047 | 0 | 0 | 0 | 0.002 | 0.049 | 0 |  | --> | C17 ex CARRIGALINE | CARRIGALINE: T41∥T42 | BARNAHELY |  | 51.7875 | -8.297
MV/LV Substation FE***541 | 20 kV | 400V(3ph) & 230V(single ph) | LV | 100 kVA :Pole Substation | 0.1 | --> | 0.1 | 0.091 | 1.6 |  | --> | 0.095 | 0 | 0 | 0 | 0 | 0.1 | 0 |  | --> | E12 ex DINGLE | DINGLE: T422 | OUGHTRAGH |  | 52.2154 | -10.3492
MV/LV Substation FE***543 | 10 kV | 400V(3ph) & 230V(single ph) | LV | 200 kVA :Pole Substation | 0.2 | --> | 0.2 | 0.049 | 1.5 |  | --> | 0.19 | 0 | 0 | 0 | 0.017 | 0.204 | 0 |  | --> | E17 ex BEALISTOWN | BEALISTOWN: T421∥T422 | GREAT ISLAND |  | 52.1925 | -6.8408
MV/LV Substation FE***544Z | 10 kV | 400V(3ph) & 230V(single ph) | LV | 400 kVA :Kiosk Substation | 0.4 | --> | 0.4 | 0 | 0 | Constrained,otherwise capacity available =354kVA. | --> | 0.38 | 0 | 0 | 0 | 0 | 0.407 | 0 |  | --> | C16 ex MOUNTGORRY | MOUNTGORRY: T42 | GRANGE (DR) |  | 53.4472 | -6.2077
MV/LV Substation FE***545Z | 10 kV | 400V(3ph) & 230V(single ph) | LV | 50 kVA :Pole Substation | 0.05 | --> | 0.05 | 0.049 | 1 |  | --> | 0.047 | 0 | 0 | 0 | 0.004 | 0 | 0 | Constrained,otherwise capacity available =45kW. | --> | C16 ex KILCLOHER | KILCLOHER: T42 | DUNGARVAN |  | 52.1864 | -7.8476
MV/LV Substation FE***550X | 10 kV | 400V(3ph) & 230V(single ph) | LV | 200 kVA :Kiosk Substation | 0.2 | --> | 0.2 | 0.112 | 11.3 |  | --> | 0.19 | 0 | 0 | 0 | 0.01 | 0.202 | 0 |  | --> | C12 ex ENNIS | ENNIS: T102 | ENNIS |  | 52.845 | -8.9723
MV/LV Substation FE***556Z | 20 kV | 400V(3ph) & 230V(single ph) | LV | 200 kVA :Pole Substation | 0.2 | --> | 0.2 | 0.188 | 2.5 |  | --> | 0.19 | 0 | 0 | 0 | 0 | 0.201 | 0 |  | --> | E13 ex TULLOW | TULLOW: T421 | CARLOW |  | 52.7355 | -6.7737
MV/LV Substation FE***571Z | 10 kV | 400V(3ph) & 230V(single ph) | LV | 400 kVA :Kiosk Substation | 0.4 | --> | 0.4 | 0.22 | 15.8 |  | --> | 0.38 | 0 | 0 | 0 | 0.019 | 0.407 | 0 |  | --> | C18 ex CASTLEVIEW | CASTLEVIEW: T102 | CASTLEVIEW |  | 51.9225 | -8.387
MV/LV Substation FE***579Z | 10 kV | 400V(3ph) & 230V(single ph) | LV | 400 kVA :Kiosk Substation | 0.4 | --> | 0.4 | 0.37 | 15.8 |  | --> | 0.38 | 0 | 0 | 0 | 0.002 | 0.402 | 0 |  | --> | C18 ex CASTLEVIEW | CASTLEVIEW: T102 | CASTLEVIEW |  | 51.9208 | -8.3878
MV/LV Substation FE***591 | 20 kV | 400V(3ph) & 230V(single ph) | LV | 50 kVA :Pole Substation | 0.05 | --> | 0.05 | 0 | 0 | Constrained,otherwise capacity available =35kVA. | --> | 0.047 | 0 | 0 | 0 | 0.003 | 0 | 0 | Constrained,otherwise capacity available =48kW. | --> | E15 ex FERNS | FERNS: T421 | CRANE |  | 52.5875 | -6.4922
MV/LV Substation FE***594 | 20 kV | 400V(3ph) & 230V(single ph) | LV | 50 kVA :Pole Substation | 0.05 | --> | 0.05 | 0.047 | 3.4 |  | --> | 0.047 | 0 | 0 | 0 | 0 | 0 | 0 | Constrained,otherwise capacity available =49kW. | --> | C17 ex BALLYSHANNON | BALLYSHANNON: T41∥T42 | CATHALEENS FALL |  | 54.6074 | -7.8582
MV/LV Substation FE***594Y | 10 kV | 400V(3ph) & 230V(single ph) | LV | 200 kVA :Kiosk Substation | 0.2 | --> | 0.2 | 0.016 | 2.8 |  | --> | 0.19 | 0 | 0 | 0 | 0 | 0.226 | 0 |  | --> | C15 ex CLONARD | CLONARD: T41∥T42 | WEXFORD |  | 52.3343 | -6.4855
MV/LV Substation FE***598 | 20 kV | 400V(3ph) & 230V(single ph) | LV | 50 kVA :Pole Substation | 0.05 | --> | 0.05 | 0 | 0 | Constrained,otherwise capacity available =36kVA. | --> | 0.047 | 0 | 0 | 0 | 0.004 | 0.046 | 0 |  | --> | E23 ex BALTRASNA | BALTRASNA: T121 | BALTRASNA |  | 53.6229 | -6.4051
MV/LV Substation FE***610Y | 20 kV | 400V(3ph) & 230V(single ph) | LV | 100 kVA :Pole Substation | 0.1 | --> | 0.1 | 0.096 | 2.6 |  | --> | 0.095 | 0 | 0 | 0 | 0 | 0.1 | 0 |  | --> | E16 ex LISDRUM | LISDRUM: T422 | LISDRUM |  | 54.2575 | -6.9018
MV/LV Substation FE***614Z | 10 kV | 400V(3ph) & 230V(single ph) | LV | 400 kVA :Kiosk Substation | 0.4 | --> | 0.4 | 0.218 | 4.4 |  | --> | 0.38 | 0 | 0 | 0 | 0.026 | 0.4 | 0 |  | --> | C17 ex RINGASKIDDY 110KV | RINGASKIDDY 110KV: T42 | BARNAHELY |  | 51.8291 | -8.3214
MV/LV Substation FE***616Z | 10 kV | 400V(3ph) & 230V(single ph) | LV | 400 kVA :Kiosk Substation | 0.4 | --> | 0.4 | 0 | 0 | Constrained,otherwise capacity available =361kVA. | --> | 0.38 | 0 | 0 | 0 | 0.043 | 0.36 | 0 |  | --> | C16 ex MOUNTGORRY | MOUNTGORRY: T42 | GRANGE (DR) |  | 53.4492 | -6.2052
MV/LV Substation FE***618 | 20 kV | 400V(3ph) & 230V(single ph) | LV | 50 kVA :Pole Substation | 0.05 | --> | 0.05 | 0.05 | 8.5 |  | --> | 0.047 | 0 | 0 | 0 | 0 | 0.049 | 0 |  | --> | C14 ex ARDGEEHA | ARDGEEHA: T41∥T42 | DOON |  | 52.4697 | -7.652
MV/LV Substation FE***635 | 10 kV | 400V(3ph) & 230V(single ph) | LV | 200 kVA :Pole Substation | 0.2 | --> | 0.2 | 0 | 0 | Constrained,otherwise capacity available =192kVA. | --> | 0.19 | 0 | 0 | 0 | 0 | 0.2 | 0 |  | --> | C23 ex CASTLEISLAND | CASTLEISLAND: T41∥T42 | TRALEE |  | 52.352 | -9.3273
MV/LV Substation FE***636X | 20 kV | 400V(3ph) & 230V(single ph) | LV | 100 kVA :Pole Substation | 0.1 | --> | 0.1 | 0 | 0 | Constrained,otherwise capacity available =89kVA. | --> | 0.095 | 0 | 0 | 0 | 0 | 0 | 0 | Constrained,otherwise capacity available =101kW. | --> | C17 ex BANAGHER | BANAGHER: T42 | DALLOW |  | 53.2177 | -8.2288
MV/LV Substation FE***640X | 10 kV | 400V(3ph) & 230V(single ph) | LV | 630 kVA :Building Structure | 0.63 | --> | 0.63 | 0.5 | 10.8 |  | --> | 0.598 | 0 | 0 | 0 | 0 | 0.5 | 0 |  | --> | C21 ex SALTHILL | SALTHILL: T101 | SALTHILL |  | 53.2717 | -9.1009
MV/LV Substation FE***641 | 20 kV | 400V(3ph) & 230V(single ph) | LV | 100 kVA :Pole Substation | 0.1 | --> | 0.1 | 0.056 | 6.7 |  | --> | 0.095 | 0 | 0 | 0 | 0 | 0 | 0 | Constrained,otherwise capacity available =106kW. | --> | E28 ex MILFORD (MWR) | MILFORD (MWR): T422 | CHARLEVILLE |  | 52.3891 | -8.8779
MV/LV Substation FE***648 | 10 kV | 400V(3ph) & 230V(single ph) | LV | 400 kVA :Building Structure | 0.4 | --> | 0.4 | 0.254 | 7 |  | --> | 0.38 | 0 | 0 | 0 | 0 | 0.422 | 0 |  | --> | C14 ex PEMBROKE | PEMBROKE: T41∥T43 | RINGSEND |  | 53.3377 | -6.2418
MV/LV Substation FE***650 | 20 kV | 400V(3ph) & 230V(single ph) | LV | 50 kVA :Pole Substation | 0.05 | --> | 0.05 | 0.021 | 1.5 |  | --> | 0.047 | 0 | 0 | 0 | 0 | 0.053 | 0 |  | --> | C21 ex TRAMORE | TRAMORE: T41 | BUTLERSTOWN |  | 52.1615 | -7.2262
MV/LV Substation FE***658X | 20 kV | 400V(3ph) & 230V(single ph) | LV | 50 kVA :Pole Substation | 0.05 | --> | 0.05 | 0.041 | 1.1 |  | --> | 0.047 | 0 | 0 | 0 | 0 | 0.05 | 0 |  | --> | E19 ex LAWLESSTOWN | LAWLESSTOWN: T421 | DOON |  | 52.4696 | -7.7034
MV/LV Substation FE***667 | 20 kV | 400V(3ph) & 230V(single ph) | LV | 100 kVA :Pole Substation | 0.1 | --> | 0.1 | 0.093 | 0.9 |  | --> | 0.095 | 0 | 0 | 0 | 0 | 0.1 | 0 |  | --> | C11 ex DRUMQUIN | DRUMQUIN: T42 | ENNIS |  | 52.7704 | -9.1001
MV/LV Substation FE***670Y | 20 kV | 400V(3ph) & 230V(single ph) | LV | 50 kVA :Pole Substation | 0.05 | --> | 0.05 | 0 | 0 | Constrained,otherwise capacity available =43kVA. | --> | 0.047 | 0 | 0 | 0 | 0 | 0.05 | 0 |  | --> | E17 ex BRUFF | BRUFF: T421 | LIMERICK |  | 52.5414 | -8.597
MV/LV Substation FE***695 | 20 kV | 400V(3ph) & 230V(single ph) | LV | 50 kVA :Pole Substation | 0.05 | --> | 0.05 | 0.044 | 6.7 |  | --> | 0.047 | 0 | 0 | 0 | 0 | 0 | 0 | Constrained,otherwise capacity available =50kW. | --> | E28 ex MILFORD (MWR) | MILFORD (MWR): T422 | CHARLEVILLE |  | 52.3874 | -8.8614
MV/LV Substation FE***699X | 20 kV | 400V(3ph) & 230V(single ph) | LV | 200 kVA :Pole Substation | 0.2 | --> | 0.2 | 0.173 | 1.1 |  | --> | 0.19 | 0 | 0 | 0 | 0 | 0.203 | 0 |  | --> | E19 ex LAWLESSTOWN | LAWLESSTOWN: T421 | DOON |  | 52.4679 | -7.6868
MV/LV Substation FE***700X | 20 kV | 400V(3ph) & 230V(single ph) | LV | 100 kVA :Pole Substation | 0.1 | --> | 0.1 | 0.099 | 6.2 |  | --> | 0.095 | 0 | 0 | 0 | 0 | 0.1 | 0 |  | --> | E12 ex BAGENALSTOWN | BAGENALSTOWN: T421∥T422 | CARLOW |  | 52.684 | -6.9707
MV/LV Substation FE***705 | 20 kV | 400V(3ph) & 230V(single ph) | LV | 100 kVA :Pole Substation | 0.1 | --> | 0.1 | 0.033 | 1.1 |  | --> | 0.095 | 0 | 0 | 0 | 0.003 | 0.106 | 0 |  | --> | E19 ex LAWLESSTOWN | LAWLESSTOWN: T421 | DOON |  | 52.4741 | -7.693
MV/LV Substation FE***720X | 10 kV | 400V(3ph) & 230V(single ph) | LV | 400 kVA :Building Structure | 0.4 | --> | 0.4 | 0 | 0 | Constrained,otherwise capacity available =347kVA. | --> | 0.38 | 0 | 0 | 0 | 0 | 0 | 0 | Constrained,otherwise capacity available =407kW. | --> | C13 ex FERMOY NORTH | FERMOY NORTH: T41∥T42 | BARRYMORE |  | 52.1409 | -8.2718
MV/LV Substation FE***726X | 20 kV | 400V(3ph) & 230V(single ph) | LV | 50 kVA :Pole Substation | 0.05 | --> | 0.05 | 0.041 | 6.9 |  | --> | 0.047 | 0 | 0 | 0 | 0 | 0 | 0 | Constrained,otherwise capacity available =50kW. | --> | E17 ex SPRINGS | SPRINGS: T421∥T422 | DUNGARVAN |  | 52.1222 | -7.5631
MV/LV Substation FE***737 | 10 kV | 400V(3ph) & 230V(single ph) | LV | 50 kVA :Pole Substation | 0.05 | --> | 0.05 | 0.046 | 3.8 |  | --> | 0.047 | 0 | 0 | 0 | 0.006 | 0.043 | 0 |  | --> | C17 ex KINGSCOURT | KINGSCOURT: T41 | MEATH HILL |  | 53.9046 | -6.7015
MV/LV Substation FE***737 | 10 kV | 400V(3ph) & 230V(single ph) | LV | 400 kVA :Kiosk Substation | 0.4 | --> | 0.4 | 0 | 0 | Constrained,otherwise capacity available =333kVA. | --> | 0.38 | 0 | 0 | 0 | 0.007 | 0 | 0 | Constrained,otherwise capacity available =402kW. | --> | C16 ex CLOONLOUGH | CLOONLOUGH: T41∥T42 | BARRYMORE |  | 52.2598 | -8.2763
MV/LV Substation FE***739X | 10 kV | 400V(3ph) & 230V(single ph) | LV | 200 kVA :Kiosk Substation | 0.2 | --> | 0.2 | 0.144 | 2.3 |  | --> | 0.19 | 0 | 0 | 0 | 0.01 | 0 | 0 | Constrained,otherwise capacity available =198kW. | --> | C15 ex KILRUSH | KILRUSH: T41∥T42 | TULLABRACK |  | 52.6316 | -9.4798
MV/LV Substation FE***741Y | 10 kV | 400V(3ph) & 230V(single ph) | LV | 100 kVA :Pole Substation | 0.1 | --> | 0.1 | 0.064 | 1.5 |  | --> | 0.095 | 0 | 0 | 0 | 0 | 0.105 | 0 |  | --> | E17 ex BEALISTOWN | BEALISTOWN: T421∥T422 | GREAT ISLAND |  | 52.1829 | -6.8377
MV/LV Substation FE***743X | 10 kV | 400V(3ph) & 230V(single ph) | LV | 100 kVA :Pole Substation | 0.1 | --> | 0.1 | 0 | 0 | Constrained,otherwise capacity available =62kVA. | --> | 0.095 | 0 | 0 | 0 | 0 | 0.105 | 0 |  | --> | C16 ex ATHENRY | ATHENRY: T41∥T42 | GALWAY 110KV |  | 53.3119 | -8.7395
MV/LV Substation FE***743X | 20 kV | 400V(3ph) & 230V(single ph) | LV | 200 kVA :Pole Substation | 0.2 | --> | 0.2 | 0 | 0 | Constrained,otherwise capacity available =119kVA. | --> | 0.19 | 0 | 0 | 0 | 0.006 | 0.206 | 0 |  | --> | E17 ex BRUFF | BRUFF: T421 | LIMERICK |  | 52.5465 | -8.6039
MV/LV Substation FE***748Y | 10 kV | 400V(3ph) & 230V(single ph) | LV | 400 kVA :Kiosk Substation | 0.4 | --> | 0.4 | 0.344 | 1.5 |  | --> | 0.38 | 0 | 0 | 0 | 0 | 0.408 | 0 |  | --> | C13 ex MOUNT MISERY | MOUNT MISERY: T41 | WATERFORD |  | 52.2646 | -7.1055
MV/LV Substation FE***755X | 20 kV | 400V(3ph) & 230V(single ph) | LV | 100 kVA :Pole Substation | 0.1 | --> | 0.1 | 0.096 | 1.1 |  | --> | 0.095 | 0 | 0 | 0 | 0 | 0.1 | 0 |  | --> | E19 ex LAWLESSTOWN | LAWLESSTOWN: T421 | DOON |  | 52.4742 | -7.6918
MV/LV Substation FE***770X | 10 kV | 400V(3ph) & 230V(single ph) | LV | 400 kVA :Kiosk Substation | 0.4 | --> | 0.4 | 0.33 | 15.8 |  | --> | 0.38 | 0 | 0 | 0 | 0 | 0.411 | 0 |  | --> | C26 ex CASTLEVIEW | CASTLEVIEW: T102 | CASTLEVIEW |  | 51.8964 | -8.3997
MV/LV Substation FE***771X | 20 kV | 400V(3ph) & 230V(single ph) | LV | 100 kVA :Pole Substation | 0.1 | --> | 0.1 | 0 | 0 | Constrained,otherwise capacity available =100kVA. | --> | 0.095 | 0 | 0 | 0 | 0 | 0.1 | 0 |  | --> | E17 ex BRUFF | BRUFF: T421 | LIMERICK |  | 52.5524 | -8.555
MV/LV Substation FE***777X | 10 kV | 400V(3ph) & 230V(single ph) | LV | 200 kVA :Kiosk Substation | 0.2 | --> | 0.2 | 0.154 | 3.4 |  | --> | 0.19 | 0 | 0 | 0 | 0 | 0.207 | 0 |  | --> | C21 ex GALWAY 110KV | GALWAY 110KV: T103 | GALWAY 110KV |  | 53.2844 | -8.9875
MV/LV Substation FE***779X | 20 kV | 400V(3ph) & 230V(single ph) | LV | 100 kVA :Pole Substation | 0.1 | --> | 0.1 | 0 | 0 | Constrained,otherwise capacity available =99kVA. | --> | 0.095 | 0 | 0 | 0 | 0 | 0.1 | 0 |  | --> | E17 ex BRUFF | BRUFF: T421 | LIMERICK |  | 52.5491 | -8.5984
MV/LV Substation FE***792 | 10 kV | 400V(3ph) & 230V(single ph) | LV | 100 kVA :Pole Substation | 0.1 | --> | 0.1 | 0.093 | 3.4 |  | --> | 0.095 | 0 | 0 | 0 | 0 | 0.1 | 0 |  | --> | C12 ex CAUSEWAY | CAUSEWAY: T41∥T42 | TRALEE |  | 52.4309 | -9.7509
MV/LV Substation FE***795X | 10 kV | 400V(3ph) & 230V(single ph) | LV | 400 kVA :Kiosk Substation | 0.4 | --> | 0.4 | 0.267 | 1 |  | --> | 0.38 | 0 | 0 | 0 | 0.04 | 0.378 | 0 |  | --> | C17 ex ABBEYLAND | ABBEYLAND: T41 | NAVAN |  | 53.6636 | -6.6875
MV/LV Substation FE***798 | 20 kV | 400V(3ph) & 230V(single ph) | LV | 200 kVA :Pole Substation | 0.2 | --> | 0.2 | 0 | 0 | Constrained,otherwise capacity available =158kVA. | --> | 0.19 | 0 | 0 | 0 | 0 | 0 | 0 | Constrained,otherwise capacity available =206kW. | --> | E12 ex LUMCLOON | LUMCLOON: T421∥T422 | DALLOW |  | 53.2693 | -7.8366
MV/LV Substation FE***802Y | 20 kV | 400V(3ph) & 230V(single ph) | LV | 50 kVA :Pole Substation | 0.05 | --> | 0.05 | 0.043 | 6.7 |  | --> | 0.047 | 0 | 0 | 0 | 0 | 0 | 0 | Constrained,otherwise capacity available =50kW. | --> | E28 ex MILFORD (MWR) | MILFORD (MWR): T422 | CHARLEVILLE |  | 52.3896 | -8.8852
MV/LV Substation FE***806X | 10 kV | 400V(3ph) & 230V(single ph) | LV | 630 kVA :Kiosk Substation | 0.63 | --> | 0.63 | 0.5 | 2.5 |  | --> | 0.598 | 0 | 0 | 0 | 0.003 | 0.5 | 0 |  | --> | C11 ex GRAIGUE | GRAIGUE: T41 | CARLOW |  | 52.8335 | -6.9385
MV/LV Substation FE***806Z | 10 kV | 400V(3ph) & 230V(single ph) | LV | 400 kVA :Kiosk Substation | 0.4 | --> | 0.4 | 0 | 0 | Constrained,otherwise capacity available =312kVA. | --> | 0.38 | 0 | 0 | 0 | 0 | 0.413 | 0 |  | --> | C16 ex MOUNTGORRY | MOUNTGORRY: T42 | GRANGE (DR) |  | 53.4442 | -6.1965
MV/LV Substation FE***810X | 10 kV | 400V(3ph) & 230V(single ph) | LV | 400 kVA :Kiosk Substation | 0.4 | --> | 0.4 | 0 | 0 | Constrained,otherwise capacity available =279kVA. | --> | 0.38 | 0 | 0 | 0 | 0.009 | 0.409 | 0 |  | --> | C22 ex OLDBAWN | OLDBAWN: T42 | COOKSTOWN |  | 53.273 | -6.3456
MV/LV Substation FE***814X | 20 kV | 400V(3ph) & 230V(single ph) | LV | 50 kVA :Pole Substation | 0.05 | --> | 0.05 | 0.041 | 0.8 |  | --> | 0.047 | 0 | 0 | 0 | 0.003 | 0 | 0 | Constrained,otherwise capacity available =47kW. | --> | E17 ex KILMACTHOMAS | KILMACTHOMAS: T421∥T422 | DUNGARVAN |  | 52.2962 | -7.4688
MV/LV Substation FE***822X | 20 kV | 400V(3ph) & 230V(single ph) | LV | 400 kVA :Building Structure | 0.4 | --> | 0.4 | 0.394 | 6.3 |  | --> | 0.38 | 0 | 0 | 0 | 0 | 0.4 | 0 |  | --> | E18 ex BARNAHELY | BARNAHELY: T122 | BARNAHELY |  | 51.832 | -8.322
MV/LV Substation FE***840X | 20 kV | 400V(3ph) & 230V(single ph) | LV | 100 kVA :Pole Substation | 0.1 | --> | 0.1 | 0 | 0 | Constrained,otherwise capacity available =78kVA. | --> | 0.095 | 0 | 0 | 0 | 0.002 | 0.101 | 0 |  | --> | E17 ex BRUFF | BRUFF: T421 | LIMERICK |  | 52.5464 | -8.5994
MV/LV Substation FE***847 | 20 kV | 400V(3ph) & 230V(single ph) | LV | 630 kVA :Kiosk Substation | 0.63 | --> | 0.63 | 0 | 0 | Constrained,otherwise capacity available =449kVA. | --> | 0.598 | 0 | 0 | 0 | 0.039 | 0 | 0 | Constrained,otherwise capacity available =500kW. | --> | E12 ex LUMCLOON | LUMCLOON: T421∥T422 | DALLOW |  | 53.2732 | -7.8123
MV/LV Substation FE***847Y | 10 kV | 400V(3ph) & 230V(single ph) | LV | 50 kVA :Pole Substation | 0.05 | --> | 0.05 | 0.049 | 1.5 |  | --> | 0.047 | 0 | 0 | 0 | 0 | 0.049 | 0 |  | --> | E17 ex BEALISTOWN | BEALISTOWN: T421∥T422 | GREAT ISLAND |  | 52.1946 | -6.8461
MV/LV Substation FE***848 | 10 kV | 400V(3ph) & 230V(single ph) | LV | 50 kVA :Pole Substation | 0.05 | --> | 0.05 | 0.031 | 2.2 |  | --> | 0.047 | 0 | 0 | 0 | 0.003 | 0 | 0 | Constrained,otherwise capacity available =48kW. | --> | C19 ex NEWCASTLEWEST | NEWCASTLEWEST: T41∥T42 | RATHKEALE |  | 52.3839 | -8.9717
MV/LV Substation FE***851 | 20 kV | 400V(3ph) & 230V(single ph) | LV | 50 kVA :Pole Substation | 0.05 | --> | 0.05 | 0.044 | 4.4 |  | --> | 0.047 | 0 | 0 | 0 | 0.006 | 0.043 | 0 |  | --> | E15 ex MOHILL | MOHILL: T421∥T422 | CARRICK ON SHANNON |  | 54.0158 | -7.8358
MV/LV Substation FE***856 | 20 kV | 400V(3ph) & 230V(single ph) | LV | 630 kVA :Kiosk Substation | 0.63 | --> | 0.63 | 0 | 0 | Constrained,otherwise capacity available =500kVA. | --> | 0.598 | 0 | 0 | 0 | 0.039 | 0 | 0 | Constrained,otherwise capacity available =500kW. | --> | E12 ex LUMCLOON | LUMCLOON: T421∥T422 | DALLOW |  | 53.275 | -7.8139
MV/LV Substation FE***874Y | 10 kV | 400V(3ph) & 230V(single ph) | LV | 1000 kVA :Building Structure | 1 | --> | 1 | 0.5 | 1.5 |  | --> | 0.95 | 0 | 0 | 0 | 0 | 0.5 | 0 |  | --> | C12 ex MOUNT MISERY | MOUNT MISERY: T41 | WATERFORD |  | 52.2675 | -7.097
MV/LV Substation FE***875Y | 10 kV | 400V(3ph) & 230V(single ph) | LV | 1000 kVA :Building Structure | 1 | --> | 1 | 0.5 | 1.5 |  | --> | 0.95 | 0 | 0 | 0 | 0 | 0.5 | 0 |  | --> | C12 ex MOUNT MISERY | MOUNT MISERY: T41 | WATERFORD |  | 52.2676 | -7.0969
MV/LV Substation FE***876Y | 10 kV | 400V(3ph) & 230V(single ph) | LV | 1000 kVA :Building Structure | 1 | --> | 1 | 0.5 | 1.5 |  | --> | 0.95 | 0 | 0 | 0 | 0 | 0.5 | 0 |  | --> | C12 ex MOUNT MISERY | MOUNT MISERY: T41 | WATERFORD |  | 52.2678 | -7.0966
MV/LV Substation FE***886 | 20 kV | 400V(3ph) & 230V(single ph) | LV | 50 kVA :Pole Substation | 0.05 | --> | 0.05 | 0.04 | 0.8 |  | --> | 0.047 | 0 | 0 | 0 | 0 | 0 | 0 | Constrained,otherwise capacity available =51kW. | --> | E17 ex KILMACTHOMAS | KILMACTHOMAS: T421∥T422 | DUNGARVAN |  | 52.3029 | -7.4583
MV/LV Substation FE***895 | 10 kV | 400V(3ph) & 230V(single ph) | LV | 100 kVA :Pole Substation | 0.1 | --> | 0.1 | 0.047 | 9.6 |  | --> | 0.095 | 0 | 0 | 0 | 0.003 | 0.104 | 0 |  | --> | C14 ex GORTLEE | GORTLEE: T41∥T42 | LETTERKENNY |  | 54.9599 | -7.7488
MV/LV Substation FE***918X | 10 kV | 400V(3ph) & 230V(single ph) | LV | 200 kVA :Kiosk Substation | 0.2 | --> | 0.2 | 0.105 | 8.3 |  | --> | 0.19 | 0 | 0 | 0 | 0.029 | 0.184 | 0 |  | --> | C25 ex BALLYBEG | BALLYBEG: T101 | CARRICKMINES |  | 52.9839 | -6.0603
MV/LV Substation FE***918X | 20 kV | 400V(3ph) & 230V(single ph) | LV | 50 kVA :Pole Substation | 0.05 | --> | 0.05 | 0.048 | 0.4 |  | --> | 0.047 | 0 | 0 | 0 | 0 | 0.049 | 0 |  | --> | C17 ex KYLEERAGH | KYLEERAGH: T41 | NENAGH |  | 52.9994 | -8.1392
MV/LV Substation FE***923Y | 10 kV | 400V(3ph) & 230V(single ph) | LV | 100 kVA :Pole Substation | 0.1 | --> | 0.1 | 0 | 1.5 |  | --> | 0.095 | 0 | 0 | 0 | 0.03 | 0.083 | 0 |  | --> | E17 ex BEALISTOWN | BEALISTOWN: T421∥T422 | GREAT ISLAND |  | 52.1893 | -6.8411
MV/LV Substation FE***942 | 10 kV | 400V(3ph) & 230V(single ph) | LV | 400 kVA :Kiosk Substation | 0.4 | --> | 0.4 | 0 | 0 | Constrained,otherwise capacity available =308kVA. | --> | 0.38 | 0 | 0 | 0 | 0.017 | 0.396 | 0 |  | --> | C19 ex CARRICKMINES | CARRICKMINES: T41 | CARRICKMINES |  | 53.2648 | -6.2184
MV/LV Substation FE***953X | 10 kV | 400V(3ph) & 230V(single ph) | LV | 200 kVA :Kiosk Substation | 0.2 | --> | 0.2 | 0.182 | 1.5 |  | --> | 0.19 | 0 | 0 | 0 | 0 | 0.202 | 0 |  | --> | C12 ex MOUNT MISERY | MOUNT MISERY: T41 | WATERFORD |  | 52.267 | -7.0965
MV/LV Substation FE***969Y | 20 kV | 400V(3ph) & 230V(single ph) | LV | 400 kVA :Kiosk Substation | 0.4 | --> | 0.4 | 0 | 0 | Constrained,otherwise capacity available =330kVA. | --> | 0.38 | 0 | 0 | 0 | 0.012 | 0.398 | 0 |  | --> | C11 ex KILDARE | KILDARE: T41∥T42 | NEWBRIDGE |  | 53.1483 | -7.0586
MV/LV Substation FE***970Y | 20 kV | 400V(3ph) & 230V(single ph) | LV | 400 kVA :Kiosk Substation | 0.4 | --> | 0.4 | 0 | 0 | Constrained,otherwise capacity available =305kVA. | --> | 0.38 | 0 | 0 | 0 | 0.007 | 0.407 | 0 |  | --> | C11 ex KILDARE | KILDARE: T41∥T42 | NEWBRIDGE |  | 53.1471 | -7.0617
MV/LV Substation FE***974 | 20 kV | 400V(3ph) & 230V(single ph) | LV | 100 kVA :Pole Substation | 0.1 | --> | 0.1 | 0.085 | 4.4 |  | --> | 0.095 | 0 | 0 | 0 | 0.01 | 0.091 | 0 |  | --> | E15 ex MOHILL | MOHILL: T421∥T422 | CARRICK ON SHANNON |  | 54.0207 | -7.8332
MV/LV Substation FE***975Y | 10 kV | 400V(3ph) & 230V(single ph) | LV | 400 kVA :Kiosk Substation | 0.4 | --> | 0.4 | 0.376 | 2.6 |  | --> | 0.38 | 0 | 0 | 0 | 0 | 0.403 | 0 |  | --> | C20 ex CASHEL | CASHEL: T42 | CAHIR |  | 52.5149 | -7.8845
MV/LV Substation FE***979X | 20 kV | 400V(3ph) & 230V(single ph) | LV | 50 kVA :Pole Substation | 0.05 | --> | 0.05 | 0.049 | 0.8 |  | --> | 0.047 | 0 | 0 | 0 | 0 | 0 | 0 | Constrained,otherwise capacity available =49kW. | --> | E17 ex KILMACTHOMAS | KILMACTHOMAS: T421∥T422 | DUNGARVAN |  | 52.3019 | -7.4651
MV/LV Substation FE***991X | 10 kV | 400V(3ph) & 230V(single ph) | LV | 400 kVA :Kiosk Substation | 0.4 | --> | 0.4 | 0.333 | 11.3 |  | --> | 0.38 | 0 | 0 | 0 | 0.012 | 0.397 | 0 |  | --> | C18 ex ENNIS | ENNIS: T102 | ENNIS |  | 52.8518 | -8.9663
MV/LV Substation FE***995Y | 10 kV | 400V(3ph) & 230V(single ph) | LV | 400 kVA :Kiosk Substation | 0.4 | --> | 0.4 | 0 | 0 | Constrained,otherwise capacity available =269kVA. | --> | 0.38 | 0 | 0 | 0 | 0.004 | 0.416 | 0 |  | --> | C22 ex TOGHER | TOGHER: T42 | TRABEG |  | 51.8675 | -8.4991
MV/LV Substation FE***999 | 10 kV | 400V(3ph) & 230V(single ph) | LV | 200 kVA :Kiosk Substation | 0.2 | --> | 0.2 | 0.146 | 2.1 |  | --> | 0.19 | 0 | 0 | 0 | 0.016 | 0.19 | 0 |  | --> | C16 ex LITTLE BRAY | LITTLE BRAY: T42 | FASSAROE |  | 53.2255 | -6.1358
MV/LV Substation FF***101Z | 10 kV | 400V(3ph) & 230V(single ph) | LV | 400 kVA :Kiosk Substation | 0.4 | --> | 0.4 | 0 | 0 | Constrained,otherwise capacity available =294kVA. | --> | 0.38 | 0 | 0 | 0 | 0.018 | 0.397 | 0 |  | --> | C18 ex BALGADDY | BALGADDY: T42 | GRANGE CASTLE |  | 53.3482 | -6.4258
MV/LV Substation FF***167Z | 10 kV | 400V(3ph) & 230V(single ph) | LV | 200 kVA :Kiosk Substation | 0.2 | --> | 0.2 | 0 | 0 | Constrained,otherwise capacity available =130kVA. | --> | 0.19 | 0 | 0 | 0 | 0.014 | 0.196 | 0 |  | --> | C18 ex LUCAN EAST | LUCAN EAST: T41∥T42 | GRANGE CASTLE |  | 53.3496 | -6.426
MV/LV Substation FF***262Z | 10 kV | 400V(3ph) & 230V(single ph) | LV | 200 kVA :Kiosk Substation | 0.2 | --> | 0.2 | 0 | 0 | Constrained,otherwise capacity available =188kVA. | --> | 0.19 | 0 | 0 | 0 | 0 | 0.201 | 0 |  | --> | C18 ex LUCAN EAST | LUCAN EAST: T41∥T42 | GRANGE CASTLE |  | 53.3505 | -6.4256
MV/LV Substation FF***4157 | 10 kV | 400V(3ph) & 230V(single ph) | LV | 1000 kVA :Building Structure | 1 | --> | 1 | 0.5 | 8.7 |  | --> | 0.95 | 0 | 0 | 0 | 0.067 | 0.5 | 0 |  | --> | C24 ex HAROLDS CROSS | HAROLDS CROSS: T102 | POOLBEG |  | 53.3307 | -6.262
MV/LV Substation FF***616Z | 10 kV | 400V(3ph) & 230V(single ph) | LV | 200 kVA :Kiosk Substation | 0.2 | --> | 0.2 | 0 | 0 | Constrained,otherwise capacity available =158kVA. | --> | 0.19 | 0 | 0 | 0 | 0.007 | 0.198 | 0 |  | --> | C18 ex LUCAN EAST | LUCAN EAST: T41∥T42 | GRANGE CASTLE |  | 53.3504 | -6.4272
MV/LV Substation FF***705Y | 10 kV | 400V(3ph) & 230V(single ph) | LV | 200 kVA :Kiosk Substation | 0.2 | --> | 0.2 | 0 | 0 | Constrained,otherwise capacity available =125kVA. | --> | 0.19 | 0 | 0 | 0 | 0.005 | 0.206 | 0 |  | --> | C18 ex LUCAN EAST | LUCAN EAST: T41∥T42 | GRANGE CASTLE |  | 53.3486 | -6.4287
MV/LV Substation FI***001 | 10 kV | 400V(3ph) & 230V(single ph) | LV | 400 kVA :Kiosk Substation | 0.4 | --> | 0.4 | 0 | 11.5 |  | --> | 0.38 | 0 | 0 | 0 | 0.014 | 0.457 | 0 |  | --> | C22 ex BALLYBEG | BALLYBEG: T102 | CARRICKMINES |  | 52.9801 | -6.0433
MV/LV Substation FI***002 | 10 kV | 400V(3ph) & 230V(single ph) | LV | 400 kVA :Building Structure | 0.4 | --> | 0.4 | 0 | 0 | Constrained,otherwise capacity available =357kVA. | --> | 0.38 | 0 | 0 | 0 | 0 | 0.406 | 0 |  | --> | C22 ex UNIDARE | UNIDARE: T42 | FINGLAS |  | 53.3905 | -6.3032
MV/LV Substation FI***002 | 10 kV | 400V(3ph) & 230V(single ph) | LV | 630 kVA :Building Structure | 0.63 | --> | 0.63 | 0 | 0 | Constrained,otherwise capacity available =139kVA. | --> | 0.598 | 0 | 0 | 0 | 0.017 | 0.5 | 0 |  | --> | C20 ex MERVILLE | MERVILLE: T42 | FINGLAS |  | 53.3907 | -6.3129
MV/LV Substation FI***003 | 10 kV | 400V(3ph) & 230V(single ph) | LV | 400 kVA :Building Structure | 0.4 | --> | 0.4 | 0 | 0 | Constrained,otherwise capacity available =263kVA. | --> | 0.38 | 0 | 0 | 0 | 0 | 0.421 | 0 |  | --> | C20 ex MERVILLE | MERVILLE: T42 | FINGLAS |  | 53.3892 | -6.2972
MV/LV Substation FI***004X | 10 kV | 400V(3ph) & 230V(single ph) | LV | 1000 kVA :Building Structure | 1 | --> | 1 | 0 | 0 | Constrained,otherwise capacity available =500kVA. | --> | 0.95 | 0 | 0 | 0 | 0 | 0.5 | 0 |  | --> | C13 ex BELGARD | BELGARD: T41 | COOKSTOWN |  | 53.2946 | -6.3607
MV/LV Substation FI***005Z | 20 kV | 400V(3ph) & 230V(single ph) | LV | 400 kVA :Kiosk Substation | 0.4 | --> | 0.4 | 0.252 | 12.5 |  | --> | 0.38 | 0 | 0 | 0 | 0.013 | 0.408 | 0 |  | --> | E19 ex ADAMSTOWN | ADAMSTOWN: T121 | INCHICORE 220KV |  | 53.3392 | -6.4509
MV/LV Substation FI***006 | 10 kV | 400V(3ph) & 230V(single ph) | LV | 1000 kVA :Building Structure | 1 | --> | 1 | 0 | 0 | Constrained,otherwise capacity available =500kVA. | --> | 0.95 | 0 | 0 | 0 | 0 | 0.5 | 0 |  | --> | C20 ex MERVILLE | MERVILLE: T42 | FINGLAS |  | 53.3888 | -6.2994
MV/LV Substation FI***007X | 10 kV | 400V(3ph) & 230V(single ph) | LV | 200 kVA :Pole Substation | 0.2 | --> | 0.2 | 0 | 0 | Constrained,otherwise capacity available =176kVA. | --> | 0.19 | 0 | 0 | 0 | 0 | 0.203 | 0 |  | --> | C21 ex MILFORD (NR) | MILFORD (NR): T41∥T42 | LETTERKENNY |  | 55.0924 | -7.7013
MV/LV Substation FI***008Z | 20 kV | 400V(3ph) & 230V(single ph) | LV | 400 kVA :Building Structure | 0.4 | --> | 0.4 | 0.336 | 12.5 |  | --> | 0.38 | 0 | 0 | 0 | 0 | 0.409 | 0 |  | --> | E19 ex ADAMSTOWN | ADAMSTOWN: T121 | INCHICORE 220KV |  | 53.3408 | -6.4516
MV/LV Substation FI***009X | 10 kV | 400V(3ph) & 230V(single ph) | LV | 50 kVA :Pole Substation | 0.05 | --> | 0.05 | 0.046 | 4.2 |  | --> | 0.047 | 0 | 0 | 0 | 0 | 0 | 0 | Constrained,otherwise capacity available =49kW. | --> | C15 ex BUNDORAN | BUNDORAN: T41∥T42 | CATHALEENS FALL |  | 54.4723 | -8.3188
MV/LV Substation FI***010 | 10 kV | 400V(3ph) & 230V(single ph) | LV | 400 kVA :Kiosk Substation | 0.4 | --> | 0.4 | 0 | 0 | Constrained,otherwise capacity available =247kVA. | --> | 0.38 | 0 | 0 | 0 | 0.003 | 0.42 | 0 |  | --> | C11 ex ROCHES STREET | ROCHES STREET: T41 | LIMERICK |  | 52.6607 | -8.6193
MV/LV Substation FI***014 | 10 kV | 400V(3ph) & 230V(single ph) | LV | 1000 kVA :Building Structure | 1 | --> | 1 | 0 | 2.8 |  | --> | 0.95 | 0 | 0 | 0 | 0.001 | 0.5 | 0 |  | --> | C14 ex MERRION SQUARE | MERRION SQUARE: T41 | RINGSEND |  | 53.3376 | -6.2491
MV/LV Substation FI***015 | 10 kV | 400V(3ph) & 230V(single ph) | LV | 400 kVA :Building Structure | 0.4 | --> | 0.4 | 0 | 0 | Constrained,otherwise capacity available =192kVA. | --> | 0.38 | 0 | 0 | 0 | 0.031 | 0.398 | 0 |  | --> | C22 ex POPPINTREE | POPPINTREE: T102 | FINGLAS |  | 53.392 | -6.289
MV/LV Substation FI***016 | 10 kV | 400V(3ph) & 230V(single ph) | LV | 400 kVA :Building Structure | 0.4 | --> | 0.4 | 0.306 | 4.2 |  | --> | 0.38 | 0 | 0 | 0 | 0 | 0 | 0 | Constrained,otherwise capacity available =414kW. | --> | C16 ex BUNDORAN | BUNDORAN: T41∥T42 | CATHALEENS FALL |  | 54.4931 | -8.2383
MV/LV Substation FI***021Z | 10 kV | 400V(3ph) & 230V(single ph) | LV | 630 kVA :Building Structure | 0.63 | --> | 0.63 | 0 | 0 | Constrained,otherwise capacity available =478kVA. | --> | 0.598 | 0 | 0 | 0 | 0 | 0.5 | 0 |  | --> | C20 ex UNIDARE | UNIDARE: T42 | FINGLAS |  | 53.3999 | -6.2936
MV/LV Substation FI***022Z | 10 kV | 400V(3ph) & 230V(single ph) | LV | 200 kVA :Kiosk Substation | 0.2 | --> | 0.2 | 0.186 | 3.5 |  | --> | 0.19 | 0 | 0 | 0 | 0 | 0.201 | 0 |  | --> | C18 ex MARSHES | MARSHES: T42 | DUNDALK |  | 53.9875 | -6.3796
MV/LV Substation FI***025 | 10 kV | 400V(3ph) & 230V(single ph) | LV | 100 kVA :Pole Substation | 0.1 | --> | 0.1 | 0.075 | 5.3 |  | --> | 0.095 | 0 | 0 | 0 | 0 | 0.103 | 0 |  | --> | C18 ex SMEARLA | SMEARLA: T42 | TRIEN |  | 52.4295 | -9.5257
MV/LV Substation FI***026Y | 10 kV | 400V(3ph) & 230V(single ph) | LV | 200 kVA :Kiosk Substation | 0.2 | --> | 0.2 | 0.162 | 9.9 |  | --> | 0.19 | 0 | 0 | 0 | 0 | 0.205 | 0 |  | --> | C17 ex ENNIS | ENNIS: T101 | ENNIS |  | 52.8581 | -8.9788
MV/LV Substation FI***035Z | 10 kV | 400V(3ph) & 230V(single ph) | LV | 1000 kVA :Building Structure | 1 | --> | 1 | 0.5 | 2 |  | --> | 0.95 | 0 | 0 | 0 | 0.008 | 0.5 | 0 |  | --> | C15 ex MOUNTGORRY | MOUNTGORRY: T41 | GRANGE (DR) |  | 53.4592 | -6.2185
MV/LV Substation FI***039 | 10 kV | 400V(3ph) & 230V(single ph) | LV | 50 kVA :Pole Substation | 0.05 | --> | 0.05 | 0.039 | 2.3 |  | --> | 0.047 | 0 | 0 | 0 | 0.002 | 0.048 | 0 |  | --> | C16 ex GILLOGUE | GILLOGUE: T41∥T42 | ARDNACRUSHA |  | 52.7 | -8.6095
MV/LV Substation FI***039 | 10 kV | 400V(3ph) & 230V(single ph) | LV | 400 kVA :Building Structure | 0.4 | --> | 0.4 | 0.4 | 3.4 |  | --> | 0.38 | 0 | 0 | 0 | 0 | 0.4 | 0 |  | --> | C17 ex STICKILLEN | STICKILLEN: T41∥T42 | DRYBRIDGE |  | 53.8551 | -6.5358
MV/LV Substation FI***043X | 10 kV | 400V(3ph) & 230V(single ph) | LV | 400 kVA :Building Structure | 0.4 | --> | 0.4 | 0.245 | 4.7 |  | --> | 0.38 | 0 | 0 | 0 | 0 | 0.424 | 0 |  | --> | C26 ex CENTRE PARK ROAD | MARINA: T106 | MARINA |  | 51.8961 | -8.4651
MV/LV Substation FI***043Y | 10 kV | 400V(3ph) & 230V(single ph) | LV | 400 kVA :Kiosk Substation | 0.4 | --> | 0.4 | 0.4 | 25.2 |  | --> | 0.38 | 0 | 0 | 0 | 0 | 0.4 | 0 |  | --> | C22 ex ARKLOW | ARKLOW: T101∥T102 | ARKLOW |  | 52.7893 | -6.1724
MV/LV Substation FI***043Z | 10 kV | 400V(3ph) & 230V(single ph) | LV | 400 kVA :Kiosk Substation | 0.4 | --> | 0.4 | 0 | 0 | Constrained,otherwise capacity available =379kVA. | --> | 0.38 | 0 | 0 | 0 | 0 | 0.403 | 0 |  | --> | C15 ex LOUGHSHINNY | LOUGHSHINNY: T41 | GLASMORE |  | 53.5215 | -6.0835
MV/LV Substation FI***048 | 10 kV | 400V(3ph) & 230V(single ph) | LV | 630 kVA :Kiosk Substation | 0.63 | --> | 0.63 | 0 | 0 | Constrained,otherwise capacity available =475kVA. | --> | 0.598 | 0 | 0 | 0 | 0.009 | 0.5 | 0 |  | --> | C12 ex COOLCORCORAN | COOLCORCORAN: T41∥T42 | KNOCKEARAGH |  | 52.0657 | -9.5074
MV/LV Substation FI***048X | 20 kV | 400V(3ph) & 230V(single ph) | LV | 100 kVA :Pole Substation | 0.1 | --> | 0.1 | 0.08 | 1.7 |  | --> | 0.095 | 0 | 0 | 0 | 0.019 | 0 | 0 | Constrained,otherwise capacity available =83kW. | --> | E17 ex CREESLOUGH | CREESLOUGH: T421 | ARDNAGAPPARY |  | 55.1768 | -7.9742
MV/LV Substation FI***051X | 10 kV | 400V(3ph) & 230V(single ph) | LV | 400 kVA :Building Structure | 0.4 | --> | 0.4 | 0 | 0 | Constrained,otherwise capacity available =399kVA. | --> | 0.38 | 0 | 0 | 0 | 0 | 0.4 | 0 |  | --> | C15 ex SKIBBEREEN | SKIBBEREEN: T41∥T42 | DUNMANWAY |  | 51.5364 | -9.2807
MV/LV Substation FI***053X | 10 kV | 400V(3ph) & 230V(single ph) | LV | 50 kVA :Pole Substation | 0.05 | --> | 0.05 | 0 | 0 | Constrained,otherwise capacity available =18kVA. | --> | 0.047 | 0 | 0 | 0 | 0.004 | 0.049 | 0 |  | --> | C12 ex CULLION | CULLION: T41∥T42 | LETTERKENNY |  | 54.9366 | -7.7933
MV/LV Substation FI***053Y | 10 kV | 400V(3ph) & 230V(single ph) | LV | 200 kVA :Kiosk Substation | 0.2 | --> | 0.2 | 0 | 0 | Constrained,otherwise capacity available =160kVA. | --> | 0.19 | 0 | 0 | 0 | 0 | 0 | 0 | Constrained,otherwise capacity available =206kW. | --> | C11 ex CLOONLOUGH | CLOONLOUGH: T41∥T42 | BARRYMORE |  | 52.275 | -8.2721
MV/LV Substation FI***064X | 20 kV | 400V(3ph) & 230V(single ph) | LV | 200 kVA :Pole Substation | 0.2 | --> | 0.2 | 0.193 | 0.3 |  | --> | 0.19 | 0 | 0 | 0 | 0 | 0.2 | 0 |  | --> | C23 ex TUAM NORTH | TUAM NORTH: T41∥T42 | CLOON |  | 53.5503 | -8.7382
MV/LV Substation FI***067X | 10 kV | 400V(3ph) & 230V(single ph) | LV | 630 kVA :Building Structure | 0.63 | --> | 0.63 | 0.494 | 11.3 |  | --> | 0.598 | 0 | 0 | 0 | 0 | 0.5 | 0 |  | --> | C20 ex CENTRAL PARK | CENTRAL PARK: T102 | CARRICKMINES |  | 53.2717 | -6.2042
MV/LV Substation FI***067Z | 10 kV | 400V(3ph) & 230V(single ph) | LV | 630 kVA :Building Structure | 0.63 | --> | 0.63 | 0 | 0 | Constrained,otherwise capacity available =454kVA. | --> | 0.598 | 0 | 0 | 0 | 0.011 | 0.5 | 0 |  | --> | C22 ex POPPINTREE | POPPINTREE: T102 | FINGLAS |  | 53.3982 | -6.294
MV/LV Substation FI***069X | 20 kV | 400V(3ph) & 230V(single ph) | LV | 400 kVA :Kiosk Substation | 0.4 | --> | 0.4 | 0.356 | 1.7 |  | --> | 0.38 | 0 | 0 | 0 | 0.003 | 0 | 0 | Constrained,otherwise capacity available =403kW. | --> | E17 ex CREESLOUGH | CREESLOUGH: T421 | ARDNAGAPPARY |  | 55.1795 | -7.977
MV/LV Substation FI***072Y | 10 kV | 400V(3ph) & 230V(single ph) | LV | 50 kVA :Pole Substation | 0.05 | --> | 0.05 | 0.049 | 2.1 |  | --> | 0.047 | 0 | 0 | 0 | 0.004 | 0.045 | 0 |  | --> | C12 ex GRANAGH | GRANAGH: T41∥T42 | WATERFORD |  | 52.3278 | -7.3116
MV/LV Substation FI***073Z | 10 kV | 400V(3ph) & 230V(single ph) | LV | 400 kVA :Kiosk Substation | 0.4 | --> | 0.4 | 0 | 0 | Constrained,otherwise capacity available =309kVA. | --> | 0.38 | 0 | 0 | 0 | 0.011 | 0.402 | 0 |  | --> | C27 ex POPPINTREE | POPPINTREE: T101 | FINGLAS |  | 53.4005 | -6.3081
MV/LV Substation FI***083Z | 10 kV | 400V(3ph) & 230V(single ph) | LV | 200 kVA :Kiosk Substation | 0.2 | --> | 0.2 | 0.143 | 4.2 |  | --> | 0.19 | 0 | 0 | 0 | 0 | 0.208 | 0 |  | --> | C17 ex SWORDS | SWORDS: T41 | GLASMORE |  | 53.4657 | -6.2138
MV/LV Substation FI***085X | 10 kV | 400V(3ph) & 230V(single ph) | LV | 400 kVA :Kiosk Substation | 0.4 | --> | 0.4 | 0.375 | 4.2 |  | --> | 0.38 | 0 | 0 | 0 | 0 | 0 | 0 | Constrained,otherwise capacity available =403kW. | --> | C16 ex BUNDORAN | BUNDORAN: T41∥T42 | CATHALEENS FALL |  | 54.4832 | -8.2603
MV/LV Substation FI***085X | 10 kV | 400V(3ph) & 230V(single ph) | LV | 50 kVA :Pole Substation | 0.05 | --> | 0.05 | 0.041 | 1.2 |  | --> | 0.047 | 0 | 0 | 0 | 0 | 0.05 | 0 |  | --> | C12 ex ABBEYFEALE | ABBEYFEALE: T42 | TRIEN |  | 52.3797 | -9.2842
MV/LV Substation FI***089 | 10 kV | 400V(3ph) & 230V(single ph) | LV | 400 kVA :Kiosk Substation | 0.4 | --> | 0.4 | 0 | 0 | Constrained,otherwise capacity available =316kVA. | --> | 0.38 | 0 | 0 | 0 | 0 | 0.412 | 0 |  | --> | C20 ex MERVILLE | MERVILLE: T42 | FINGLAS |  | 53.3901 | -6.2955
MV/LV Substation FI***093 | 10 kV | 400V(3ph) & 230V(single ph) | LV | 50 kVA :Pole Substation | 0.05 | --> | 0.05 | 0 | 0 | Constrained,otherwise capacity available =49kVA. | --> | 0.047 | 0 | 0 | 0 | 0 | 0.049 | 0 |  | --> | C18 ex KINSALE | KINSALE: T41∥T42 | BANDON |  | 51.7177 | -8.5207
MV/LV Substation FI***095 | 10 kV | 400V(3ph) & 230V(single ph) | LV | 630 kVA :Kiosk Substation | 0.63 | --> | 0.63 | 0.42 | 6.6 |  | --> | 0.598 | 0 | 0 | 0 | 0.006 | 0.5 | 0 |  | --> | C16 ex MISERY HILL | MISERY HILL: T102 | POOLBEG |  | 53.3412 | -6.2281
MV/LV Substation FI***097Y | 10 kV | 400V(3ph) & 230V(single ph) | LV | 200 kVA :Building Structure | 0.2 | --> | 0.2 | 0.116 | 4.5 |  | --> | 0.19 | 0 | 0 | 0 | 0 | 0.212 | 0 |  | --> | C11 ex MAYFIELD | MAYFIELD: T41 | KILBARRY |  | 51.9064 | -8.4224
MV/LV Substation FI***099X | 10 kV | 400V(3ph) & 230V(single ph) | LV | 200 kVA :Kiosk Substation | 0.2 | --> | 0.2 | 0.178 | 2.4 |  | --> | 0.19 | 0 | 0 | 0 | 0 | 0.203 | 0 |  | --> | C14 ex DUNDRUM | DUNDRUM: T42 | BLACKROCK |  | 53.2933 | -6.2541
MV/LV Substation FI***104 | 10 kV | 400V(3ph) & 230V(single ph) | LV | 50 kVA :Pole Substation | 0.05 | --> | 0.05 | 0.025 | 8.9 |  | --> | 0.047 | 0 | 0 | 0 | 0 | 0.053 | 0 |  | --> | C13 ex MIDLETON | MIDLETON: T101 | MIDLETON |  | 51.9277 | -8.1748
MV/LV Substation FI***107Z | 10 kV | 400V(3ph) & 230V(single ph) | LV | 200 kVA :Kiosk Substation | 0.2 | --> | 0.2 | 0.157 | 2.9 |  | --> | 0.19 | 0 | 0 | 0 | 0 | 0.206 | 0 |  | --> | C18 ex MALAHIDE | MALAHIDE: T42 | GLASMORE |  | 53.4423 | -6.1473
MV/LV Substation FI***108 | 10 kV | 400V(3ph) & 230V(single ph) | LV | 400 kVA :Kiosk Substation | 0.4 | --> | 0.4 | 0.334 | 0.9 |  | --> | 0.38 | 0 | 0 | 0 | 0.005 | 0.404 | 0 |  | --> | C16 ex RATHMULLAN | RATHMULLAN: T42 | DRYBRIDGE |  | 53.709 | -6.3681
MV/LV Substation FI***109 | 10 kV | 400V(3ph) & 230V(single ph) | LV | 400 kVA :Kiosk Substation | 0.4 | --> | 0.4 | 0.335 | 0.9 |  | --> | 0.38 | 0 | 0 | 0 | 0.002 | 0.408 | 0 |  | --> | C16 ex RATHMULLAN | RATHMULLAN: T42 | DRYBRIDGE |  | 53.7104 | -6.3681
MV/LV Substation FI***110 | 20 kV | 400V(3ph) & 230V(single ph) | LV | 200 kVA :Pole Substation | 0.2 | --> | 0.2 | 0.175 | 1.1 |  | --> | 0.19 | 0 | 0 | 0 | 0 | 0.203 | 0 |  | --> | C18 ex SCARTEEN | SCARTEEN: T41∥T42 | MALLOW |  | 52.1335 | -8.6957
MV/LV Substation FI***110 | 20 kV | 400V(3ph) & 230V(single ph) | LV | 400 kVA :Kiosk Substation | 0.4 | --> | 0.4 | 0 | 0 | Constrained,otherwise capacity available =253kVA. | --> | 0.38 | 0 | 0 | 0 | 0 | 0 | 0 | Constrained,otherwise capacity available =422kW. | --> | E12 ex BUNCLODY | BUNCLODY: T421∥T422 | CRANE |  | 52.6494 | -6.649
MV/LV Substation FI***114X | 10 kV | 400V(3ph) & 230V(single ph) | LV | 630 kVA :Building Structure | 0.63 | --> | 0.63 | 0 | 0 | Constrained,otherwise capacity available =477kVA. | --> | 0.598 | 0 | 0 | 0 | 0.024 | 0.5 | 0 |  | --> | C20 ex TOGHER | TOGHER: T42 | TRABEG |  | 51.8771 | -8.4866
MV/LV Substation FI***117 | 10 kV | 400V(3ph) & 230V(single ph) | LV | 50 kVA :Pole Substation | 0.05 | --> | 0.05 | 0.046 | 1.5 |  | --> | 0.047 | 0 | 0 | 0 | 0 | 0.049 | 0 |  | --> | C17 ex TUBBERCURRY | TUBBERCURRY: T42 | TONROE |  | 54.055 | -8.776
MV/LV Substation FI***118Z | 10 kV | 400V(3ph) & 230V(single ph) | LV | 50 kVA :Pole Substation | 0.05 | --> | 0.05 | 0.05 | 5.3 |  | --> | 0.047 | 0 | 0 | 0 | 0 | 0.049 | 0 |  | --> | C18 ex SMEARLA | SMEARLA: T42 | TRIEN |  | 52.4231 | -9.5426
MV/LV Substation FI***120Z | 10 kV | 400V(3ph) & 230V(single ph) | LV | 630 kVA :Building Structure | 0.63 | --> | 0.63 | 0 | 0 | Constrained,otherwise capacity available =500kVA. | --> | 0.598 | 0 | 0 | 0 | 0 | 0.5 | 0 |  | --> | C22 ex POPPINTREE | POPPINTREE: T102 | FINGLAS |  | 53.399 | -6.2969
MV/LV Substation FI***124Y | 10 kV | 400V(3ph) & 230V(single ph) | LV | 400 kVA :Kiosk Substation | 0.4 | --> | 0.4 | 0 | 0 | Constrained,otherwise capacity available =264kVA. | --> | 0.38 | 0 | 0 | 0 | 0.008 | 0.412 | 0 |  | --> | C20 ex MERVILLE | MERVILLE: T42 | FINGLAS |  | 53.3861 | -6.2985
MV/LV Substation FI***134Y | 10 kV | 400V(3ph) & 230V(single ph) | LV | 400 kVA :Kiosk Substation | 0.4 | --> | 0.4 | 0 | 0 | Constrained,otherwise capacity available =160kVA. | --> | 0.38 | 0 | 0 | 0 | 0.027 | 0.408 | 0 |  | --> | C11 ex BALLINACURRA | BALLINACURRA: T41 | LIMERICK |  | 52.6512 | -8.6422
MV/LV Substation FI***140Y | 20 kV | 400V(3ph) & 230V(single ph) | LV | 100 kVA :Pole Substation | 0.1 | --> | 0.1 | 0.048 | 7.4 |  | --> | 0.095 | 0 | 0 | 0 | 0 | 0.107 | 0 |  | --> | C06 ex AHANE | AHANE: T102 | AHANE |  | 52.672 | -8.5177
MV/LV Substation FI***149X | 10 kV | 400V(3ph) & 230V(single ph) | LV | 50 kVA :Pole Substation | 0.05 | --> | 0.05 | 0 | 0 | Constrained,otherwise capacity available =32kVA. | --> | 0.047 | 0 | 0 | 0 | 0 | 0.051 | 0 |  | --> | C16 ex MILFORD (NR) | MILFORD (NR): T41∥T42 | LETTERKENNY |  | 55.0561 | -7.8294
MV/LV Substation FI***150X | 10 kV | 400V(3ph) & 230V(single ph) | LV | 200 kVA :Kiosk Substation | 0.2 | --> | 0.2 | 0.192 | 2.8 |  | --> | 0.19 | 0 | 0 | 0 | 0 | 0.2 | 0 |  | --> | C15 ex CLONARD | CLONARD: T41∥T42 | WEXFORD |  | 52.3314 | -6.4791
MV/LV Substation FI***151Y | 10 kV | 400V(3ph) & 230V(single ph) | LV | 400 kVA :Building Structure | 0.4 | --> | 0.4 | 0 | 0 | Constrained,otherwise capacity available =362kVA. | --> | 0.38 | 0 | 0 | 0 | 0 | 0.405 | 0 |  | --> | C19 ex MALAHIDE | MALAHIDE: T41 | GLASMORE |  | 53.4527 | -6.1547
MV/LV Substation FI***155Z | 20 kV | 400V(3ph) & 230V(single ph) | LV | 50 kVA :Pole Substation | 0.05 | --> | 0.05 | 0 | 0 | Constrained,otherwise capacity available =36kVA. | --> | 0.047 | 0 | 0 | 0 | 0 | 0 | 0 | Constrained,otherwise capacity available =51kW. | --> | E17 ex PORTLAOISE | PORTLAOISE: T423∥T424 | PORTLAOISE |  | 52.9211 | -7.3459
MV/LV Substation FI***157Y | 10 kV | 400V(3ph) & 230V(single ph) | LV | 200 kVA :Kiosk Substation | 0.2 | --> | 0.2 | 0.103 | 0.9 |  | --> | 0.19 | 0 | 0 | 0 | 0.042 | 0.17 | 0 |  | --> | C20 ex RATHMULLAN | RATHMULLAN: T42 | DRYBRIDGE |  | 53.7046 | -6.3198
MV/LV Substation FI***157Z | 10 kV | 400V(3ph) & 230V(single ph) | LV | 630 kVA :Building Structure | 0.63 | --> | 0.63 | 0 | 0 | Constrained,otherwise capacity available =500kVA. | --> | 0.598 | 0 | 0 | 0 | 0.007 | 0.5 | 0 |  | --> | C22 ex POPPINTREE | POPPINTREE: T102 | FINGLAS |  | 53.3975 | -6.296
MV/LV Substation FI***162Y | 20 kV | 400V(3ph) & 230V(single ph) | LV | 630 kVA :Kiosk Substation | 0.63 | --> | 0.63 | 0.5 | 6.2 |  | --> | 0.598 | 0 | 0 | 0 | 0.003 | 0.5 | 0 |  | --> | E17 ex BAGENALSTOWN | BAGENALSTOWN: T421∥T422 | CARLOW |  | 52.735 | -6.9796
MV/LV Substation FI***163Z | 10 kV | 400V(3ph) & 230V(single ph) | LV | 50 kVA :Pole Substation | 0.05 | --> | 0.05 | 0 | 0 | Constrained,otherwise capacity available =50kVA. | --> | 0.047 | 0 | 0 | 0 | 0 | 0.049 | 0 |  | --> | C14 ex ATHGARVAN | ATHGARVAN: T44 | NEWBRIDGE |  | 53.181 | -6.7517
MV/LV Substation FI***165Z | 10 kV | 400V(3ph) & 230V(single ph) | LV | 1000 kVA :Building Structure | 1 | --> | 1 | 0.5 | 4.7 |  | --> | 0.95 | 0 | 0 | 0 | 0 | 0.5 | 0 |  | --> | C26 ex CENTRE PARK ROAD | MARINA: T106 | MARINA |  | 51.8961 | -8.4652
MV/LV Substation FI***168Z | 10 kV | 400V(3ph) & 230V(single ph) | LV | 630 kVA :Building Structure | 0.63 | --> | 0.63 | 0.5 | 4.7 |  | --> | 0.598 | 0 | 0 | 0 | 0 | 0.5 | 0 |  | --> | C14 ex LIFFEY VALLEY | LIFFEY VALLEY: T42 | INCHICORE 220KV |  | 53.3522 | -6.4071
MV/LV Substation FI***172X | 10 kV | 400V(3ph) & 230V(single ph) | LV | 630 kVA :Building Structure | 0.63 | --> | 0.63 | 0.5 | 6.6 |  | --> | 0.598 | 0 | 0 | 0 | 0 | 0.5 | 0 |  | --> | C16 ex MISERY HILL | MISERY HILL: T102 | POOLBEG |  | 53.3405 | -6.2273
MV/LV Substation FI***186Y | 20 kV | 400V(3ph) & 230V(single ph) | LV | 50 kVA :Pole Substation | 0.05 | --> | 0.05 | 0.05 | 2.3 |  | --> | 0.047 | 0 | 0 | 0 | 0 | 0.049 | 0 |  | --> | E14 ex BLESSINGTON | BLESSINGTON: T422 | KILTEEL |  | 53.1193 | -6.5925
MV/LV Substation FI***194X | 20 kV | 400V(3ph) & 230V(single ph) | LV | 100 kVA :Pole Substation | 0.1 | --> | 0.1 | 0.083 | 2.4 |  | --> | 0.095 | 0 | 0 | 0 | 0.004 | 0.098 | 0 |  | --> | E19 ex KENMARE | KENMARE: T421 | KNOCKEARAGH |  | 51.8907 | -9.5983
MV/LV Substation FI***195 | 10 kV | 400V(3ph) & 230V(single ph) | LV | 1000 kVA :Building Structure | 1 | --> | 1 | 0 | 0 | Constrained,otherwise capacity available =500kVA. | --> | 0.95 | 0 | 0 | 0 | 0.003 | 0.5 | 0 |  | --> | C14 ex NORTH QUAYS | NORTH QUAYS: T102 | POOLBEG |  | 53.3548 | -6.2482
MV/LV Substation FI***195Y | 10 kV | 400V(3ph) & 230V(single ph) | LV | 400 kVA :Building Structure | 0.4 | --> | 0.4 | 0.341 | 2 |  | --> | 0.38 | 0 | 0 | 0 | 0.003 | 0.405 | 0 |  | --> | C15 ex MOUNTGORRY | MOUNTGORRY: T41 | GRANGE (DR) |  | 53.4609 | -6.217
MV/LV Substation FI***203 | 10 kV | 400V(3ph) & 230V(single ph) | LV | 1000 kVA :Building Structure | 1 | --> | 1 | 0 | 0 | Constrained,otherwise capacity available =500kVA. | --> | 0.95 | 0 | 0 | 0 | 0 | 0.5 | 0 |  | --> | C14 ex GLOUCESTER PLACE | GLOUCESTER PLACE: T42 | MCDERMOTT |  | 53.3524 | -6.2601
MV/LV Substation FI***205 | 10 kV | 400V(3ph) & 230V(single ph) | LV | 400 kVA :Kiosk Substation | 0.4 | --> | 0.4 | 0.323 | 2.7 |  | --> | 0.38 | 0 | 0 | 0 | 0.025 | 0.385 | 0 |  | --> | C19 ex RAMPARTS | RAMPARTS: T41 | DUNDALK |  | 54.0022 | -6.3926
MV/LV Substation FI***205X | 20 kV | 400V(3ph) & 230V(single ph) | LV | 100 kVA :Pole Substation | 0.1 | --> | 0.1 | 0 | 0 | Constrained,otherwise capacity available =91kVA. | --> | 0.095 | 0 | 0 | 0 | 0 | 0.1 | 0 |  | --> | C14 ex MILFORD (NR) | MILFORD (NR): T41∥T42 | LETTERKENNY |  | 55.1984 | -7.691
MV/LV Substation FI***211 | 10 kV | 400V(3ph) & 230V(single ph) | LV | 50 kVA :Pole Substation | 0.05 | --> | 0.05 | 0 | 0 | Constrained,otherwise capacity available =32kVA. | --> | 0.047 | 0 | 0 | 0 | 0 | 0.051 | 0 |  | --> | C21 ex CLONMINCH | CLONMINCH: T41 | THORNSBERRY |  | 53.2152 | -7.4188
MV/LV Substation FI***216Z | 10 kV | 400V(3ph) & 230V(single ph) | LV | 200 kVA :Kiosk Substation | 0.2 | --> | 0.2 | 0.158 | 1.8 |  | --> | 0.19 | 0 | 0 | 0 | 0 | 0.206 | 0 |  | --> | C17 ex RATHMULLAN | RATHMULLAN: T41 | DRYBRIDGE |  | 53.7144 | -6.372
MV/LV Substation FI***217X | 10 kV | 400V(3ph) & 230V(single ph) | LV | 400 kVA :Kiosk Substation | 0.4 | --> | 0.4 | 0 | 0 | Constrained,otherwise capacity available =313kVA. | --> | 0.38 | 0 | 0 | 0 | 0 | 0.413 | 0 |  | --> | C16 ex MERVILLE | MERVILLE: T42 | FINGLAS |  | 53.3871 | -6.2969
MV/LV Substation FI***223Z | 10 kV | 400V(3ph) & 230V(single ph) | LV | 400 kVA :Kiosk Substation | 0.4 | --> | 0.4 | 0.393 | 0.6 |  | --> | 0.38 | 0 | 0 | 0 | 0 | 0.4 | 0 |  | --> | C28 ex ACADEMY STREET | ACADEMY STREET: T44 | NAVAN |  | 53.65 | -6.6857
MV/LV Substation FI***224 | 10 kV | 400V(3ph) & 230V(single ph) | LV | 630 kVA :Building Structure | 0.63 | --> | 0.63 | 0 | 0 | Constrained,otherwise capacity available =486kVA. | --> | 0.598 | 0 | 0 | 0 | 0 | 0.5 | 0 |  | --> | C16 ex SAGGART | SAGGART: T41∥T42 | GRANGE CASTLE |  | 53.2842 | -6.4568
MV/LV Substation FI***225 | 10 kV | 400V(3ph) & 230V(single ph) | LV | 400 kVA :Building Structure | 0.4 | --> | 0.4 | 0.274 | 2.5 |  | --> | 0.38 | 0 | 0 | 0 | 0.004 | 0.415 | 0 |  | --> | C15 ex GREYSTONES | GREYSTONES: T41 | FASSAROE |  | 53.1496 | -6.0699
MV/LV Substation FI***225Z | 10 kV | 400V(3ph) & 230V(single ph) | LV | 400 kVA :Kiosk Substation | 0.4 | --> | 0.4 | 0 | 0 | Constrained,otherwise capacity available =315kVA. | --> | 0.38 | 0 | 0 | 0 | 0.007 | 0.406 | 0 |  | --> | C24 ex POPPINTREE | POPPINTREE: T102 | FINGLAS |  | 53.4069 | -6.2978
MV/LV Substation FI***226X | 20 kV | 400V(3ph) & 230V(single ph) | LV | 100 kVA :Pole Substation | 0.1 | --> | 0.1 | 0.088 | 6.9 |  | --> | 0.095 | 0 | 0 | 0 | 0 | 0 | 0 | Constrained,otherwise capacity available =101kW. | --> | E14 ex RATHKEALE | RATHKEALE: T421∥T422 | RATHKEALE |  | 52.5222 | -8.811
MV/LV Substation FI***234X | 10 kV | 400V(3ph) & 230V(single ph) | LV | 50 kVA :Pole Substation | 0.05 | --> | 0.05 | 0.033 | 0.9 |  | --> | 0.047 | 0 | 0 | 0 | 0.015 | 0 | 0 | Constrained,otherwise capacity available =36kW. | --> | C17 ex MILLTOWN MALBAY | MILLTOWN MALBAY: T42 | TULLABRACK |  | 52.7983 | -9.4313
MV/LV Substation FI***243Y | 10 kV | 400V(3ph) & 230V(single ph) | LV | 200 kVA :Pole Substation | 0.2 | --> | 0.2 | 0 | 0 | Constrained,otherwise capacity available =140kVA. | --> | 0.19 | 0 | 0 | 0 | 0.016 | 0.192 | 0 |  | --> | C11 ex GARRYOWEN | GARRYOWEN: T41 | LIMERICK |  | 52.6499 | -8.5929
MV/LV Substation FI***256Z | 10 kV | 400V(3ph) & 230V(single ph) | LV | 200 kVA :Kiosk Substation | 0.2 | --> | 0.2 | 0.146 | 0.6 |  | --> | 0.19 | 0 | 0 | 0 | 0.037 | 0.168 | 0 |  | --> | C30 ex ACADEMY STREET | ACADEMY STREET: T44 | NAVAN |  | 53.6585 | -6.6734
MV/LV Substation FI***260Z | 10 kV | 400V(3ph) & 230V(single ph) | LV | 200 kVA :Kiosk Substation | 0.2 | --> | 0.2 | 0 | 0 | Constrained,otherwise capacity available =157kVA. | --> | 0.19 | 0 | 0 | 0 | 0 | 0.206 | 0 |  | --> | C13 ex BALGADDY | BALGADDY: T41 | GRANGE CASTLE |  | 53.3444 | -6.446
MV/LV Substation FI***262 | 10 kV | 400V(3ph) & 230V(single ph) | LV | 400 kVA :Building Structure | 0.4 | --> | 0.4 | 0.392 | 1.1 |  | --> | 0.38 | 0 | 0 | 0 | 0 | 0.4 | 0 |  | --> | C17 ex BREWERY ROAD | BREWERY ROAD: T41 | CARRICKMINES |  | 53.2777 | -6.2216
MV/LV Substation FI***263Z | 10 kV | 400V(3ph) & 230V(single ph) | LV | 400 kVA :Building Structure | 0.4 | --> | 0.4 | 0 | 0 | Constrained,otherwise capacity available =390kVA. | --> | 0.38 | 0 | 0 | 0 | 0 | 0.401 | 0 |  | --> | C22 ex UNIDARE | UNIDARE: T42 | FINGLAS |  | 53.391 | -6.3055
MV/LV Substation FI***263Z | 10 kV | 400V(3ph) & 230V(single ph) | LV | 630 kVA :Building Structure | 0.63 | --> | 0.63 | 0.5 | 8.9 |  | --> | 0.598 | 0 | 0 | 0 | 0 | 0.5 | 0 |  | --> | C31 ex STEPHENSTOWN | STEPHENSTOWN: T101 | FINGLAS |  | 53.603 | -6.1908
MV/LV Substation FI***268X | 10 kV | 400V(3ph) & 230V(single ph) | LV | 400 kVA :Kiosk Substation | 0.4 | --> | 0.4 | 0.348 | 4.6 |  | --> | 0.38 | 0 | 0 | 0 | 0 | 0.407 | 0 |  | --> | C15 ex BALLYRAINE | BALLYRAINE: T41∥T42 | LETTERKENNY |  | 54.9566 | -7.7336
MV/LV Substation FI***274 | 10 kV | 400V(3ph) & 230V(single ph) | LV | 1000 kVA :Building Structure | 1 | --> | 1 | 0 | 0 | Constrained,otherwise capacity available =409kVA. | --> | 0.95 | 0 | 0 | 0 | 0 | 0.5 | 0 |  | --> | C15 ex BALLINACURRA | BALLINACURRA: T41 | LIMERICK |  | 52.6403 | -8.6456
MV/LV Substation FI***276 | 20 kV | 400V(3ph) & 230V(single ph) | LV | 50 kVA :Pole Substation | 0.05 | --> | 0.05 | 0 | 0 | Constrained,otherwise capacity available =39kVA. | --> | 0.047 | 0 | 0 | 0 | 0 | 0.051 | 0 |  | --> | C14 ex MILFORD (NR) | MILFORD (NR): T41∥T42 | LETTERKENNY |  | 55.1701 | -7.5781
MV/LV Substation FI***279X | 10 kV | 400V(3ph) & 230V(single ph) | LV | 50 kVA :Pole Substation | 0.05 | --> | 0.05 | 0.049 | 3.9 |  | --> | 0.047 | 0 | 0 | 0 | 0 | 0.049 | 0 |  | --> | C19 ex BALLYJAMESDUFF | BALLYJAMESDUFF: T41 | SHANKILL |  | 53.8479 | -7.245
MV/LV Substation FI***282X | 20 kV | 400V(3ph) & 230V(single ph) | LV | 200 kVA :Kiosk Substation | 0.2 | --> | 0.2 | 0 | 0 | Constrained,otherwise capacity available =106kVA. | --> | 0.19 | 0 | 0 | 0 | 0 | 0 | 0 | Constrained,otherwise capacity available =213kW. | --> | E12 ex KILLYBEGS | KILLYBEGS: | N/A |  | 54.6467 | -8.4304
MV/LV Substation FI***290 | 20 kV | 400V(3ph) & 230V(single ph) | LV | 200 kVA :Kiosk Substation | 0.2 | --> | 0.2 | 0.04 | 3.6 |  | --> | 0.19 | 0 | 0 | 0 | 0 | 0.224 | 0 |  | --> | E11 ex KILLINICK | KILLINICK: T421∥T422 | WEXFORD |  | 52.1734 | -6.591
MV/LV Substation FI***299Y | 20 kV | 400V(3ph) & 230V(single ph) | LV | 50 kVA :Pole Substation | 0.05 | --> | 0.05 | 0.049 | 6.9 |  | --> | 0.047 | 0 | 0 | 0 | 0 | 0 | 0 | Constrained,otherwise capacity available =49kW. | --> | E14 ex RATHKEALE | RATHKEALE: T421∥T422 | RATHKEALE |  | 52.5179 | -8.8172
MV/LV Substation FI***305Z | 10 kV | 400V(3ph) & 230V(single ph) | LV | 630 kVA :Building Structure | 0.63 | --> | 0.63 | 0.5 | 8.9 |  | --> | 0.598 | 0 | 0 | 0 | 0.007 | 0.5 | 0 |  | --> | C31 ex STEPHENSTOWN | STEPHENSTOWN: T101 | FINGLAS |  | 53.6046 | -6.1902
MV/LV Substation FI***328X | 20 kV | 400V(3ph) & 230V(single ph) | LV | 50 kVA :Pole Substation | 0.05 | --> | 0.05 | 0.031 | 3.3 |  | --> | 0.047 | 0 | 0 | 0 | 0 | 0.051 | 0 |  | --> | E18 ex CRATLOE | CRATLOE: T421∥T422 | ARDNACRUSHA |  | 52.7174 | -8.8511
MV/LV Substation FI***336 | 20 kV | 400V(3ph) & 230V(single ph) | LV | 50 kVA :Pole Substation | 0.05 | --> | 0.05 | 0.039 | 5.6 |  | --> | 0.047 | 0 | 0 | 0 | 0 | 0.051 | 0 |  | --> | E13 ex CRANE | CRANE: T122 | CRANE |  | 52.5006 | -6.5151
MV/LV Substation FI***336Y | 10 kV | 400V(3ph) & 230V(single ph) | LV | 200 kVA :Kiosk Substation | 0.2 | --> | 0.2 | 0.108 | 0.9 |  | --> | 0.19 | 0 | 0 | 0 | 0.042 | 0.169 | 0 |  | --> | C20 ex RATHMULLAN | RATHMULLAN: T42 | DRYBRIDGE |  | 53.7041 | -6.3235
MV/LV Substation FI***348Y | 10 kV | 400V(3ph) & 230V(single ph) | LV | 100 kVA :Pole Substation | 0.1 | --> | 0.1 | 0.096 | 2.1 |  | --> | 0.095 | 0 | 0 | 0 | 0 | 0.1 | 0 |  | --> | C12 ex GRANAGH | GRANAGH: T41∥T42 | WATERFORD |  | 52.3325 | -7.3095
MV/LV Substation FI***351 | 10 kV | 400V(3ph) & 230V(single ph) | LV | 1000 kVA :Building Structure | 1 | --> | 1 | 0 | 0 | Constrained,otherwise capacity available =500kVA. | --> | 0.95 | 0 | 0 | 0 | 0 | 0.5 | 0 |  | --> | C16 ex ROCHES STREET | ROCHES STREET: T42 | LIMERICK |  | 52.6617 | -8.6281
MV/LV Substation FI***351X | 20 kV | 400V(3ph) & 230V(single ph) | LV | 200 kVA :Pole Substation | 0.2 | --> | 0.2 | 0.105 | 11.5 |  | --> | 0.19 | 0 | 0 | 0 | 0 | 0.214 | 0 |  | --> | E20 ex ADAMSTOWN | ADAMSTOWN: T122 | INCHICORE 220KV |  | 53.3405 | -6.4642
MV/LV Substation FI***356X | 10 kV | 400V(3ph) & 230V(single ph) | LV | 630 kVA :Kiosk Substation | 0.63 | --> | 0.63 | 0.5 | 1.1 |  | --> | 0.598 | 0 | 0 | 0 | 0 | 0.5 | 0 |  | --> | C18 ex TRIM | TRIM: T41∥T42 | NAVAN |  | 53.5536 | -6.7931
MV/LV Substation FI***362X | 20 kV | 400V(3ph) & 230V(single ph) | LV | 400 kVA :Kiosk Substation | 0.4 | --> | 0.4 | 0.333 | 3.3 |  | --> | 0.38 | 0 | 0 | 0 | 0 | 0.41 | 0 |  | --> | E12 ex BIRDHILL | BIRDHILL: T422 | ARDNACRUSHA |  | 52.8131 | -8.4547
MV/LV Substation FI***364X | 10 kV | 400V(3ph) & 230V(single ph) | LV | 50 kVA :Pole Substation | 0.05 | --> | 0.05 | 0.05 | 4.6 |  | --> | 0.047 | 0 | 0 | 0 | 0 | 0.049 | 0 |  | --> | C18 ex BALLYJAMESDUFF | BALLYJAMESDUFF: T42 | SHANKILL |  | 53.8837 | -7.1573
MV/LV Substation FI***367Z | 10 kV | 400V(3ph) & 230V(single ph) | LV | 630 kVA :Building Structure | 0.63 | --> | 0.63 | 0 | 0 | Constrained,otherwise capacity available =500kVA. | --> | 0.598 | 0 | 0 | 0 | 0 | 0.5 | 0 |  | --> | C11 ex MERVILLE | MERVILLE: T41 | FINGLAS |  | 53.3817 | -6.2921
MV/LV Substation FI***372X | 10 kV | 400V(3ph) & 230V(single ph) | LV | 50 kVA :Pole Substation | 0.05 | --> | 0.05 | 0 | 0 | Constrained,otherwise capacity available =20kVA. | --> | 0.047 | 0 | 0 | 0 | 0 | 0.054 | 0 |  | --> | C13 ex CARRICK ON SHANNON | CARRICK ON SHANNON: T41∥T42 | CARRICK ON SHANNON |  | 53.9384 | -8.1085
MV/LV Substation FI***374 | 20 kV | 400V(3ph) & 230V(single ph) | LV | 200 kVA :Pole Substation | 0.2 | --> | 0.2 | 0.121 | 4.3 |  | --> | 0.19 | 0 | 0 | 0 | 0.003 | 0 | 0 | Constrained,otherwise capacity available =208kW. | --> | E13 ex MOVILLE | MOVILLE: T421∥T422 | TRILLICK |  | 55.2398 | -7.1466
MV/LV Substation FI***378 | 10 kV | 400V(3ph) & 230V(single ph) | LV | 630 kVA :Building Structure | 0.63 | --> | 0.63 | 0.38 | 8.5 |  | --> | 0.598 | 0 | 0 | 0 | 0.007 | 0.5 | 0 |  | --> | C15 ex MILLTOWN (DR) | MILLTOWN (DR): T101 | POOLBEG |  | 53.3285 | -6.2493
MV/LV Substation FI***380X | 10 kV | 400V(3ph) & 230V(single ph) | LV | 50 kVA :Pole Substation | 0.05 | --> | 0.05 | 0.048 | 1.4 |  | --> | 0.047 | 0 | 0 | 0 | 0 | 0.049 | 0 |  | --> | E16 ex GARRANACANTY | GARRANACANTY: T422 | TIPPERARY |  | 52.4717 | -8.1539
MV/LV Substation FI***381X | 10 kV | 400V(3ph) & 230V(single ph) | LV | 1000 kVA :Building Structure | 1 | --> | 1 | 0.5 | 0.5 |  | --> | 0.95 | 0 | 0 | 0 | 0 | 0.5 | 0 |  | --> | C18 ex FINISKLIN | FINISKLIN: T41∥T42 | SLIGO |  | 54.2836 | -8.4959
MV/LV Substation FI***4003 | 10 kV | 400V(3ph) & 230V(single ph) | LV | 630 kVA :Kiosk Substation | 0.63 | --> | 0.63 | 0.434 | 2.8 |  | --> | 0.598 | 0 | 0 | 0 | 0.017 | 0.5 | 0 |  | --> | C15 ex RINEANNA | RINEANNA: T42 | DRUMLINE |  | 52.7094 | -8.8681
MV/LV Substation FI***4006 | 10 kV | 400V(3ph) & 230V(single ph) | LV | 400 kVA :Kiosk Substation | 0.4 | --> | 0.4 | 0.273 | 0.3 | Constrained,otherwise capacity available =385kVA. | --> | 0.38 | 0 | 0 | 0 | 0.008 | 0.393 | 0 |  | --> | C14 ex DRUMBEAR | DRUMBEAR: T41∥T42 | LISDRUM |  | 54.2534 | -6.9472
MV/LV Substation FI***401 | 10 kV | 400V(3ph) & 230V(single ph) | LV | 400 kVA :Kiosk Substation | 0.4 | --> | 0.4 | 0.093 | 5.4 |  | --> | 0.38 | 0 | 0 | 0 | 0.108 | 0.332 | 0 |  | --> | C20 ex TEMPLEOGUE | TEMPLEOGUE: T41 | MILLTOWN (DR) |  | 53.2875 | -6.323
MV/LV Substation FI***401 | 10 kV | 400V(3ph) & 230V(single ph) | LV | 1000 kVA :Building Structure | 1 | --> | 1 | 0.5 | 2.6 |  | --> | 0.95 | 0 | 0 | 0 | 0.007 | 0.5 | 0 |  | --> | C22 ex LEESON STREET | LEESON STREET: T42 | MILLTOWN (DR) |  | 53.3347 | -6.2514
MV/LV Substation FI***4032 | 20 kV | 400V(3ph) & 230V(single ph) | LV | 400 kVA :Kiosk Substation | 0.4 | --> | 0.4 | 0.4 | 2.6 |  | --> | 0.38 | 0 | 0 | 0 | 0 | 0.4 | 0 |  | --> | E19 ex KILCOCK | KILCOCK: T421 | GRIFFINRATH |  | 53.3874 | -6.6969
MV/LV Substation FI***4034 | 20 kV | 400V(3ph) & 230V(single ph) | LV | 50 kVA :Pole Substation | 0.05 | --> | 0.05 | 0.005 | 1.1 |  | --> | 0.047 | 0 | 0 | 0 | 0 | 0.056 | 0 |  | --> | C18 ex SCARTEEN | SCARTEEN: T41∥T42 | MALLOW |  | 52.1397 | -8.6858
MV/LV Substation FI***4049 | 10 kV | 400V(3ph) & 230V(single ph) | LV | 200 kVA :Kiosk Substation | 0.2 | --> | 0.2 | 0.2 | 8.9 |  | --> | 0.19 | 0 | 0 | 0 | 0 | 0.2 | 0 |  | --> | C17 ex SINGLAND | SINGLAND: T101 | SINGLAND |  | 52.6773 | -8.5773
MV/LV Substation FI***4052 | 10 kV | 400V(3ph) & 230V(single ph) | LV | 1000 kVA :Building Structure | 1 | --> | 1 | 0.5 | 2.8 |  | --> | 0.95 | 0 | 0 | 0 | 0 | 0.5 | 0 |  | --> | C14 ex MERRION SQUARE | MERRION SQUARE: T41 | RINGSEND |  | 53.3376 | -6.2492
MV/LV Substation FI***4052 | 10 kV | 400V(3ph) & 230V(single ph) | LV | 630 kVA :Kiosk Substation | 0.63 | --> | 0.63 | 0.43 | 0.4 | Constrained,otherwise capacity available =500kVA. | --> | 0.598 | 0 | 0 | 0 | 0 | 0.5 | 0 |  | --> | C17 ex BALLYBODEN | BALLYBODEN: T41 | COOKSTOWN |  | 53.2766 | -6.3051
MV/LV Substation FI***4060 | 20 kV | 400V(3ph) & 230V(single ph) | LV | 50 kVA :Pole Substation | 0.05 | --> | 0.05 | 0 | 0 | Constrained,otherwise capacity available =39kVA. | --> | 0.047 | 0 | 0 | 0 | 0 | 0.051 | 0 |  | --> | C22 ex ENNISTYMON | ENNISTYMON: T41∥T42 | ENNIS |  | 53.0147 | -9.3799
MV/LV Substation FI***4062 | 10 kV | 400V(3ph) & 230V(single ph) | LV | 50 kVA :Pole Substation | 0.05 | --> | 0.05 | 0.043 | 4 |  | --> | 0.047 | 0 | 0 | 0 | 0 | 0.05 | 0 |  | --> | C14 ex OAKFIELD | OAKFIELD: T42 | SLIGO |  | 54.2623 | -8.4972
MV/LV Substation FI***4064 | 10 kV | 400V(3ph) & 230V(single ph) | LV | 630 kVA :Kiosk Substation | 0.63 | --> | 0.63 | 0.5 | 3.9 |  | --> | 0.598 | 0 | 0 | 0 | 0 | 0.5 | 0 |  | --> | C20 ex BOGHALL ROAD | BOGHALL ROAD: T42 | FASSAROE |  | 53.1838 | -6.0978
MV/LV Substation FI***4065 | 10 kV | 400V(3ph) & 230V(single ph) | LV | 400 kVA :Building Structure | 0.4 | --> | 0.4 | 0.372 | 1.3 |  | --> | 0.38 | 0 | 0 | 0 | 0 | 0.403 | 0 |  | --> | C18 ex ENNIS NORTH | ENNIS NORTH: T41∥T42 | ENNIS |  | 52.8619 | -8.9845
MV/LV Substation FI***4076 | 20 kV | 400V(3ph) & 230V(single ph) | LV | 400 kVA :Kiosk Substation | 0.4 | --> | 0.4 | 0.305 | 4.3 |  | --> | 0.38 | 0 | 0 | 0 | 0.019 | 0 | 0 | Constrained,otherwise capacity available =394kW. | --> | E12 ex MOVILLE | MOVILLE: T421∥T422 | TRILLICK |  | 55.2049 | -6.9786
MV/LV Substation FI***4080 | 10 kV | 400V(3ph) & 230V(single ph) | LV | 200 kVA :Pole Substation | 0.2 | --> | 0.2 | 0.177 | 6 |  | --> | 0.19 | 0 | 0 | 0 | 0 | 0.203 | 0 |  | --> | C14 ex MALLOW | MALLOW: T42 | MALLOW |  | 52.1404 | -8.6536
MV/LV Substation FI***4083 | 10 kV | 400V(3ph) & 230V(single ph) | LV | 1000 kVA :Building Structure | 1 | --> | 1 | 0.5 | 7 |  | --> | 0.95 | 0 | 0 | 0 | 0 | 0.5 | 0 |  | --> | C33 ex PEMBROKE | PEMBROKE: T41∥T43 | RINGSEND |  | 53.3285 | -6.2283
MV/LV Substation FI***4090 | 10 kV | 400V(3ph) & 230V(single ph) | LV | 630 kVA :Kiosk Substation | 0.63 | --> | 0.63 | 0.5 | 3.4 |  | --> | 0.598 | 0 | 0 | 0 | 0 | 0.5 | 0 |  | --> | C21 ex GALWAY 110KV | GALWAY 110KV: T103 | GALWAY 110KV |  | 53.2858 | -8.9889
MV/LV Substation FI***4095 | 20 kV | 400V(3ph) & 230V(single ph) | LV | 200 kVA :Pole Substation | 0.2 | --> | 0.2 | 0.178 | 1.6 |  | --> | 0.19 | 0 | 0 | 0 | 0 | 0.203 | 0 |  | --> | E18 ex MILLTOWN (SR) | MILLTOWN (SR): T422 | OUGHTRAGH |  | 52.1688 | -9.5897
MV/LV Substation FI***412 | 20 kV | 400V(3ph) & 230V(single ph) | LV | 400 kVA :Kiosk Substation | 0.4 | --> | 0.4 | 0.316 | 2.4 |  | --> | 0.38 | 0 | 0 | 0 | 0.117 | 0.289 | 0 |  | --> | E20 ex STRANORLAR | STRANORLAR: T422 | LETTERKENNY |  | 54.8017 | -7.7647
MV/LV Substation FI***413 | 10 kV | 400V(3ph) & 230V(single ph) | LV | 400 kVA :Kiosk Substation | 0.4 | --> | 0.4 | 0.293 | 5.4 |  | --> | 0.38 | 0 | 0 | 0 | 0.042 | 0.372 | 0 |  | --> | C20 ex TEMPLEOGUE | TEMPLEOGUE: T41 | MILLTOWN (DR) |  | 53.2851 | -6.321
MV/LV Substation FI***414 | 20 kV | 400V(3ph) & 230V(single ph) | LV | 400 kVA :Kiosk Substation | 0.4 | --> | 0.4 | 0.281 | 3.3 |  | --> | 0.38 | 0 | 0 | 0 | 0 | 0.417 | 0 |  | --> | E12 ex BIRDHILL | BIRDHILL: T422 | ARDNACRUSHA |  | 52.8073 | -8.4452
MV/LV Substation FI***4175 | 10 kV | 400V(3ph) & 230V(single ph) | LV | 400 kVA :Kiosk Substation | 0.4 | --> | 0.4 | 0.351 | 8.3 |  | --> | 0.38 | 0 | 0 | 0 | 0.004 | 0.402 | 0 |  | --> | C22 ex MONREAD | MONREAD: T102 | MONREAD |  | 53.2214 | -6.673
MV/LV Substation FI***4189 | 10 kV | 400V(3ph) & 230V(single ph) | LV | 200 kVA :Kiosk Substation | 0.2 | --> | 0.2 | 0.195 | 9.1 |  | --> | 0.19 | 0 | 0 | 0 | 0 | 0.2 | 0 |  | --> | C22 ex TRABEG | TRABEG: T101 | TRABEG |  | 51.8379 | -8.4932
MV/LV Substation FI***4206 | 10 kV | 400V(3ph) & 230V(single ph) | LV | 400 kVA :Kiosk Substation | 0.4 | --> | 0.4 | 0 | 0 | Constrained,otherwise capacity available =400kVA. | --> | 0.38 | 0 | 0 | 0 | 0 | 0.4 | 0 |  | --> | C12 ex OLDBAWN | OLDBAWN: T42 | COOKSTOWN |  | 53.2768 | -6.349
MV/LV Substation FI***4208 | 10 kV | 400V(3ph) & 230V(single ph) | LV | 50 kVA :Pole Substation | 0.05 | --> | 0.05 | 0 | 0 | Constrained,otherwise capacity available =50kVA. | --> | 0.047 | 0 | 0 | 0 | 0 | 0.049 | 0 |  | --> | C12 ex SAGGART | SAGGART: T41∥T42 | GRANGE CASTLE |  | 53.2671 | -6.4859
MV/LV Substation FI***422X | 10 kV | 400V(3ph) & 230V(single ph) | LV | 200 kVA :Pole Substation | 0.2 | --> | 0.2 | 0.143 | 3.9 |  | --> | 0.19 | 0 | 0 | 0 | 0 | 0.208 | 0 |  | --> | C19 ex BALLYJAMESDUFF | BALLYJAMESDUFF: T41 | SHANKILL |  | 53.8483 | -7.2399
MV/LV Substation FI***428X | 10 kV | 400V(3ph) & 230V(single ph) | LV | 200 kVA :Pole Substation | 0.2 | --> | 0.2 | 0.193 | 2.2 |  | --> | 0.19 | 0 | 0 | 0 | 0 | 0.2 | 0 |  | --> | C16 ex ROSSGEIR | ROSSGEIR: T41∥T42 | LETTERKENNY |  | 54.9409 | -7.4529
MV/LV Substation FI***4302 | 10 kV | 400V(3ph) & 230V(single ph) | LV | 200 kVA :Kiosk Substation | 0.2 | --> | 0.2 | 0 | 0 | Constrained,otherwise capacity available =200kVA. | --> | 0.19 | 0 | 0 | 0 | 0 | 0.2 | 0 |  | --> | C17 ex UNIDARE | UNIDARE: T41 | FINGLAS |  | 53.4004 | -6.2983
MV/LV Substation FI***4308 | 10 kV | 400V(3ph) & 230V(single ph) | LV | 50 kVA :Pole Substation | 0.05 | --> | 0.05 | 0 | 0 | Constrained,otherwise capacity available =50kVA. | --> | 0.047 | 0 | 0 | 0 | 0 | 0.049 | 0 |  | --> | C17 ex UNIDARE | UNIDARE: T41 | FINGLAS |  | 53.4007 | -6.2988
MV/LV Substation FI***432X | 20 kV | 400V(3ph) & 230V(single ph) | LV | 50 kVA :Pole Substation | 0.05 | --> | 0.05 | 0.05 | 3.3 |  | --> | 0.047 | 0 | 0 | 0 | 0 | 0.049 | 0 |  | --> | E21 ex CRATLOE | CRATLOE: T421∥T422 | ARDNACRUSHA |  | 52.7407 | -8.7603
MV/LV Substation FI***432Z | 10 kV | 400V(3ph) & 230V(single ph) | LV | 50 kVA :Pole Substation | 0.05 | --> | 0.05 | 0.05 | 5.3 |  | --> | 0.047 | 0 | 0 | 0 | 0 | 0.049 | 0 |  | --> | C18 ex SMEARLA | SMEARLA: T42 | TRIEN |  | 52.4281 | -9.5267
MV/LV Substation FI***4336 | 10 kV | 400V(3ph) & 230V(single ph) | LV | 100 kVA :Pole Substation | 0.1 | --> | 0.1 | 0.1 | 0.7 |  | --> | 0.095 | 0 | 0 | 0 | 0 | 0.1 | 0 |  | --> | C17 ex AGHAMORE | AGHAMORE: T42 | LANESBORO |  | 53.7475 | -7.903
MV/LV Substation FI***436 | 10 kV | 400V(3ph) & 230V(single ph) | LV | 33 kVA :Pole Substation | 0.033 | --> | 0.033 | 0 | 0 | Constrained,otherwise capacity available =20kVA. | --> | 0.031 | 0 | 0 | 0 | 0 | 0 | 0 | Constrained,otherwise capacity available =34kW. | --> | C13 ex DONEGAL | DONEGAL: T41∥T42 | CATHALEENS FALL |  | 54.6698 | -8.0353
MV/LV Substation FI***4379 | 10 kV | 400V(3ph) & 230V(single ph) | LV | 400 kVA :Kiosk Substation | 0.4 | --> | 0.4 | 0 | 0 | Constrained,otherwise capacity available =400kVA. | --> | 0.38 | 0 | 0 | 0 | 0 | 0.4 | 0 |  | --> | C22 ex MIDLETON | MIDLETON: T102 | MIDLETON |  | 51.9181 | -8.1862
MV/LV Substation FI***449X | 10 kV | 400V(3ph) & 230V(single ph) | LV | 630 kVA :Kiosk Substation | 0.63 | --> | 0.63 | 0 | 0 | Constrained,otherwise capacity available =482kVA. | --> | 0.598 | 0 | 0 | 0 | 0 | 0.5 | 0 |  | --> | C15 ex SKIBBEREEN | SKIBBEREEN: T41∥T42 | DUNMANWAY |  | 51.5485 | -9.2672
MV/LV Substation FI***457 | 20 kV | 400V(3ph) & 230V(single ph) | LV | 100 kVA :Pole Substation | 0.1 | --> | 0.1 | 0.043 | 1.6 |  | --> | 0.095 | 0 | 0 | 0 | 0 | 0.108 | 0 |  | --> | E18 ex MILLTOWN (SR) | MILLTOWN (SR): T422 | OUGHTRAGH |  | 52.1689 | -9.5993
MV/LV Substation FI***457 | 10 kV | 400V(3ph) & 230V(single ph) | LV | 200 kVA :Pole Substation | 0.2 | --> | 0.2 | 0.187 | 2.1 |  | --> | 0.19 | 0 | 0 | 0 | 0.003 | 0.198 | 0 |  | --> | C12 ex GRANAGH | GRANAGH: T41∥T42 | WATERFORD |  | 52.2904 | -7.2456
MV/LV Substation FI***471 | 10 kV | 400V(3ph) & 230V(single ph) | LV | 50 kVA :Pole Substation | 0.05 | --> | 0.05 | 0.05 | 3.4 |  | --> | 0.047 | 0 | 0 | 0 | 0 | 0 | 0 | Constrained,otherwise capacity available =49kW. | --> | C17 ex BALLYSHANNON | BALLYSHANNON: T41∥T42 | CATHALEENS FALL |  | 54.4936 | -8.1262
MV/LV Substation FI***479 | 20 kV | 400V(3ph) & 230V(single ph) | LV | 200 kVA :Pole Substation | 0.2 | --> | 0.2 | 0.135 | 2.5 |  | --> | 0.19 | 0 | 0 | 0 | 0 | 0.21 | 0 |  | --> | E64 ex ATHY | ATHY: T102 | ATHY |  | 53.0964 | -7.0858
MV/LV Substation FI***485 | 10 kV | 400V(3ph) & 230V(single ph) | LV | 400 kVA :Building Structure | 0.4 | --> | 0.4 | 0.234 | 0.2 | Constrained,otherwise capacity available =359kVA. | --> | 0.38 | 0 | 0 | 0 | 0 | 0 | 0 | Constrained,otherwise capacity available =406kW. | --> | C16 ex DUNGLOE | DUNGLOE: T42 | ARDNAGAPPARY |  | 54.9817 | -8.4402
MV/LV Substation FI***496 | 20 kV | 400V(3ph) & 230V(single ph) | LV | 50 kVA :Pole Substation | 0.05 | --> | 0.05 | 0.038 | 1.1 |  | --> | 0.047 | 0 | 0 | 0 | 0.007 | 0.043 | 0 |  | --> | C18 ex SCARTEEN | SCARTEEN: T41∥T42 | MALLOW |  | 52.1372 | -8.6887
MV/LV Substation FI***500 | 20 kV | 400V(3ph) & 230V(single ph) | LV | 50 kVA :Pole Substation | 0.05 | --> | 0.05 | 0.039 | 1.6 |  | --> | 0.047 | 0 | 0 | 0 | 0 | 0.051 | 0 |  | --> | C18 ex NEWTOWNCUNNINGHAM | NEWTOWNCUNNINGHAM: T41∥T42 | LETTERKENNY |  | 55.0708 | -7.3684
MV/LV Substation FI***511 | 10 kV | 400V(3ph) & 230V(single ph) | LV | 400 kVA :Kiosk Substation | 0.4 | --> | 0.4 | 0 | 0 | Constrained,otherwise capacity available =105kVA. | --> | 0.38 | 0 | 0 | 0 | 0.01 | 0.434 | 0 |  | --> | C16 ex WATLING STREET | WATLING STREET: T42 | FRANCIS STREET |  | 53.3532 | -6.2916
MV/LV Substation FI***513X | 20 kV | 400V(3ph) & 230V(single ph) | LV | 50 kVA :Pole Substation | 0.05 | --> | 0.05 | 0.038 | 3.3 |  | --> | 0.047 | 0 | 0 | 0 | 0.007 | 0.043 | 0 |  | --> | E18 ex CRATLOE | CRATLOE: T421∥T422 | ARDNACRUSHA |  | 52.7168 | -8.848
MV/LV Substation FI***516Y | 10 kV | 400V(3ph) & 230V(single ph) | LV | 400 kVA :Kiosk Substation | 0.4 | --> | 0.4 | 0.281 | 1.5 |  | --> | 0.38 | 0 | 0 | 0 | 0.012 | 0.405 | 0 |  | --> | C12 ex MOUNT MISERY | MOUNT MISERY: T41 | WATERFORD |  | 52.2649 | -7.0889
MV/LV Substation FI***517Y | 10 kV | 400V(3ph) & 230V(single ph) | LV | 200 kVA :Kiosk Substation | 0.2 | --> | 0.2 | 0.2 | 1.5 |  | --> | 0.19 | 0 | 0 | 0 | 0 | 0.2 | 0 |  | --> | C12 ex MOUNT MISERY | MOUNT MISERY: T41 | WATERFORD |  | 52.2658 | -7.088
MV/LV Substation FI***521 | 20 kV | 400V(3ph) & 230V(single ph) | LV | 200 kVA :Pole Substation | 0.2 | --> | 0.2 | 0.195 | 1.7 |  | --> | 0.19 | 0 | 0 | 0 | 0 | 0 | 0 | Constrained,otherwise capacity available =200kW. | --> | E17 ex CREESLOUGH | CREESLOUGH: T421 | ARDNAGAPPARY |  | 55.1431 | -7.9791
MV/LV Substation FI***537 | 10 kV | 400V(3ph) & 230V(single ph) | LV | 400 kVA :Kiosk Substation | 0.4 | --> | 0.4 | 0.333 | 2.1 |  | --> | 0.38 | 0 | 0 | 0 | 0.003 | 0.407 | 0 |  | --> | C12 ex GRANAGH | GRANAGH: T41∥T42 | WATERFORD |  | 52.3316 | -7.313
MV/LV Substation FI***543 | 20 kV | 400V(3ph) & 230V(single ph) | LV | 100 kVA :Pole Substation | 0.1 | --> | 0.1 | 0.095 | 2.4 |  | --> | 0.095 | 0 | 0 | 0 | 0 | 0.1 | 0 |  | --> | E18 ex STRANORLAR | STRANORLAR: T422 | LETTERKENNY |  | 54.8049 | -7.7315
MV/LV Substation FI***566Z | 10 kV | 400V(3ph) & 230V(single ph) | LV | 400 kVA :Kiosk Substation | 0.4 | --> | 0.4 | 0.379 | 1.7 |  | --> | 0.38 | 0 | 0 | 0 | 0 | 0.403 | 0 |  | --> | C20 ex BISHOPSTOWN | BISHOPSTOWN: T42 | KILBARRY |  | 51.8795 | -8.5198
MV/LV Substation FI***583 | 20 kV | 400V(3ph) & 230V(single ph) | LV | 50 kVA :Pole Substation | 0.05 | --> | 0.05 | 0 | 0 | Constrained,otherwise capacity available =11kVA. | --> | 0.047 | 0 | 0 | 0 | 0.035 | 0.017 | 0 |  | --> | C22 ex ENNISTYMON | ENNISTYMON: T41∥T42 | ENNIS |  | 53.0124 | -9.3844
MV/LV Substation FI***583X | 20 kV | 400V(3ph) & 230V(single ph) | LV | 200 kVA :Kiosk Substation | 0.2 | --> | 0.2 | 0.14 | 1.6 |  | --> | 0.19 | 0 | 0 | 0 | 0.003 | 0.206 | 0 |  | --> | E18 ex MILLTOWN (SR) | MILLTOWN (SR): T422 | OUGHTRAGH |  | 52.1706 | -9.5978
MV/LV Substation FI***584 | 10 kV | 400V(3ph) & 230V(single ph) | LV | 100 kVA :Pole Substation | 0.1 | --> | 0.1 | 0.086 | 4.2 |  | --> | 0.095 | 0 | 0 | 0 | 0 | 0 | 0 | Constrained,otherwise capacity available =101kW. | --> | C16 ex BUNDORAN | BUNDORAN: T41∥T42 | CATHALEENS FALL |  | 54.4848 | -8.2576
MV/LV Substation FI***584Y | 20 kV | 400V(3ph) & 230V(single ph) | LV | 50 kVA :Pole Substation | 0.05 | --> | 0.05 | 0.028 | 3.4 |  | --> | 0.047 | 0 | 0 | 0 | 0 | 0.052 | 0 |  | --> | E18 ex CLONMINCH | CLONMINCH: T422 | THORNSBERRY |  | 53.2555 | -7.5133
MV/LV Substation FI***594X | 20 kV | 400V(3ph) & 230V(single ph) | LV | 50 kVA :Pole Substation | 0.05 | --> | 0.05 | 0.038 | 6.9 |  | --> | 0.047 | 0 | 0 | 0 | 0 | 0 | 0 | Constrained,otherwise capacity available =51kW. | --> | E14 ex RATHKEALE | RATHKEALE: T421∥T422 | RATHKEALE |  | 52.527 | -8.9102
MV/LV Substation FI***597 | 10 kV | 400V(3ph) & 230V(single ph) | LV | 50 kVA :Pole Substation | 0.05 | --> | 0.05 | 0.048 | 4.2 |  | --> | 0.047 | 0 | 0 | 0 | 0 | 0 | 0 | Constrained,otherwise capacity available =49kW. | --> | C16 ex BUNDORAN | BUNDORAN: T41∥T42 | CATHALEENS FALL |  | 54.4987 | -8.2268
MV/LV Substation FI***604Y | 20 kV | 400V(3ph) & 230V(single ph) | LV | 50 kVA :Pole Substation | 0.05 | --> | 0.05 | 0.042 | 5.6 |  | --> | 0.047 | 0 | 0 | 0 | 0 | 0.05 | 0 |  | --> | E13 ex CRANE | CRANE: T122 | CRANE |  | 52.5074 | -6.517
MV/LV Substation FI***612Z | 10 kV | 400V(3ph) & 230V(single ph) | LV | 200 kVA :Kiosk Substation | 0.2 | --> | 0.2 | 0 | 0 | Constrained,otherwise capacity available =200kVA. | --> | 0.19 | 0 | 0 | 0 | 0 | 0.2 | 0 |  | --> | C22 ex UNIDARE | UNIDARE: T42 | FINGLAS |  | 53.3896 | -6.3055
MV/LV Substation FI***614 | 10 kV | 400V(3ph) & 230V(single ph) | LV | 200 kVA :Pole Substation | 0.2 | --> | 0.2 | 0 | 0 | Constrained,otherwise capacity available =133kVA. | --> | 0.19 | 0 | 0 | 0 | 0 | 0 | 0 | Constrained,otherwise capacity available =210kW. | --> | C11 ex DONEGAL | DONEGAL: T41∥T42 | CATHALEENS FALL |  | 54.6562 | -8.2231
MV/LV Substation FI***621X | 10 kV | 400V(3ph) & 230V(single ph) | LV | 400 kVA :Kiosk Substation | 0.4 | --> | 0.4 | 0 | 0 | Constrained,otherwise capacity available =307kVA. | --> | 0.38 | 0 | 0 | 0 | 0.032 | 0.38 | 0 |  | --> | C14 ex ROSEHILL | ROSEHILL: T42 | KILKENNY |  | 52.6466 | -7.2485
MV/LV Substation FI***626X | 20 kV | 400V(3ph) & 230V(single ph) | LV | 100 kVA :Pole Substation | 0.1 | --> | 0.1 | 0.07 | 2.7 |  | --> | 0.095 | 0 | 0 | 0 | 0 | 0.104 | 0 |  | --> | E13 ex LONGFORD | LONGFORD: T421 | RICHMOND |  | 53.8688 | -7.6109
MV/LV Substation FI***634Z | 10 kV | 400V(3ph) & 230V(single ph) | LV | 400 kVA :Building Structure | 0.4 | --> | 0.4 | 0.29 | 0.7 |  | --> | 0.38 | 0 | 0 | 0 | 0 | 0 | 0 | Constrained,otherwise capacity available =417kW. | --> | C17 ex BALLYCOOLIN | BALLYCOOLIN: T41 | FINGLAS |  | 53.3983 | -6.3487
MV/LV Substation FI***649Y | 10 kV | 400V(3ph) & 230V(single ph) | LV | 400 kVA :Kiosk Substation | 0.4 | --> | 0.4 | 0.258 | 5.5 |  | --> | 0.38 | 0 | 0 | 0 | 0.025 | 0.395 | 0 |  | --> | C12 ex ABBEYLAND | ABBEYLAND: T42 | NAVAN |  | 53.6594 | -6.675
MV/LV Substation FI***650 | 20 kV | 400V(3ph) & 230V(single ph) | LV | 200 kVA :Pole Substation | 0.2 | --> | 0.2 | 0.178 | 2.4 |  | --> | 0.19 | 0 | 0 | 0 | 0.005 | 0.197 | 0 |  | --> | E19 ex KENMARE | KENMARE: T421 | KNOCKEARAGH |  | 51.8938 | -9.5798
MV/LV Substation FI***655 | 20 kV | 400V(3ph) & 230V(single ph) | LV | 50 kVA :Pole Substation | 0.05 | --> | 0.05 | 0 | 0 | Constrained,otherwise capacity available =38kVA. | --> | 0.047 | 0 | 0 | 0 | 0 | 0 | 0 | Constrained,otherwise capacity available =51kW. | --> | E20 ex KILLYBEGS | KILLYBEGS: | N/A |  | 54.6447 | -8.4466
MV/LV Substation FI***661 | 10 kV | 400V(3ph) & 230V(single ph) | LV | 50 kVA :Pole Substation | 0.05 | --> | 0.05 | 0 | 0 | Constrained,otherwise capacity available =36kVA. | --> | 0.047 | 0 | 0 | 0 | 0 | 0.051 | 0 |  | --> | C17 ex CARRICKMINES | CARRICKMINES: T41 | CARRICKMINES |  | 53.2439 | -6.2017
MV/LV Substation FI***676 | 10 kV | 400V(3ph) & 230V(single ph) | LV | 200 kVA :Pole Substation | 0.2 | --> | 0.2 | 0.145 | 2.1 |  | --> | 0.19 | 0 | 0 | 0 | 0.009 | 0.199 | 0 |  | --> | C12 ex GRANAGH | GRANAGH: T41∥T42 | WATERFORD |  | 52.2904 | -7.2518
MV/LV Substation FI***681 | 20 kV | 400V(3ph) & 230V(single ph) | LV | 100 kVA :Pole Substation | 0.1 | --> | 0.1 | 0.08 | 1 |  | --> | 0.095 | 0 | 0 | 0 | 0.008 | 0 | 0 | Constrained,otherwise capacity available =94kW. | --> | E12 ex CARNDONAGH | CARNDONAGH: T421∥T422 | TRILLICK |  | 55.2742 | -7.4001
MV/LV Substation FI***693 | 10 kV | 400V(3ph) & 230V(single ph) | LV | 50 kVA :Pole Substation | 0.05 | --> | 0.05 | 0.034 | 0 |  | --> | 0.047 | 0 | 0 | 0 | 0 | 0.051 | 0 |  | --> | C16 ex GRAIGUENAMANAGH | GRAIGUENAMANAGH: T41∥T42 | KILKENNY |  | 52.5173 | -7.039
MV/LV Substation FI***694 | 10 kV | 400V(3ph) & 230V(single ph) | LV | 200 kVA :Kiosk Substation | 0.2 | --> | 0.2 | 0.164 | 2.2 |  | --> | 0.19 | 0 | 0 | 0 | 0.015 | 0.189 | 0 |  | --> | C18 ex KINGSCOURT | KINGSCOURT: T42 | MEATH HILL |  | 53.9022 | -6.8082
MV/LV Substation FI***695Z | 10 kV | 400V(3ph) & 230V(single ph) | LV | 200 kVA :Kiosk Substation | 0.2 | --> | 0.2 | 0 | 0 | Constrained,otherwise capacity available =164kVA. | --> | 0.19 | 0 | 0 | 0 | 0 | 0.205 | 0 |  | --> | C12 ex KILDARE | KILDARE: T41∥T42 | NEWBRIDGE |  | 53.1577 | -6.9127
MV/LV Substation FI***700X | 10 kV | 400V(3ph) & 230V(single ph) | LV | 400 kVA :Kiosk Substation | 0.4 | --> | 0.4 | 0.301 | 3.4 |  | --> | 0.38 | 0 | 0 | 0 | 0.011 | 0.403 | 0 |  | --> | C21 ex GALWAY 110KV | GALWAY 110KV: T103 | GALWAY 110KV |  | 53.285 | -8.9885
MV/LV Substation FI***709 | 20 kV | 400V(3ph) & 230V(single ph) | LV | 50 kVA :Pole Substation | 0.05 | --> | 0.05 | 0.018 | 1.2 |  | --> | 0.047 | 0 | 0 | 0 | 0 | 0 | 0 | Constrained,otherwise capacity available =54kW. | --> | E14 ex BUNCRANA | BUNCRANA: T421∥T422 | TRILLICK |  | 55.156 | -7.453
MV/LV Substation FI***711 | 20 kV | 400V(3ph) & 230V(single ph) | LV | 200 kVA :Pole Substation | 0.2 | --> | 0.2 | 0.182 | 1.5 |  | --> | 0.19 | 0 | 0 | 0 | 0 | 0 | 0 | Constrained,otherwise capacity available =202kW. | --> | C17 ex FOYNES | FOYNES: T41 | RATHKEALE |  | 52.5617 | -9.1877
MV/LV Substation FI***728Y | 10 kV | 400V(3ph) & 230V(single ph) | LV | 200 kVA :Kiosk Substation | 0.2 | --> | 0.2 | 0.2 | 3.5 |  | --> | 0.19 | 0 | 0 | 0 | 0 | 0.2 | 0 |  | --> | C18 ex MARSHES | MARSHES: T42 | DUNDALK |  | 53.9829 | -6.3815
MV/LV Substation FI***735Y | 10 kV | 400V(3ph) & 230V(single ph) | LV | 200 kVA :Kiosk Substation | 0.2 | --> | 0.2 | 0.192 | 3.5 |  | --> | 0.19 | 0 | 0 | 0 | 0 | 0.2 | 0 |  | --> | C18 ex MARSHES | MARSHES: T42 | DUNDALK |  | 53.9859 | -6.3791
MV/LV Substation FI***743 | 10 kV | 400V(3ph) & 230V(single ph) | LV | 100 kVA :Pole Substation | 0.1 | --> | 0.1 | 0.078 | 5.3 |  | --> | 0.095 | 0 | 0 | 0 | 0 | 0.103 | 0 |  | --> | C18 ex SMEARLA | SMEARLA: T42 | TRIEN |  | 52.424 | -9.5366
MV/LV Substation FI***768X | 20 kV | 400V(3ph) & 230V(single ph) | LV | 400 kVA :Building Structure | 0.4 | --> | 0.4 | 0.288 | 2.8 |  | --> | 0.38 | 0 | 0 | 0 | 0 | 0 | 0 | Constrained,otherwise capacity available =414kW. | --> | C21 ex LEE BRIDGE | LEE BRIDGE: T41 | MACROOM |  | 51.9421 | -9.1565
MV/LV Substation FI***774Y | 10 kV | 400V(3ph) & 230V(single ph) | LV | 50 kVA :Pole Substation | 0.05 | --> | 0.05 | 0 | 0 | Constrained,otherwise capacity available =12kVA. | --> | 0.047 | 0 | 0 | 0 | 0 | 0.054 | 0 |  | --> | E18 ex FINEA | FINEA: T421∥T422 | SHANKILL |  | 53.7851 | -7.3967
MV/LV Substation FI***777Y | 10 kV | 400V(3ph) & 230V(single ph) | LV | 50 kVA :Pole Substation | 0.05 | --> | 0.05 | 0 | 0 | Constrained,otherwise capacity available =32kVA. | --> | 0.047 | 0 | 0 | 0 | 0 | 0.051 | 0 |  | --> | E18 ex FINEA | FINEA: T421∥T422 | SHANKILL |  | 53.7801 | -7.3854
MV/LV Substation FI***778X | 20 kV | 400V(3ph) & 230V(single ph) | LV | 50 kVA :Pole Substation | 0.05 | --> | 0.05 | 0 | 0 | Constrained,otherwise capacity available =12kVA. | --> | 0.047 | 0 | 0 | 0 | 0 | 0.054 | 0 |  | --> | E13 ex BALLINROBE | BALLINROBE: T421∥T422 | DALTON |  | 53.6288 | -9.2331
MV/LV Substation FI***781X | 20 kV | 400V(3ph) & 230V(single ph) | LV | 200 kVA :Pole Substation | 0.2 | --> | 0.2 | 0.162 | 6.9 |  | --> | 0.19 | 0 | 0 | 0 | 0 | 0 | 0 | Constrained,otherwise capacity available =205kW. | --> | E14 ex RATHKEALE | RATHKEALE: T421∥T422 | RATHKEALE |  | 52.5243 | -8.812
MV/LV Substation FI***792 | 10 kV | 400V(3ph) & 230V(single ph) | LV | 50 kVA :Pole Substation | 0.05 | --> | 0.05 | 0 | 0 | Constrained,otherwise capacity available =24kVA. | --> | 0.047 | 0 | 0 | 0 | 0 | 0 | 0 | Constrained,otherwise capacity available =53kW. | --> | E12 ex KILLYBEGS | KILLYBEGS: | N/A |  | 54.6822 | -8.4044
MV/LV Substation FI***805Y | 10 kV | 400V(3ph) & 230V(single ph) | LV | 200 kVA :Building Structure | 0.2 | --> | 0.2 | 0.103 | 4.2 |  | --> | 0.19 | 0 | 0 | 0 | 0 | 0.214 | 0 |  | --> | C19 ex MARSHES | MARSHES: T41 | DUNDALK |  | 53.9818 | -6.3816
MV/LV Substation FI***814 | 10 kV | 400V(3ph) & 230V(single ph) | LV | 50 kVA :Pole Substation | 0.05 | --> | 0.05 | 0.035 | 0.7 |  | --> | 0.047 | 0 | 0 | 0 | 0.004 | 0.047 | 0 |  | --> | C12 ex KILMAGIG | KILMAGIG: T42 | ARKLOW |  | 52.835 | -6.2462
MV/LV Substation FI***815X | 10 kV | 400V(3ph) & 230V(single ph) | LV | 200 kVA :Pole Substation | 0.2 | --> | 0.2 | 0 | 0 | Constrained,otherwise capacity available =154kVA. | --> | 0.19 | 0 | 0 | 0 | 0 | 0.207 | 0 |  | --> | C19 ex MILFORD (NR) | MILFORD (NR): T41∥T42 | LETTERKENNY |  | 55.0198 | -7.6531
MV/LV Substation FI***816Z | 10 kV | 400V(3ph) & 230V(single ph) | LV | 50 kVA :Pole Substation | 0.05 | --> | 0.05 | 0.05 | 1 |  | --> | 0.047 | 0 | 0 | 0 | 0 | 0.049 | 0 |  | --> | C17 ex KILCULLEN | KILCULLEN: T41 | STRATFORD |  | 53.1321 | -6.7469
MV/LV Substation FI***818 | 10 kV | 400V(3ph) & 230V(single ph) | LV | 200 kVA :Kiosk Substation | 0.2 | --> | 0.2 | 0.055 | 2.1 |  | --> | 0.19 | 0 | 0 | 0 | 0.013 | 0.208 | 0 |  | --> | C20 ex SALLYNOGGIN ROAD | SALLYNOGGIN ROAD: T42 | CHERRYWOOD |  | 53.2815 | -6.1509
MV/LV Substation FI***821Y | 10 kV | 400V(3ph) & 230V(single ph) | LV | 630 kVA :Kiosk Substation | 0.63 | --> | 0.63 | 0.5 | 3.5 |  | --> | 0.598 | 0 | 0 | 0 | 0 | 0.5 | 0 |  | --> | C18 ex MARSHES | MARSHES: T42 | DUNDALK |  | 53.9874 | -6.3771
MV/LV Substation FI***824 | 10 kV | 400V(3ph) & 230V(single ph) | LV | 200 kVA :Pole Substation | 0.2 | --> | 0.2 | 0.192 | 3.9 |  | --> | 0.19 | 0 | 0 | 0 | 0 | 0 | 0 | Constrained,otherwise capacity available =200kW. | --> | C13 ex DERRYBEG | DERRYBEG: T41∥T42 | ARDNAGAPPARY |  | 55.0107 | -8.2509
MV/LV Substation FI***834X | 20 kV | 400V(3ph) & 230V(single ph) | LV | 400 kVA :Building Structure | 0.4 | --> | 0.4 | 0.316 | 2.8 |  | --> | 0.38 | 0 | 0 | 0 | 0 | 0.412 | 0 |  | --> | E20 ex LONGFORD | LONGFORD: T422 | RICHMOND |  | 53.7339 | -7.7773
MV/LV Substation FI***845 | 10 kV | 400V(3ph) & 230V(single ph) | LV | 630 kVA :Kiosk Substation | 0.63 | --> | 0.63 | 0.4 | 2.6 |  | --> | 0.598 | 0 | 0 | 0 | 0 | 0.5 | 0 |  | --> | C22 ex LEESON STREET | LEESON STREET: T42 | MILLTOWN (DR) |  | 53.3325 | -6.2524
MV/LV Substation FI***861 | 10 kV | 400V(3ph) & 230V(single ph) | LV | 200 kVA :Pole Substation | 0.2 | --> | 0.2 | 0.134 | 1.9 |  | --> | 0.19 | 0 | 0 | 0 | 0 | 0 | 0 | Constrained,otherwise capacity available =210kW. | --> | E15 ex GWEEDORE | GWEEDORE: T421 | ARDNAGAPPARY |  | 55.1156 | -8.1661
MV/LV Substation FI***871 | 10 kV | 400V(3ph) & 230V(single ph) | LV | 630 kVA :Building Structure | 0.63 | --> | 0.63 | 0 | 0 | Constrained,otherwise capacity available =391kVA. | --> | 0.598 | 0 | 0 | 0 | 0 | 0.5 | 0 |  | --> | C12 ex OLDBAWN | OLDBAWN: T42 | COOKSTOWN |  | 53.2807 | -6.341
MV/LV Substation FI***880Y | 10 kV | 400V(3ph) & 230V(single ph) | LV | 400 kVA :Kiosk Substation | 0.4 | --> | 0.4 | 0.318 | 0.9 |  | --> | 0.38 | 0 | 0 | 0 | 0.015 | 0.396 | 0 |  | --> | C20 ex RATHMULLAN | RATHMULLAN: T42 | DRYBRIDGE |  | 53.7038 | -6.3293
MV/LV Substation FI***885 | 10 kV | 400V(3ph) & 230V(single ph) | LV | 50 kVA :Pole Substation | 0.05 | --> | 0.05 | 0.05 | 9.9 |  | --> | 0.047 | 0 | 0 | 0 | 0 | 0.049 | 0 |  | --> | C12 ex CONVOY | CONVOY: T41∥T42 | LETTERKENNY |  | 54.8466 | -7.674
MV/LV Substation FI***894 | 20 kV | 400V(3ph) & 230V(single ph) | LV | 100 kVA :Pole Substation | 0.1 | --> | 0.1 | 0.061 | 1.6 |  | --> | 0.095 | 0 | 0 | 0 | 0.004 | 0.101 | 0 |  | --> | C18 ex NEWTOWNCUNNINGHAM | NEWTOWNCUNNINGHAM: T41∥T42 | LETTERKENNY |  | 55.0318 | -7.4531
MV/LV Substation FI***900 | 10 kV | 400V(3ph) & 230V(single ph) | LV | 400 kVA :Building Structure | 0.4 | --> | 0.4 | 0.22 | 4.6 |  | --> | 0.38 | 0 | 0 | 0 | 0 | 0.427 | 0 |  | --> | C24 ex LIBERTY STREET | LIBERTY STREET: T102 | LIBERTY STREET |  | 51.8966 | -8.47
MV/LV Substation FI***913X | 10 kV | 400V(3ph) & 230V(single ph) | LV | 400 kVA :Building Structure | 0.4 | --> | 0.4 | 0.365 | 11.1 |  | --> | 0.38 | 0 | 0 | 0 | 0 | 0.405 | 0 |  | --> | C13 ex FORTUNESTOWN | FORTUNESTOWN: T101 | INCHICORE 220KV |  | 53.2821 | -6.4103
MV/LV Substation FI***916Y | 10 kV | 400V(3ph) & 230V(single ph) | LV | 200 kVA :Building Structure | 0.2 | --> | 0.2 | 0.169 | 4.2 |  | --> | 0.19 | 0 | 0 | 0 | 0 | 0.204 | 0 |  | --> | C19 ex MARSHES | MARSHES: T41 | DUNDALK |  | 53.9809 | -6.3833
MV/LV Substation FI***917Y | 10 kV | 400V(3ph) & 230V(single ph) | LV | 200 kVA :Building Structure | 0.2 | --> | 0.2 | 0.131 | 4.2 |  | --> | 0.19 | 0 | 0 | 0 | 0 | 0.21 | 0 |  | --> | C19 ex MARSHES | MARSHES: T41 | DUNDALK |  | 53.9801 | -6.3826
MV/LV Substation FI***919 | 10 kV | 400V(3ph) & 230V(single ph) | LV | 100 kVA :Pole Substation | 0.1 | --> | 0.1 | 0.09 | 4.3 |  | --> | 0.095 | 0 | 0 | 0 | 0 | 0.101 | 0 |  | --> | C26 ex BAILIEBORO | BAILIEBORO: T41∥T42 | MEATH HILL |  | 53.9197 | -6.9725
MV/LV Substation FI***936 | 10 kV | 400V(3ph) & 230V(single ph) | LV | 630 kVA :Building Structure | 0.63 | --> | 0.63 | 0.234 | 0.2 | Constrained,otherwise capacity available =500kVA. | --> | 0.598 | 0 | 0 | 0 | 0 | 0 | 0 | Constrained,otherwise capacity available =500kW. | --> | C16 ex DUNGLOE | DUNGLOE: T42 | ARDNAGAPPARY |  | 54.9569 | -8.3733
MV/LV Substation FI***940 | 10 kV | 400V(3ph) & 230V(single ph) | LV | 200 kVA :Kiosk Substation | 0.2 | --> | 0.2 | 0 | 0 | Constrained,otherwise capacity available =163kVA. | --> | 0.19 | 0 | 0 | 0 | 0.006 | 0.199 | 0 |  | --> | C11 ex POLLERTON | POLLERTON: T41 | CARLOW |  | 52.8471 | -6.8992
MV/LV Substation FI***942X | 10 kV | 400V(3ph) & 230V(single ph) | LV | 200 kVA :Kiosk Substation | 0.2 | --> | 0.2 | 0 | 0 | Constrained,otherwise capacity available =138kVA. | --> | 0.19 | 0 | 0 | 0 | 0.004 | 0 | 0 | Constrained,otherwise capacity available =205kW. | --> | C14 ex PORTLAOISE | PORTLAOISE: T42 | PORTLAOISE |  | 53.039 | -7.2795
MV/LV Substation FI***943 | 20 kV | 400V(3ph) & 230V(single ph) | LV | 100 kVA :Pole Substation | 0.1 | --> | 0.1 | 0.067 | 5.2 |  | --> | 0.095 | 0 | 0 | 0 | 0.003 | 0.101 | 0 |  | --> | E18 ex WHITECHURCH | WHITECHURCH: T422 | KILBARRY |  | 51.9874 | -8.7005
MV/LV Substation FI***958 | 10 kV | 400V(3ph) & 230V(single ph) | LV | 50 kVA :Pole Substation | 0.05 | --> | 0.05 | 0.046 | 3.5 |  | --> | 0.047 | 0 | 0 | 0 | 0 | 0.049 | 0 |  | --> | C12 ex SALLINS | SALLINS: T42 | GRIFFINRATH |  | 53.2811 | -6.7088
MV/LV Substation FI***960Y | 20 kV | 400V(3ph) & 230V(single ph) | LV | 200 kVA :Kiosk Substation | 0.2 | --> | 0.2 | 0.129 | 1.6 |  | --> | 0.19 | 0 | 0 | 0 | 0.003 | 0 | 0 | Constrained,otherwise capacity available =207kW. | --> | E15 ex CASTLETOWNBERE | CASTLETOWNBERE: T421 | BALLYLICKY |  | 51.652 | -9.9087
MV/LV Substation FI***963 | 10 kV | 400V(3ph) & 230V(single ph) | LV | 50 kVA :Pole Substation | 0.05 | --> | 0.05 | 0.004 | 0.7 |  | --> | 0.047 | 0 | 0 | 0 | 0 | 0.056 | 0 |  | --> | C26 ex GLENTIES | GLENTIES: T41 | BINBANE |  | 54.8007 | -8.3005
MV/LV Substation FI***963 | 10 kV | 400V(3ph) & 230V(single ph) | LV | 400 kVA :Kiosk Substation | 0.4 | --> | 0.4 | 0.052 | 6.6 |  | --> | 0.38 | 0 | 0 | 0 | 0.01 | 0.441 | 0 |  | --> | C16 ex MISERY HILL | MISERY HILL: T102 | POOLBEG |  | 53.3437 | -6.2278
MV/LV Substation FI***963Y | 20 kV | 400V(3ph) & 230V(single ph) | LV | 100 kVA :Pole Substation | 0.1 | --> | 0.1 | 0 | 0 | Constrained,otherwise capacity available =68kVA. | --> | 0.095 | 0 | 0 | 0 | 0.009 | 0.095 | 0 |  | --> | C15 ex KILMONEY | KILMONEY: T41∥T42 | TRABEG |  | 51.8168 | -8.4912
MV/LV Substation FI***965 | 10 kV | 400V(3ph) & 230V(single ph) | LV | 200 kVA :Pole Substation | 0.2 | --> | 0.2 | 0 | 0 | Constrained,otherwise capacity available =157kVA. | --> | 0.19 | 0 | 0 | 0 | 0.011 | 0 | 0 | Constrained,otherwise capacity available =194kW. | --> | C13 ex DONEGAL | DONEGAL: T41∥T42 | CATHALEENS FALL |  | 54.6541 | -8.104
MV/LV Substation FI***981Z | 10 kV | 400V(3ph) & 230V(single ph) | LV | 400 kVA :Kiosk Substation | 0.4 | --> | 0.4 | 0.309 | 1.7 |  | --> | 0.38 | 0 | 0 | 0 | 0.024 | 0.388 | 0 |  | --> | C26 ex BISHOPSTOWN | BISHOPSTOWN: T42 | KILBARRY |  | 51.8916 | -8.5776
MV/LV Substation FI***982 | 10 kV | 400V(3ph) & 230V(single ph) | LV | 630 kVA :Building Structure | 0.63 | --> | 0.63 | 0.5 | 3.9 |  | --> | 0.598 | 0 | 0 | 0 | 0 | 0 | 0 | Constrained,otherwise capacity available =500kW. | --> | C13 ex DERRYBEG | DERRYBEG: T41∥T42 | ARDNAGAPPARY |  | 55.0335 | -8.4037
MV/LV Substation FI***986X | 20 kV | 400V(3ph) & 230V(single ph) | LV | 200 kVA :Kiosk Substation | 0.2 | --> | 0.2 | 0.112 | 1.3 |  | --> | 0.19 | 0 | 0 | 0 | 0.037 | 0.174 | 0 |  | --> | E13 ex KILCARRAGH | KILCARRAGH: T421∥T422 | BUTLERSTOWN |  | 52.1546 | -7.0009
MV/LV Substation FI***996 | 10 kV | 400V(3ph) & 230V(single ph) | LV | 50 kVA :Pole Substation | 0.05 | --> | 0.05 | 0 | 0 | Constrained,otherwise capacity available =50kVA. | --> | 0.047 | 0 | 0 | 0 | 0 | 0.049 | 0 |  | --> | C15 ex CULLION | CULLION: T41∥T42 | LETTERKENNY |  | 54.945 | -7.6215
MV/LV Substation FI***996Y | 10 kV | 400V(3ph) & 230V(single ph) | LV | 630 kVA :Kiosk Substation | 0.63 | --> | 0.63 | 0.489 | 2.8 |  | --> | 0.598 | 0 | 0 | 0 | 0.003 | 0.5 | 0 |  | --> | C17 ex CORBALLY | CORBALLY: T41∥T42 | ARDNACRUSHA |  | 52.6688 | -8.6167
MV/LV Substation FL***011 | 20 kV | 400V(3ph) & 230V(single ph) | LV | 630 kVA :Kiosk Substation | 0.63 | --> | 0.63 | 0.5 | 5.4 |  | --> | 0.598 | 0 | 0 | 0 | 0 | 0.5 | 0 |  | --> | E19 ex ARDNAREE | ARDNAREE: T421 | MOY |  | 54.1205 | -9.1298
MV/LV Substation FL***014 | 10 kV | 400V(3ph) & 230V(single ph) | LV | 400 kVA :Kiosk Substation | 0.4 | --> | 0.4 | 0.393 | 1.5 |  | --> | 0.38 | 0 | 0 | 0 | 0 | 0.4 | 0 |  | --> | C13 ex MOUNT MISERY | MOUNT MISERY: T41 | WATERFORD |  | 52.2653 | -7.109
MV/LV Substation FL***027 | 10 kV | 400V(3ph) & 230V(single ph) | LV | 400 kVA :Building Structure | 0.4 | --> | 0.4 | 0.205 | 1 |  | --> | 0.38 | 0 | 0 | 0 | 0.011 | 0.418 | 0 |  | --> | C16 ex RAHANS | RAHANS: T41 | MOY |  | 54.1102 | -9.1549
MV/LV Substation FL***027X | 10 kV | 400V(3ph) & 230V(single ph) | LV | 1000 kVA :Building Structure | 1 | --> | 1 | 0.057 | 6.7 |  | --> | 0.95 | 0 | 0 | 0 | 0.001 | 0.5 | 0 |  | --> | C05 ex BEDFORD ROW | BEDFORD ROW: T42 | FRANCIS STREET |  | 53.3458 | -6.2616
MV/LV Substation FL***032Y | 20 kV | 400V(3ph) & 230V(single ph) | LV | 400 kVA :Building Structure | 0.4 | --> | 0.4 | 0.315 | 2 |  | --> | 0.38 | 0 | 0 | 0 | 0 | 0.413 | 0 |  | --> | E15 ex BALLYCONNELL | BALLYCONNELL: T421∥T422 | GORTAWEE |  | 54.1203 | -7.4938
MV/LV Substation FL***034 | 10 kV | 400V(3ph) & 230V(single ph) | LV | 100 kVA :Pole Substation | 0.1 | --> | 0.1 | 0.082 | 0.9 |  | --> | 0.095 | 0 | 0 | 0 | 0.003 | 0 | 0 | Constrained,otherwise capacity available =99kW. | --> | C18 ex MILLTOWN MALBAY | MILLTOWN MALBAY: T42 | TULLABRACK |  | 52.8536 | -9.4051
MV/LV Substation FL***034Y | 10 kV | 400V(3ph) & 230V(single ph) | LV | 100 kVA :Pole Substation | 0.1 | --> | 0.1 | 0.016 | 4.2 |  | --> | 0.095 | 0 | 0 | 0 | 0.01 | 0.101 | 0 |  | --> | C21 ex MARSHES | MARSHES: T41 | DUNDALK |  | 53.9694 | -6.3896
MV/LV Substation FL***035 | 10 kV | 400V(3ph) & 230V(single ph) | LV | 200 kVA :Building Structure | 0.2 | --> | 0.2 | 0.179 | 0.8 |  | --> | 0.19 | 0 | 0 | 0 | 0.022 | 0 | 0 | Constrained,otherwise capacity available =180kW. | --> | C15 ex BANTRY | BANTRY: T41∥T42 | BALLYLICKY |  | 51.6874 | -9.4465
MV/LV Substation FL***047Z | 10 kV | 400V(3ph) & 230V(single ph) | LV | 200 kVA :Kiosk Substation | 0.2 | --> | 0.2 | 0.167 | 2.8 |  | --> | 0.19 | 0 | 0 | 0 | 0 | 0.204 | 0 |  | --> | C14 ex INCHICORE NORTH | INCHICORE NORTH: T41 | INCHICORE 220KV |  | 53.3419 | -6.3264
MV/LV Substation FL***054 | 10 kV | 400V(3ph) & 230V(single ph) | LV | 400 kVA :Kiosk Substation | 0.4 | --> | 0.4 | 0.321 | 3.4 |  | --> | 0.38 | 0 | 0 | 0 | 0 | 0.411 | 0 |  | --> | C27 ex GALWAY 110KV | GALWAY 110KV: T103 | GALWAY 110KV |  | 53.2707 | -9.0528
MV/LV Substation FL***083Y | 10 kV | 400V(3ph) & 230V(single ph) | LV | 200 kVA :Kiosk Substation | 0.2 | --> | 0.2 | 0 | 0 | Constrained,otherwise capacity available =177kVA. | --> | 0.19 | 0 | 0 | 0 | 0 | 0.203 | 0 |  | --> | C41 ex CASTLEVIEW | CASTLEVIEW: T101 | CASTLEVIEW |  | 51.9025 | -8.4123
MV/LV Substation FL***085Y | 10 kV | 400V(3ph) & 230V(single ph) | LV | 630 kVA :Building Structure | 0.63 | --> | 0.63 | 0.5 | 3.1 |  | --> | 0.598 | 0 | 0 | 0 | 0 | 0.5 | 0 |  | --> | C16 ex KILROSS ROAD | KILROSS ROAD: T42 | TIPPERARY |  | 52.4749 | -8.1763
MV/LV Substation FL***109 | 20 kV | 400V(3ph) & 230V(single ph) | LV | 50 kVA :Pole Substation | 0.05 | --> | 0.05 | 0.05 | 1.6 |  | --> | 0.047 | 0 | 0 | 0 | 0 | 0.049 | 0 |  | --> | E16 ex DINGLE | DINGLE: T422 | OUGHTRAGH |  | 52.1411 | -10.2168
MV/LV Substation FL***118 | 10 kV | 400V(3ph) & 230V(single ph) | LV | 50 kVA :Pole Substation | 0.05 | --> | 0.05 | 0.048 | 4 |  | --> | 0.047 | 0 | 0 | 0 | 0 | 0 | 0 | Constrained,otherwise capacity available =49kW. | --> | C19 ex LISMORE | LISMORE: T41∥T42 | DUNGARVAN |  | 52.1345 | -7.9288
MV/LV Substation FL***127 | 10 kV | 400V(3ph) & 230V(single ph) | LV | 400 kVA :Building Structure | 0.4 | --> | 0.4 | 0.207 | 5 |  | --> | 0.38 | 0 | 0 | 0 | 0.01 | 0.418 | 0 |  | --> | C14 ex GALWAY 110KV | GALWAY 110KV: T102 | GALWAY 110KV |  | 53.2784 | -9.0139
MV/LV Substation FL***137X | 10 kV | 400V(3ph) & 230V(single ph) | LV | 400 kVA :Building Structure | 0.4 | --> | 0.4 | 0.327 | 3.6 |  | --> | 0.38 | 0 | 0 | 0 | 0 | 0.411 | 0 |  | --> | C20 ex CASTLEBLAYNEY | CASTLEBLAYNEY: T42 | DUNDALK |  | 54.0553 | -6.6917
MV/LV Substation FL***144X | 20 kV | 400V(3ph) & 230V(single ph) | LV | 200 kVA :Kiosk Substation | 0.2 | --> | 0.2 | 0 | 0 | Constrained,otherwise capacity available =180kVA. | --> | 0.19 | 0 | 0 | 0 | 0.013 | 0.189 | 0 |  | --> | C21 ex MILFORD (NR) | MILFORD (NR): T41∥T42 | LETTERKENNY |  | 55.1968 | -7.8248
MV/LV Substation FL***150X | 10 kV | 400V(3ph) & 230V(single ph) | LV | 50 kVA :Pole Substation | 0.05 | --> | 0.05 | 0.046 | 3.4 |  | --> | 0.047 | 0 | 0 | 0 | 0.007 | 0.042 | 0 |  | --> | C12 ex CAUSEWAY | CAUSEWAY: T41∥T42 | TRALEE |  | 52.4397 | -9.7641
MV/LV Substation FL***164 | 10 kV | 400V(3ph) & 230V(single ph) | LV | 400 kVA :Kiosk Substation | 0.4 | --> | 0.4 | 0 | 13.1 |  | --> | 0.38 | 0 | 0 | 0 | 0.033 | 0.424 | 0 |  | --> | C20 ex POTTERY ROAD | POTTERY ROAD: T102 | CARRICKMINES |  | 53.2699 | -6.1403
MV/LV Substation FL***164Z | 10 kV | 400V(3ph) & 230V(single ph) | LV | 200 kVA :Kiosk Substation | 0.2 | --> | 0.2 | 0 | 0 | Constrained,otherwise capacity available =173kVA. | --> | 0.19 | 0 | 0 | 0 | 0 | 0.203 | 0 |  | --> | C22 ex TERMONFECKIN ROAD | TERMONFECKIN ROAD: T41∥T42 | DRYBRIDGE |  | 53.7248 | -6.3437
MV/LV Substation FL***173Y | 20 kV | 400V(3ph) & 230V(single ph) | LV | 50 kVA :Pole Substation | 0.05 | --> | 0.05 | 0 | 0 | Constrained,otherwise capacity available =40kVA. | --> | 0.047 | 0 | 0 | 0 | 0 | 0 | 0 | Constrained,otherwise capacity available =51kW. | --> | C15 ex CLOONLOUGH | CLOONLOUGH: T41∥T42 | BARRYMORE |  | 52.2384 | -8.3234
MV/LV Substation FL***184 | 10 kV | 400V(3ph) & 230V(single ph) | LV | 630 kVA :Kiosk Substation | 0.63 | --> | 0.63 | 0 | 0 | Constrained,otherwise capacity available =107kVA. | --> | 0.598 | 0 | 0 | 0 | 0 | 0.5 | 0 |  | --> | C16 ex COOLCORCORAN | COOLCORCORAN: T41∥T42 | KNOCKEARAGH |  | 52.0598 | -9.5123
MV/LV Substation FL***185Y | 20 kV | 400V(3ph) & 230V(single ph) | LV | 50 kVA :Pole Substation | 0.05 | --> | 0.05 | 0.048 | 0.3 |  | --> | 0.047 | 0 | 0 | 0 | 0 | 0.049 | 0 |  | --> | C23 ex TUAM NORTH | TUAM NORTH: T41∥T42 | CLOON |  | 53.587 | -8.7746
MV/LV Substation FL***188X | 20 kV | 400V(3ph) & 230V(single ph) | LV | 50 kVA :Pole Substation | 0.05 | --> | 0.05 | 0.048 | 1.6 |  | --> | 0.047 | 0 | 0 | 0 | 0 | 0.049 | 0 |  | --> | E16 ex DINGLE | DINGLE: T422 | OUGHTRAGH |  | 52.1417 | -10.2173
MV/LV Substation FL***191Y | 10 kV | 400V(3ph) & 230V(single ph) | LV | 630 kVA :Kiosk Substation | 0.63 | --> | 0.63 | 0.5 | 1.6 |  | --> | 0.598 | 0 | 0 | 0 | 0.02 | 0.5 | 0 |  | --> | C20 ex CLONDALKIN | CLONDALKIN: T42 | INCHICORE 220KV |  | 53.3202 | -6.3894
MV/LV Substation FL***194 | 10 kV | 400V(3ph) & 230V(single ph) | LV | 100 kVA :Pole Substation | 0.1 | --> | 0.1 | 0 | 0 | Constrained,otherwise capacity available =79kVA. | --> | 0.095 | 0 | 0 | 0 | 0 | 0.103 | 0 |  | --> | C19 ex MILFORD (NR) | MILFORD (NR): T41∥T42 | LETTERKENNY |  | 55.0388 | -7.6376
MV/LV Substation FL***200Y | 10 kV | 400V(3ph) & 230V(single ph) | LV | 630 kVA :Kiosk Substation | 0.63 | --> | 0.63 | 0.5 | 1.6 |  | --> | 0.598 | 0 | 0 | 0 | 0.012 | 0.5 | 0 |  | --> | C20 ex CLONDALKIN | CLONDALKIN: T42 | INCHICORE 220KV |  | 53.3186 | -6.3833
MV/LV Substation FL***223X | 10 kV | 400V(3ph) & 230V(single ph) | LV | 400 kVA :Kiosk Substation | 0.4 | --> | 0.4 | 0 | 0 | Constrained,otherwise capacity available =332kVA. | --> | 0.38 | 0 | 0 | 0 | 0 | 0.41 | 0 |  | --> | C12 ex SKIBBEREEN | SKIBBEREEN: T41∥T42 | DUNMANWAY |  | 51.5513 | -9.2739
MV/LV Substation FL***225Y | 10 kV | 400V(3ph) & 230V(single ph) | LV | 630 kVA :Kiosk Substation | 0.63 | --> | 0.63 | 0.5 | 2.4 |  | --> | 0.598 | 0 | 0 | 0 | 0 | 0.5 | 0 |  | --> | C20 ex BUSHFIELD | BUSHFIELD: T42 | ATHLONE |  | 53.4281 | -7.8965
MV/LV Substation FL***227Z | 10 kV | 400V(3ph) & 230V(single ph) | LV | 630 kVA :Kiosk Substation | 0.63 | --> | 0.63 | 0.5 | 2.7 |  | --> | 0.598 | 0 | 0 | 0 | 0 | 0.5 | 0 |  | --> | E19 ex LONGFORD | LONGFORD: T421 | RICHMOND |  | 53.7217 | -7.8121
MV/LV Substation FL***235X | 10 kV | 400V(3ph) & 230V(single ph) | LV | 50 kVA :Pole Substation | 0.05 | --> | 0.05 | 0.05 | 1.2 |  | --> | 0.047 | 0 | 0 | 0 | 0 | 0.049 | 0 |  | --> | C15 ex SCREEB | SCREEB: T41 | SCREEB |  | 53.3536 | -9.7045
MV/LV Substation FL***260Y | 20 kV | 400V(3ph) & 230V(single ph) | LV | 400 kVA :Building Structure | 0.4 | --> | 0.4 | 0 | 0 | Constrained,otherwise capacity available =319kVA. | --> | 0.38 | 0 | 0 | 0 | 0.078 | 0 | 0 | Constrained,otherwise capacity available =325kW. | --> | C12 ex LEE BRIDGE | LEE BRIDGE: T42 | MACROOM |  | 51.9454 | -9.1599
MV/LV Substation FL***308X | 10 kV | 400V(3ph) & 230V(single ph) | LV | 200 kVA :Kiosk Substation | 0.2 | --> | 0.2 | 0.157 | 9.9 |  | --> | 0.19 | 0 | 0 | 0 | 0.003 | 0.203 | 0 |  | --> | C18 ex CONVOY | CONVOY: T41∥T42 | LETTERKENNY |  | 54.8617 | -7.6517
MV/LV Substation FL***326Y | 20 kV | 400V(3ph) & 230V(single ph) | LV | 50 kVA :Pole Substation | 0.05 | --> | 0.05 | 0 | 0 | Constrained,otherwise capacity available =49kVA. | --> | 0.047 | 0 | 0 | 0 | 0 | 0.049 | 0 |  | --> | E12 ex CARRIGSHANE | CARRIGSHANE: T422 | MIDLETON |  | 51.912 | -8.1194
MV/LV Substation FL***334Y | 10 kV | 400V(3ph) & 230V(single ph) | LV | 200 kVA :Pole Substation | 0.2 | --> | 0.2 | 0 | 2.8 |  | --> | 0.19 | 0 | 0 | 0 | 0 | 0.232 | 0 |  | --> | C16 ex TULLYNAMALRA | TULLYNAMALRA: T41∥T42 | MEATH HILL |  | 54.06 | -6.8114
MV/LV Substation FL***358 | 10 kV | 400V(3ph) & 230V(single ph) | LV | 200 kVA :Pole Substation | 0.2 | --> | 0.2 | 0.2 | 1 |  | --> | 0.19 | 0 | 0 | 0 | 0 | 0.2 | 0 |  | --> | C17 ex ABBEYLAND | ABBEYLAND: T41 | NAVAN |  | 53.659 | -6.6798
MV/LV Substation FL***364 | 10 kV | 400V(3ph) & 230V(single ph) | LV | 50 kVA :Pole Substation | 0.05 | --> | 0.05 | 0.05 | 1.5 |  | --> | 0.047 | 0 | 0 | 0 | 0 | 0.049 | 0 |  | --> | C19 ex SALLINS | SALLINS: T41 | GRIFFINRATH |  | 53.2703 | -6.7105
MV/LV Substation FL***389Z | 10 kV | 400V(3ph) & 230V(single ph) | LV | 400 kVA :Kiosk Substation | 0.4 | --> | 0.4 | 0.374 | 2.7 |  | --> | 0.38 | 0 | 0 | 0 | 0 | 0.403 | 0 |  | --> | E19 ex LONGFORD | LONGFORD: T421 | RICHMOND |  | 53.7198 | -7.8127
MV/LV Substation FL***4039 | 10 kV | 400V(3ph) & 230V(single ph) | LV | 1000 kVA :Building Structure | 1 | --> | 1 | 0.5 | 4.5 |  | --> | 0.95 | 0 | 0 | 0 | 0 | 0.5 | 0 |  | --> | C12 ex BRAY | BRAY: T42 | FASSAROE |  | 53.2039 | -6.1071
MV/LV Substation FL***4044 | 10 kV | 400V(3ph) & 230V(single ph) | LV | 1000 kVA :Building Structure | 1 | --> | 1 | 0.5 | 8.5 |  | --> | 0.95 | 0 | 0 | 0 | 0 | 0.5 | 0 |  | --> | C23 ex MILLTOWN (DR) | MILLTOWN (DR): T101 | POOLBEG |  | 53.333 | -6.245
MV/LV Substation FL***4049 | 10 kV | 400V(3ph) & 230V(single ph) | LV | 100 kVA :Pole Substation | 0.1 | --> | 0.1 | 0 | 0 | Constrained,otherwise capacity available =93kVA. | --> | 0.095 | 0 | 0 | 0 | 0 | 0.1 | 0 |  | --> | C18 ex WOODFORD | WOODFORD: T41∥T42 | KNOCKEARAGH |  | 52.0506 | -9.4796
MV/LV Substation FL***4056 | 10 kV | 400V(3ph) & 230V(single ph) | LV | 200 kVA :Pole Substation | 0.2 | --> | 0.2 | 0.192 | 2.2 |  | --> | 0.19 | 0 | 0 | 0 | 0 | 0.2 | 0 |  | --> | C17 ex SPA ROAD | SPA ROAD: T41∥T42 | DOON |  | 52.3545 | -7.6854
MV/LV Substation FL***4064 | 20 kV | 400V(3ph) & 230V(single ph) | LV | 400 kVA :Kiosk Substation | 0.4 | --> | 0.4 | 0.345 | 26.7 |  | --> | 0.38 | 0 | 0 | 0 | 0 | 0.408 | 0 |  | --> | E21 ex WEXFORD | WEXFORD: T121∥T122 | WEXFORD |  | 52.3815 | -6.4496
MV/LV Substation FL***4065 | 20 kV | 400V(3ph) & 230V(single ph) | LV | 200 kVA :Pole Substation | 0.2 | --> | 0.2 | 0 | 0 | Constrained,otherwise capacity available =200kVA. | --> | 0.19 | 0 | 0 | 0 | 0 | 0.2 | 0 |  | --> | E15 ex GLENAMADDY | GLENAMADDY: T422 | ATHLONE |  | 53.6609 | -8.6983
MV/LV Substation FL***4130 | 20 kV | 400V(3ph) & 230V(single ph) | LV | 50 kVA :Pole Substation | 0.05 | --> | 0.05 | 0.048 | 1.8 |  | --> | 0.047 | 0 | 0 | 0 | 0 | 0.049 | 0 |  | --> | C20 ex ROSCOMMON | ROSCOMMON: T42 | LANESBORO |  | 53.7783 | -8.2519
MV/LV Substation FL***4133 | 20 kV | 400V(3ph) & 230V(single ph) | LV | 50 kVA :Pole Substation | 0.05 | --> | 0.05 | 0 | 0 | Constrained,otherwise capacity available =22kVA. | --> | 0.047 | 0 | 0 | 0 | 0.011 | 0.041 | 0 |  | --> | C24 ex MACETOWN | MACETOWN: T102 | MACETOWN |  | 53.4885 | -6.3993
MV/LV Substation FL***4136 | 20 kV | 400V(3ph) & 230V(single ph) | LV | 50 kVA :Pole Substation | 0.05 | --> | 0.05 | 0.05 | 7.3 |  | --> | 0.047 | 0 | 0 | 0 | 0 | 0.049 | 0 |  | --> | C19 ex GARRYCASTLE | GARRYCASTLE: T41 | ATHLONE |  | 53.2812 | -7.8125
MV/LV Substation FL***4148 | 20 kV | 400V(3ph) & 230V(single ph) | LV | 50 kVA :Pole Substation | 0.05 | --> | 0.05 | 0 | 0 | Constrained,otherwise capacity available =44kVA. | --> | 0.047 | 0 | 0 | 0 | 0 | 0.05 | 0 |  | --> | C24 ex MACETOWN | MACETOWN: T102 | MACETOWN |  | 53.4802 | -6.4015
MV/LV Substation FL***4150 | 10 kV | 400V(3ph) & 230V(single ph) | LV | 50 kVA :Pole Substation | 0.05 | --> | 0.05 | 0.048 | 1.2 |  | --> | 0.047 | 0 | 0 | 0 | 0 | 0.049 | 0 |  | --> | C20 ex POLLERTON | POLLERTON: T42 | CARLOW |  | 52.8194 | -6.8694
MV/LV Substation FL***4173 | 10 kV | 400V(3ph) & 230V(single ph) | LV | 50 kVA :Pole Substation | 0.05 | --> | 0.05 | 0 | 0 |  | --> | 0.047 | 0 | 0 | 0 | 0 | 0.057 | 0 |  | --> | C14 ex CLONAKILTY | CLONAKILTY: T41∥T42 | DUNMANWAY |  | 51.622 | -8.9058
MV/LV Substation FL***4175 | 10 kV | 400V(3ph) & 230V(single ph) | LV | 630 kVA :Building Structure | 0.63 | --> | 0.63 | 0 | 0 | Constrained,otherwise capacity available =220kVA. | --> | 0.598 | 0 | 0 | 0 | 0 | 0.5 | 0 |  | --> | C23 ex CLONMINCH | CLONMINCH: T41 | THORNSBERRY |  | 53.2707 | -7.4746
MV/LV Substation FL***4198 | 10 kV | 400V(3ph) & 230V(single ph) | LV | 50 kVA :Pole Substation | 0.05 | --> | 0.05 | 0.047 | 2.6 |  | --> | 0.047 | 0 | 0 | 0 | 0 | 0.049 | 0 |  | --> | C19 ex GURTEEN | GURTEEN: T41 | TONROE |  | 53.9322 | -8.5259
MV/LV Substation FL***4219 | 10 kV | 400V(3ph) & 230V(single ph) | LV | 630 kVA :Building Structure | 0.63 | --> | 0.63 | 0.392 | 2.8 |  | --> | 0.598 | 0 | 0 | 0 | 0 | 0.5 | 0 |  | --> | C15 ex COES ROAD | COES ROAD: T41∥T42 | DUNDALK |  | 53.9975 | -6.3814
MV/LV Substation FL***4254 | 20 kV | 400V(3ph) & 230V(single ph) | LV | 50 kVA :Pole Substation | 0.05 | --> | 0.05 | 0 | 0 | Constrained,otherwise capacity available =50kVA. | --> | 0.047 | 0 | 0 | 0 | 0.003 | 0.046 | 0 |  | --> | E17 ex BALTRASNA | BALTRASNA: T121 | BALTRASNA |  | 53.5254 | -6.4936
MV/LV Substation FL***4341 | 10 kV | 400V(3ph) & 230V(single ph) | LV | 200 kVA :Pole Substation | 0.2 | --> | 0.2 | 0.2 | 5.6 |  | --> | 0.19 | 0 | 0 | 0 | 0 | 0.2 | 0 |  | --> | E14 ex CRANE | CRANE: T122 | CRANE |  | 52.5403 | -6.5516
MV/LV Substation FL***440 | 20 kV | 400V(3ph) & 230V(single ph) | LV | 630 kVA :Building Structure | 0.63 | --> | 0.63 | 0 | 0 | Constrained,otherwise capacity available =478kVA. | --> | 0.598 | 0 | 0 | 0 | 0.007 | 0.5 | 0 |  | --> | E47 ex CLAREGALWAY | CLAREGALWAY: T421 | GALWAY 110KV |  | 53.3692 | -8.8917
MV/LV Substation FL***4417 | 10 kV | 400V(3ph) & 230V(single ph) | LV | 400 kVA :Kiosk Substation | 0.4 | --> | 0.4 | 0 | 0 | Constrained,otherwise capacity available =309kVA. | --> | 0.38 | 0 | 0 | 0 | 0 | 0.414 | 0 |  | --> | C13 ex POPPINTREE | POPPINTREE: T101 | FINGLAS |  | 53.4424 | -6.2846
MV/LV Substation FL***441Z | 10 kV | 400V(3ph) & 230V(single ph) | LV | 100 kVA :Pole Substation | 0.1 | --> | 0.1 | 0.055 | 4 |  | --> | 0.095 | 0 | 0 | 0 | 0.039 | 0 | 0 | Constrained,otherwise capacity available =65kW. | --> | C21 ex LISMORE | LISMORE: T41∥T42 | DUNGARVAN |  | 52.1329 | -7.8423
MV/LV Substation FL***446X | 10 kV | 400V(3ph) & 230V(single ph) | LV | 100 kVA :Pole Substation | 0.1 | --> | 0.1 | 0 | 0 | Constrained,otherwise capacity available =97kVA. | --> | 0.095 | 0 | 0 | 0 | 0 | 0 | 0 | Constrained,otherwise capacity available =100kW. | --> | C18 ex PORTARLINGTON | PORTARLINGTON: T41∥T42 | PORTLAOISE |  | 53.1543 | -7.2155
MV/LV Substation FL***447 | 20 kV | 400V(3ph) & 230V(single ph) | LV | 50 kVA :Pole Substation | 0.05 | --> | 0.05 | 0 | 0 | Constrained,otherwise capacity available =41kVA. | --> | 0.047 | 0 | 0 | 0 | 0 | 0.05 | 0 |  | --> | C21 ex MACETOWN | MACETOWN: T101 | MACETOWN |  | 53.4436 | -6.4759
MV/LV Substation FL***468Y | 10 kV | 400V(3ph) & 230V(single ph) | LV | 100 kVA :Pole Substation | 0.1 | --> | 0.1 | 0.085 | 0.8 |  | --> | 0.095 | 0 | 0 | 0 | 0.015 | 0.086 | 0 |  | --> | C11 ex BALLYMOTE | BALLYMOTE: T41 | SLIGO |  | 54.0561 | -8.6019
MV/LV Substation FL***495Z | 10 kV | 400V(3ph) & 230V(single ph) | LV | 400 kVA :Building Structure | 0.4 | --> | 0.4 | 0 | 0 | Constrained,otherwise capacity available =285kVA. | --> | 0.38 | 0 | 0 | 0 | 0 | 0.417 | 0 |  | --> | C13 ex CASTLEVIEW | CASTLEVIEW: T101 | CASTLEVIEW |  | 51.8957 | -8.3584
MV/LV Substation FL***503X | 20 kV | 400V(3ph) & 230V(single ph) | LV | 50 kVA :Pole Substation | 0.05 | --> | 0.05 | 0.041 | 15.6 |  | --> | 0.047 | 0 | 0 | 0 | 0 | 0.05 | 0 |  | --> | C22 ex STEPHENSTOWN | STEPHENSTOWN: T102 | FINGLAS |  | 53.6176 | -6.2146
MV/LV Substation FL***523 | 20 kV | 400V(3ph) & 230V(single ph) | LV | 50 kVA :Pole Substation | 0.05 | --> | 0.05 | 0 | 0 | Constrained,otherwise capacity available =46kVA. | --> | 0.047 | 0 | 0 | 0 | 0 | 0.049 | 0 |  | --> | E17 ex DULEEK | DULEEK: T421∥T422 | DRYBRIDGE |  | 53.6402 | -6.5187
MV/LV Substation FL***538X | 10 kV | 400V(3ph) & 230V(single ph) | LV | 630 kVA :Building Structure | 0.63 | --> | 0.63 | 0.5 | 3.4 |  | --> | 0.598 | 0 | 0 | 0 | 0 | 0.5 | 0 |  | --> | C25 ex GALWAY 110KV | GALWAY 110KV: T103 | GALWAY 110KV |  | 53.2895 | -9.0204
MV/LV Substation FL***601Z | 20 kV | 400V(3ph) & 230V(single ph) | LV | 50 kVA :Pole Substation | 0.05 | --> | 0.05 | 0.047 | 6.2 |  | --> | 0.047 | 0 | 0 | 0 | 0 | 0.049 | 0 |  | --> | E13 ex BAGENALSTOWN | BAGENALSTOWN: T421∥T422 | CARLOW |  | 52.6552 | -6.8684
MV/LV Substation FL***630Z | 10 kV | 400V(3ph) & 230V(single ph) | LV | 630 kVA :Kiosk Substation | 0.63 | --> | 0.63 | 0 | 0 | Constrained,otherwise capacity available =500kVA. | --> | 0.598 | 0 | 0 | 0 | 0.035 | 0.5 | 0 |  | --> | C13 ex CASTLEVIEW | CASTLEVIEW: T101 | CASTLEVIEW |  | 51.8945 | -8.3631
MV/LV Substation FL***676 | 20 kV | 400V(3ph) & 230V(single ph) | LV | 400 kVA :Building Structure | 0.4 | --> | 0.4 | 0 | 0 | Constrained,otherwise capacity available =400kVA. | --> | 0.38 | 0 | 0 | 0 | 0 | 0.4 | 0 |  | --> | C16 ex CARRICK ON SHANNON | CARRICK ON SHANNON: T41∥T42 | CARRICK ON SHANNON |  | 53.9114 | -8.1245
MV/LV Substation FL***689Y | 10 kV | 400V(3ph) & 230V(single ph) | LV | 400 kVA :Kiosk Substation | 0.4 | --> | 0.4 | 0.266 | 3.7 |  | --> | 0.38 | 0 | 0 | 0 | 0 | 0.42 | 0 |  | --> | C17 ex BALLINASLOE | BALLINASLOE: T41∥T42 | SOMERSET |  | 53.3185 | -8.2194
MV/LV Substation FL***714 | 10 kV | 400V(3ph) & 230V(single ph) | LV | 630 kVA :Building Structure | 0.63 | --> | 0.63 | 0 | 0 | Constrained,otherwise capacity available =455kVA. | --> | 0.598 | 0 | 0 | 0 | 0.014 | 0.5 | 0 |  | --> | C18 ex WOODFORD | WOODFORD: T41∥T42 | KNOCKEARAGH |  | 52.0509 | -9.508
MV/LV Substation FL***720X | 10 kV | 400V(3ph) & 230V(single ph) | LV | 50 kVA :Pole Substation | 0.05 | --> | 0.05 | 0.02 | 0.9 |  | --> | 0.047 | 0 | 0 | 0 | 0 | 0 | 0 | Constrained,otherwise capacity available =54kW. | --> | C18 ex MILLTOWN MALBAY | MILLTOWN MALBAY: T42 | TULLABRACK |  | 52.8629 | -9.3937
MV/LV Substation FL***751 | 10 kV | 400V(3ph) & 230V(single ph) | LV | 630 kVA :Building Structure | 0.63 | --> | 0.63 | 0 | 0 | Constrained,otherwise capacity available =496kVA. | --> | 0.598 | 0 | 0 | 0 | 0 | 0.5 | 0 |  | --> | C19 ex LEESON STREET | LEESON STREET: T41 | MILLTOWN (DR) |  | 53.3336 | -6.2454
MV/LV Substation FL***778 | 10 kV | 400V(3ph) & 230V(single ph) | LV | 400 kVA :Kiosk Substation | 0.4 | --> | 0.4 | 0.126 | 5.6 |  | --> | 0.38 | 0 | 0 | 0 | 0.058 | 0.379 | 0 |  | --> | C26 ex MILLTOWN (DR) | MILLTOWN (DR): T102 | INCHICORE 220KV |  | 53.2967 | -6.2533
MV/LV Substation FL***795 | 10 kV | 400V(3ph) & 230V(single ph) | LV | 200 kVA :Pole Substation | 0.2 | --> | 0.2 | 0.129 | 9.8 |  | --> | 0.19 | 0 | 0 | 0 | 0.003 | 0.207 | 0 |  | --> | C11 ex KILCOOLE | KILCOOLE: T41∥T42 | FASSAROE |  | 53.0937 | -6.1125
MV/LV Substation FL***808 | 20 kV | 400V(3ph) & 230V(single ph) | LV | 200 kVA :Pole Substation | 0.2 | --> | 0.2 | 0.027 | 0.8 |  | --> | 0.19 | 0 | 0 | 0 | 0.003 | 0 | 0 | Constrained,otherwise capacity available =222kW. | --> | E12 ex KILMACTHOMAS | KILMACTHOMAS: T421∥T422 | DUNGARVAN |  | 52.2056 | -7.4247
MV/LV Substation FL***833 | 10 kV | 400V(3ph) & 230V(single ph) | LV | 630 kVA :Kiosk Substation | 0.63 | --> | 0.63 | 0 | 0 | Constrained,otherwise capacity available =500kVA. | --> | 0.598 | 0 | 0 | 0 | 0 | 0.5 | 0 |  | --> | C18 ex WOODFORD | WOODFORD: T41∥T42 | KNOCKEARAGH |  | 52.0466 | -9.5039
MV/LV Substation FL***834 | 10 kV | 400V(3ph) & 230V(single ph) | LV | 200 kVA :Pole Substation | 0.2 | --> | 0.2 | 0.14 | 5.5 |  | --> | 0.19 | 0 | 0 | 0 | 0.008 | 0 | 0 | Constrained,otherwise capacity available =200kW. | --> | C22 ex ENNISKEANE | ENNISKEANE: T41∥T42 | BANDON |  | 51.7369 | -8.94
MV/LV Substation FL***851 | 20 kV | 400V(3ph) & 230V(single ph) | LV | 100 kVA :Pole Substation | 0.1 | --> | 0.1 | 0 | 2.8 |  | --> | 0.095 | 0 | 0 | 0 | 0.003 | 0 | 0 | Constrained,otherwise capacity available =111kW. | --> | C21 ex LEE BRIDGE | LEE BRIDGE: T41 | MACROOM |  | 51.9401 | -9.1582
MV/LV Substation FL***861 | 20 kV | 400V(3ph) & 230V(single ph) | LV | 630 kVA :Building Structure | 0.63 | --> | 0.63 | 0.5 | 0.8 |  | --> | 0.598 | 0 | 0 | 0 | 0 | 0 | 0 | Constrained,otherwise capacity available =500kW. | --> | E17 ex KILMACTHOMAS | KILMACTHOMAS: T421∥T422 | DUNGARVAN |  | 52.2111 | -7.4258
MV/LV Substation FL***871X | 10 kV | 400V(3ph) & 230V(single ph) | LV | 1000 kVA :Building Structure | 1 | --> | 1 | 0.5 | 6.1 |  | --> | 0.95 | 0 | 0 | 0 | 0 | 0.5 | 0 |  | --> | C06 ex BEDFORD ROW | BEDFORD ROW: T43 | FRANCIS STREET |  | 53.3458 | -6.2617
MV/LV Substation FL***876Z | 20 kV | 400V(3ph) & 230V(single ph) | LV | 50 kVA :Pole Substation | 0.05 | --> | 0.05 | 0 | 0 | Constrained,otherwise capacity available =49kVA. | --> | 0.047 | 0 | 0 | 0 | 0.003 | 0.046 | 0 |  | --> | C24 ex MACETOWN | MACETOWN: T102 | MACETOWN |  | 53.4785 | -6.393
MV/LV Substation FL***880 | 20 kV | 400V(3ph) & 230V(single ph) | LV | 400 kVA :Building Structure | 0.4 | --> | 0.4 | 0 | 0 | Constrained,otherwise capacity available =383kVA. | --> | 0.38 | 0 | 0 | 0 | 0 | 0.372 | 0 | Constrained,otherwise capacity available =402kW. | --> | C11 ex TIMOLEAGUE | TIMOLEAGUE: T41 | BANDON |  | 51.6387 | -8.7693
MV/LV Substation FL***885 | 20 kV | 400V(3ph) & 230V(single ph) | LV | 630 kVA :Building Structure | 0.63 | --> | 0.63 | 0.5 | 5.1 |  | --> | 0.598 | 0 | 0 | 0 | 0 | 0.5 | 0 |  | --> | E18 ex BALLYBUNION | BALLYBUNION: T421∥T422 | TRIEN |  | 52.5125 | -9.672
MV/LV Substation FL***978X | 10 kV | 400V(3ph) & 230V(single ph) | LV | 100 kVA :Pole Substation | 0.1 | --> | 0.1 | 0 | 0 |  | --> | 0.095 | 0 | 0 | 0 | 0 | 0.128 | 0 |  | --> | C23 ex POLLERTON | POLLERTON: T41 | CARLOW |  | 52.8104 | -6.9218
MV/LV Substation FL***981X | 20 kV | 400V(3ph) & 230V(single ph) | LV | 200 kVA :Kiosk Substation | 0.2 | --> | 0.2 | 0.175 | 2.8 |  | --> | 0.19 | 0 | 0 | 0 | 0 | 0 | 0 | Constrained,otherwise capacity available =203kW. | --> | C21 ex LEE BRIDGE | LEE BRIDGE: T41 | MACROOM |  | 51.9402 | -9.1561
MV/LV Substation FL***982X | 10 kV | 400V(3ph) & 230V(single ph) | LV | 400 kVA :Kiosk Substation | 0.4 | --> | 0.4 | 0 | 0 | Constrained,otherwise capacity available =274kVA. | --> | 0.38 | 0 | 0 | 0 | 0.021 | 0.397 | 0 |  | --> | C22 ex COBH | COBH: T41∥T42 | COW CROSS |  | 51.8527 | -8.3147
MV/LV Substation FL***994 | 10 kV | 400V(3ph) & 230V(single ph) | LV | 50 kVA :Pole Substation | 0.05 | --> | 0.05 | 0.033 | 1.1 |  | --> | 0.047 | 0 | 0 | 0 | 0 | 0.051 | 0 |  | --> | C15 ex CAHIRCALLA | CAHIRCALLA: T41∥T42 | ENNIS |  | 52.827 | -8.9778
MV/LV Substation FM***313Y | 20 kV | 400V(3ph) & 230V(single ph) | LV | 100 kVA :Pole Substation | 0.1 | --> | 0.1 | 0 | 0 | Constrained,otherwise capacity available =96kVA. | --> | 0.095 | 0 | 0 | 0 | 0 | 0.1 | 0 |  | --> | E18 ex COLLOONEY | COLLOONEY: T422 | SLIGO |  | 54.1568 | -8.4606
MV/LV Substation FO***006 | 20 kV | 400V(3ph) & 230V(single ph) | LV | 50 kVA :Pole Substation | 0.05 | --> | 0.05 | 0.047 | 3.3 |  | --> | 0.047 | 0 | 0 | 0 | 0 | 0.049 | 0 |  | --> | E12 ex BIRDHILL | BIRDHILL: T422 | ARDNACRUSHA |  | 52.7906 | -8.4364
MV/LV Substation FO***014Y | 10 kV | 400V(3ph) & 230V(single ph) | LV | 400 kVA :Kiosk Substation | 0.4 | --> | 0.4 | 0.297 | 1.3 |  | --> | 0.38 | 0 | 0 | 0 | 0.024 | 0.39 | 0 |  | --> | E12 ex KILCARRAGH | KILCARRAGH: T421∥T422 | BUTLERSTOWN |  | 52.2392 | -7.0716
MV/LV Substation FO***018 | 10 kV | 400V(3ph) & 230V(single ph) | LV | 50 kVA :Pole Substation | 0.05 | --> | 0.05 | 0.05 | 2.8 |  | --> | 0.047 | 0 | 0 | 0 | 0 | 0.049 | 0 |  | --> | C19 ex CLONARD | CLONARD: T41∥T42 | WEXFORD |  | 52.2936 | -6.4945
MV/LV Substation FO***021 | 10 kV | 400V(3ph) & 230V(single ph) | LV | 630 kVA :Kiosk Substation | 0.63 | --> | 0.63 | 0 | 0 | Constrained,otherwise capacity available =500kVA. | --> | 0.598 | 0 | 0 | 0 | 0 | 0.5 | 0 |  | --> | C13 ex MONEENAGEISHA | MONEENAGEISHA: T41 | GALWAY 110KV |  | 53.2763 | -9.0457
MV/LV Substation FO***024X | 10 kV | 400V(3ph) & 230V(single ph) | LV | 200 kVA :Kiosk Substation | 0.2 | --> | 0.2 | 0.183 | 2 |  | --> | 0.19 | 0 | 0 | 0 | 0.004 | 0.198 | 0 |  | --> | C16 ex KENMARE | KENMARE: T42 | KNOCKEARAGH |  | 51.8849 | -9.5878
MV/LV Substation FO***025X | 10 kV | 400V(3ph) & 230V(single ph) | LV | 400 kVA :Kiosk Substation | 0.4 | --> | 0.4 | 0.374 | 4.3 |  | --> | 0.38 | 0 | 0 | 0 | 0.002 | 0.401 | 0 |  | --> | C24 ex BAILIEBORO | BAILIEBORO: T41∥T42 | MEATH HILL |  | 53.9164 | -6.9736
MV/LV Substation FO***025Z | 10 kV | 400V(3ph) & 230V(single ph) | LV | 200 kVA :Kiosk Substation | 0.2 | --> | 0.2 | 0 | 0 | Constrained,otherwise capacity available =115kVA. | --> | 0.19 | 0 | 0 | 0 | 0.032 | 0.179 | 0 |  | --> | C18 ex DOUGLAS | DOUGLAS: T41 | TRABEG |  | 51.8692 | -8.4017
MV/LV Substation FO***026 | 10 kV | 400V(3ph) & 230V(single ph) | LV | 150 kVA :Pole Substation | 0.15 | --> | 0.15 | 0 | 0 | Constrained,otherwise capacity available =9kVA. | --> | 0.142 | 0 | 0 | 0 | 0 | 0 | 0 | Constrained,otherwise capacity available =170kW. | --> | C15 ex PORTARLINGTON | PORTARLINGTON: T41∥T42 | PORTLAOISE |  | 53.1598 | -7.1907
MV/LV Substation FO***029 | 10 kV | 400V(3ph) & 230V(single ph) | LV | 200 kVA :Pole Substation | 0.2 | --> | 0.2 | 0.126 | 4.8 |  | --> | 0.19 | 0 | 0 | 0 | 0.007 | 0.203 | 0 |  | --> | C23 ex ATHY | ATHY: T101 | ATHY |  | 52.9864 | -6.9909
MV/LV Substation FO***032Y | 20 kV | 400V(3ph) & 230V(single ph) | LV | 400 kVA :Building Structure | 0.4 | --> | 0.4 | 0 | 0 | Constrained,otherwise capacity available =400kVA. | --> | 0.38 | 0 | 0 | 0 | 0 | 0.4 | 0 |  | --> | E21 ex FINEA | FINEA: T421∥T422 | SHANKILL |  | 53.849 | -7.3287
MV/LV Substation FO***034 | 10 kV | 400V(3ph) & 230V(single ph) | LV | 400 kVA :Kiosk Substation | 0.4 | --> | 0.4 | 0.375 | 2.3 |  | --> | 0.38 | 0 | 0 | 0 | 0.003 | 0.4 | 0 |  | --> | C14 ex MOUNT MERRION | MOUNT MERRION: T42 | CARRICKMINES |  | 53.3036 | -6.2092
MV/LV Substation FO***036 | 10 kV | 400V(3ph) & 230V(single ph) | LV | 400 kVA :Kiosk Substation | 0.4 | --> | 0.4 | 0 | 0 | Constrained,otherwise capacity available =337kVA. | --> | 0.38 | 0 | 0 | 0 | 0.01 | 0 | 0 | Constrained,otherwise capacity available =398kW. | --> | C24 ex RAMSTOWN | RAMSTOWN: T41∥T42 | CRANE |  | 52.6755 | -6.3094
MV/LV Substation FO***040 | 10 kV | 400V(3ph) & 230V(single ph) | LV | 400 kVA :Kiosk Substation | 0.4 | --> | 0.4 | 0.148 | 12.2 |  | --> | 0.38 | 0 | 0 | 0 | 0.028 | 0.408 | 0 |  | --> | C24 ex SALTHILL | SALTHILL: T102 | SALTHILL |  | 53.2679 | -9.0875
MV/LV Substation FO***040X | 10 kV | 400V(3ph) & 230V(single ph) | LV | 200 kVA :Pole Substation | 0.2 | --> | 0.2 | 0.154 | 3.6 |  | --> | 0.19 | 0 | 0 | 0 | 0 | 0.207 | 0 |  | --> | C18 ex CASTLEBLAYNEY | CASTLEBLAYNEY: T42 | DUNDALK |  | 54.1473 | -6.6827
MV/LV Substation FO***040X | 10 kV | 400V(3ph) & 230V(single ph) | LV | 400 kVA :Kiosk Substation | 0.4 | --> | 0.4 | 0.242 | 4.4 |  | --> | 0.38 | 0 | 0 | 0 | 0.008 | 0.415 | 0 |  | --> | C12 ex TYMON | TYMON: T42 | COOKSTOWN |  | 53.3085 | -6.3635
MV/LV Substation FO***043 | 10 kV | 400V(3ph) & 230V(single ph) | LV | 630 kVA :Kiosk Substation | 0.63 | --> | 0.63 | 0.346 | 2.1 |  | --> | 0.598 | 0 | 0 | 0 | 0.047 | 0.5 | 0 |  | --> | C11 ex TEMPLEOGUE | TEMPLEOGUE: T42 | MILLTOWN (DR) |  | 53.3022 | -6.3055
MV/LV Substation FO***046Y | 10 kV | 400V(3ph) & 230V(single ph) | LV | 200 kVA :Kiosk Substation | 0.2 | --> | 0.2 | 0 | 0 | Constrained,otherwise capacity available =169kVA. | --> | 0.19 | 0 | 0 | 0 | 0 | 0.204 | 0 |  | --> | C18 ex KILLACLOYNE | KILLACLOYNE: T41∥T42 | MIDLETON |  | 51.8986 | -8.3015
MV/LV Substation FO***047 | 10 kV | 400V(3ph) & 230V(single ph) | LV | 200 kVA :Kiosk Substation | 0.2 | --> | 0.2 | 0 | 0 | Constrained,otherwise capacity available =199kVA. | --> | 0.19 | 0 | 0 | 0 | 0 | 0.2 | 0 |  | --> | E17 ex GLASMORE | GLASMORE: T421 | GLASMORE |  | 53.4429 | -6.2337
MV/LV Substation FO***049 | 10 kV | 400V(3ph) & 230V(single ph) | LV | 400 kVA :Kiosk Substation | 0.4 | --> | 0.4 | 0.255 | 5.7 |  | --> | 0.38 | 0 | 0 | 0 | 0.032 | 0.388 | 0 |  | --> | C14 ex DEANSGRANGE | DEANSGRANGE: T42 | CARRICKMINES |  | 53.2745 | -6.1756
MV/LV Substation FO***049Z | 10 kV | 400V(3ph) & 230V(single ph) | LV | 100 kVA :Pole Substation | 0.1 | --> | 0.1 | 0 | 0 | Constrained,otherwise capacity available =96kVA. | --> | 0.095 | 0 | 0 | 0 | 0 | 0.1 | 0 |  | --> | C11 ex JOHNSTOWN | JOHNSTOWN: T41 | KILTEEL |  | 53.2213 | -6.6092
MV/LV Substation FO***051 | 10 kV | 400V(3ph) & 230V(single ph) | LV | 1000 kVA :Building Structure | 1 | --> | 1 | 0 | 0 | Constrained,otherwise capacity available =500kVA. | --> | 0.95 | 0 | 0 | 0 | 0 | 0.5 | 0 |  | --> | C19 ex HEADFORD ROAD | HEADFORD ROAD: T41 | GALWAY 110KV |  | 53.2752 | -9.0455
MV/LV Substation FO***051Z | 20 kV | 400V(3ph) & 230V(single ph) | LV | 100 kVA :Pole Substation | 0.1 | --> | 0.1 | 0.096 | 1.5 |  | --> | 0.095 | 0 | 0 | 0 | 0 | 0.1 | 0 |  | --> | E15 ex BEALISTOWN | BEALISTOWN: T421∥T422 | GREAT ISLAND |  | 52.3127 | -6.7508
MV/LV Substation FO***052 | 10 kV | 400V(3ph) & 230V(single ph) | LV | 200 kVA :Kiosk Substation | 0.2 | --> | 0.2 | 0 | 0 | Constrained,otherwise capacity available =134kVA. | --> | 0.19 | 0 | 0 | 0 | 0 | 0.21 | 0 |  | --> | C15 ex KINSALE | KINSALE: T41∥T42 | BANDON |  | 51.7059 | -8.5107
MV/LV Substation FO***054 | 10 kV | 400V(3ph) & 230V(single ph) | LV | 50 kVA :Pole Substation | 0.05 | --> | 0.05 | 0 | 0 | Constrained,otherwise capacity available =40kVA. | --> | 0.047 | 0 | 0 | 0 | 0 | 0.051 | 0 |  | --> | C17 ex LOUGHREA | LOUGHREA: T41∥T42 | SOMERSET |  | 53.2027 | -8.5438
MV/LV Substation FO***065X | 10 kV | 400V(3ph) & 230V(single ph) | LV | 400 kVA :Kiosk Substation | 0.4 | --> | 0.4 | 0.2 | 9.6 |  | --> | 0.38 | 0 | 0 | 0 | 0.014 | 0.416 | 0 |  | --> | C13 ex GORTLEE | GORTLEE: T41∥T42 | LETTERKENNY |  | 54.975 | -7.7299
MV/LV Substation FO***071 | 10 kV | 400V(3ph) & 230V(single ph) | LV | 200 kVA :Kiosk Substation | 0.2 | --> | 0.2 | 0 | 0 | Constrained,otherwise capacity available =200kVA. | --> | 0.19 | 0 | 0 | 0 | 0 | 0.2 | 0 |  | --> | C13 ex COBH | COBH: T41∥T42 | COW CROSS |  | 51.8899 | -8.3119
MV/LV Substation FO***071X | 10 kV | 400V(3ph) & 230V(single ph) | LV | 630 kVA :Kiosk Substation | 0.63 | --> | 0.63 | 0 | 0 | Constrained,otherwise capacity available =500kVA. | --> | 0.598 | 0 | 0 | 0 | 0 | 0.5 | 0 |  | --> | C12 ex CRANMORE | CRANMORE: T41∥T42 | SLIGO |  | 54.2553 | -8.4548
MV/LV Substation FO***073 | 10 kV | 400V(3ph) & 230V(single ph) | LV | 200 kVA :Pole Substation | 0.2 | --> | 0.2 | 0.175 | 3 |  | --> | 0.19 | 0 | 0 | 0 | 0 | 0 | 0 | Constrained,otherwise capacity available =203kW. | --> | E18 ex WINDSOR | WINDSOR: T421∥T422 | CASTLEBAR |  | 53.8586 | -9.2839
MV/LV Substation FO***074Y | 20 kV | 400V(3ph) & 230V(single ph) | LV | 100 kVA :Pole Substation | 0.1 | --> | 0.1 | 0.097 | 1.3 |  | --> | 0.095 | 0 | 0 | 0 | 0 | 0.1 | 0 |  | --> | C16 ex ENNIS NORTH | ENNIS NORTH: T41∥T42 | ENNIS |  | 52.8752 | -9.0347
MV/LV Substation FO***074Z | 10 kV | 400V(3ph) & 230V(single ph) | LV | 400 kVA :Building Structure | 0.4 | --> | 0.4 | 0.165 | 2.1 |  | --> | 0.38 | 0 | 0 | 0 | 0 | 0.435 | 0 |  | --> | C11 ex LIFFEY VALLEY | LIFFEY VALLEY: T41 | INCHICORE 220KV |  | 53.3494 | -6.4137
MV/LV Substation FO***076Y | 20 kV | 400V(3ph) & 230V(single ph) | LV | 50 kVA :Pole Substation | 0.05 | --> | 0.05 | 0.043 | 1.1 |  | --> | 0.047 | 0 | 0 | 0 | 0.002 | 0.048 | 0 |  | --> | E19 ex LAWLESSTOWN | LAWLESSTOWN: T421 | DOON |  | 52.5369 | -7.7694
MV/LV Substation FO***078 | 10 kV | 400V(3ph) & 230V(single ph) | LV | 200 kVA :Kiosk Substation | 0.2 | --> | 0.2 | 0 | 0 | Constrained,otherwise capacity available =105kVA. | --> | 0.19 | 0 | 0 | 0 | 0.006 | 0.208 | 0 |  | --> | C19 ex GRANGE (DR) | GRANGE (DR): T41 | GRANGE (DR) |  | 53.3946 | -6.1766
MV/LV Substation FO***079 | 10 kV | 400V(3ph) & 230V(single ph) | LV | 400 kVA :Kiosk Substation | 0.4 | --> | 0.4 | 0 | 0 | Constrained,otherwise capacity available =258kVA. | --> | 0.38 | 0 | 0 | 0 | 0.016 | 0.404 | 0 |  | --> | C19 ex GRANGE (DR) | GRANGE (DR): T41 | GRANGE (DR) |  | 53.396 | -6.1764
MV/LV Substation FO***084X | 20 kV | 400V(3ph) & 230V(single ph) | LV | 200 kVA :Pole Substation | 0.2 | --> | 0.2 | 0.186 | 1.2 |  | --> | 0.19 | 0 | 0 | 0 | 0 | 0 | 0 | Constrained,otherwise capacity available =201kW. | --> | E17 ex BUNCRANA | BUNCRANA: T421∥T422 | TRILLICK |  | 55.1235 | -7.1967
MV/LV Substation FO***090Z | 20 kV | 400V(3ph) & 230V(single ph) | LV | 100 kVA :Pole Substation | 0.1 | --> | 0.1 | 0.1 | 4.7 |  | --> | 0.095 | 0 | 0 | 0 | 0 | 0.1 | 0 |  | --> | E17 ex EDGEWORTHSTOWN | EDGEWORTHSTOWN: T421∥T422 | RICHMOND |  | 53.6215 | -7.6269
MV/LV Substation FO***094X | 10 kV | 400V(3ph) & 230V(single ph) | LV | 50 kVA :Pole Substation | 0.05 | --> | 0.05 | 0 | 0 | Constrained,otherwise capacity available =24kVA. | --> | 0.047 | 0 | 0 | 0 | 0.004 | 0.049 | 0 |  | --> | C21 ex KILMONEY | KILMONEY: T41∥T42 | TRABEG |  | 51.7744 | -8.3145
MV/LV Substation FO***109 | 10 kV | 400V(3ph) & 230V(single ph) | LV | 1000 kVA :Building Structure | 1 | --> | 1 | 0.5 | 11.4 |  | --> | 0.95 | 0 | 0 | 0 | 0 | 0.5 | 0 |  | --> | C23 ex COOKSTOWN | COOKSTOWN: T101 | CARRICKMINES |  | 53.2831 | -6.393
MV/LV Substation FO***110X | 10 kV | 400V(3ph) & 230V(single ph) | LV | 200 kVA :Building Structure | 0.2 | --> | 0.2 | 0.191 | 2.4 |  | --> | 0.19 | 0 | 0 | 0 | 0 | 0 | 0 | Constrained,otherwise capacity available =200kW. | --> | C12 ex FOYNES | FOYNES: T42 | RATHKEALE |  | 52.6105 | -9.1006
MV/LV Substation FO***110X | 10 kV | 400V(3ph) & 230V(single ph) | LV | 200 kVA :Kiosk Substation | 0.2 | --> | 0.2 | 0.151 | 6 |  | --> | 0.19 | 0 | 0 | 0 | 0 | 0 | 0 | Constrained,otherwise capacity available =207kW. | --> | E15 ex ABBEYFEALE | ABBEYFEALE: T421 | TRIEN |  | 52.3857 | -9.2945
MV/LV Substation FO***117X | 10 kV | 400V(3ph) & 230V(single ph) | LV | 400 kVA :Building Structure | 0.4 | --> | 0.4 | 0 | 0 |  | --> | 0.38 | 0 | 0 | 0 | 0 | 0.421 | 0 |  | --> | C16 ex RAHEEN | RAHEEN: T42 | LIMERICK |  | 52.6188 | -8.653
MV/LV Substation FO***124Z | 10 kV | 400V(3ph) & 230V(single ph) | LV | 50 kVA :Pole Substation | 0.05 | --> | 0.05 | 0.043 | 2.4 |  | --> | 0.047 | 0 | 0 | 0 | 0 | 0.05 | 0 |  | --> | C14 ex BALLYMAHON | BALLYMAHON: T41∥T42 | ATHLONE |  | 53.5967 | -7.8155
MV/LV Substation FO***128Y | 10 kV | 400V(3ph) & 230V(single ph) | LV | 200 kVA :Kiosk Substation | 0.2 | --> | 0.2 | 0 | 0 | Constrained,otherwise capacity available =131kVA. | --> | 0.19 | 0 | 0 | 0 | 0.003 | 0 | 0 | Constrained,otherwise capacity available =206kW. | --> | C20 ex COOLCARRON | COOLCARRON: T41 | BARRYMORE |  | 52.1307 | -8.2964
MV/LV Substation FO***135 | 20 kV | 400V(3ph) & 230V(single ph) | LV | 50 kVA :Pole Substation | 0.05 | --> | 0.05 | 0.041 | 2.5 |  | --> | 0.047 | 0 | 0 | 0 | 0.021 | 0.028 | 0 |  | --> | E19 ex GARRANACANTY | GARRANACANTY: T421 | TIPPERARY |  | 52.4312 | -8.1033
MV/LV Substation FO***140Y | 10 kV | 400V(3ph) & 230V(single ph) | LV | 50 kVA :Pole Substation | 0.05 | --> | 0.05 | 0 | 0 | Constrained,otherwise capacity available =44kVA. | --> | 0.047 | 0 | 0 | 0 | 0 | 0.05 | 0 |  | --> | E17 ex GLASMORE | GLASMORE: T421 | GLASMORE |  | 53.4492 | -6.2271
MV/LV Substation FO***140Z | 10 kV | 400V(3ph) & 230V(single ph) | LV | 50 kVA :Pole Substation | 0.05 | --> | 0.05 | 0.041 | 2.4 |  | --> | 0.047 | 0 | 0 | 0 | 0 | 0.05 | 0 |  | --> | C14 ex BALLYMAHON | BALLYMAHON: T41∥T42 | ATHLONE |  | 53.5907 | -7.8204
MV/LV Substation FO***141X | 10 kV | 400V(3ph) & 230V(single ph) | LV | 200 kVA :Pole Substation | 0.2 | --> | 0.2 | 0.179 | 3.1 |  | --> | 0.19 | 0 | 0 | 0 | 0.003 | 0.2 | 0 |  | --> | C13 ex BALLYMOUNT | BALLYMOUNT: T41 | INCHICORE 220KV |  | 53.3196 | -6.3554
MV/LV Substation FO***145X | 20 kV | 400V(3ph) & 230V(single ph) | LV | 1000 kVA :Building Structure | 1 | --> | 1 | 0.5 | 3.7 |  | --> | 0.95 | 0 | 0 | 0 | 0.019 | 0 | 0 | Constrained,otherwise capacity available =500kW. | --> | E14 ex FOXHOLE | FOXHOLE: T421∥T422 | DUNGARVAN |  | 51.9711 | -7.8617
MV/LV Substation FO***147Y | 10 kV | 400V(3ph) & 230V(single ph) | LV | 630 kVA :Kiosk Substation | 0.63 | --> | 0.63 | 0.477 | 4.2 |  | --> | 0.598 | 0 | 0 | 0 | 0 | 0.5 | 0 |  | --> | C23 ex SWORDS | SWORDS: T41 | GLASMORE |  | 53.4543 | -6.2245
MV/LV Substation FO***152X | 10 kV | 400V(3ph) & 230V(single ph) | LV | 100 kVA :Pole Substation | 0.1 | --> | 0.1 | 0.064 | 12.2 |  | --> | 0.095 | 0 | 0 | 0 | 0.003 | 0.102 | 0 |  | --> | C28 ex SALTHILL | SALTHILL: T102 | SALTHILL |  | 53.2493 | -9.2038
MV/LV Substation FO***155X | 10 kV | 400V(3ph) & 230V(single ph) | LV | 200 kVA :Pole Substation | 0.2 | --> | 0.2 | 0.162 | 12.2 |  | --> | 0.19 | 0 | 0 | 0 | 0.013 | 0.191 | 0 |  | --> | C28 ex SALTHILL | SALTHILL: T102 | SALTHILL |  | 53.25 | -9.2077
MV/LV Substation FO***160Z | 20 kV | 400V(3ph) & 230V(single ph) | LV | 100 kVA :Pole Substation | 0.1 | --> | 0.1 | 0.069 | 0.5 |  | --> | 0.095 | 0 | 0 | 0 | 0 | 0.104 | 0 |  | --> | C12 ex BALBRIGGAN | BALBRIGGAN: T42 | GLASMORE |  | 53.5991 | -6.2138
MV/LV Substation FO***163X | 10 kV | 400V(3ph) & 230V(single ph) | LV | 400 kVA :Kiosk Substation | 0.4 | --> | 0.4 | 0 | 0 | Constrained,otherwise capacity available =254kVA. | --> | 0.38 | 0 | 0 | 0 | 0.028 | 0.393 | 0 |  | --> | C20 ex MOUNTGORRY | MOUNTGORRY: T42 | GRANGE (DR) |  | 53.4528 | -6.2113
MV/LV Substation FO***169X | 20 kV | 400V(3ph) & 230V(single ph) | LV | 50 kVA :Pole Substation | 0.05 | --> | 0.05 | 0.036 | 1.2 |  | --> | 0.047 | 0 | 0 | 0 | 0.003 | 0 | 0 | Constrained,otherwise capacity available =47kW. | --> | E17 ex BUNCRANA | BUNCRANA: T421∥T422 | TRILLICK |  | 55.1228 | -7.1997
MV/LV Substation FO***171 | 10 kV | 400V(3ph) & 230V(single ph) | LV | 630 kVA :Building Structure | 0.63 | --> | 0.63 | 0.446 | 2.6 |  | --> | 0.598 | 0 | 0 | 0 | 0 | 0.5 | 0 |  | --> | C14 ex FORTUNESTOWN | FORTUNESTOWN: T102 | INCHICORE 220KV |  | 53.2832 | -6.4252
MV/LV Substation FO***174Y | 20 kV | 400V(3ph) & 230V(single ph) | LV | 400 kVA :Kiosk Substation | 0.4 | --> | 0.4 | 0.229 | 1.5 |  | --> | 0.38 | 0 | 0 | 0 | 0.044 | 0 | 0 | Constrained,otherwise capacity available =379kW. | --> | C17 ex FOYNES | FOYNES: T41 | RATHKEALE |  | 52.5716 | -9.2829
MV/LV Substation FO***175Y | 10 kV | 400V(3ph) & 230V(single ph) | LV | 100 kVA :Pole Substation | 0.1 | --> | 0.1 | 0 | 0 | Constrained,otherwise capacity available =74kVA. | --> | 0.095 | 0 | 0 | 0 | 0 | 0.103 | 0 |  | --> | C11 ex JOHNSTOWN | JOHNSTOWN: T41 | KILTEEL |  | 53.223 | -6.615
MV/LV Substation FO***177 | 10 kV | 400V(3ph) & 230V(single ph) | LV | 400 kVA :Building Structure | 0.4 | --> | 0.4 | 0.397 | 4.4 |  | --> | 0.38 | 0 | 0 | 0 | 0 | 0.4 | 0 |  | --> | C11 ex HOWTH JUNCTION | HOWTH JUNCTION: T41 | GRANGE (DR) |  | 53.381 | -6.1612
MV/LV Substation FO***178Y | 10 kV | 400V(3ph) & 230V(single ph) | LV | 400 kVA :Kiosk Substation | 0.4 | --> | 0.4 | 0 | 0 | Constrained,otherwise capacity available =317kVA. | --> | 0.38 | 0 | 0 | 0 | 0.005 | 0.407 | 0 |  | --> | C20 ex RAHEEN | RAHEEN: T42 | LIMERICK |  | 52.6291 | -8.6453
MV/LV Substation FO***180 | 10 kV | 400V(3ph) & 230V(single ph) | LV | 630 kVA :Building Structure | 0.63 | --> | 0.63 | 0.5 | 2.6 |  | --> | 0.598 | 0 | 0 | 0 | 0 | 0.5 | 0 |  | --> | C14 ex FORTUNESTOWN | FORTUNESTOWN: T102 | INCHICORE 220KV |  | 53.2832 | -6.4252
MV/LV Substation FO***185 | 10 kV | 400V(3ph) & 230V(single ph) | LV | 33 kVA :Pole Substation | 0.033 | --> | 0.033 | 0.023 | 2.2 |  | --> | 0.031 | 0 | 0 | 0 | 0 | 0 | 0 | Constrained,otherwise capacity available =34kW. | --> | C15 ex GLENGOOLE | GLENGOOLE: T41 | THURLES |  | 52.7527 | -7.5621
MV/LV Substation FO***187 | 10 kV | 400V(3ph) & 230V(single ph) | LV | 50 kVA :Pole Substation | 0.05 | --> | 0.05 | 0.027 | 2.2 |  | --> | 0.047 | 0 | 0 | 0 | 0 | 0 | 0 | Constrained,otherwise capacity available =52kW. | --> | C15 ex GLENGOOLE | GLENGOOLE: T41 | THURLES |  | 52.7546 | -7.5525
MV/LV Substation FO***190Y | 10 kV | 400V(3ph) & 230V(single ph) | LV | 630 kVA :Building Structure | 0.63 | --> | 0.63 | 0.5 | 3.3 |  | --> | 0.598 | 0 | 0 | 0 | 0 | 0.5 | 0 |  | --> | C20 ex WATERFORD | WATERFORD: T42 | WATERFORD |  | 52.261 | -7.1199
MV/LV Substation FO***192 | 10 kV | 400V(3ph) & 230V(single ph) | LV | 50 kVA :Pole Substation | 0.05 | --> | 0.05 | 0 | 0 | Constrained,otherwise capacity available =26kVA. | --> | 0.047 | 0 | 0 | 0 | 0.003 | 0.049 | 0 |  | --> | C18 ex COOLCORCORAN | COOLCORCORAN: T41∥T42 | KNOCKEARAGH |  | 52.0702 | -9.5888
MV/LV Substation FO***201Y | 10 kV | 400V(3ph) & 230V(single ph) | LV | 630 kVA :Kiosk Substation | 0.63 | --> | 0.63 | 0 | 0 | Constrained,otherwise capacity available =500kVA. | --> | 0.598 | 0 | 0 | 0 | 0.024 | 0.5 | 0 |  | --> | C22 ex TERMONFECKIN ROAD | TERMONFECKIN ROAD: T41∥T42 | DRYBRIDGE |  | 53.7283 | -6.3397
MV/LV Substation FO***201Z | 10 kV | 400V(3ph) & 230V(single ph) | LV | 400 kVA :Building Structure | 0.4 | --> | 0.4 | 0 | 0 | Constrained,otherwise capacity available =340kVA. | --> | 0.38 | 0 | 0 | 0 | 0 | 0.409 | 0 |  | --> | C16 ex RAHEEN | RAHEEN: T42 | LIMERICK |  | 52.6174 | -8.6526
MV/LV Substation FO***203Z | 10 kV | 400V(3ph) & 230V(single ph) | LV | 100 kVA :Pole Substation | 0.1 | --> | 0.1 | 0.089 | 2.3 |  | --> | 0.095 | 0 | 0 | 0 | 0 | 0.101 | 0 |  | --> | C17 ex TRABEG | TRABEG: T102 | TRABEG |  | 51.8714 | -8.4861
MV/LV Substation FO***213Z | 20 kV | 400V(3ph) & 230V(single ph) | LV | 50 kVA :Pole Substation | 0.05 | --> | 0.05 | 0 | 0 | Constrained,otherwise capacity available =48kVA. | --> | 0.047 | 0 | 0 | 0 | 0 | 0 | 0 | Constrained,otherwise capacity available =49kW. | --> | E12 ex PORTLAOISE | PORTLAOISE: T423∥T424 | PORTLAOISE |  | 52.9499 | -7.1972
MV/LV Substation FO***213Z | 10 kV | 400V(3ph) & 230V(single ph) | LV | 400 kVA :Kiosk Substation | 0.4 | --> | 0.4 | 0 | 0 | Constrained,otherwise capacity available =341kVA. | --> | 0.38 | 0 | 0 | 0 | 0 | 0.408 | 0 |  | --> | C18 ex POPPINTREE | POPPINTREE: T102 | FINGLAS |  | 53.4 | -6.2596
MV/LV Substation FO***216X | 10 kV | 400V(3ph) & 230V(single ph) | LV | 400 kVA :Kiosk Substation | 0.4 | --> | 0.4 | 0.32 | 12.2 |  | --> | 0.38 | 0 | 0 | 0 | 0.003 | 0.409 | 0 |  | --> | C24 ex SALTHILL | SALTHILL: T102 | SALTHILL |  | 53.2712 | -9.0839
MV/LV Substation FO***217 | 10 kV | 400V(3ph) & 230V(single ph) | LV | 400 kVA :Kiosk Substation | 0.4 | --> | 0.4 | 0 | 0 | Constrained,otherwise capacity available =245kVA. | --> | 0.38 | 0 | 0 | 0 | 0.002 | 0.421 | 0 |  | --> | C13 ex MONEENAGEISHA | MONEENAGEISHA: T41 | GALWAY 110KV |  | 53.2772 | -9.0444
MV/LV Substation FO***221 | 10 kV | 400V(3ph) & 230V(single ph) | LV | 200 kVA :Kiosk Substation | 0.2 | --> | 0.2 | 0 | 0 | Constrained,otherwise capacity available =112kVA. | --> | 0.19 | 0 | 0 | 0 | 0.008 | 0.204 | 0 |  | --> | C13 ex BALLYBEGGAN | BALLYBEGGAN: T43∥T44 | TRALEE |  | 52.2698 | -9.68
MV/LV Substation FO***222 | 10 kV | 400V(3ph) & 230V(single ph) | LV | 400 kVA :Building Structure | 0.4 | --> | 0.4 | 0 | 0 | Constrained,otherwise capacity available =282kVA. | --> | 0.38 | 0 | 0 | 0 | 0.006 | 0.411 | 0 |  | --> | C15 ex BALLINACURRA | BALLINACURRA: T41 | LIMERICK |  | 52.646 | -8.6349
MV/LV Substation FO***223X | 20 kV | 400V(3ph) & 230V(single ph) | LV | 200 kVA :Kiosk Substation | 0.2 | --> | 0.2 | 0.154 | 1 |  | --> | 0.19 | 0 | 0 | 0 | 0 | 0.207 | 0 |  | --> | E11 ex BALLYHALE | BALLYHALE: T421 | KILKENNY |  | 52.5205 | -7.1829
MV/LV Substation FO***226X | 10 kV | 400V(3ph) & 230V(single ph) | LV | 200 kVA :Kiosk Substation | 0.2 | --> | 0.2 | 0.196 | 3.2 |  | --> | 0.19 | 0 | 0 | 0 | 0 | 0.2 | 0 |  | --> | C15 ex BOYLE | BOYLE: T41∥T42 | CARRICK ON SHANNON |  | 53.9778 | -8.2919
MV/LV Substation FO***234 | 10 kV | 400V(3ph) & 230V(single ph) | LV | 630 kVA :Kiosk Substation | 0.63 | --> | 0.63 | 0.5 | 4.2 |  | --> | 0.598 | 0 | 0 | 0 | 0.06 | 0.5 | 0 |  | --> | C22 ex HOWTH JUNCTION | HOWTH JUNCTION: T42 | GRANGE (DR) |  | 53.3843 | -6.1656
MV/LV Substation FO***235 | 10 kV | 400V(3ph) & 230V(single ph) | LV | 400 kVA :Kiosk Substation | 0.4 | --> | 0.4 | 0.082 | 4.2 |  | --> | 0.38 | 0 | 0 | 0 | 0.094 | 0.348 | 0 |  | --> | C22 ex HOWTH JUNCTION | HOWTH JUNCTION: T42 | GRANGE (DR) |  | 53.3833 | -6.1587
MV/LV Substation FO***245 | 10 kV | 400V(3ph) & 230V(single ph) | LV | 400 kVA :Kiosk Substation | 0.4 | --> | 0.4 | 0.222 | 4.4 |  | --> | 0.38 | 0 | 0 | 0 | 0.047 | 0.377 | 0 |  | --> | C11 ex HOWTH JUNCTION | HOWTH JUNCTION: T41 | GRANGE (DR) |  | 53.3821 | -6.1558
MV/LV Substation FO***248X | 10 kV | 400V(3ph) & 230V(single ph) | LV | 400 kVA :Kiosk Substation | 0.4 | --> | 0.4 | 0.339 | 4.2 |  | --> | 0.38 | 0 | 0 | 0 | 0.027 | 0.381 | 0 |  | --> | C22 ex HOWTH JUNCTION | HOWTH JUNCTION: T42 | GRANGE (DR) |  | 53.3839 | -6.1542
MV/LV Substation FO***250Y | 10 kV | 400V(3ph) & 230V(single ph) | LV | 200 kVA :Pole Substation | 0.2 | --> | 0.2 | 0 | 0 | Constrained,otherwise capacity available =106kVA. | --> | 0.19 | 0 | 0 | 0 | 0.012 | 0.201 | 0 |  | --> | C22 ex GARRYOWEN | GARRYOWEN: T42 | LIMERICK |  | 52.6535 | -8.5676
MV/LV Substation FO***253 | 10 kV | 400V(3ph) & 230V(single ph) | LV | 630 kVA :Kiosk Substation | 0.63 | --> | 0.63 | 0.5 | 2.1 |  | --> | 0.598 | 0 | 0 | 0 | 0.01 | 0.5 | 0 |  | --> | C11 ex TEMPLEOGUE | TEMPLEOGUE: T42 | MILLTOWN (DR) |  | 53.3042 | -6.2994
MV/LV Substation FO***254X | 20 kV | 400V(3ph) & 230V(single ph) | LV | 50 kVA :Pole Substation | 0.05 | --> | 0.05 | 0.047 | 1.2 |  | --> | 0.047 | 0 | 0 | 0 | 0.004 | 0.045 | 0 |  | --> | C16 ex SCREEB | SCREEB: T41 | SCREEB |  | 53.2453 | -9.7232
MV/LV Substation FO***257X | 10 kV | 400V(3ph) & 230V(single ph) | LV | 200 kVA :Kiosk Substation | 0.2 | --> | 0.2 | 0.19 | 3.2 |  | --> | 0.19 | 0 | 0 | 0 | 0.003 | 0.198 | 0 |  | --> | C15 ex BOYLE | BOYLE: T41∥T42 | CARRICK ON SHANNON |  | 53.9727 | -8.2907
MV/LV Substation FO***258 | 20 kV | 400V(3ph) & 230V(single ph) | LV | 200 kVA :Pole Substation | 0.2 | --> | 0.2 | 0.174 | 4.3 |  | --> | 0.19 | 0 | 0 | 0 | 0.004 | 0 | 0 | Constrained,otherwise capacity available =199kW. | --> | E12 ex MOVILLE | MOVILLE: T421∥T422 | TRILLICK |  | 55.2067 | -6.9722
MV/LV Substation FO***265X | 10 kV | 400V(3ph) & 230V(single ph) | LV | 100 kVA :Pole Substation | 0.1 | --> | 0.1 | 0.094 | 3 |  | --> | 0.095 | 0 | 0 | 0 | 0 | 0 | 0 | Constrained,otherwise capacity available =100kW. | --> | C19 ex SWINFORD | SWINFORD: T41∥T42 | CASTLEBAR |  | 53.9463 | -8.9551
MV/LV Substation FO***278Y | 10 kV | 400V(3ph) & 230V(single ph) | LV | 400 kVA :Kiosk Substation | 0.4 | --> | 0.4 | 0 | 0 | Constrained,otherwise capacity available =302kVA. | --> | 0.38 | 0 | 0 | 0 | 0.012 | 0.402 | 0 |  | --> | C22 ex TOGHER | TOGHER: T42 | TRABEG |  | 51.87 | -8.5025
MV/LV Substation FO***279 | 10 kV | 400V(3ph) & 230V(single ph) | LV | 100 kVA :Pole Substation | 0.1 | --> | 0.1 | 0.074 | 3.4 |  | --> | 0.095 | 0 | 0 | 0 | 0 | 0.103 | 0 |  | --> | C12 ex CAUSEWAY | CAUSEWAY: T41∥T42 | TRALEE |  | 52.4201 | -9.7478
MV/LV Substation FO***285X | 10 kV | 400V(3ph) & 230V(single ph) | LV | 400 kVA :Kiosk Substation | 0.4 | --> | 0.4 | 0 | 0 | Constrained,otherwise capacity available =219kVA. | --> | 0.38 | 0 | 0 | 0 | 0.029 | 0.397 | 0 |  | --> | E12 ex GLASMORE | GLASMORE: T422 | GLASMORE |  | 53.451 | -6.2419
MV/LV Substation FO***285X | 20 kV | 400V(3ph) & 230V(single ph) | LV | 200 kVA :Kiosk Substation | 0.2 | --> | 0.2 | 0.165 | 2.4 |  | --> | 0.19 | 0 | 0 | 0 | 0 | 0.205 | 0 |  | --> | E18 ex STRANORLAR | STRANORLAR: T422 | LETTERKENNY |  | 54.798 | -7.6873
MV/LV Substation FO***291 | 20 kV | 400V(3ph) & 230V(single ph) | LV | 50 kVA :Pole Substation | 0.05 | --> | 0.05 | 0.038 | 2.5 |  | --> | 0.047 | 0 | 0 | 0 | 0.007 | 0.043 | 0 |  | --> | E62 ex ATHY | ATHY: T102 | ATHY |  | 53.0138 | -6.9241
MV/LV Substation FO***292Z | 20 kV | 400V(3ph) & 230V(single ph) | LV | 400 kVA :Kiosk Substation | 0.4 | --> | 0.4 | 0.336 | 2.7 |  | --> | 0.38 | 0 | 0 | 0 | 0.003 | 0.406 | 0 |  | --> | E13 ex LONGFORD | LONGFORD: T421 | RICHMOND |  | 53.85 | -7.6053
MV/LV Substation FO***297Z | 20 kV | 400V(3ph) & 230V(single ph) | LV | 400 kVA :Kiosk Substation | 0.4 | --> | 0.4 | 0.281 | 3.9 |  | --> | 0.38 | 0 | 0 | 0 | 0.031 | 0 | 0 | Constrained,otherwise capacity available =385kW. | --> | E12 ex ASHBOURNE | ASHBOURNE: T422 | FINGLAS |  | 53.5068 | -6.4527
MV/LV Substation FO***298 | 10 kV | 400V(3ph) & 230V(single ph) | LV | 200 kVA :Kiosk Substation | 0.2 | --> | 0.2 | 0.189 | 2.8 |  | --> | 0.19 | 0 | 0 | 0 | 0 | 0 | 0 | Constrained,otherwise capacity available =201kW. | --> | C15 ex KILTIMAGH | KILTIMAGH: T41 | CASTLEBAR |  | 53.8566 | -8.9969
MV/LV Substation FO***298 | 10 kV | 400V(3ph) & 230V(single ph) | LV | 630 kVA :Kiosk Substation | 0.63 | --> | 0.63 | 0.488 | 2.8 |  | --> | 0.598 | 0 | 0 | 0 | 0.03 | 0.5 | 0 |  | --> | C18 ex BALLYBODEN | BALLYBODEN: T42 | COOKSTOWN |  | 53.2888 | -6.29
MV/LV Substation FO***302X | 10 kV | 400V(3ph) & 230V(single ph) | LV | 400 kVA :Kiosk Substation | 0.4 | --> | 0.4 | 0 | 0 | Constrained,otherwise capacity available =193kVA. | --> | 0.38 | 0 | 0 | 0 | 0.028 | 0.402 | 0 |  | --> | E12 ex GLASMORE | GLASMORE: T422 | GLASMORE |  | 53.4519 | -6.2465
MV/LV Substation FO***303X | 10 kV | 400V(3ph) & 230V(single ph) | LV | 400 kVA :Building Structure | 0.4 | --> | 0.4 | 0.302 | 1.1 |  | --> | 0.38 | 0 | 0 | 0 | 0.039 | 0.373 | 0 |  | --> | C15 ex TRIM | TRIM: T41∥T42 | NAVAN |  | 53.5667 | -6.8024
MV/LV Substation FO***308 | 10 kV | 400V(3ph) & 230V(single ph) | LV | 630 kVA :Building Structure | 0.63 | --> | 0.63 | 0.202 | 2.9 |  | --> | 0.598 | 0 | 0 | 0 | 0.077 | 0.5 | 0 |  | --> | C18 ex SANDYFORD | SANDYFORD: T42 | CARRICKMINES |  | 53.2735 | -6.2165
MV/LV Substation FO***310X | 20 kV | 400V(3ph) & 230V(single ph) | LV | 50 kVA :Pole Substation | 0.05 | --> | 0.05 | 0.047 | 1.8 |  | --> | 0.047 | 0 | 0 | 0 | 0 | 0.049 | 0 |  | --> | E11 ex CARRIGALLEN | CARRIGALLEN: T421 | CARRICK ON SHANNON |  | 54.0611 | -7.7929
MV/LV Substation FO***311 | 10 kV | 400V(3ph) & 230V(single ph) | LV | 630 kVA :Kiosk Substation | 0.63 | --> | 0.63 | 0.5 | 2.6 |  | --> | 0.598 | 0 | 0 | 0 | 0 | 0.5 | 0 |  | --> | C14 ex GREENHILLS | GREENHILLS: T42 | INCHICORE 220KV |  | 53.3242 | -6.3356
MV/LV Substation FO***312 | 10 kV | 400V(3ph) & 230V(single ph) | LV | 400 kVA :Kiosk Substation | 0.4 | --> | 0.4 | 0.343 | 3.6 |  | --> | 0.38 | 0 | 0 | 0 | 0.014 | 0.393 | 0 |  | --> | C21 ex DEANSGRANGE | DEANSGRANGE: T41 | CARRICKMINES |  | 53.2772 | -6.1703
MV/LV Substation FO***312X | 10 kV | 400V(3ph) & 230V(single ph) | LV | 50 kVA :Pole Substation | 0.05 | --> | 0.05 | 0.048 | 0.6 |  | --> | 0.047 | 0 | 0 | 0 | 0 | 0.049 | 0 |  | --> | C18 ex ATHBOY | ATHBOY: T42 | NAVAN |  | 53.6293 | -6.9125
MV/LV Substation FO***314Z | 20 kV | 400V(3ph) & 230V(single ph) | LV | 200 kVA :Pole Substation | 0.2 | --> | 0.2 | 0.101 | 8.3 |  | --> | 0.19 | 0 | 0 | 0 | 0.027 | 0.186 | 0 |  | --> | E18 ex BALTRASNA | BALTRASNA: T122 | BALTRASNA |  | 53.5135 | -6.4554
MV/LV Substation FO***315 | 20 kV | 400V(3ph) & 230V(single ph) | LV | 50 kVA :Pole Substation | 0.05 | --> | 0.05 | 0.049 | 1.3 |  | --> | 0.047 | 0 | 0 | 0 | 0 | 0.049 | 0 |  | --> | C16 ex ENNIS NORTH | ENNIS NORTH: T41∥T42 | ENNIS |  | 52.8687 | -9.033
MV/LV Substation FO***315 | 10 kV | 400V(3ph) & 230V(single ph) | LV | 630 kVA :Kiosk Substation | 0.63 | --> | 0.63 | 0 | 0 | Constrained,otherwise capacity available =450kVA. | --> | 0.598 | 0 | 0 | 0 | 0.007 | 0 | 0 | Constrained,otherwise capacity available =500kW. | --> | C18 ex COOLMINE | COOLMINE: T42 | FINGLAS |  | 53.3918 | -6.4028
MV/LV Substation FO***315X | 10 kV | 400V(3ph) & 230V(single ph) | LV | 100 kVA :Pole Substation | 0.1 | --> | 0.1 | 0 | 0 | Constrained,otherwise capacity available =66kVA. | --> | 0.095 | 0 | 0 | 0 | 0.01 | 0.094 | 0 |  | --> | C20 ex CULLION | CULLION: T41∥T42 | LETTERKENNY |  | 54.8701 | -7.7517
MV/LV Substation FO***318 | 10 kV | 400V(3ph) & 230V(single ph) | LV | 400 kVA :Kiosk Substation | 0.4 | --> | 0.4 | 0 | 0 | Constrained,otherwise capacity available =292kVA. | --> | 0.38 | 0 | 0 | 0 | 0.013 | 0 | 0 | Constrained,otherwise capacity available =402kW. | --> | C18 ex COOLMINE | COOLMINE: T42 | FINGLAS |  | 53.392 | -6.4061
MV/LV Substation FO***326 | 20 kV | 400V(3ph) & 230V(single ph) | LV | 50 kVA :Pole Substation | 0.05 | --> | 0.05 | 0.028 | 26.7 |  | --> | 0.047 | 0 | 0 | 0 | 0.01 | 0.042 | 0 |  | --> | E20 ex WEXFORD | WEXFORD: T121∥T122 | WEXFORD |  | 52.3123 | -6.5497
MV/LV Substation FO***326Z | 10 kV | 400V(3ph) & 230V(single ph) | LV | 630 kVA :Building Structure | 0.63 | --> | 0.63 | 0.21 | 0.2 | Constrained,otherwise capacity available =447kVA. | --> | 0.598 | 0 | 0 | 0 | 0 | 0.5 | 0 |  | --> | C16 ex NEWBROOK | NEWBROOK: T42 | MULLINGAR |  | 53.5154 | -7.3691
MV/LV Substation FO***334X | 10 kV | 400V(3ph) & 230V(single ph) | LV | 400 kVA :Kiosk Substation | 0.4 | --> | 0.4 | 0.338 | 12.2 |  | --> | 0.38 | 0 | 0 | 0 | 0 | 0.409 | 0 |  | --> | C24 ex SALTHILL | SALTHILL: T102 | SALTHILL |  | 53.2703 | -9.085
MV/LV Substation FO***336Z | 10 kV | 400V(3ph) & 230V(single ph) | LV | 200 kVA :Pole Substation | 0.2 | --> | 0.2 | 0 | 0 | Constrained,otherwise capacity available =173kVA. | --> | 0.19 | 0 | 0 | 0 | 0 | 0.203 | 0 |  | --> | C14 ex SWORDS | SWORDS: T42 | GLASMORE |  | 53.4421 | -6.2603
MV/LV Substation FO***346X | 10 kV | 400V(3ph) & 230V(single ph) | LV | 400 kVA :Kiosk Substation | 0.4 | --> | 0.4 | 0.311 | 4 |  | --> | 0.38 | 0 | 0 | 0 | 0.012 | 0.4 | 0 |  | --> | C14 ex OAKFIELD | OAKFIELD: T42 | SLIGO |  | 54.2516 | -8.4684
MV/LV Substation FO***346Y | 10 kV | 400V(3ph) & 230V(single ph) | LV | 630 kVA :Kiosk Substation | 0.63 | --> | 0.63 | 0 | 0 | Constrained,otherwise capacity available =447kVA. | --> | 0.598 | 0 | 0 | 0 | 0.017 | 0.5 | 0 |  | --> | C12 ex KILLACLOYNE | KILLACLOYNE: T41∥T42 | MIDLETON |  | 51.9106 | -8.251
MV/LV Substation FO***351Z | 20 kV | 400V(3ph) & 230V(single ph) | LV | 200 kVA :Kiosk Substation | 0.2 | --> | 0.2 | 0 | 0 | Constrained,otherwise capacity available =188kVA. | --> | 0.19 | 0 | 0 | 0 | 0.003 | 0.198 | 0 |  | --> | C11 ex LOUGHSHINNY | LOUGHSHINNY: T41 | GLASMORE |  | 53.5291 | -6.1612
MV/LV Substation FO***354 | 20 kV | 400V(3ph) & 230V(single ph) | LV | 50 kVA :Pole Substation | 0.05 | --> | 0.05 | 0.043 | 11.3 |  | --> | 0.047 | 0 | 0 | 0 | 0 | 0.05 | 0 |  | --> | C14 ex SINGLAND | SINGLAND: T102 | SINGLAND |  | 52.6499 | -8.5114
MV/LV Substation FO***363Y | 10 kV | 400V(3ph) & 230V(single ph) | LV | 400 kVA :Kiosk Substation | 0.4 | --> | 0.4 | 0 | 0 | Constrained,otherwise capacity available =297kVA. | --> | 0.38 | 0 | 0 | 0 | 0.026 | 0.388 | 0 |  | --> | C22 ex KILMONEY | KILMONEY: T41∥T42 | TRABEG |  | 51.8083 | -8.3931
MV/LV Substation FO***369X | 10 kV | 400V(3ph) & 230V(single ph) | LV | 630 kVA :Building Structure | 0.63 | --> | 0.63 | 0 | 0 | Constrained,otherwise capacity available =500kVA. | --> | 0.598 | 0 | 0 | 0 | 0 | 0.5 | 0 |  | --> | C12 ex GLOUCESTER PLACE | GLOUCESTER PLACE: T42 | MCDERMOTT |  | 53.3518 | -6.2507
MV/LV Substation FO***382 | 10 kV | 400V(3ph) & 230V(single ph) | LV | 630 kVA :Building Structure | 0.63 | --> | 0.63 | 0.095 | 0.9 |  | --> | 0.598 | 0 | 0 | 0 | 0 | 0.5 | 0 |  | --> | C47 ex BEDFORD ROW | BEDFORD ROW: T41 | FRANCIS STREET |  | 53.3446 | -6.2611
MV/LV Substation FO***4010 | 10 kV | 400V(3ph) & 230V(single ph) | LV | 200 kVA :Pole Substation | 0.2 | --> | 0.2 | 0 | 0 | Constrained,otherwise capacity available =102kVA. | --> | 0.19 | 0 | 0 | 0 | 0 | 0.214 | 0 |  | --> | C13 ex COBH | COBH: T41∥T42 | COW CROSS |  | 51.8955 | -8.3099
MV/LV Substation FO***4012 | 20 kV | 400V(3ph) & 230V(single ph) | LV | 100 kVA :Pole Substation | 0.1 | --> | 0.1 | 0 | 1.1 |  | --> | 0.095 | 0 | 0 | 0 | 0.121 | 0 | 0 |  | --> | E19 ex LAWLESSTOWN | LAWLESSTOWN: T421 | DOON |  | 52.5315 | -7.7556
MV/LV Substation FO***4019 | 20 kV | 400V(3ph) & 230V(single ph) | LV | 200 kVA :Kiosk Substation | 0.2 | --> | 0.2 | 0.156 | 3 |  | --> | 0.19 | 0 | 0 | 0 | 0.003 | 0 | 0 | Constrained,otherwise capacity available =203kW. | --> | C21 ex SWINFORD | SWINFORD: T41∥T42 | CASTLEBAR |  | 53.9815 | -9.1164
MV/LV Substation FO***4019 | 20 kV | 400V(3ph) & 230V(single ph) | LV | 50 kVA :Pole Substation | 0.05 | --> | 0.05 | 0.041 | 2.7 |  | --> | 0.047 | 0 | 0 | 0 | 0 | 0.05 | 0 |  | --> | E13 ex LONGFORD | LONGFORD: T421 | RICHMOND |  | 53.8471 | -7.6294
MV/LV Substation FO***4027 | 10 kV | 400V(3ph) & 230V(single ph) | LV | 50 kVA :Pole Substation | 0.05 | --> | 0.05 | 0.046 | 2.3 |  | --> | 0.047 | 0 | 0 | 0 | 0 | 0.049 | 0 |  | --> | C16 ex CASTLECOMER | CASTLECOMER: T41∥T42 | BALLYRAGGET |  | 52.7533 | -7.3073
MV/LV Substation FO***404 | 10 kV | 400V(3ph) & 230V(single ph) | LV | 1000 kVA :Building Structure | 1 | --> | 1 | 0.5 | 1.7 |  | --> | 0.95 | 0 | 0 | 0 | 0 | 0.5 | 0 |  | --> | C15 ex TULLA | TULLA: T41 | ENNIS |  | 52.8732 | -8.6956
MV/LV Substation FO***4042 | 20 kV | 400V(3ph) & 230V(single ph) | LV | 50 kVA :Pole Substation | 0.05 | --> | 0.05 | 0.05 | 1.2 |  | --> | 0.047 | 0 | 0 | 0 | 0 | 0 | 0 | Constrained,otherwise capacity available =49kW. | --> | E17 ex BUNCRANA | BUNCRANA: T421∥T422 | TRILLICK |  | 55.1561 | -7.3863
MV/LV Substation FO***4045 | 10 kV | 400V(3ph) & 230V(single ph) | LV | 400 kVA :Building Structure | 0.4 | --> | 0.4 | 0 | 0 | Constrained,otherwise capacity available =379kVA. | --> | 0.38 | 0 | 0 | 0 | 0 | 0.403 | 0 |  | --> | C18 ex KILLACLOYNE | KILLACLOYNE: T41∥T42 | MIDLETON |  | 51.8991 | -8.2919
MV/LV Substation FO***4056 | 10 kV | 400V(3ph) & 230V(single ph) | LV | 100 kVA :Pole Substation | 0.1 | --> | 0.1 | 0 | 0 |  | --> | 0.095 | 0 | 0 | 0 | 0 | 0.115 | 0 |  | --> | C19 ex MILFORD (NR) | MILFORD (NR): T41∥T42 | LETTERKENNY |  | 55.082 | -7.6849
MV/LV Substation FO***4058 | 20 kV | 400V(3ph) & 230V(single ph) | LV | 50 kVA :Pole Substation | 0.05 | --> | 0.05 | 0.05 | 2.2 |  | --> | 0.047 | 0 | 0 | 0 | 0 | 0.049 | 0 |  | --> | C12 ex ROSSGEIR | ROSSGEIR: T41∥T42 | LETTERKENNY |  | 54.7846 | -7.5731
MV/LV Substation FO***4061 | 20 kV | 400V(3ph) & 230V(single ph) | LV | 50 kVA :Pole Substation | 0.05 | --> | 0.05 | 0.05 | 2.5 |  | --> | 0.047 | 0 | 0 | 0 | 0 | 0.049 | 0 |  | --> | E62 ex ATHY | ATHY: T102 | ATHY |  | 53.0518 | -6.8902
MV/LV Substation FO***4063 | 10 kV | 400V(3ph) & 230V(single ph) | LV | 630 kVA :Kiosk Substation | 0.63 | --> | 0.63 | 0.5 | 3.9 |  | --> | 0.598 | 0 | 0 | 0 | 0 | 0.5 | 0 |  | --> | C20 ex BOGHALL ROAD | BOGHALL ROAD: T42 | FASSAROE |  | 53.1845 | -6.0998
MV/LV Substation FO***4064 | 10 kV | 400V(3ph) & 230V(single ph) | LV | 400 kVA :Kiosk Substation | 0.4 | --> | 0.4 | 0 | 0 | Constrained,otherwise capacity available =381kVA. | --> | 0.38 | 0 | 0 | 0 | 0 | 0.402 | 0 |  | --> | C17 ex BELGARD | BELGARD: T41 | COOKSTOWN |  | 53.2922 | -6.3753
MV/LV Substation FO***4065 | 20 kV | 400V(3ph) & 230V(single ph) | LV | 50 kVA :Pole Substation | 0.05 | --> | 0.05 | 0.05 | 4.3 |  | --> | 0.047 | 0 | 0 | 0 | 0 | 0 | 0 | Constrained,otherwise capacity available =49kW. | --> | E14 ex MOVILLE | MOVILLE: T421∥T422 | TRILLICK |  | 55.1569 | -7.1525
MV/LV Substation FO***4066 | 10 kV | 400V(3ph) & 230V(single ph) | LV | 50 kVA :Pole Substation | 0.05 | --> | 0.05 | 0.05 | 2.2 |  | --> | 0.047 | 0 | 0 | 0 | 0 | 0 | 0 | Constrained,otherwise capacity available =49kW. | --> | C15 ex GLENGOOLE | GLENGOOLE: T41 | THURLES |  | 52.7508 | -7.5719
MV/LV Substation FO***4070 | 10 kV | 400V(3ph) & 230V(single ph) | LV | 630 kVA :Kiosk Substation | 0.63 | --> | 0.63 | 0.5 | 0.9 |  | --> | 0.598 | 0 | 0 | 0 | 0 | 0.5 | 0 |  | --> | C19 ex BRAY | BRAY: T41 | FASSAROE |  | 53.1966 | -6.0931
MV/LV Substation FO***409 | 10 kV | 400V(3ph) & 230V(single ph) | LV | 50 kVA :Pole Substation | 0.05 | --> | 0.05 | 0 | 0 | Constrained,otherwise capacity available =11kVA. | --> | 0.047 | 0 | 0 | 0 | 0.014 | 0.04 | 0 |  | --> | C14 ex BALLYBEGGAN | BALLYBEGGAN: T43∥T44 | TRALEE |  | 52.2883 | -9.6779
MV/LV Substation FO***4090 | 10 kV | 400V(3ph) & 230V(single ph) | LV | 400 kVA :Kiosk Substation | 0.4 | --> | 0.4 | 0 | 0 | Constrained,otherwise capacity available =400kVA. | --> | 0.38 | 0 | 0 | 0 | 0 | 0.4 | 0 |  | --> | C18 ex COOLCORCORAN | COOLCORCORAN: T41∥T42 | KNOCKEARAGH |  | 52.071 | -9.5879
MV/LV Substation FO***4098 | 10 kV | 400V(3ph) & 230V(single ph) | LV | 400 kVA :Building Structure | 0.4 | --> | 0.4 | 0 | 0 | Constrained,otherwise capacity available =330kVA. | --> | 0.38 | 0 | 0 | 0 | 0 | 0.411 | 0 |  | --> | C13 ex CARRICKMINES | CARRICKMINES: T41 | CARRICKMINES |  | 53.2588 | -6.171
MV/LV Substation FO***410 | 10 kV | 400V(3ph) & 230V(single ph) | LV | 100 kVA :Pole Substation | 0.1 | --> | 0.1 | 0 | 0 | Constrained,otherwise capacity available =22kVA. | --> | 0.095 | 0 | 0 | 0 | 0 | 0.111 | 0 |  | --> | C13 ex COBH | COBH: T41∥T42 | COW CROSS |  | 51.8961 | -8.3161
MV/LV Substation FO***4105 | 10 kV | 400V(3ph) & 230V(single ph) | LV | 400 kVA :Kiosk Substation | 0.4 | --> | 0.4 | 0.364 | 2.7 |  | --> | 0.38 | 0 | 0 | 0 | 0 | 0.405 | 0 |  | --> | C17 ex BALLYARD | BALLYARD: T41∥T42 | TRALEE |  | 52.2627 | -9.6859
MV/LV Substation FO***410Z | 10 kV | 400V(3ph) & 230V(single ph) | LV | 630 kVA :Building Structure | 0.63 | --> | 0.63 | 0.475 | 2.1 |  | --> | 0.598 | 0 | 0 | 0 | 0 | 0.5 | 0 |  | --> | C11 ex LIFFEY VALLEY | LIFFEY VALLEY: T41 | INCHICORE 220KV |  | 53.3461 | -6.4101
MV/LV Substation FO***411 | 10 kV | 400V(3ph) & 230V(single ph) | LV | 400 kVA :Kiosk Substation | 0.4 | --> | 0.4 | 0 | 0 | Constrained,otherwise capacity available =400kVA. | --> | 0.38 | 0 | 0 | 0 | 0 | 0.4 | 0 |  | --> | C13 ex COBH | COBH: T41∥T42 | COW CROSS |  | 51.8948 | -8.3057
MV/LV Substation FO***4112 | 20 kV | 400V(3ph) & 230V(single ph) | LV | 50 kVA :Pole Substation | 0.05 | --> | 0.05 | 0.05 | 1.3 |  | --> | 0.047 | 0 | 0 | 0 | 0 | 0.049 | 0 |  | --> | C16 ex ENNIS NORTH | ENNIS NORTH: T41∥T42 | ENNIS |  | 52.8632 | -9.0187
MV/LV Substation FO***4113 | 10 kV | 400V(3ph) & 230V(single ph) | LV | 400 kVA :Kiosk Substation | 0.4 | --> | 0.4 | 0 | 0 | Constrained,otherwise capacity available =290kVA. | --> | 0.38 | 0 | 0 | 0 | 0.027 | 0.388 | 0 |  | --> | C22 ex KILMONEY | KILMONEY: T41∥T42 | TRABEG |  | 51.8061 | -8.3887
MV/LV Substation FO***413Z | 10 kV | 400V(3ph) & 230V(single ph) | LV | 50 kVA :Pole Substation | 0.05 | --> | 0.05 | 0 | 0 | Constrained,otherwise capacity available =50kVA. | --> | 0.047 | 0 | 0 | 0 | 0 | 0.049 | 0 |  | --> | C17 ex GRANGE (DR) | GRANGE (DR): T41 | GRANGE (DR) |  | 53.403 | -6.1417
MV/LV Substation FO***4142 | 20 kV | 400V(3ph) & 230V(single ph) | LV | 50 kVA :Pole Substation | 0.05 | --> | 0.05 | 0.047 | 1.6 |  | --> | 0.047 | 0 | 0 | 0 | 0 | 0.049 | 0 |  | --> | E16 ex GURRANEBANE | GURRANEBANE: T421∥T422 | OUGHTRAGH |  | 51.7606 | -10.0962
MV/LV Substation FO***4160 | 20 kV | 400V(3ph) & 230V(single ph) | LV | 400 kVA :Building Structure | 0.4 | --> | 0.4 | 0 | 0 | Constrained,otherwise capacity available =200kVA. | --> | 0.38 | 0 | 0 | 0 | 0.008 | 0 | 0 | Constrained,otherwise capacity available =418kW. | --> | C12 ex LEE BRIDGE | LEE BRIDGE: T42 | MACROOM |  | 51.9459 | -9.1606
MV/LV Substation FO***4163 | 20 kV | 400V(3ph) & 230V(single ph) | LV | 200 kVA :Kiosk Substation | 0.2 | --> | 0.2 | 0.2 | 1 |  | --> | 0.19 | 0 | 0 | 0 | 0 | 0.2 | 0 |  | --> | E11 ex BALLYHALE | BALLYHALE: T421 | KILKENNY |  | 52.5193 | -7.179
MV/LV Substation FO***4163 | 20 kV | 400V(3ph) & 230V(single ph) | LV | 630 kVA :Building Structure | 0.63 | --> | 0.63 | 0.441 | 3 |  | --> | 0.598 | 0 | 0 | 0 | 0 | 0 | 0 | Constrained,otherwise capacity available =500kW. | --> | E16 ex WINDSOR | WINDSOR: T421∥T422 | CASTLEBAR |  | 53.852 | -9.2743
MV/LV Substation FO***4168 | 20 kV | 400V(3ph) & 230V(single ph) | LV | 50 kVA :Pole Substation | 0.05 | --> | 0.05 | 0.029 | 1.8 |  | --> | 0.047 | 0 | 0 | 0 | 0 | 0.052 | 0 |  | --> | C20 ex ROSCOMMON | ROSCOMMON: T42 | LANESBORO |  | 53.6615 | -8.2148
MV/LV Substation FO***4182 | 10 kV | 400V(3ph) & 230V(single ph) | LV | 630 kVA :Building Structure | 0.63 | --> | 0.63 | 0.5 | 2.3 |  | --> | 0.598 | 0 | 0 | 0 | 0 | 0.5 | 0 |  | --> | C14 ex MOUNT MERRION | MOUNT MERRION: T42 | CARRICKMINES |  | 53.317 | -6.2087
MV/LV Substation FO***4184 | 10 kV | 400V(3ph) & 230V(single ph) | LV | 400 kVA :Kiosk Substation | 0.4 | --> | 0.4 | 0 | 0 | Constrained,otherwise capacity available =334kVA. | --> | 0.38 | 0 | 0 | 0 | 0.028 | 0.38 | 0 |  | --> | C22 ex KILMONEY | KILMONEY: T41∥T42 | TRABEG |  | 51.8051 | -8.3918
MV/LV Substation FO***418X | 20 kV | 400V(3ph) & 230V(single ph) | LV | 630 kVA :Building Structure | 0.63 | --> | 0.63 | 0.398 | 3.3 |  | --> | 0.598 | 0 | 0 | 0 | 0 | 0.5 | 0 |  | --> | E12 ex BIRDHILL | BIRDHILL: T422 | ARDNACRUSHA |  | 52.7908 | -8.4319
MV/LV Substation FO***419Z | 20 kV | 400V(3ph) & 230V(single ph) | LV | 200 kVA :Kiosk Substation | 0.2 | --> | 0.2 | 0.148 | 2.5 |  | --> | 0.19 | 0 | 0 | 0 | 0.008 | 0.199 | 0 |  | --> | E13 ex TULLOW | TULLOW: T421 | CARLOW |  | 52.7437 | -6.7743
MV/LV Substation FO***421 | 20 kV | 400V(3ph) & 230V(single ph) | LV | 100 kVA :Pole Substation | 0.1 | --> | 0.1 | 0.068 | 2.5 |  | --> | 0.095 | 0 | 0 | 0 | 0 | 0.104 | 0 |  | --> | E62 ex ATHY | ATHY: T102 | ATHY |  | 53.0536 | -6.8972
MV/LV Substation FO***4225 | 10 kV | 400V(3ph) & 230V(single ph) | LV | 630 kVA :Kiosk Substation | 0.63 | --> | 0.63 | 0.5 | 2.3 |  | --> | 0.598 | 0 | 0 | 0 | 0 | 0.5 | 0 |  | --> | C14 ex MOUNT MERRION | MOUNT MERRION: T42 | CARRICKMINES |  | 53.3021 | -6.2121
MV/LV Substation FO***4226 | 10 kV | 400V(3ph) & 230V(single ph) | LV | 400 kVA :Kiosk Substation | 0.4 | --> | 0.4 | 0 | 0 | Constrained,otherwise capacity available =357kVA. | --> | 0.38 | 0 | 0 | 0 | 0.004 | 0.402 | 0 |  | --> | C18 ex DOUGLAS | DOUGLAS: T41 | TRABEG |  | 51.8557 | -8.3974
MV/LV Substation FO***4238 | 10 kV | 400V(3ph) & 230V(single ph) | LV | 630 kVA :Kiosk Substation | 0.63 | --> | 0.63 | 0 | 0 | Constrained,otherwise capacity available =500kVA. | --> | 0.598 | 0 | 0 | 0 | 0 | 0.5 | 0 |  | --> | C22 ex CITYWEST | CITYWEST: T102 | INCHICORE 220KV |  | 53.2905 | -6.4144
MV/LV Substation FO***4261 | 10 kV | 400V(3ph) & 230V(single ph) | LV | 200 kVA :Pole Substation | 0.2 | --> | 0.2 | 0 | 0 | Constrained,otherwise capacity available =200kVA. | --> | 0.19 | 0 | 0 | 0 | 0 | 0.2 | 0 |  | --> | C22 ex GARRYOWEN | GARRYOWEN: T42 | LIMERICK |  | 52.6541 | -8.5688
MV/LV Substation FO***4271 | 10 kV | 400V(3ph) & 230V(single ph) | LV | 630 kVA :Kiosk Substation | 0.63 | --> | 0.63 | 0.418 | 2.1 |  | --> | 0.598 | 0 | 0 | 0 | 0.014 | 0.5 | 0 |  | --> | C21 ex WATERFORD IND EST | WATERFORD IND EST: T41 | BUTLERSTOWN |  | 52.2337 | -7.1351
MV/LV Substation FO***4272 | 10 kV | 400V(3ph) & 230V(single ph) | LV | 630 kVA :Kiosk Substation | 0.63 | --> | 0.63 | 0 | 0 | Constrained,otherwise capacity available =500kVA. | --> | 0.598 | 0 | 0 | 0 | 0 | 0 | 0 | Constrained,otherwise capacity available =500kW. | --> | C11 ex BELLFIELD | BELLFIELD: T41∥T42 | CRANE |  | 52.5127 | -6.5967
MV/LV Substation FO***4290 | 10 kV | 400V(3ph) & 230V(single ph) | LV | 400 kVA :Kiosk Substation | 0.4 | --> | 0.4 | 0.359 | 1.4 |  | --> | 0.38 | 0 | 0 | 0 | 0.007 | 0.398 | 0 |  | --> | C17 ex LEIXLIP | LEIXLIP: T41 | GRIFFINRATH |  | 53.3613 | -6.503
MV/LV Substation FO***4298 | 10 kV | 400V(3ph) & 230V(single ph) | LV | 630 kVA :Kiosk Substation | 0.63 | --> | 0.63 | 0.5 | 1.2 |  | --> | 0.598 | 0 | 0 | 0 | 0.019 | 0.5 | 0 |  | --> | C12 ex SRAH | SRAH: T41∥T42 | THORNSBERRY |  | 53.2814 | -7.4993
MV/LV Substation FO***430 | 20 kV | 400V(3ph) & 230V(single ph) | LV | 50 kVA :Pole Substation | 0.05 | --> | 0.05 | 0.04 | 1.2 |  | --> | 0.047 | 0 | 0 | 0 | 0 | 0 | 0 | Constrained,otherwise capacity available =51kW. | --> | E17 ex BUNCRANA | BUNCRANA: T421∥T422 | TRILLICK |  | 55.0951 | -7.2332
MV/LV Substation FO***4318 | 20 kV | 400V(3ph) & 230V(single ph) | LV | 50 kVA :Pole Substation | 0.05 | --> | 0.05 | 0 | 0 | Constrained,otherwise capacity available =41kVA. | --> | 0.047 | 0 | 0 | 0 | 0 | 0.05 | 0 |  | --> | E14 ex EMYVALE | EMYVALE: T422 | LISDRUM |  | 54.3605 | -6.9791
MV/LV Substation FO***432X | 10 kV | 400V(3ph) & 230V(single ph) | LV | 400 kVA :Kiosk Substation | 0.4 | --> | 0.4 | 0.235 | 1.6 |  | --> | 0.38 | 0 | 0 | 0 | 0.003 | 0.422 | 0 |  | --> | C14 ex CLONDALKIN | CLONDALKIN: T42 | INCHICORE 220KV |  | 53.3396 | -6.4097
MV/LV Substation FO***4333 | 10 kV | 400V(3ph) & 230V(single ph) | LV | 630 kVA :Kiosk Substation | 0.63 | --> | 0.63 | 0.5 | 2.1 |  | --> | 0.598 | 0 | 0 | 0 | 0 | 0.5 | 0 |  | --> | C21 ex WATERFORD IND EST | WATERFORD IND EST: T41 | BUTLERSTOWN |  | 52.2313 | -7.1362
MV/LV Substation FO***433X | 10 kV | 400V(3ph) & 230V(single ph) | LV | 200 kVA :Kiosk Substation | 0.2 | --> | 0.2 | 0.124 | 1.6 |  | --> | 0.19 | 0 | 0 | 0 | 0 | 0.211 | 0 |  | --> | C14 ex CLONDALKIN | CLONDALKIN: T42 | INCHICORE 220KV |  | 53.3391 | -6.413
MV/LV Substation FO***434Y | 20 kV | 400V(3ph) & 230V(single ph) | LV | 100 kVA :Pole Substation | 0.1 | --> | 0.1 | 0.088 | 2.5 |  | --> | 0.095 | 0 | 0 | 0 | 0 | 0.101 | 0 |  | --> | C19 ex GRAIGUE | GRAIGUE: T41 | CARLOW |  | 52.7928 | -6.9684
MV/LV Substation FO***435X | 20 kV | 400V(3ph) & 230V(single ph) | LV | 50 kVA :Pole Substation | 0.05 | --> | 0.05 | 0.016 | 0.5 |  | --> | 0.047 | 0 | 0 | 0 | 0 | 0.054 | 0 |  | --> | C12 ex BALBRIGGAN | BALBRIGGAN: T42 | GLASMORE |  | 53.5989 | -6.2174
MV/LV Substation FO***436Y | 10 kV | 400V(3ph) & 230V(single ph) | LV | 400 kVA :Kiosk Substation | 0.4 | --> | 0.4 | 0 | 0 | Constrained,otherwise capacity available =325kVA. | --> | 0.38 | 0 | 0 | 0 | 0.017 | 0.393 | 0 |  | --> | C21 ex CARRICKMACROSS | CARRICKMACROSS: T41 | MEATH HILL |  | 53.968 | -6.7248
MV/LV Substation FO***4372 | 20 kV | 400V(3ph) & 230V(single ph) | LV | 630 kVA :Kiosk Substation | 0.63 | --> | 0.63 | 0.5 | 0.5 |  | --> | 0.598 | 0 | 0 | 0 | 0 | 0.5 | 0 |  | --> | C12 ex BALBRIGGAN | BALBRIGGAN: T42 | GLASMORE |  | 53.6066 | -6.2101
MV/LV Substation FO***4373 | 20 kV | 400V(3ph) & 230V(single ph) | LV | 630 kVA :Kiosk Substation | 0.63 | --> | 0.63 | 0.5 | 0.5 |  | --> | 0.598 | 0 | 0 | 0 | 0 | 0.5 | 0 |  | --> | C12 ex BALBRIGGAN | BALBRIGGAN: T42 | GLASMORE |  | 53.6084 | -6.2125
MV/LV Substation FO***4374 | 20 kV | 400V(3ph) & 230V(single ph) | LV | 630 kVA :Kiosk Substation | 0.63 | --> | 0.63 | 0.5 | 0.5 |  | --> | 0.598 | 0 | 0 | 0 | 0 | 0.5 | 0 |  | --> | C12 ex BALBRIGGAN | BALBRIGGAN: T42 | GLASMORE |  | 53.6072 | -6.2126
MV/LV Substation FO***4378 | 10 kV | 400V(3ph) & 230V(single ph) | LV | 630 kVA :Kiosk Substation | 0.63 | --> | 0.63 | 0 | 0 | Constrained,otherwise capacity available =500kVA. | --> | 0.598 | 0 | 0 | 0 | 0 | 0 | 0 | Constrained,otherwise capacity available =500kW. | --> | C11 ex BELLFIELD | BELLFIELD: T41∥T42 | CRANE |  | 52.5125 | -6.5956
MV/LV Substation FO***4399 | 20 kV | 400V(3ph) & 230V(single ph) | LV | 50 kVA :Pole Substation | 0.05 | --> | 0.05 | 0.05 | 0.3 |  | --> | 0.047 | 0 | 0 | 0 | 0 | 0.049 | 0 |  | --> | C23 ex TUAM NORTH | TUAM NORTH: T41∥T42 | CLOON |  | 53.5337 | -8.8237
MV/LV Substation FO***4402 | 10 kV | 400V(3ph) & 230V(single ph) | LV | 400 kVA :Kiosk Substation | 0.4 | --> | 0.4 | 0 | 0 | Constrained,otherwise capacity available =267kVA. | --> | 0.38 | 0 | 0 | 0 | 0.036 | 0.382 | 0 |  | --> | E17 ex GLASMORE | GLASMORE: T421 | GLASMORE |  | 53.4441 | -6.2303
MV/LV Substation FO***441 | 10 kV | 400V(3ph) & 230V(single ph) | LV | 100 kVA :Pole Substation | 0.1 | --> | 0.1 | 0 | 0 | Constrained,otherwise capacity available =92kVA. | --> | 0.095 | 0 | 0 | 0 | 0 | 0 | 0 | Constrained,otherwise capacity available =100kW. | --> | C11 ex DONEGAL | DONEGAL: T41∥T42 | CATHALEENS FALL |  | 54.6552 | -8.1243
MV/LV Substation FO***4434 | 10 kV | 400V(3ph) & 230V(single ph) | LV | 400 kVA :Kiosk Substation | 0.4 | --> | 0.4 | 0 | 0 | Constrained,otherwise capacity available =347kVA. | --> | 0.38 | 0 | 0 | 0 | 0.003 | 0.404 | 0 |  | --> | C11 ex ROSEHILL | ROSEHILL: T41 | KILKENNY |  | 52.6616 | -7.2749
MV/LV Substation FO***4435 | 10 kV | 400V(3ph) & 230V(single ph) | LV | 400 kVA :Kiosk Substation | 0.4 | --> | 0.4 | 0 | 0 | Constrained,otherwise capacity available =400kVA. | --> | 0.38 | 0 | 0 | 0 | 0 | 0.4 | 0 |  | --> | C11 ex ROSEHILL | ROSEHILL: T41 | KILKENNY |  | 52.6629 | -7.2768
MV/LV Substation FO***4439 | 10 kV | 400V(3ph) & 230V(single ph) | LV | 400 kVA :Kiosk Substation | 0.4 | --> | 0.4 | 0 | 0 | Constrained,otherwise capacity available =400kVA. | --> | 0.38 | 0 | 0 | 0 | 0 | 0.4 | 0 |  | --> | C11 ex ROSEHILL | ROSEHILL: T41 | KILKENNY |  | 52.6637 | -7.2759
MV/LV Substation FO***443Y | 20 kV | 400V(3ph) & 230V(single ph) | LV | 50 kVA :Pole Substation | 0.05 | --> | 0.05 | 0 | 0 | Constrained,otherwise capacity available =50kVA. | --> | 0.047 | 0 | 0 | 0 | 0 | 0.049 | 0 |  | --> | E19 ex EDENDERRY | EDENDERRY: T421∥T422 | BLAKE |  | 53.4516 | -7.0791
MV/LV Substation FO***443Y | 20 kV | 400V(3ph) & 230V(single ph) | LV | 400 kVA :Kiosk Substation | 0.4 | --> | 0.4 | 0 | 0 | Constrained,otherwise capacity available =365kVA. | --> | 0.38 | 0 | 0 | 0 | 0.006 | 0.399 | 0 |  | --> | E14 ex COLLOONEY | COLLOONEY: T422 | SLIGO |  | 54.1688 | -8.6096
MV/LV Substation FO***443Y | 10 kV | 400V(3ph) & 230V(single ph) | LV | 200 kVA :Pole Substation | 0.2 | --> | 0.2 | 0 | 0 | Constrained,otherwise capacity available =199kVA. | --> | 0.19 | 0 | 0 | 0 | 0 | 0.2 | 0 |  | --> | C21 ex CARRICKMACROSS | CARRICKMACROSS: T41 | MEATH HILL |  | 53.9687 | -6.7277
MV/LV Substation FO***4509 | 20 kV | 400V(3ph) & 230V(single ph) | LV | 400 kVA :Kiosk Substation | 0.4 | --> | 0.4 | 0.4 | 26.7 |  | --> | 0.38 | 0 | 0 | 0 | 0 | 0.4 | 0 |  | --> | E20 ex WEXFORD | WEXFORD: T121∥T122 | WEXFORD |  | 52.2869 | -6.5306
MV/LV Substation FO***457Z | 10 kV | 400V(3ph) & 230V(single ph) | LV | 50 kVA :Pole Substation | 0.05 | --> | 0.05 | 0 | 0 | Constrained,otherwise capacity available =50kVA. | --> | 0.047 | 0 | 0 | 0 | 0 | 0.049 | 0 |  | --> | C11 ex JOHNSTOWN | JOHNSTOWN: T41 | KILTEEL |  | 53.225 | -6.6133
MV/LV Substation FO***461Y | 10 kV | 400V(3ph) & 230V(single ph) | LV | 400 kVA :Kiosk Substation | 0.4 | --> | 0.4 | 0.32 | 3.1 |  | --> | 0.38 | 0 | 0 | 0 | 0 | 0.412 | 0 |  | --> | C19 ex ERRIGAL | ERRIGAL: T41 | SHANKILL |  | 54.0736 | -7.0825
MV/LV Substation FO***468X | 10 kV | 400V(3ph) & 230V(single ph) | LV | 50 kVA :Pole Substation | 0.05 | --> | 0.05 | 0.037 | 0 |  | --> | 0.047 | 0 | 0 | 0 | 0 | 0.051 | 0 |  | --> | C15 ex TALBOTS INCH | TALBOTS INCH: T41∥T42 | KILKENNY |  | 52.6982 | -7.5251
MV/LV Substation FO***472Z | 10 kV | 400V(3ph) & 230V(single ph) | LV | 400 kVA :Kiosk Substation | 0.4 | --> | 0.4 | 0.299 | 2.1 |  | --> | 0.38 | 0 | 0 | 0 | 0 | 0.415 | 0 |  | --> | C13 ex LIFFEY VALLEY | LIFFEY VALLEY: T41 | INCHICORE 220KV |  | 53.3586 | -6.4204
MV/LV Substation FO***473 | 10 kV | 400V(3ph) & 230V(single ph) | LV | 400 kVA :Kiosk Substation | 0.4 | --> | 0.4 | 0 | 0 | Constrained,otherwise capacity available =360kVA. | --> | 0.38 | 0 | 0 | 0 | 0 | 0.406 | 0 |  | --> | E17 ex GLASMORE | GLASMORE: T421 | GLASMORE |  | 53.4481 | -6.2351
MV/LV Substation FO***480 | 10 kV | 400V(3ph) & 230V(single ph) | LV | 400 kVA :Kiosk Substation | 0.4 | --> | 0.4 | 0.178 | 3.1 |  | --> | 0.38 | 0 | 0 | 0 | 0.031 | 0.401 | 0 |  | --> | C21 ex MONKSTOWN | MONKSTOWN: T41 | BLACKROCK |  | 53.2776 | -6.1743
MV/LV Substation FO***484X | 10 kV | 400V(3ph) & 230V(single ph) | LV | 200 kVA :Kiosk Substation | 0.2 | --> | 0.2 | 0 | 0 | Constrained,otherwise capacity available =169kVA. | --> | 0.19 | 0 | 0 | 0 | 0 | 0.204 | 0 |  | --> | C15 ex BALLAGHADERREEN | BALLAGHADERREEN: T41∥T42 | TONROE |  | 53.9035 | -8.568
MV/LV Substation FO***490 | 10 kV | 400V(3ph) & 230V(single ph) | LV | 50 kVA :Pole Substation | 0.05 | --> | 0.05 | 0 | 0 | Constrained,otherwise capacity available =7kVA. | --> | 0.047 | 0 | 0 | 0 | 0.008 | 0.047 | 0 |  | --> | C18 ex COOLCORCORAN | COOLCORCORAN: T41∥T42 | KNOCKEARAGH |  | 52.071 | -9.5843
MV/LV Substation FO***490Z | 20 kV | 400V(3ph) & 230V(single ph) | LV | 50 kVA :Pole Substation | 0.05 | --> | 0.05 | 0.048 | 0.5 |  | --> | 0.047 | 0 | 0 | 0 | 0 | 0.049 | 0 |  | --> | C12 ex BALBRIGGAN | BALBRIGGAN: T42 | GLASMORE |  | 53.6015 | -6.2054
MV/LV Substation FO***491 | 10 kV | 400V(3ph) & 230V(single ph) | LV | 100 kVA :Pole Substation | 0.1 | --> | 0.1 | 0 | 0 | Constrained,otherwise capacity available =76kVA. | --> | 0.095 | 0 | 0 | 0 | 0.003 | 0.099 | 0 |  | --> | C18 ex COOLCORCORAN | COOLCORCORAN: T41∥T42 | KNOCKEARAGH |  | 52.0709 | -9.5892
MV/LV Substation FO***503 | 10 kV | 400V(3ph) & 230V(single ph) | LV | 100 kVA :Pole Substation | 0.1 | --> | 0.1 | 0.08 | 0.8 |  | --> | 0.095 | 0 | 0 | 0 | 0 | 0.103 | 0 |  | --> | C19 ex SMEARLA | SMEARLA: T41 | TRIEN |  | 52.4094 | -9.3799
MV/LV Substation FO***505Y | 20 kV | 400V(3ph) & 230V(single ph) | LV | 100 kVA :Pole Substation | 0.1 | --> | 0.1 | 0.096 | 26.7 |  | --> | 0.095 | 0 | 0 | 0 | 0.003 | 0.096 | 0 |  | --> | E20 ex WEXFORD | WEXFORD: T121∥T122 | WEXFORD |  | 52.2988 | -6.5685
MV/LV Substation FO***506X | 10 kV | 400V(3ph) & 230V(single ph) | LV | 200 kVA :Kiosk Substation | 0.2 | --> | 0.2 | 0 | 0 | Constrained,otherwise capacity available =179kVA. | --> | 0.19 | 0 | 0 | 0 | 0 | 0.203 | 0 |  | --> | C18 ex COOLCORCORAN | COOLCORCORAN: T41∥T42 | KNOCKEARAGH |  | 52.0708 | -9.5774
MV/LV Substation FO***507X | 10 kV | 400V(3ph) & 230V(single ph) | LV | 50 kVA :Pole Substation | 0.05 | --> | 0.05 | 0 | 0 | Constrained,otherwise capacity available =39kVA. | --> | 0.047 | 0 | 0 | 0 | 0 | 0 | 0 | Constrained,otherwise capacity available =51kW. | --> | C16 ex MOUNTMELLICK | MOUNTMELLICK: T41∥T42 | PORTLAOISE |  | 53.1345 | -7.3307
MV/LV Substation FO***518X | 10 kV | 400V(3ph) & 230V(single ph) | LV | 1000 kVA :Building Structure | 1 | --> | 1 | 0 | 0 | Constrained,otherwise capacity available =500kVA. | --> | 0.95 | 0 | 0 | 0 | 0 | 0.5 | 0 |  | --> | C12 ex GLOUCESTER PLACE | GLOUCESTER PLACE: T42 | MCDERMOTT |  | 53.3514 | -6.253
MV/LV Substation FO***521Y | 10 kV | 400V(3ph) & 230V(single ph) | LV | 200 kVA :Building Structure | 0.2 | --> | 0.2 | 0 | 0 | Constrained,otherwise capacity available =146kVA. | --> | 0.19 | 0 | 0 | 0 | 0 | 0 | 0 | Constrained,otherwise capacity available =207kW. | --> | C20 ex COLLIGAN | COLLIGAN: T41 | DUNGARVAN |  | 52.0885 | -7.6281
MV/LV Substation FO***523 | 10 kV | 400V(3ph) & 230V(single ph) | LV | 630 kVA :Building Structure | 0.63 | --> | 0.63 | 0.308 | 7.2 |  | --> | 0.598 | 0 | 0 | 0 | 0 | 0.5 | 0 |  | --> | C26 ex PELLETSTOWN | PELLETSTOWN: T102 | FINGLAS |  | 53.3812 | -6.338
MV/LV Substation FO***526 | 10 kV | 400V(3ph) & 230V(single ph) | LV | 200 kVA :Pole Substation | 0.2 | --> | 0.2 | 0 | 0 | Constrained,otherwise capacity available =170kVA. | --> | 0.19 | 0 | 0 | 0 | 0.015 | 0.188 | 0 |  | --> | C17 ex CARRIGALINE | CARRIGALINE: T41∥T42 | BARNAHELY |  | 51.7849 | -8.3383
MV/LV Substation FO***542Z | 10 kV | 400V(3ph) & 230V(single ph) | LV | 50 kVA :Pole Substation | 0.05 | --> | 0.05 | 0.05 | 0.6 |  | --> | 0.047 | 0 | 0 | 0 | 0 | 0.049 | 0 |  | --> | C17 ex CLONDALKIN | CLONDALKIN: T41 | INCHICORE 220KV |  | 53.3361 | -6.4079
MV/LV Substation FO***544Y | 10 kV | 400V(3ph) & 230V(single ph) | LV | 200 kVA :Kiosk Substation | 0.2 | --> | 0.2 | 0 | 0 | Constrained,otherwise capacity available =156kVA. | --> | 0.19 | 0 | 0 | 0 | 0 | 0.206 | 0 |  | --> | C22 ex KILMONEY | KILMONEY: T41∥T42 | TRABEG |  | 51.8054 | -8.4032
MV/LV Substation FO***550 | 10 kV | 400V(3ph) & 230V(single ph) | LV | 100 kVA :Pole Substation | 0.1 | --> | 0.1 | 0 | 0 | Constrained,otherwise capacity available =81kVA. | --> | 0.095 | 0 | 0 | 0 | 0 | 0.102 | 0 |  | --> | C17 ex CARRIGALINE | CARRIGALINE: T41∥T42 | BARNAHELY |  | 51.8085 | -8.2803
MV/LV Substation FO***561Y | 10 kV | 400V(3ph) & 230V(single ph) | LV | 200 kVA :Kiosk Substation | 0.2 | --> | 0.2 | 0 | 0 | Constrained,otherwise capacity available =97kVA. | --> | 0.19 | 0 | 0 | 0 | 0.025 | 0.189 | 0 |  | --> | C18 ex DOUGLAS | DOUGLAS: T41 | TRABEG |  | 51.8668 | -8.4018
MV/LV Substation FO***566 | 10 kV | 400V(3ph) & 230V(single ph) | LV | 100 kVA :Pole Substation | 0.1 | --> | 0.1 | 0 | 0 | Constrained,otherwise capacity available =90kVA. | --> | 0.095 | 0 | 0 | 0 | 0 | 0.101 | 0 |  | --> | C19 ex MILFORD (NR) | MILFORD (NR): T41∥T42 | LETTERKENNY |  | 55.1032 | -7.5284
MV/LV Substation FO***566Y | 20 kV | 400V(3ph) & 230V(single ph) | LV | 50 kVA :Pole Substation | 0.05 | --> | 0.05 | 0 | 0 | Constrained,otherwise capacity available =34kVA. | --> | 0.047 | 0 | 0 | 0 | 0 | 0.051 | 0 |  | --> | E11 ex EDENDERRY | EDENDERRY: T421∥T422 | BLAKE |  | 53.3474 | -7.0331
MV/LV Substation FO***570X | 10 kV | 400V(3ph) & 230V(single ph) | LV | 630 kVA :Building Structure | 0.63 | --> | 0.63 | 0 | 0 | Constrained,otherwise capacity available =500kVA. | --> | 0.598 | 0 | 0 | 0 | 0 | 0.5 | 0 |  | --> | C23 ex PHIBSBORO | PHIBSBORO: T41 | FINGLAS |  | 53.3508 | -6.2808
MV/LV Substation FO***572X | 10 kV | 400V(3ph) & 230V(single ph) | LV | 200 kVA :Kiosk Substation | 0.2 | --> | 0.2 | 0 | 0 | Constrained,otherwise capacity available =178kVA. | --> | 0.19 | 0 | 0 | 0 | 0.001 | 0.202 | 0 |  | --> | C20 ex BALLYGAR | BALLYGAR: T42 | ATHLONE |  | 53.5257 | -8.3226
MV/LV Substation FO***575Z | 10 kV | 400V(3ph) & 230V(single ph) | LV | 630 kVA :Building Structure | 0.63 | --> | 0.63 | 0.34 | 2.1 |  | --> | 0.598 | 0 | 0 | 0 | 0 | 0.5 | 0 |  | --> | C11 ex LIFFEY VALLEY | LIFFEY VALLEY: T41 | INCHICORE 220KV |  | 53.3472 | -6.4085
MV/LV Substation FO***575Z | 10 kV | 400V(3ph) & 230V(single ph) | LV | 50 kVA :Pole Substation | 0.05 | --> | 0.05 | 0.02 | 2.3 |  | --> | 0.047 | 0 | 0 | 0 | 0 | 0.054 | 0 |  | --> | C17 ex TRABEG | TRABEG: T102 | TRABEG |  | 51.8714 | -8.4844
MV/LV Substation FO***579X | 20 kV | 400V(3ph) & 230V(single ph) | LV | 50 kVA :Pole Substation | 0.05 | --> | 0.05 | 0 | 0 | Constrained,otherwise capacity available =50kVA. | --> | 0.047 | 0 | 0 | 0 | 0 | 0.049 | 0 |  | --> | E17 ex BALLINROBE | BALLINROBE: T421∥T422 | DALTON |  | 53.658 | -9.1558
MV/LV Substation FO***582Z | 10 kV | 400V(3ph) & 230V(single ph) | LV | 50 kVA :Pole Substation | 0.05 | --> | 0.05 | 0 | 0 | Constrained,otherwise capacity available =41kVA. | --> | 0.047 | 0 | 0 | 0 | 0 | 0.05 | 0 |  | --> | C16 ex LUCAN EAST | LUCAN EAST: T41∥T42 | GRANGE CASTLE |  | 53.3709 | -6.4397
MV/LV Substation FO***590 | 20 kV | 400V(3ph) & 230V(single ph) | LV | 400 kVA :Building Structure | 0.4 | --> | 0.4 | 0.313 | 3.3 |  | --> | 0.38 | 0 | 0 | 0 | 0 | 0.413 | 0 |  | --> | E18 ex CRATLOE | CRATLOE: T421∥T422 | ARDNACRUSHA |  | 52.6997 | -8.8131
MV/LV Substation FO***598Z | 20 kV | 400V(3ph) & 230V(single ph) | LV | 400 kVA :Building Structure | 0.4 | --> | 0.4 | 0.386 | 12.5 |  | --> | 0.38 | 0 | 0 | 0 | 0 | 0.401 | 0 |  | --> | E21 ex ADAMSTOWN | ADAMSTOWN: T121 | INCHICORE 220KV |  | 53.3327 | -6.4057
MV/LV Substation FO***600Y | 10 kV | 400V(3ph) & 230V(single ph) | LV | 100 kVA :Pole Substation | 0.1 | --> | 0.1 | 0.097 | 2.8 |  | --> | 0.095 | 0 | 0 | 0 | 0 | 0.1 | 0 |  | --> | C19 ex CLONARD | CLONARD: T41∥T42 | WEXFORD |  | 52.3114 | -6.5388
MV/LV Substation FO***605X | 20 kV | 400V(3ph) & 230V(single ph) | LV | 400 kVA :Kiosk Substation | 0.4 | --> | 0.4 | 0.347 | 5.6 |  | --> | 0.38 | 0 | 0 | 0 | 0.011 | 0.396 | 0 |  | --> | E18 ex CRANE | CRANE: T122 | CRANE |  | 52.6486 | -6.2314
MV/LV Substation FO***608 | 10 kV | 400V(3ph) & 230V(single ph) | LV | 50 kVA :Pole Substation | 0.05 | --> | 0.05 | 0.05 | 2 |  | --> | 0.047 | 0 | 0 | 0 | 0 | 0.049 | 0 |  | --> | C15 ex BALLYTIVNAN | BALLYTIVNAN: T41 | SLIGO |  | 54.2629 | -8.4349
MV/LV Substation FO***608X | 10 kV | 400V(3ph) & 230V(single ph) | LV | 200 kVA :Kiosk Substation | 0.2 | --> | 0.2 | 0.171 | 0.4 |  | --> | 0.19 | 0 | 0 | 0 | 0.003 | 0 | 0 | Constrained,otherwise capacity available =200kW. | --> | C16 ex GARRYSPILLANE | GARRYSPILLANE: T41 | TIPPERARY |  | 52.3176 | -8.4741
MV/LV Substation FO***611Y | 10 kV | 400V(3ph) & 230V(single ph) | LV | 200 kVA :Kiosk Substation | 0.2 | --> | 0.2 | 0 | 0 | Constrained,otherwise capacity available =126kVA. | --> | 0.19 | 0 | 0 | 0 | 0.004 | 0 | 0 | Constrained,otherwise capacity available =206kW. | --> | C15 ex PALLAS | PALLAS: T41∥T42 | PORTLAOISE |  | 53.0433 | -7.2833
MV/LV Substation FO***614 | 20 kV | 400V(3ph) & 230V(single ph) | LV | 50 kVA :Pole Substation | 0.05 | --> | 0.05 | 0 | 0 | Constrained,otherwise capacity available =40kVA. | --> | 0.047 | 0 | 0 | 0 | 0 | 0.051 | 0 |  | --> | E15 ex PATRICKSWELL | PATRICKSWELL: T421∥T422 | LIMERICK |  | 52.573 | -8.7688
MV/LV Substation FO***615Z | 10 kV | 400V(3ph) & 230V(single ph) | LV | 1000 kVA :Building Structure | 1 | --> | 1 | 0 | 0 | Constrained,otherwise capacity available =500kVA. | --> | 0.95 | 0 | 0 | 0 | 0 | 0.5 | 0 |  | --> | C18 ex KILLACLOYNE | KILLACLOYNE: T41∥T42 | MIDLETON |  | 51.9103 | -8.2941
MV/LV Substation FO***620 | 10 kV | 400V(3ph) & 230V(single ph) | LV | 400 kVA :Kiosk Substation | 0.4 | --> | 0.4 | 0 | 0 | Constrained,otherwise capacity available =321kVA. | --> | 0.38 | 0 | 0 | 0 | 0.009 | 0.402 | 0 |  | --> | C11 ex LITTLE BRAY | LITTLE BRAY: T41 | FASSAROE |  | 53.2318 | -6.1183
MV/LV Substation FO***625 | 20 kV | 400V(3ph) & 230V(single ph) | LV | 50 kVA :Pole Substation | 0.05 | --> | 0.05 | 0 | 0 | Constrained,otherwise capacity available =44kVA. | --> | 0.047 | 0 | 0 | 0 | 0 | 0.05 | 0 |  | --> | C13 ex RECESS | RECESS: T41 | GALWAY 110KV |  | 53.5566 | -9.8958
MV/LV Substation FO***627Z | 20 kV | 400V(3ph) & 230V(single ph) | LV | 400 kVA :Kiosk Substation | 0.4 | --> | 0.4 | 0.282 | 3.9 |  | --> | 0.38 | 0 | 0 | 0 | 0.005 | 0 | 0 | Constrained,otherwise capacity available =412kW. | --> | E12 ex ASHBOURNE | ASHBOURNE: T422 | FINGLAS |  | 53.5087 | -6.4511
MV/LV Substation FO***630Z | 20 kV | 400V(3ph) & 230V(single ph) | LV | 50 kVA :Pole Substation | 0.05 | --> | 0.05 | 0.038 | 1.6 |  | --> | 0.047 | 0 | 0 | 0 | 0 | 0 | 0 | Constrained,otherwise capacity available =51kW. | --> | E11 ex CASTLETOWNBERE | CASTLETOWNBERE: T421 | BALLYLICKY |  | 51.6645 | -9.908
MV/LV Substation FO***631X | 10 kV | 400V(3ph) & 230V(single ph) | LV | 630 kVA :Kiosk Substation | 0.63 | --> | 0.63 | 0 | 0 | Constrained,otherwise capacity available =445kVA. | --> | 0.598 | 0 | 0 | 0 | 0.003 | 0.5 | 0 |  | --> | C18 ex BALGADDY | BALGADDY: T42 | GRANGE CASTLE |  | 53.3416 | -6.4244
MV/LV Substation FO***632X | 10 kV | 400V(3ph) & 230V(single ph) | LV | 400 kVA :Kiosk Substation | 0.4 | --> | 0.4 | 0 | 0 | Constrained,otherwise capacity available =264kVA. | --> | 0.38 | 0 | 0 | 0 | 0.003 | 0.417 | 0 |  | --> | C18 ex BALGADDY | BALGADDY: T42 | GRANGE CASTLE |  | 53.3401 | -6.4272
MV/LV Substation FO***637X | 20 kV | 400V(3ph) & 230V(single ph) | LV | 400 kVA :Kiosk Substation | 0.4 | --> | 0.4 | 0.214 | 11.5 |  | --> | 0.38 | 0 | 0 | 0 | 0 | 0.428 | 0 |  | --> | E20 ex ADAMSTOWN | ADAMSTOWN: T122 | INCHICORE 220KV |  | 53.3436 | -6.4495
MV/LV Substation FO***643Z | 10 kV | 400V(3ph) & 230V(single ph) | LV | 1000 kVA :Building Structure | 1 | --> | 1 | 0 | 0 | Constrained,otherwise capacity available =500kVA. | --> | 0.95 | 0 | 0 | 0 | 0 | 0.5 | 0 |  | --> | C18 ex KILLACLOYNE | KILLACLOYNE: T41∥T42 | MIDLETON |  | 51.9113 | -8.2938
MV/LV Substation FO***644X | 10 kV | 400V(3ph) & 230V(single ph) | LV | 200 kVA :Kiosk Substation | 0.2 | --> | 0.2 | 0.163 | 3.8 |  | --> | 0.19 | 0 | 0 | 0 | 0 | 0 | 0 | Constrained,otherwise capacity available =205kW. | --> | C16 ex TURLOUGH ROAD | TURLOUGH ROAD: T41∥T42 | CASTLEBAR |  | 53.8619 | -9.3103
MV/LV Substation FO***650 | 10 kV | 400V(3ph) & 230V(single ph) | LV | 200 kVA :Kiosk Substation | 0.2 | --> | 0.2 | 0.132 | 3.8 |  | --> | 0.19 | 0 | 0 | 0 | 0.01 | 0 | 0 | Constrained,otherwise capacity available =199kW. | --> | C16 ex TURLOUGH ROAD | TURLOUGH ROAD: T41∥T42 | CASTLEBAR |  | 53.8607 | -9.3108
MV/LV Substation FO***652X | 10 kV | 400V(3ph) & 230V(single ph) | LV | 400 kVA :Kiosk Substation | 0.4 | --> | 0.4 | 0 | 0 | Constrained,otherwise capacity available =279kVA. | --> | 0.38 | 0 | 0 | 0 | 0.014 | 0.404 | 0 |  | --> | C18 ex BALGADDY | BALGADDY: T42 | GRANGE CASTLE |  | 53.3384 | -6.4255
MV/LV Substation FO***655X | 10 kV | 400V(3ph) & 230V(single ph) | LV | 400 kVA :Kiosk Substation | 0.4 | --> | 0.4 | 0 | 0 | Constrained,otherwise capacity available =217kVA. | --> | 0.38 | 0 | 0 | 0 | 0.028 | 0.398 | 0 |  | --> | C18 ex BALGADDY | BALGADDY: T42 | GRANGE CASTLE |  | 53.3392 | -6.4235
MV/LV Substation FO***659Y | 10 kV | 400V(3ph) & 230V(single ph) | LV | 200 kVA :Kiosk Substation | 0.2 | --> | 0.2 | 0 | 0 | Constrained,otherwise capacity available =194kVA. | --> | 0.19 | 0 | 0 | 0 | 0 | 0.2 | 0 |  | --> | C18 ex KILLACLOYNE | KILLACLOYNE: T41∥T42 | MIDLETON |  | 51.8964 | -8.292
MV/LV Substation FO***661X | 10 kV | 400V(3ph) & 230V(single ph) | LV | 400 kVA :Building Structure | 0.4 | --> | 0.4 | 0 | 0 | Constrained,otherwise capacity available =295kVA. | --> | 0.38 | 0 | 0 | 0 | 0 | 0.416 | 0 |  | --> | C18 ex COOLCORCORAN | COOLCORCORAN: T41∥T42 | KNOCKEARAGH |  | 52.0708 | -9.5737
MV/LV Substation FO***668X | 10 kV | 400V(3ph) & 230V(single ph) | LV | 400 kVA :Kiosk Substation | 0.4 | --> | 0.4 | 0 | 0 | Constrained,otherwise capacity available =280kVA. | --> | 0.38 | 0 | 0 | 0 | 0.01 | 0.408 | 0 |  | --> | C18 ex BALGADDY | BALGADDY: T42 | GRANGE CASTLE |  | 53.3427 | -6.4265
MV/LV Substation FO***669X | 20 kV | 400V(3ph) & 230V(single ph) | LV | 50 kVA :Pole Substation | 0.05 | --> | 0.05 | 0 | 0 | Constrained,otherwise capacity available =47kVA. | --> | 0.047 | 0 | 0 | 0 | 0 | 0 | 0 | Constrained,otherwise capacity available =49kW. | --> | E17 ex PORTLAOISE | PORTLAOISE: T423∥T424 | PORTLAOISE |  | 52.9092 | -7.3822
MV/LV Substation FO***670Y | 10 kV | 400V(3ph) & 230V(single ph) | LV | 400 kVA :Kiosk Substation | 0.4 | --> | 0.4 | 0 | 0 | Constrained,otherwise capacity available =325kVA. | --> | 0.38 | 0 | 0 | 0 | 0.008 | 0 | 0 | Constrained,otherwise capacity available =403kW. | --> | C14 ex PORTLAOISE | PORTLAOISE: T42 | PORTLAOISE |  | 53.041 | -7.2826
MV/LV Substation FO***672Y | 20 kV | 400V(3ph) & 230V(single ph) | LV | 400 kVA :Building Structure | 0.4 | --> | 0.4 | 0.4 | 5.3 |  | --> | 0.38 | 0 | 0 | 0 | 0 | 0.4 | 0 |  | --> | E17 ex BUSH | BUSH: T421∥T422 | DUNDALK |  | 54.0392 | -6.1815
MV/LV Substation FO***676X | 20 kV | 400V(3ph) & 230V(single ph) | LV | 200 kVA :Kiosk Substation | 0.2 | --> | 0.2 | 0.146 | 2.7 |  | --> | 0.19 | 0 | 0 | 0 | 0.003 | 0.204 | 0 |  | --> | E17 ex LONGFORD | LONGFORD: T421 | RICHMOND |  | 53.7505 | -7.8012
MV/LV Substation FO***683Y | 10 kV | 400V(3ph) & 230V(single ph) | LV | 400 kVA :Kiosk Substation | 0.4 | --> | 0.4 | 0.3 | 1.9 |  | --> | 0.38 | 0 | 0 | 0 | 0.008 | 0.407 | 0 |  | --> | C11 ex DRYBRIDGE | DRYBRIDGE: T41 | DRYBRIDGE |  | 53.7209 | -6.3693
MV/LV Substation FO***686Z | 10 kV | 400V(3ph) & 230V(single ph) | LV | 630 kVA :Building Structure | 0.63 | --> | 0.63 | 0 | 0 | Constrained,otherwise capacity available =425kVA. | --> | 0.598 | 0 | 0 | 0 | 0 | 0.5 | 0 |  | --> | E17 ex GLASMORE | GLASMORE: T421 | GLASMORE |  | 53.4463 | -6.2382
MV/LV Substation FO***695 | 20 kV | 400V(3ph) & 230V(single ph) | LV | 100 kVA :Pole Substation | 0.1 | --> | 0.1 | 0.091 | 1 |  | --> | 0.095 | 0 | 0 | 0 | 0 | 0 | 0 | Constrained,otherwise capacity available =100kW. | --> | E12 ex CARNDONAGH | CARNDONAGH: T421∥T422 | TRILLICK |  | 55.2932 | -7.3505
MV/LV Substation FO***716 | 10 kV | 400V(3ph) & 230V(single ph) | LV | 630 kVA :Building Structure | 0.63 | --> | 0.63 | 0 | 0 | Constrained,otherwise capacity available =188kVA. | --> | 0.598 | 0 | 0 | 0 | 0 | 0.5 | 0 |  | --> | C17 ex DONNYBROOK | DONNYBROOK: T41 | MILLTOWN (DR) |  | 53.3262 | -6.226
MV/LV Substation FO***717Z | 10 kV | 400V(3ph) & 230V(single ph) | LV | 400 kVA :Kiosk Substation | 0.4 | --> | 0.4 | 0 | 0 | Constrained,otherwise capacity available =346kVA. | --> | 0.38 | 0 | 0 | 0 | 0 | 0.407 | 0 |  | --> | C17 ex TOGHER | TOGHER: T41 | TRABEG |  | 51.8689 | -8.4823
MV/LV Substation FO***720 | 20 kV | 400V(3ph) & 230V(single ph) | LV | 400 kVA :Building Structure | 0.4 | --> | 0.4 | 0.391 | 1 |  | --> | 0.38 | 0 | 0 | 0 | 0 | 0 | 0 | Constrained,otherwise capacity available =400kW. | --> | E18 ex CARNDONAGH | CARNDONAGH: T421∥T422 | TRILLICK |  | 55.2538 | -7.2201
MV/LV Substation FO***730 | 20 kV | 400V(3ph) & 230V(single ph) | LV | 100 kVA :Pole Substation | 0.1 | --> | 0.1 | 0.095 | 11.3 |  | --> | 0.095 | 0 | 0 | 0 | 0 | 0.1 | 0 |  | --> | C14 ex SINGLAND | SINGLAND: T102 | SINGLAND |  | 52.6514 | -8.5109
MV/LV Substation FO***732 | 20 kV | 400V(3ph) & 230V(single ph) | LV | 50 kVA :Pole Substation | 0.05 | --> | 0.05 | 0.045 | 1.5 |  | --> | 0.047 | 0 | 0 | 0 | 0 | 0.05 | 0 |  | --> | E15 ex BEALISTOWN | BEALISTOWN: T421∥T422 | GREAT ISLAND |  | 52.3147 | -6.7525
MV/LV Substation FO***732X | 10 kV | 400V(3ph) & 230V(single ph) | LV | 50 kVA :Pole Substation | 0.05 | --> | 0.05 | 0.046 | 3.2 |  | --> | 0.047 | 0 | 0 | 0 | 0 | 0.049 | 0 |  | --> | C14 ex MCDONAGH | MCDONAGH: T42 | KILKENNY |  | 52.6455 | -7.1526
MV/LV Substation FO***732Y | 10 kV | 400V(3ph) & 230V(single ph) | LV | 1000 kVA :Building Structure | 1 | --> | 1 | 0 | 0 | Constrained,otherwise capacity available =500kVA. | --> | 0.95 | 0 | 0 | 0 | 0 | 0.5 | 0 |  | --> | C18 ex KILLACLOYNE | KILLACLOYNE: T41∥T42 | MIDLETON |  | 51.9103 | -8.2874
MV/LV Substation FO***737 | 20 kV | 400V(3ph) & 230V(single ph) | LV | 50 kVA :Pole Substation | 0.05 | --> | 0.05 | 0 | 0 | Constrained,otherwise capacity available =45kVA. | --> | 0.047 | 0 | 0 | 0 | 0 | 0 | 0 | Constrained,otherwise capacity available =50kW. | --> | E12 ex BIRR | BIRR: T422 | DALLOW |  | 53.0929 | -7.8512
MV/LV Substation FO***743X | 20 kV | 400V(3ph) & 230V(single ph) | LV | 630 kVA :Kiosk Substation | 0.63 | --> | 0.63 | 0.5 | 3 |  | --> | 0.598 | 0 | 0 | 0 | 0 | 0 | 0 | Constrained,otherwise capacity available =500kW. | --> | E16 ex WINDSOR | WINDSOR: T421∥T422 | CASTLEBAR |  | 53.8529 | -9.2732
MV/LV Substation FO***743Y | 10 kV | 400V(3ph) & 230V(single ph) | LV | 100 kVA :Pole Substation | 0.1 | --> | 0.1 | 0 | 0 | Constrained,otherwise capacity available =70kVA. | --> | 0.095 | 0 | 0 | 0 | 0.006 | 0.098 | 0 |  | --> | C22 ex TERMONFECKIN ROAD | TERMONFECKIN ROAD: T41∥T42 | DRYBRIDGE |  | 53.7308 | -6.3398
MV/LV Substation FO***745Z | 10 kV | 400V(3ph) & 230V(single ph) | LV | 400 kVA :Kiosk Substation | 0.4 | --> | 0.4 | 0 | 0 | Constrained,otherwise capacity available =317kVA. | --> | 0.38 | 0 | 0 | 0 | 0.004 | 0.408 | 0 |  | --> | C18 ex DOUGLAS | DOUGLAS: T41 | TRABEG |  | 51.8632 | -8.4072
MV/LV Substation FO***749 | 10 kV | 400V(3ph) & 230V(single ph) | LV | 630 kVA :Kiosk Substation | 0.63 | --> | 0.63 | 0.5 | 1.1 |  | --> | 0.598 | 0 | 0 | 0 | 0 | 0.5 | 0 |  | --> | C16 ex KIMMAGE | KIMMAGE: T42 | INCHICORE 220KV |  | 53.3274 | -6.3019
MV/LV Substation FO***763X | 10 kV | 400V(3ph) & 230V(single ph) | LV | 100 kVA :Pole Substation | 0.1 | --> | 0.1 | 0 | 0 | Constrained,otherwise capacity available =61kVA. | --> | 0.095 | 0 | 0 | 0 | 0.014 | 0.09 | 0 |  | --> | C22 ex TERMONFECKIN ROAD | TERMONFECKIN ROAD: T41∥T42 | DRYBRIDGE |  | 53.7274 | -6.3431
MV/LV Substation FO***768Y | 10 kV | 400V(3ph) & 230V(single ph) | LV | 630 kVA :Building Structure | 0.63 | --> | 0.63 | 0 | 0 | Constrained,otherwise capacity available =500kVA. | --> | 0.598 | 0 | 0 | 0 | 0 | 0.5 | 0 |  | --> | C18 ex KILLACLOYNE | KILLACLOYNE: T41∥T42 | MIDLETON |  | 51.9085 | -8.2917
MV/LV Substation FO***779X | 10 kV | 400V(3ph) & 230V(single ph) | LV | 630 kVA :Building Structure | 0.63 | --> | 0.63 | 0.5 | 11.3 |  | --> | 0.598 | 0 | 0 | 0 | 0 | 0.5 | 0 |  | --> | C12 ex ENNIS | ENNIS: T102 | ENNIS |  | 52.8443 | -8.977
MV/LV Substation FO***780 | 10 kV | 400V(3ph) & 230V(single ph) | LV | 50 kVA :Pole Substation | 0.05 | --> | 0.05 | 0.044 | 3.6 |  | --> | 0.047 | 0 | 0 | 0 | 0 | 0.05 | 0 |  | --> | C18 ex CASTLEBLAYNEY | CASTLEBLAYNEY: T42 | DUNDALK |  | 54.1479 | -6.682
MV/LV Substation FO***788 | 10 kV | 400V(3ph) & 230V(single ph) | LV | 200 kVA :Building Structure | 0.2 | --> | 0.2 | 0.194 | 3.9 |  | --> | 0.19 | 0 | 0 | 0 | 0 | 0 | 0 | Constrained,otherwise capacity available =200kW. | --> | C15 ex DERRYBEG | DERRYBEG: T41∥T42 | ARDNAGAPPARY |  | 55.0632 | -8.2795
MV/LV Substation FO***789Z | 10 kV | 400V(3ph) & 230V(single ph) | LV | 100 kVA :Pole Substation | 0.1 | --> | 0.1 | 0 | 0 | Constrained,otherwise capacity available =99kVA. | --> | 0.095 | 0 | 0 | 0 | 0 | 0.1 | 0 |  | --> | C14 ex SWORDS | SWORDS: T42 | GLASMORE |  | 53.4418 | -6.2578
MV/LV Substation FO***794 | 10 kV | 400V(3ph) & 230V(single ph) | LV | 100 kVA :Pole Substation | 0.1 | --> | 0.1 | 0 | 0 | Constrained,otherwise capacity available =71kVA. | --> | 0.095 | 0 | 0 | 0 | 0 | 0.103 | 0 |  | --> | C14 ex SWORDS | SWORDS: T42 | GLASMORE |  | 53.4395 | -6.2512
MV/LV Substation FO***796X | 10 kV | 400V(3ph) & 230V(single ph) | LV | 50 kVA :Pole Substation | 0.05 | --> | 0.05 | 0.047 | 0.1 |  | --> | 0.047 | 0 | 0 | 0 | 0 | 0.049 | 0 |  | --> | C11 ex SCARIFF | SCARIFF: T42 | ENNIS |  | 52.8654 | -8.4632
MV/LV Substation FO***804X | 10 kV | 400V(3ph) & 230V(single ph) | LV | 400 kVA :Kiosk Substation | 0.4 | --> | 0.4 | 0.217 | 1.5 |  | --> | 0.38 | 0 | 0 | 0 | 0.004 | 0 | 0 | Constrained,otherwise capacity available =423kW. | --> | C11 ex FOYNES | FOYNES: T41 | RATHKEALE |  | 52.6113 | -9.1091
MV/LV Substation FO***806X | 10 kV | 400V(3ph) & 230V(single ph) | LV | 50 kVA :Pole Substation | 0.05 | --> | 0.05 | 0.046 | 2.4 |  | --> | 0.047 | 0 | 0 | 0 | 0 | 0 | 0 | Constrained,otherwise capacity available =49kW. | --> | C18 ex FOYNES | FOYNES: T42 | RATHKEALE |  | 52.5899 | -9.0776
MV/LV Substation FO***808X | 10 kV | 400V(3ph) & 230V(single ph) | LV | 50 kVA :Pole Substation | 0.05 | --> | 0.05 | 0.031 | 2.1 |  | --> | 0.047 | 0 | 0 | 0 | 0.007 | 0.044 | 0 |  | --> | C15 ex GRANAGH | GRANAGH: T41∥T42 | WATERFORD |  | 52.3112 | -7.1772
MV/LV Substation FO***811Y | 10 kV | 400V(3ph) & 230V(single ph) | LV | 400 kVA :Kiosk Substation | 0.4 | --> | 0.4 | 0.292 | 2.1 |  | --> | 0.38 | 0 | 0 | 0 | 0.007 | 0.409 | 0 |  | --> | C21 ex WATERFORD IND EST | WATERFORD IND EST: T41 | BUTLERSTOWN |  | 52.2348 | -7.1376
MV/LV Substation FO***818X | 10 kV | 400V(3ph) & 230V(single ph) | LV | 100 kVA :Pole Substation | 0.1 | --> | 0.1 | 0 | 0 | Constrained,otherwise capacity available =98kVA. | --> | 0.095 | 0 | 0 | 0 | 0 | 0.1 | 0 |  | --> | C14 ex SWORDS | SWORDS: T42 | GLASMORE |  | 53.4407 | -6.2615
MV/LV Substation FO***825X | 10 kV | 400V(3ph) & 230V(single ph) | LV | 200 kVA :Pole Substation | 0.2 | --> | 0.2 | 0.179 | 2.4 |  | --> | 0.19 | 0 | 0 | 0 | 0 | 0 | 0 | Constrained,otherwise capacity available =203kW. | --> | C12 ex FOYNES | FOYNES: T42 | RATHKEALE |  | 52.6097 | -9.0977
MV/LV Substation FO***835X | 10 kV | 400V(3ph) & 230V(single ph) | LV | 400 kVA :Building Structure | 0.4 | --> | 0.4 | 0.373 | 4.4 |  | --> | 0.38 | 0 | 0 | 0 | 0.054 | 0.347 | 0 |  | --> | C20 ex TYMON | TYMON: T42 | COOKSTOWN |  | 53.2973 | -6.3508
MV/LV Substation FO***837 | 10 kV | 400V(3ph) & 230V(single ph) | LV | 400 kVA :Kiosk Substation | 0.4 | --> | 0.4 | 0.284 | 2.3 |  | --> | 0.38 | 0 | 0 | 0 | 0.028 | 0.388 | 0 |  | --> | C16 ex MOUNT MERRION | MOUNT MERRION: T42 | CARRICKMINES |  | 53.307 | -6.2057
MV/LV Substation FO***838Y | 20 kV | 400V(3ph) & 230V(single ph) | LV | 200 kVA :Pole Substation | 0.2 | --> | 0.2 | 0.164 | 4.7 |  | --> | 0.19 | 0 | 0 | 0 | 0 | 0.205 | 0 |  | --> | E17 ex EDGEWORTHSTOWN | EDGEWORTHSTOWN: T421∥T422 | RICHMOND |  | 53.6217 | -7.6274
MV/LV Substation FO***845Y | 10 kV | 400V(3ph) & 230V(single ph) | LV | 50 kVA :Pole Substation | 0.05 | --> | 0.05 | 0 | 0 | Constrained,otherwise capacity available =12kVA. | --> | 0.047 | 0 | 0 | 0 | 0 | 0 | 0 | Constrained,otherwise capacity available =54kW. | --> | C18 ex MOUNTRATH | MOUNTRATH: T41∥T42 | PORTLAOISE |  | 52.9991 | -7.4817
MV/LV Substation FO***846 | 20 kV | 400V(3ph) & 230V(single ph) | LV | 50 kVA :Pole Substation | 0.05 | --> | 0.05 | 0 | 0 | Constrained,otherwise capacity available =36kVA. | --> | 0.047 | 0 | 0 | 0 | 0.003 | 0.047 | 0 |  | --> | E18 ex CREAGH | CREAGH: T421∥T422 | ATHLONE |  | 53.3867 | -8.3853
MV/LV Substation FO***851X | 10 kV | 400V(3ph) & 230V(single ph) | LV | 50 kVA :Pole Substation | 0.05 | --> | 0.05 | 0 | 0 | Constrained,otherwise capacity available =41kVA. | --> | 0.047 | 0 | 0 | 0 | 0.003 | 0.047 | 0 |  | --> | C13 ex BUTTEVANT | BUTTEVANT: T41∥T42 | MALLOW |  | 52.1911 | -8.643
MV/LV Substation FO***861Z | 10 kV | 400V(3ph) & 230V(single ph) | LV | 630 kVA :Building Structure | 0.63 | --> | 0.63 | 0.21 | 0.2 | Constrained,otherwise capacity available =500kVA. | --> | 0.598 | 0 | 0 | 0 | 0 | 0.5 | 0 |  | --> | C16 ex NEWBROOK | NEWBROOK: T42 | MULLINGAR |  | 53.5168 | -7.3655
MV/LV Substation FO***863Z | 10 kV | 400V(3ph) & 230V(single ph) | LV | 400 kVA :Kiosk Substation | 0.4 | --> | 0.4 | 0 | 0 | Constrained,otherwise capacity available =280kVA. | --> | 0.38 | 0 | 0 | 0 | 0.01 | 0.408 | 0 |  | --> | C22 ex KILMONEY | KILMONEY: T41∥T42 | TRABEG |  | 51.8075 | -8.3842
MV/LV Substation FO***879Z | 10 kV | 400V(3ph) & 230V(single ph) | LV | 100 kVA :Pole Substation | 0.1 | --> | 0.1 | 0 | 0 | Constrained,otherwise capacity available =98kVA. | --> | 0.095 | 0 | 0 | 0 | 0 | 0.1 | 0 |  | --> | C14 ex SWORDS | SWORDS: T42 | GLASMORE |  | 53.4432 | -6.2593
MV/LV Substation FO***887X | 10 kV | 400V(3ph) & 230V(single ph) | LV | 200 kVA :Kiosk Substation | 0.2 | --> | 0.2 | 0 | 0 | Constrained,otherwise capacity available =96kVA. | --> | 0.19 | 0 | 0 | 0 | 0.014 | 0.2 | 0 |  | --> | C16 ex SAGGART | SAGGART: T41∥T42 | GRANGE CASTLE |  | 53.2798 | -6.4706
MV/LV Substation FO***890Y | 20 kV | 400V(3ph) & 230V(single ph) | LV | 400 kVA :Kiosk Substation | 0.4 | --> | 0.4 | 0 | 0 | Constrained,otherwise capacity available =311kVA. | --> | 0.38 | 0 | 0 | 0 | 0.003 | 0.41 | 0 |  | --> | E15 ex JULIANSTOWN | JULIANSTOWN: T421∥T422 | DRYBRIDGE |  | 53.6323 | -6.2677
MV/LV Substation FO***891Y | 20 kV | 400V(3ph) & 230V(single ph) | LV | 200 kVA :Kiosk Substation | 0.2 | --> | 0.2 | 0 | 0 | Constrained,otherwise capacity available =151kVA. | --> | 0.19 | 0 | 0 | 0 | 0.012 | 0.194 | 0 |  | --> | E15 ex JULIANSTOWN | JULIANSTOWN: T421∥T422 | DRYBRIDGE |  | 53.6308 | -6.2696
MV/LV Substation FO***899X | 20 kV | 400V(3ph) & 230V(single ph) | LV | 50 kVA :Pole Substation | 0.05 | --> | 0.05 | 0.049 | 2.5 |  | --> | 0.047 | 0 | 0 | 0 | 0 | 0.049 | 0 |  | --> | E64 ex ATHY | ATHY: T102 | ATHY |  | 53.0316 | -7.0864
MV/LV Substation FO***908 | 10 kV | 400V(3ph) & 230V(single ph) | LV | 630 kVA :Building Structure | 0.63 | --> | 0.63 | 0.5 | 2.9 |  | --> | 0.598 | 0 | 0 | 0 | 0 | 0.5 | 0 |  | --> | C24 ex WOLFE TONE STREET | WOLFE TONE STREET: T102 | FINGLAS |  | 53.346 | -6.2747
MV/LV Substation FO***910 | 10 kV | 400V(3ph) & 230V(single ph) | LV | 200 kVA :Pole Substation | 0.2 | --> | 0.2 | 0 | 0 | Constrained,otherwise capacity available =141kVA. | --> | 0.19 | 0 | 0 | 0 | 0.001 | 0.207 | 0 |  | --> | C17 ex CARRICKMINES | CARRICKMINES: T41 | CARRICKMINES |  | 53.2219 | -6.2199
MV/LV Substation FO***914 | 10 kV | 400V(3ph) & 230V(single ph) | LV | 400 kVA :Kiosk Substation | 0.4 | --> | 0.4 | 0.267 | 4.4 |  | --> | 0.38 | 0 | 0 | 0 | 0.042 | 0.376 | 0 |  | --> | C12 ex TYMON | TYMON: T42 | COOKSTOWN |  | 53.3071 | -6.3618
MV/LV Substation FO***914X | 20 kV | 400V(3ph) & 230V(single ph) | LV | 100 kVA :Pole Substation | 0.1 | --> | 0.1 | 0.085 | 4.1 |  | --> | 0.095 | 0 | 0 | 0 | 0 | 0 | 0 | Constrained,otherwise capacity available =102kW. | --> | E14 ex CHARLEVILLE | CHARLEVILLE: T422 | CHARLEVILLE |  | 52.3548 | -8.7016
MV/LV Substation FO***932X | 20 kV | 400V(3ph) & 230V(single ph) | LV | 50 kVA :Pole Substation | 0.05 | --> | 0.05 | 0.04 | 1.1 |  | --> | 0.047 | 0 | 0 | 0 | 0 | 0.051 | 0 |  | --> | E19 ex LAWLESSTOWN | LAWLESSTOWN: T421 | DOON |  | 52.5321 | -7.7511
MV/LV Substation FO***959 | 20 kV | 400V(3ph) & 230V(single ph) | LV | 50 kVA :Pole Substation | 0.05 | --> | 0.05 | 0.04 | 1.2 |  | --> | 0.047 | 0 | 0 | 0 | 0 | 0 | 0 | Constrained,otherwise capacity available =51kW. | --> | E14 ex BUNCRANA | BUNCRANA: T421∥T422 | TRILLICK |  | 55.1981 | -7.5517
MV/LV Substation FO***959Y | 20 kV | 400V(3ph) & 230V(single ph) | LV | 200 kVA :Kiosk Substation | 0.2 | --> | 0.2 | 0 | 0 | Constrained,otherwise capacity available =110kVA. | --> | 0.19 | 0 | 0 | 0 | 0.002 | 0.211 | 0 |  | --> | C22 ex ATHLONE | ATHLONE: T41 | ATHLONE |  | 53.4283 | -8.013
MV/LV Substation FO***965X | 20 kV | 400V(3ph) & 230V(single ph) | LV | 50 kVA :Pole Substation | 0.05 | --> | 0.05 | 0.049 | 1.6 |  | --> | 0.047 | 0 | 0 | 0 | 0 | 0 | 0 | Constrained,otherwise capacity available =49kW. | --> | E15 ex CASTLETOWNBERE | CASTLETOWNBERE: T421 | BALLYLICKY |  | 51.6576 | -9.9046
MV/LV Substation FO***970 | 10 kV | 400V(3ph) & 230V(single ph) | LV | 400 kVA :Kiosk Substation | 0.4 | --> | 0.4 | 0.364 | 3.6 |  | --> | 0.38 | 0 | 0 | 0 | 0.015 | 0.389 | 0 |  | --> | E16 ex BALLYCROSSAUN | BALLYCROSSAUN: T421∥T422 | SOMERSET |  | 53.0899 | -8.2367
MV/LV Substation FO***971 | 10 kV | 400V(3ph) & 230V(single ph) | LV | 200 kVA :Pole Substation | 0.2 | --> | 0.2 | 0 | 0 | Constrained,otherwise capacity available =127kVA. | --> | 0.19 | 0 | 0 | 0 | 0 | 0.21 | 0 |  | --> | C20 ex BALLYGAR | BALLYGAR: T42 | ATHLONE |  | 53.5211 | -8.2716
MV/LV Substation FO***980 | 20 kV | 400V(3ph) & 230V(single ph) | LV | 200 kVA :Pole Substation | 0.2 | --> | 0.2 | 0.16 | 2.8 |  | --> | 0.19 | 0 | 0 | 0 | 0 | 0.206 | 0 |  | --> | E18 ex LONGFORD | LONGFORD: T422 | RICHMOND |  | 53.7075 | -7.6722
MV/LV Substation FO***984X | 10 kV | 400V(3ph) & 230V(single ph) | LV | 400 kVA :Kiosk Substation | 0.4 | --> | 0.4 | 0 | 0 | Constrained,otherwise capacity available =348kVA. | --> | 0.38 | 0 | 0 | 0 | 0.027 | 0.379 | 0 |  | --> | C23 ex KILBARRY | KILBARRY: T101 | KILBARRY |  | 51.9079 | -8.501
MV/LV Substation FO***995 | 20 kV | 400V(3ph) & 230V(single ph) | LV | 630 kVA :Building Structure | 0.63 | --> | 0.63 | 0 | 0 | Constrained,otherwise capacity available =500kVA. | --> | 0.598 | 0 | 0 | 0 | 0 | 0 | 0 | Constrained,otherwise capacity available =500kW. | --> | C14 ex FERMOY NORTH | FERMOY NORTH: T41∥T42 | BARRYMORE |  | 52.1632 | -8.256
MV/LV Substation FO***997Y | 20 kV | 400V(3ph) & 230V(single ph) | LV | 50 kVA :Pole Substation | 0.05 | --> | 0.05 | 0 | 0 | Constrained,otherwise capacity available =49kVA. | --> | 0.047 | 0 | 0 | 0 | 0 | 0 | 0 | Constrained,otherwise capacity available =49kW. | --> | E12 ex PORTLAOISE | PORTLAOISE: T423∥T424 | PORTLAOISE |  | 52.9489 | -7.198
MV/LV Substation FR***002 | 10 kV | 400V(3ph) & 230V(single ph) | LV | 630 kVA :Kiosk Substation | 0.63 | --> | 0.63 | 0 | 0 | Constrained,otherwise capacity available =222kVA. | --> | 0.598 | 0 | 0 | 0 | 0 | 0.5 | 0 |  | --> | C14 ex ROSEHILL | ROSEHILL: T42 | KILKENNY |  | 52.651 | -7.253
MV/LV Substation FR***004 | 20 kV | 400V(3ph) & 230V(single ph) | LV | 400 kVA :Building Structure | 0.4 | --> | 0.4 | 0.185 | 3.7 |  | --> | 0.38 | 0 | 0 | 0 | 0.016 | 0 | 0 | Constrained,otherwise capacity available =416kW. | --> | E14 ex FOXHOLE | FOXHOLE: T421∥T422 | DUNGARVAN |  | 51.9494 | -7.8437
MV/LV Substation FR***009 | 10 kV | 400V(3ph) & 230V(single ph) | LV | 150 kVA :Building Structure | 0.15 | --> | 0.15 | 0 | 0 |  | --> | 0.142 | 0 | 0 | 0 | 0.006 | 0 | 0 | Constrained,otherwise capacity available =165kW. | --> | C15 ex PORTARLINGTON | PORTARLINGTON: T41∥T42 | PORTLAOISE |  | 53.1619 | -7.1921
MV/LV Substation FR***011 | 10 kV | 400V(3ph) & 230V(single ph) | LV | 400 kVA :Kiosk Substation | 0.4 | --> | 0.4 | 0.337 | 3.4 |  | --> | 0.38 | 0 | 0 | 0 | 0.014 | 0.394 | 0 |  | --> | C20 ex GRAIGUE | GRAIGUE: T42 | CARLOW |  | 52.837 | -6.9518
MV/LV Substation FR***017 | 10 kV | 400V(3ph) & 230V(single ph) | LV | 200 kVA :Building Structure | 0.2 | --> | 0.2 | 0.057 | 1.2 |  | --> | 0.19 | 0 | 0 | 0 | 0.004 | 0 | 0 | Constrained,otherwise capacity available =216kW. | --> | E16 ex BUNCRANA | BUNCRANA: T421∥T422 | TRILLICK |  | 55.1338 | -7.461
MV/LV Substation FR***029 | 20 kV | 400V(3ph) & 230V(single ph) | LV | 200 kVA :Pole Substation | 0.2 | --> | 0.2 | 0 | 0 | Constrained,otherwise capacity available =155kVA. | --> | 0.19 | 0 | 0 | 0 | 0 | 0.207 | 0 |  | --> | E18 ex EDENDERRY | EDENDERRY: T421∥T422 | BLAKE |  | 53.3372 | -7.0435
MV/LV Substation FR***029 | 10 kV | 400V(3ph) & 230V(single ph) | LV | 630 kVA :Kiosk Substation | 0.63 | --> | 0.63 | 0 | 0 | Constrained,otherwise capacity available =304kVA. | --> | 0.598 | 0 | 0 | 0 | 0.019 | 0 | 0 | Constrained,otherwise capacity available =500kW. | --> | C14 ex HOLYCROSS ROAD | HOLYCROSS ROAD: T41∥T42 | THURLES |  | 52.6773 | -7.8202
MV/LV Substation FR***033 | 10 kV | 400V(3ph) & 230V(single ph) | LV | 400 kVA :Building Structure | 0.4 | --> | 0.4 | 0 | 0 | Constrained,otherwise capacity available =162kVA. | --> | 0.38 | 0 | 0 | 0 | 0 | 0.435 | 0 |  | --> | C16 ex SHANNON | SHANNON: T42 | DRUMLINE |  | 52.6902 | -8.9138
MV/LV Substation FR***034Y | 20 kV | 400V(3ph) & 230V(single ph) | LV | 200 kVA :Kiosk Substation | 0.2 | --> | 0.2 | 0 | 0 | Constrained,otherwise capacity available =158kVA. | --> | 0.19 | 0 | 0 | 0 | 0.012 | 0.193 | 0 |  | --> | E12 ex BALLINROBE | BALLINROBE: T421∥T422 | DALTON |  | 53.6258 | -9.2155
MV/LV Substation FR***035 | 20 kV | 400V(3ph) & 230V(single ph) | LV | 200 kVA :Pole Substation | 0.2 | --> | 0.2 | 0.156 | 4.6 |  | --> | 0.19 | 0 | 0 | 0 | 0 | 0.206 | 0 |  | --> | E13 ex BALLYRAGGET | BALLYRAGGET: T421∥T422 | BALLYRAGGET |  | 52.7342 | -7.4007
MV/LV Substation FR***038 | 10 kV | 400V(3ph) & 230V(single ph) | LV | 1000 kVA :Building Structure | 1 | --> | 1 | 0.456 | 5.6 |  | --> | 0.95 | 0 | 0 | 0 | 0.034 | 0.5 | 0 |  | --> | C12 ex MILLTOWN (DR) | MILLTOWN (DR): T102 | INCHICORE 220KV |  | 53.3161 | -6.2692
MV/LV Substation FR***044 | 10 kV | 400V(3ph) & 230V(single ph) | LV | 400 kVA :Kiosk Substation | 0.4 | --> | 0.4 | 0 | 0 | Constrained,otherwise capacity available =384kVA. | --> | 0.38 | 0 | 0 | 0 | 0 | 0 | 0 | Constrained,otherwise capacity available =402kW. | --> | C12 ex ROSCREA | ROSCREA: T42 | IKERRIN |  | 52.9664 | -7.7884
MV/LV Substation FR***045X | 10 kV | 400V(3ph) & 230V(single ph) | LV | 50 kVA :Pole Substation | 0.05 | --> | 0.05 | 0 | 0 | Constrained,otherwise capacity available =50kVA. | --> | 0.047 | 0 | 0 | 0 | 0 | 0.049 | 0 |  | --> | C13 ex SANDYFORD | SANDYFORD: T41 | CARRICKMINES |  | 53.2601 | -6.3016
MV/LV Substation FR***051 | 10 kV | 400V(3ph) & 230V(single ph) | LV | 200 kVA :Kiosk Substation | 0.2 | --> | 0.2 | 0 | 0 | Constrained,otherwise capacity available =151kVA. | --> | 0.19 | 0 | 0 | 0 | 0.005 | 0 | 0 | Constrained,otherwise capacity available =201kW. | --> | C14 ex BELLFIELD | BELLFIELD: T41∥T42 | CRANE |  | 52.5056 | -6.5581
MV/LV Substation FR***051 | 10 kV | 400V(3ph) & 230V(single ph) | LV | 400 kVA :Kiosk Substation | 0.4 | --> | 0.4 | 0.293 | 8.5 |  | --> | 0.38 | 0 | 0 | 0 | 0 | 0.416 | 0 |  | --> | C12 ex ARDGEEHA | ARDGEEHA: T41∥T42 | DOON |  | 52.3582 | -7.6928
MV/LV Substation FR***052 | 10 kV | 400V(3ph) & 230V(single ph) | LV | 400 kVA :Kiosk Substation | 0.4 | --> | 0.4 | 0.311 | 25.2 |  | --> | 0.38 | 0 | 0 | 0 | 0.008 | 0.404 | 0 |  | --> | C22 ex ARKLOW | ARKLOW: T101∥T102 | ARKLOW |  | 52.7925 | -6.1666
MV/LV Substation FR***054 | 20 kV | 400V(3ph) & 230V(single ph) | LV | 200 kVA :Pole Substation | 0.2 | --> | 0.2 | 0 | 0 | Constrained,otherwise capacity available =99kVA. | --> | 0.19 | 0 | 0 | 0 | 0.007 | 0.208 | 0 |  | --> | E11 ex EDENDERRY | EDENDERRY: T421∥T422 | BLAKE |  | 53.3417 | -7.0606
MV/LV Substation FR***071 | 10 kV | 400V(3ph) & 230V(single ph) | LV | 630 kVA :Kiosk Substation | 0.63 | --> | 0.63 | 0.5 | 8.3 |  | --> | 0.598 | 0 | 0 | 0 | 0.048 | 0.5 | 0 |  | --> | C25 ex BALLYBEG | BALLYBEG: T101 | CARRICKMINES |  | 52.9823 | -6.0531
MV/LV Substation FR***082X | 20 kV | 400V(3ph) & 230V(single ph) | LV | 200 kVA :Kiosk Substation | 0.2 | --> | 0.2 | 0.183 | 4.5 |  | --> | 0.19 | 0 | 0 | 0 | 0.004 | 0.198 | 0 |  | --> | E20 ex ENNISCRONE | ENNISCRONE: T421∥T422 | MOY |  | 54.2138 | -9.0797
MV/LV Substation FR***085 | 10 kV | 400V(3ph) & 230V(single ph) | LV | 400 kVA :Building Structure | 0.4 | --> | 0.4 | 0.353 | 11.3 |  | --> | 0.38 | 0 | 0 | 0 | 0.007 | 0.399 | 0 |  | --> | C12 ex ENNIS | ENNIS: T102 | ENNIS |  | 52.8465 | -8.975
MV/LV Substation FR***085 | 20 kV | 400V(3ph) & 230V(single ph) | LV | 50 kVA :Pole Substation | 0.05 | --> | 0.05 | 0.047 | 6.9 |  | --> | 0.047 | 0 | 0 | 0 | 0 | 0 | 0 | Constrained,otherwise capacity available =49kW. | --> | E11 ex RATHKEALE | RATHKEALE: T421∥T422 | RATHKEALE |  | 52.6049 | -8.978
MV/LV Substation FR***085X | 10 kV | 400V(3ph) & 230V(single ph) | LV | 400 kVA :Building Structure | 0.4 | --> | 0.4 | 0 | 0 | Constrained,otherwise capacity available =331kVA. | --> | 0.38 | 0 | 0 | 0 | 0 | 0.41 | 0 |  | --> | C25 ex NORTH QUAYS | NORTH QUAYS: T101 | POOLBEG |  | 53.3468 | -6.2269
MV/LV Substation FR***090Y | 20 kV | 400V(3ph) & 230V(single ph) | LV | 400 kVA :Kiosk Substation | 0.4 | --> | 0.4 | 0 | 0 | Constrained,otherwise capacity available =258kVA. | --> | 0.38 | 0 | 0 | 0 | 0.017 | 0 | 0 | Constrained,otherwise capacity available =403kW. | --> | E15 ex ASHBOURNE | ASHBOURNE: T421 | FINGLAS |  | 53.5089 | -6.3976
MV/LV Substation FR***093 | 10 kV | 400V(3ph) & 230V(single ph) | LV | 200 kVA :Pole Substation | 0.2 | --> | 0.2 | 0 | 0 | Constrained,otherwise capacity available =133kVA. | --> | 0.19 | 0 | 0 | 0 | 0 | 0.21 | 0 |  | --> | C16 ex KANTURK | KANTURK: T41∥T42 | GLENLARA |  | 52.275 | -8.8861
MV/LV Substation FR***098 | 10 kV | 400V(3ph) & 230V(single ph) | LV | 400 kVA :Building Structure | 0.4 | --> | 0.4 | 0.236 | 1.8 |  | --> | 0.38 | 0 | 0 | 0 | 0.032 | 0.391 | 0 |  | --> | C19 ex DUNDRUM | DUNDRUM: T41 | BLACKROCK |  | 53.2983 | -6.2499
MV/LV Substation FR***106X | 10 kV | 400V(3ph) & 230V(single ph) | LV | 400 kVA :Kiosk Substation | 0.4 | --> | 0.4 | 0.355 | 0.8 |  | --> | 0.38 | 0 | 0 | 0 | 0.003 | 0.403 | 0 |  | --> | C21 ex BELFIELD | BELFIELD: T41 | BLACKROCK |  | 53.3027 | -6.2336
MV/LV Substation FR***116 | 10 kV | 400V(3ph) & 230V(single ph) | LV | 400 kVA :Building Structure | 0.4 | --> | 0.4 | 0.338 | 6.7 |  | --> | 0.38 | 0 | 0 | 0 | 0 | 0.409 | 0 |  | --> | C25 ex LIBERTY STREET | LIBERTY STREET: T101 | LIBERTY STREET |  | 51.8999 | -8.4819
MV/LV Substation FR***129 | 10 kV | 400V(3ph) & 230V(single ph) | LV | 630 kVA :Building Structure | 0.63 | --> | 0.63 | 0.434 | 4.6 |  | --> | 0.598 | 0 | 0 | 0 | 0 | 0.5 | 0 |  | --> | C24 ex LIBERTY STREET | LIBERTY STREET: T102 | LIBERTY STREET |  | 51.8964 | -8.4704
MV/LV Substation FR***137 | 10 kV | 400V(3ph) & 230V(single ph) | LV | 400 kVA :Kiosk Substation | 0.4 | --> | 0.4 | 0.191 | 1.2 |  | --> | 0.38 | 0 | 0 | 0 | 0.012 | 0.418 | 0 |  | --> | C17 ex TRIMMS LANE | TRIMMS LANE: T41 | SALTHILL |  | 53.2688 | -9.0581
MV/LV Substation FR***145X | 10 kV | 400V(3ph) & 230V(single ph) | LV | 630 kVA :Building Structure | 0.63 | --> | 0.63 | 0.5 | 2.6 |  | --> | 0.598 | 0 | 0 | 0 | 0 | 0.5 | 0 |  | --> | C22 ex MONKSTOWN | MONKSTOWN: T42 | BLACKROCK |  | 53.2994 | -6.1768
MV/LV Substation FR***148 | 10 kV | 400V(3ph) & 230V(single ph) | LV | 630 kVA :Kiosk Substation | 0.63 | --> | 0.63 | 0 | 0 | Constrained,otherwise capacity available =409kVA. | --> | 0.598 | 0 | 0 | 0 | 0 | 0.5 | 0 |  | --> | C17 ex ATHGARVAN | ATHGARVAN: T41 | NEWBRIDGE |  | 53.183 | -6.795
MV/LV Substation FR***150 | 20 kV | 400V(3ph) & 230V(single ph) | LV | 50 kVA :Pole Substation | 0.05 | --> | 0.05 | 0.034 | 2.6 |  | --> | 0.047 | 0 | 0 | 0 | 0 | 0.051 | 0 |  | --> | C14 ex CASHEL | CASHEL: T42 | CAHIR |  | 52.5371 | -7.8986
MV/LV Substation FR***151 | 10 kV | 400V(3ph) & 230V(single ph) | LV | 400 kVA :Building Structure | 0.4 | --> | 0.4 | 0 | 0 | Constrained,otherwise capacity available =204kVA. | --> | 0.38 | 0 | 0 | 0 | 0.03 | 0.398 | 0 |  | --> | C20 ex TOGHER | TOGHER: T42 | TRABEG |  | 51.8861 | -8.4765
MV/LV Substation FR***160 | 20 kV | 400V(3ph) & 230V(single ph) | LV | 100 kVA :Pole Substation | 0.1 | --> | 0.1 | 0 | 0 | Constrained,otherwise capacity available =80kVA. | --> | 0.095 | 0 | 0 | 0 | 0 | 0.103 | 0 |  | --> | E17 ex ACADEMY STREET | ACADEMY STREET: T421∥T422 | NAVAN |  | 53.6073 | -6.7726
MV/LV Substation FR***161X | 10 kV | 400V(3ph) & 230V(single ph) | LV | 630 kVA :Building Structure | 0.63 | --> | 0.63 | 0.5 | 4.9 |  | --> | 0.598 | 0 | 0 | 0 | 0 | 0.5 | 0 |  | --> | C13 ex DUNDALK | DUNDALK: T42 | DUNDALK |  | 53.9965 | -6.4144
MV/LV Substation FR***162X | 10 kV | 400V(3ph) & 230V(single ph) | LV | 50 kVA :Pole Substation | 0.05 | --> | 0.05 | 0 | 0 | Constrained,otherwise capacity available =49kVA. | --> | 0.047 | 0 | 0 | 0 | 0 | 0.049 | 0 |  | --> | C12 ex CULLION | CULLION: T41∥T42 | LETTERKENNY |  | 54.9548 | -7.8501
MV/LV Substation FR***164X | 10 kV | 400V(3ph) & 230V(single ph) | LV | 1000 kVA :Building Structure | 1 | --> | 1 | 0 | 0 | Constrained,otherwise capacity available =437kVA. | --> | 0.95 | 0 | 0 | 0 | 0 | 0.5 | 0 |  | --> | C18 ex WATLING STREET | WATLING STREET: T42 | FRANCIS STREET |  | 53.3488 | -6.2766
MV/LV Substation FR***173Y | 20 kV | 400V(3ph) & 230V(single ph) | LV | 50 kVA :Pole Substation | 0.05 | --> | 0.05 | 0 | 0 | Constrained,otherwise capacity available =41kVA. | --> | 0.047 | 0 | 0 | 0 | 0 | 0.05 | 0 |  | --> | E18 ex CREAGH | CREAGH: T421∥T422 | ATHLONE |  | 53.4643 | -8.4892
MV/LV Substation FR***185X | 10 kV | 400V(3ph) & 230V(single ph) | LV | 400 kVA :Kiosk Substation | 0.4 | --> | 0.4 | 0.236 | 0.6 |  | --> | 0.38 | 0 | 0 | 0 | 0.003 | 0.421 | 0 |  | --> | C18 ex ATHBOY | ATHBOY: T42 | NAVAN |  | 53.6198 | -6.9219
MV/LV Substation FR***203X | 10 kV | 400V(3ph) & 230V(single ph) | LV | 1000 kVA :Building Structure | 1 | --> | 1 | 0 | 0 | Constrained,otherwise capacity available =500kVA. | --> | 0.95 | 0 | 0 | 0 | 0 | 0.5 | 0 |  | --> | C11 ex NEWMARKET (DR) | NEWMARKET (DR): T41 | FRANCIS STREET |  | 53.3395 | -6.2741
MV/LV Substation FR***205 | 10 kV | 400V(3ph) & 230V(single ph) | LV | 630 kVA :Kiosk Substation | 0.63 | --> | 0.63 | 0 | 0 | Constrained,otherwise capacity available =248kVA. | --> | 0.598 | 0 | 0 | 0 | 0 | 0.5 | 0 |  | --> | C11 ex NEWMARKET (DR) | NEWMARKET (DR): T41 | FRANCIS STREET |  | 53.3399 | -6.2734
MV/LV Substation FR***227Z | 20 kV | 400V(3ph) & 230V(single ph) | LV | 50 kVA :Pole Substation | 0.05 | --> | 0.05 | 0 | 0 | Constrained,otherwise capacity available =28kVA. | --> | 0.047 | 0 | 0 | 0 | 0 | 0 | 0 | Constrained,otherwise capacity available =52kW. | --> | E24 ex BIRR | BIRR: T422 | DALLOW |  | 53.1721 | -7.7277
MV/LV Substation FR***229Y | 10 kV | 400V(3ph) & 230V(single ph) | LV | 630 kVA :Kiosk Substation | 0.63 | --> | 0.63 | 0 | 0 | Constrained,otherwise capacity available =453kVA. | --> | 0.598 | 0 | 0 | 0 | 0 | 0.5 | 0 |  | --> | C14 ex NAAS | NAAS: T42 | NEWBRIDGE |  | 53.2189 | -6.6606
MV/LV Substation FR***240X | 20 kV | 400V(3ph) & 230V(single ph) | LV | 200 kVA :Pole Substation | 0.2 | --> | 0.2 | 0.127 | 4.6 |  | --> | 0.19 | 0 | 0 | 0 | 0 | 0.21 | 0 |  | --> | E13 ex BALLYRAGGET | BALLYRAGGET: T421∥T422 | BALLYRAGGET |  | 52.7363 | -7.401
MV/LV Substation FR***241Y | 20 kV | 400V(3ph) & 230V(single ph) | LV | 50 kVA :Pole Substation | 0.05 | --> | 0.05 | 0 | 0 | Constrained,otherwise capacity available =50kVA. | --> | 0.047 | 0 | 0 | 0 | 0 | 0.049 | 0 |  | --> | E18 ex CREAGH | CREAGH: T421∥T422 | ATHLONE |  | 53.4697 | -8.4897
MV/LV Substation FR***243Y | 10 kV | 400V(3ph) & 230V(single ph) | LV | 400 kVA :Kiosk Substation | 0.4 | --> | 0.4 | 0 | 0 | Constrained,otherwise capacity available =227kVA. | --> | 0.38 | 0 | 0 | 0 | 0.006 | 0.419 | 0 |  | --> | C18 ex BLAKE | BLAKE: T41∥T42 | BLAKE |  | 53.27 | -6.8178
MV/LV Substation FR***244 | 10 kV | 400V(3ph) & 230V(single ph) | LV | 50 kVA :Pole Substation | 0.05 | --> | 0.05 | 0.013 | 5.9 |  | --> | 0.047 | 0 | 0 | 0 | 0 | 0.054 | 0 |  | --> | C17 ex BANDON | BANDON: T101 | BANDON |  | 51.7599 | -8.6486
MV/LV Substation FR***250 | 10 kV | 400V(3ph) & 230V(single ph) | LV | 400 kVA :Building Structure | 0.4 | --> | 0.4 | 0.308 | 2.8 |  | --> | 0.38 | 0 | 0 | 0 | 0 | 0.414 | 0 |  | --> | C12 ex CORBALLY | CORBALLY: T41∥T42 | ARDNACRUSHA |  | 52.6661 | -8.6258
MV/LV Substation FR***260Y | 20 kV | 400V(3ph) & 230V(single ph) | LV | 400 kVA :Building Structure | 0.4 | --> | 0.4 | 0 | 0 | Constrained,otherwise capacity available =158kVA. | --> | 0.38 | 0 | 0 | 0 | 0 | 0.424 | 0 |  | --> | E15 ex JULIANSTOWN | JULIANSTOWN: T421∥T422 | DRYBRIDGE |  | 53.6345 | -6.2359
MV/LV Substation FR***265X | 10 kV | 400V(3ph) & 230V(single ph) | LV | 50 kVA :Pole Substation | 0.05 | --> | 0.05 | 0.029 | 0.9 |  | --> | 0.047 | 0 | 0 | 0 | 0 | 0.052 | 0 |  | --> | C14 ex BALLYHALE | BALLYHALE: T42 | KILKENNY |  | 52.367 | -7.1727
MV/LV Substation FR***279X | 20 kV | 400V(3ph) & 230V(single ph) | LV | 50 kVA :Pole Substation | 0.05 | --> | 0.05 | 0 | 0 | Constrained,otherwise capacity available =47kVA. | --> | 0.047 | 0 | 0 | 0 | 0 | 0 | 0 | Constrained,otherwise capacity available =49kW. | --> | E24 ex BIRR | BIRR: T422 | DALLOW |  | 53.1729 | -7.7374
MV/LV Substation FR***282X | 10 kV | 400V(3ph) & 230V(single ph) | LV | 400 kVA :Kiosk Substation | 0.4 | --> | 0.4 | 0.373 | 5.4 |  | --> | 0.38 | 0 | 0 | 0 | 0 | 0.403 | 0 |  | --> | E18 ex MOY | MOY: T421∥T422 | MOY |  | 54.1265 | -9.1664
MV/LV Substation FR***285Y | 10 kV | 400V(3ph) & 230V(single ph) | LV | 50 kVA :Pole Substation | 0.05 | --> | 0.05 | 0.044 | 3.3 |  | --> | 0.047 | 0 | 0 | 0 | 0 | 0.05 | 0 |  | --> | C19 ex CELBRIDGE | CELBRIDGE: T41 | GRIFFINRATH |  | 53.3114 | -6.5808
MV/LV Substation FR***293Y | 10 kV | 400V(3ph) & 230V(single ph) | LV | 630 kVA :Building Structure | 0.63 | --> | 0.63 | 0 | 0 | Constrained,otherwise capacity available =500kVA. | --> | 0.598 | 0 | 0 | 0 | 0 | 0.5 | 0 |  | --> | C23 ex ATHLONE | ATHLONE: T41 | ATHLONE |  | 53.4222 | -7.9424
MV/LV Substation FR***303 | 10 kV | 400V(3ph) & 230V(single ph) | LV | 630 kVA :Kiosk Substation | 0.63 | --> | 0.63 | 0.5 | 9.9 |  | --> | 0.598 | 0 | 0 | 0 | 0.007 | 0.5 | 0 |  | --> | C18 ex CONVOY | CONVOY: T41∥T42 | LETTERKENNY |  | 54.8723 | -7.5906
MV/LV Substation FR***310Z | 10 kV | 400V(3ph) & 230V(single ph) | LV | 400 kVA :Kiosk Substation | 0.4 | --> | 0.4 | 0 | 0 | Constrained,otherwise capacity available =258kVA. | --> | 0.38 | 0 | 0 | 0 | 0.007 | 0.414 | 0 |  | --> | C39 ex COLLEGE PARK | COLLEGE PARK: T103 | COLLEGE PARK |  | 53.4207 | -6.3863
MV/LV Substation FR***340Y | 20 kV | 400V(3ph) & 230V(single ph) | LV | 50 kVA :Pole Substation | 0.05 | --> | 0.05 | 0.05 | 8.5 |  | --> | 0.047 | 0 | 0 | 0 | 0 | 0.049 | 0 |  | --> | C14 ex ARDGEEHA | ARDGEEHA: T41∥T42 | DOON |  | 52.4734 | -7.6351
MV/LV Substation FR***355Z | 10 kV | 400V(3ph) & 230V(single ph) | LV | 400 kVA :Kiosk Substation | 0.4 | --> | 0.4 | 0.248 | 2.7 |  | --> | 0.38 | 0 | 0 | 0 | 0.008 | 0.414 | 0 |  | --> | C11 ex CALLAN | CALLAN: T41∥T42 | KILKENNY |  | 52.5501 | -7.3816
MV/LV Substation FR***356 | 10 kV | 400V(3ph) & 230V(single ph) | LV | 630 kVA :Kiosk Substation | 0.63 | --> | 0.63 | 0.5 | 10.8 |  | --> | 0.598 | 0 | 0 | 0 | 0.02 | 0.5 | 0 |  | --> | C33 ex SALTHILL | SALTHILL: T101 | SALTHILL |  | 53.2713 | -9.09
MV/LV Substation FR***363Z | 10 kV | 400V(3ph) & 230V(single ph) | LV | 1000 kVA :Building Structure | 1 | --> | 1 | 0 | 0 | Constrained,otherwise capacity available =500kVA. | --> | 0.95 | 0 | 0 | 0 | 0.017 | 0.5 | 0 |  | --> | C13 ex GRANGE (DR) | GRANGE (DR): T41 | GRANGE (DR) |  | 53.4033 | -6.1578
MV/LV Substation FR***365Z | 10 kV | 400V(3ph) & 230V(single ph) | LV | 50 kVA :Pole Substation | 0.05 | --> | 0.05 | 0.037 | 3.2 |  | --> | 0.047 | 0 | 0 | 0 | 0 | 0.051 | 0 |  | --> | C20 ex MCDONAGH | MCDONAGH: T42 | KILKENNY |  | 52.682 | -7.1202
MV/LV Substation FR***376 | 10 kV | 400V(3ph) & 230V(single ph) | LV | 100 kVA :Pole Substation | 0.1 | --> | 0.1 | 0 | 0 | Constrained,otherwise capacity available =27kVA. | --> | 0.095 | 0 | 0 | 0 | 0 | 0.11 | 0 |  | --> | C16 ex KANTURK | KANTURK: T41∥T42 | GLENLARA |  | 52.2738 | -8.8887
MV/LV Substation FR***377X | 10 kV | 400V(3ph) & 230V(single ph) | LV | 200 kVA :Kiosk Substation | 0.2 | --> | 0.2 | 0 | 0 | Constrained,otherwise capacity available =183kVA. | --> | 0.19 | 0 | 0 | 0 | 0 | 0.202 | 0 |  | --> | C12 ex BALLAGHADERREEN | BALLAGHADERREEN: T41∥T42 | TONROE |  | 53.8992 | -8.5889
MV/LV Substation FR***379 | 10 kV | 400V(3ph) & 230V(single ph) | LV | 50 kVA :Pole Substation | 0.05 | --> | 0.05 | 0 | 0 | Constrained,otherwise capacity available =47kVA. | --> | 0.047 | 0 | 0 | 0 | 0 | 0 | 0 | Constrained,otherwise capacity available =49kW. | --> | C13 ex DONEGAL | DONEGAL: T41∥T42 | CATHALEENS FALL |  | 54.682 | -8.0869
MV/LV Substation FR***387Y | 10 kV | 400V(3ph) & 230V(single ph) | LV | 400 kVA :Building Structure | 0.4 | --> | 0.4 | 0 | 0 | Constrained,otherwise capacity available =319kVA. | --> | 0.38 | 0 | 0 | 0 | 0 | 0 | 0 | Constrained,otherwise capacity available =412kW. | --> | C20 ex COLLIGAN | COLLIGAN: T41 | DUNGARVAN |  | 52.0848 | -7.6347
MV/LV Substation FR***392Y | 20 kV | 400V(3ph) & 230V(single ph) | LV | 400 kVA :Kiosk Substation | 0.4 | --> | 0.4 | 0.359 | 6.2 |  | --> | 0.38 | 0 | 0 | 0 | 0.006 | 0.4 | 0 |  | --> | E17 ex BAGENALSTOWN | BAGENALSTOWN: T421∥T422 | CARLOW |  | 52.733 | -6.9841
MV/LV Substation FR***393Y | 20 kV | 400V(3ph) & 230V(single ph) | LV | 400 kVA :Kiosk Substation | 0.4 | --> | 0.4 | 0.4 | 6.2 |  | --> | 0.38 | 0 | 0 | 0 | 0 | 0.4 | 0 |  | --> | E17 ex BAGENALSTOWN | BAGENALSTOWN: T421∥T422 | CARLOW |  | 52.732 | -6.9838
MV/LV Substation FR***4032 | 10 kV | 400V(3ph) & 230V(single ph) | LV | 630 kVA :Building Structure | 0.63 | --> | 0.63 | 0.5 | 3.2 |  | --> | 0.598 | 0 | 0 | 0 | 0 | 0.5 | 0 |  | --> | C20 ex DONNYBROOK | DONNYBROOK: T42 | MILLTOWN (DR) |  | 53.331 | -6.2327
MV/LV Substation FR***404X | 20 kV | 400V(3ph) & 230V(single ph) | LV | 50 kVA :Pole Substation | 0.05 | --> | 0.05 | 0 | 0 | Constrained,otherwise capacity available =33kVA. | --> | 0.047 | 0 | 0 | 0 | 0 | 0.051 | 0 |  | --> | E12 ex BALTINGLASS | BALTINGLASS: T421∥T422 | STRATFORD |  | 53.0129 | -6.6971
MV/LV Substation FR***4058 | 10 kV | 400V(3ph) & 230V(single ph) | LV | 630 kVA :Kiosk Substation | 0.63 | --> | 0.63 | 0 | 0 | Constrained,otherwise capacity available =500kVA. | --> | 0.598 | 0 | 0 | 0 | 0.018 | 0.5 | 0 |  | --> | C21 ex GRANGE (DR) | GRANGE (DR): T41 | GRANGE (DR) |  | 53.4038 | -6.1555
MV/LV Substation FR***4061 | 10 kV | 400V(3ph) & 230V(single ph) | LV | 400 kVA :Building Structure | 0.4 | --> | 0.4 | 0.379 | 1.2 |  | --> | 0.38 | 0 | 0 | 0 | 0 | 0.403 | 0 |  | --> | C11 ex SRAH | SRAH: T41∥T42 | THORNSBERRY |  | 53.2831 | -7.5163
MV/LV Substation FR***4069 | 10 kV | 400V(3ph) & 230V(single ph) | LV | 630 kVA :Building Structure | 0.63 | --> | 0.63 | 0 | 0 | Constrained,otherwise capacity available =500kVA. | --> | 0.598 | 0 | 0 | 0 | 0 | 0.5 | 0 |  | --> | C19 ex GLOUCESTER PLACE | GLOUCESTER PLACE: T41 | MCDERMOTT |  | 53.3549 | -6.2583
MV/LV Substation FR***4086 | 10 kV | 400V(3ph) & 230V(single ph) | LV | 400 kVA :Kiosk Substation | 0.4 | --> | 0.4 | 0.4 | 2.6 |  | --> | 0.38 | 0 | 0 | 0 | 0 | 0.4 | 0 |  | --> | C20 ex MONKSTOWN | MONKSTOWN: T42 | BLACKROCK |  | 53.3016 | -6.1836
MV/LV Substation FR***4088 | 10 kV | 400V(3ph) & 230V(single ph) | LV | 1000 kVA :Building Structure | 1 | --> | 1 | 0.5 | 2.6 |  | --> | 0.95 | 0 | 0 | 0 | 0 | 0.5 | 0 |  | --> | C20 ex MONKSTOWN | MONKSTOWN: T42 | BLACKROCK |  | 53.3016 | -6.1818
MV/LV Substation FR***4089 | 10 kV | 400V(3ph) & 230V(single ph) | LV | 1000 kVA :Building Structure | 1 | --> | 1 | 0.5 | 2.6 |  | --> | 0.95 | 0 | 0 | 0 | 0 | 0.5 | 0 |  | --> | C20 ex MONKSTOWN | MONKSTOWN: T42 | BLACKROCK |  | 53.3016 | -6.1817
MV/LV Substation FR***409 | 10 kV | 400V(3ph) & 230V(single ph) | LV | 50 kVA :Pole Substation | 0.05 | --> | 0.05 | 0.041 | 2.2 |  | --> | 0.047 | 0 | 0 | 0 | 0 | 0.05 | 0 |  | --> | C16 ex ROSSGEIR | ROSSGEIR: T41∥T42 | LETTERKENNY |  | 54.8805 | -7.5359
MV/LV Substation FR***4096 | 20 kV | 400V(3ph) & 230V(single ph) | LV | 100 kVA :Pole Substation | 0.1 | --> | 0.1 | 0.087 | 4.6 |  | --> | 0.095 | 0 | 0 | 0 | 0 | 0.101 | 0 |  | --> | E13 ex BALLYRAGGET | BALLYRAGGET: T421∥T422 | BALLYRAGGET |  | 52.7336 | -7.383
MV/LV Substation FR***4097 | 10 kV | 400V(3ph) & 230V(single ph) | LV | 630 kVA :Kiosk Substation | 0.63 | --> | 0.63 | 0.5 | 5.8 |  | --> | 0.598 | 0 | 0 | 0 | 0.004 | 0.5 | 0 |  | --> | C22 ex CLOON | CLOON: T42 | CLOON |  | 53.5123 | -8.8477
MV/LV Substation FR***410Z | 10 kV | 400V(3ph) & 230V(single ph) | LV | 100 kVA :Pole Substation | 0.1 | --> | 0.1 | 0.099 | 5.3 |  | --> | 0.095 | 0 | 0 | 0 | 0 | 0.1 | 0 |  | --> | C18 ex SMEARLA | SMEARLA: T42 | TRIEN |  | 52.4107 | -9.5948
MV/LV Substation FR***411Y | 10 kV | 400V(3ph) & 230V(single ph) | LV | 400 kVA :Building Structure | 0.4 | --> | 0.4 | 0.33 | 9.1 |  | --> | 0.38 | 0 | 0 | 0 | 0 | 0.411 | 0 |  | --> | C14 ex TRABEG | TRABEG: T101 | TRABEG |  | 51.8712 | -8.4714
MV/LV Substation FR***4142 | 10 kV | 400V(3ph) & 230V(single ph) | LV | 50 kVA :Pole Substation | 0.05 | --> | 0.05 | 0.034 | 3.2 |  | --> | 0.047 | 0 | 0 | 0 | 0.015 | 0.036 | 0 |  | --> | C20 ex MCDONAGH | MCDONAGH: T42 | KILKENNY |  | 52.6771 | -7.1082
MV/LV Substation FR***4148 | 10 kV | 400V(3ph) & 230V(single ph) | LV | 630 kVA :Building Structure | 0.63 | --> | 0.63 | 0.5 | 2.6 |  | --> | 0.598 | 0 | 0 | 0 | 0 | 0.5 | 0 |  | --> | C20 ex MONKSTOWN | MONKSTOWN: T42 | BLACKROCK |  | 53.3017 | -6.1821
MV/LV Substation FR***415 | 10 kV | 400V(3ph) & 230V(single ph) | LV | 50 kVA :Pole Substation | 0.05 | --> | 0.05 | 0.049 | 9.9 |  | --> | 0.047 | 0 | 0 | 0 | 0 | 0.049 | 0 |  | --> | C18 ex CONVOY | CONVOY: T41∥T42 | LETTERKENNY |  | 54.8739 | -7.536
MV/LV Substation FR***4151 | 20 kV | 400V(3ph) & 230V(single ph) | LV | 50 kVA :Pole Substation | 0.05 | --> | 0.05 | 0 | 0 | Constrained,otherwise capacity available =50kVA. | --> | 0.047 | 0 | 0 | 0 | 0 | 0.049 | 0 |  | --> | E14 ex BALLINROBE | BALLINROBE: T421∥T422 | DALTON |  | 53.6288 | -9.2091
MV/LV Substation FR***4179 | 20 kV | 400V(3ph) & 230V(single ph) | LV | 33 kVA :Pole Substation | 0.033 | --> | 0.033 | 0.031 | 4.5 |  | --> | 0.031 | 0 | 0 | 0 | 0 | 0.032 | 0 |  | --> | E22 ex ENNISCRONE | ENNISCRONE: T421∥T422 | MOY |  | 54.2127 | -9.0779
MV/LV Substation FR***4191 | 20 kV | 400V(3ph) & 230V(single ph) | LV | 400 kVA :Building Structure | 0.4 | --> | 0.4 | 0.374 | 7.4 |  | --> | 0.38 | 0 | 0 | 0 | 0 | 0.403 | 0 |  | --> | C24 ex MULLINGAR | MULLINGAR: T102 | MULLINGAR |  | 53.6293 | -7.3917
MV/LV Substation FR***419X | 10 kV | 400V(3ph) & 230V(single ph) | LV | 100 kVA :Pole Substation | 0.1 | --> | 0.1 | 0 | 0 | Constrained,otherwise capacity available =99kVA. | --> | 0.095 | 0 | 0 | 0 | 0 | 0.1 | 0 |  | --> | C12 ex CULLION | CULLION: T41∥T42 | LETTERKENNY |  | 54.9552 | -7.8541
MV/LV Substation FR***423 | 10 kV | 400V(3ph) & 230V(single ph) | LV | 50 kVA :Pole Substation | 0.05 | --> | 0.05 | 0.023 | 3.4 |  | --> | 0.047 | 0 | 0 | 0 | 0 | 0 | 0 | Constrained,otherwise capacity available =53kW. | --> | C16 ex BALLYSHANNON | BALLYSHANNON: T41∥T42 | CATHALEENS FALL |  | 54.5473 | -8.2048
MV/LV Substation FR***426 | 20 kV | 400V(3ph) & 230V(single ph) | LV | 100 kVA :Pole Substation | 0.1 | --> | 0.1 | 0 | 0 | Constrained,otherwise capacity available =61kVA. | --> | 0.095 | 0 | 0 | 0 | 0.008 | 0.097 | 0 |  | --> | C11 ex RAHEEN | RAHEEN: T41 | LIMERICK |  | 52.6107 | -8.6277
MV/LV Substation FR***4400 | 20 kV | 400V(3ph) & 230V(single ph) | LV | 200 kVA :Pole Substation | 0.2 | --> | 0.2 | 0 | 0 | Constrained,otherwise capacity available =197kVA. | --> | 0.19 | 0 | 0 | 0 | 0 | 0.2 | 0 |  | --> | E16 ex ACADEMY STREET | ACADEMY STREET: T421∥T422 | NAVAN |  | 53.626 | -6.7146
MV/LV Substation FR***4416 | 10 kV | 400V(3ph) & 230V(single ph) | LV | 50 kVA :Pole Substation | 0.05 | --> | 0.05 | 0.05 | 3.2 |  | --> | 0.047 | 0 | 0 | 0 | 0 | 0.049 | 0 |  | --> | C20 ex MCDONAGH | MCDONAGH: T42 | KILKENNY |  | 52.6815 | -7.1171
MV/LV Substation FR***4422 | 10 kV | 400V(3ph) & 230V(single ph) | LV | 400 kVA :Kiosk Substation | 0.4 | --> | 0.4 | 0.372 | 2.7 |  | --> | 0.38 | 0 | 0 | 0 | 0 | 0.403 | 0 |  | --> | C11 ex CALLAN | CALLAN: T41∥T42 | KILKENNY |  | 52.5509 | -7.3772
MV/LV Substation FR***4425 | 10 kV | 400V(3ph) & 230V(single ph) | LV | 1000 kVA :Building Structure | 1 | --> | 1 | 0 | 0 | Constrained,otherwise capacity available =500kVA. | --> | 0.95 | 0 | 0 | 0 | 0 | 0.5 | 0 |  | --> | C17 ex NEWMARKET (DR) | NEWMARKET (DR): T41 | FRANCIS STREET |  | 53.3422 | -6.2762
MV/LV Substation FR***4537 | 20 kV | 400V(3ph) & 230V(single ph) | LV | 50 kVA :Pole Substation | 0.05 | --> | 0.05 | 0 | 0 | Constrained,otherwise capacity available =50kVA. | --> | 0.047 | 0 | 0 | 0 | 0 | 0.049 | 0 |  | --> | E12 ex BALTINGLASS | BALTINGLASS: T421∥T422 | STRATFORD |  | 53.0113 | -6.6884
MV/LV Substation FR***4577 | 10 kV | 400V(3ph) & 230V(single ph) | LV | 1000 kVA :Building Structure | 1 | --> | 1 | 0 | 0 | Constrained,otherwise capacity available =500kVA. | --> | 0.95 | 0 | 0 | 0 | 0 | 0.5 | 0 |  | --> | C11 ex NORTH QUAYS | NORTH QUAYS: T101 | POOLBEG |  | 53.3503 | -6.2314
MV/LV Substation FR***459 | 10 kV | 400V(3ph) & 230V(single ph) | LV | 50 kVA :Pole Substation | 0.05 | --> | 0.05 | 0 | 0 | Constrained,otherwise capacity available =12kVA. | --> | 0.047 | 0 | 0 | 0 | 0.008 | 0 | 0 | Constrained,otherwise capacity available =46kW. | --> | C11 ex DONEGAL | DONEGAL: T41∥T42 | CATHALEENS FALL |  | 54.6672 | -8.2426
MV/LV Substation FR***460 | 10 kV | 400V(3ph) & 230V(single ph) | LV | 30 kVA :Pole Substation | 0.03 | --> | 0.03 | 0.021 | 3.4 |  | --> | 0.028 | 0 | 0 | 0 | 0 | 0 | 0 | Constrained,otherwise capacity available =30kW. | --> | C16 ex BALLYSHANNON | BALLYSHANNON: T41∥T42 | CATHALEENS FALL |  | 54.5471 | -8.2072
MV/LV Substation FR***512X | 10 kV | 400V(3ph) & 230V(single ph) | LV | 200 kVA :Kiosk Substation | 0.2 | --> | 0.2 | 0.04 | 0 | Constrained,otherwise capacity available =145kVA. | --> | 0.19 | 0 | 0 | 0 | 0.007 | 0.201 | 0 |  | --> | C17 ex GRAIGUENAMANAGH | GRAIGUENAMANAGH: T41∥T42 | KILKENNY |  | 52.5456 | -6.9572
MV/LV Substation FR***525 | 20 kV | 400V(3ph) & 230V(single ph) | LV | 100 kVA :Pole Substation | 0.1 | --> | 0.1 | 0.1 | 6.9 |  | --> | 0.095 | 0 | 0 | 0 | 0 | 0 | 0 | Constrained,otherwise capacity available =100kW. | --> | E11 ex RATHKEALE | RATHKEALE: T421∥T422 | RATHKEALE |  | 52.6026 | -8.9661
MV/LV Substation FR***535X | 10 kV | 400V(3ph) & 230V(single ph) | LV | 1000 kVA :Kiosk Substation | 1 | --> | 1 | 0 | 0 | Constrained,otherwise capacity available =500kVA. | --> | 0.95 | 0 | 0 | 0 | 0 | 0.5 | 0 |  | --> | C19 ex JOHNSTOWN | JOHNSTOWN: T41 | KILTEEL |  | 53.2287 | -6.6374
MV/LV Substation FR***553 | 20 kV | 400V(3ph) & 230V(single ph) | LV | 630 kVA :Building Structure | 0.63 | --> | 0.63 | 0 | 0 |  | --> | 0.598 | 0 | 0 | 0 | 0.124 | 0.5 | 0 |  | --> | E18 ex MANORHAMILTON | MANORHAMILTON: T422 | SLIGO |  | 54.3068 | -8.1752
MV/LV Substation FR***560 | 10 kV | 400V(3ph) & 230V(single ph) | LV | 400 kVA :Kiosk Substation | 0.4 | --> | 0.4 | 0.297 | 3.4 |  | --> | 0.38 | 0 | 0 | 0 | 0.004 | 0.411 | 0 |  | --> | C20 ex GRAIGUE | GRAIGUE: T42 | CARLOW |  | 52.8383 | -6.9535
MV/LV Substation FR***580 | 20 kV | 400V(3ph) & 230V(single ph) | LV | 50 kVA :Pole Substation | 0.05 | --> | 0.05 | 0.04 | 0.4 |  | --> | 0.047 | 0 | 0 | 0 | 0.003 | 0.047 | 0 |  | --> | E31 ex TRIM | TRIM: T421 | NAVAN |  | 53.5426 | -6.8228
MV/LV Substation FR***586Y | 20 kV | 400V(3ph) & 230V(single ph) | LV | 50 kVA :Pole Substation | 0.05 | --> | 0.05 | 0 | 0 | Constrained,otherwise capacity available =50kVA. | --> | 0.047 | 0 | 0 | 0 | 0 | 0.049 | 0 |  | --> | E13 ex HEADFORD | HEADFORD: T42 | CLOON |  | 53.5685 | -9.1458
MV/LV Substation FR***592X | 20 kV | 400V(3ph) & 230V(single ph) | LV | 50 kVA :Pole Substation | 0.05 | --> | 0.05 | 0 | 0 | Constrained,otherwise capacity available =50kVA. | --> | 0.047 | 0 | 0 | 0 | 0 | 0.049 | 0 |  | --> | E12 ex BALTINGLASS | BALTINGLASS: T421∥T422 | STRATFORD |  | 53.0089 | -6.6959
MV/LV Substation FR***599 | 10 kV | 400V(3ph) & 230V(single ph) | LV | 100 kVA :Pole Substation | 0.1 | --> | 0.1 | 0.008 | 3.2 |  | --> | 0.095 | 0 | 0 | 0 | 0.001 | 0.112 | 0 |  | --> | C12 ex BOYLE | BOYLE: T41∥T42 | CARRICK ON SHANNON |  | 53.8681 | -8.4068
MV/LV Substation FR***611X | 10 kV | 400V(3ph) & 230V(single ph) | LV | 400 kVA :Kiosk Substation | 0.4 | --> | 0.4 | 0 | 0 | Constrained,otherwise capacity available =328kVA. | --> | 0.38 | 0 | 0 | 0 | 0 | 0.411 | 0 |  | --> | C18 ex ORANMORE | ORANMORE: T44 | GALWAY 110KV |  | 53.2694 | -8.9197
MV/LV Substation FR***629X | 10 kV | 400V(3ph) & 230V(single ph) | LV | 630 kVA :Building Structure | 0.63 | --> | 0.63 | 0.304 | 2.6 |  | --> | 0.598 | 0 | 0 | 0 | 0.017 | 0.5 | 0 |  | --> | C20 ex CASHEL | CASHEL: T42 | CAHIR |  | 52.5171 | -7.8858
MV/LV Substation FR***660 | 20 kV | 400V(3ph) & 230V(single ph) | LV | 100 kVA :Pole Substation | 0.1 | --> | 0.1 | 0.092 | 8.5 |  | --> | 0.095 | 0 | 0 | 0 | 0 | 0.1 | 0 |  | --> | C14 ex ARDGEEHA | ARDGEEHA: T41∥T42 | DOON |  | 52.4755 | -7.6066
MV/LV Substation FR***680X | 10 kV | 400V(3ph) & 230V(single ph) | LV | 50 kVA :Pole Substation | 0.05 | --> | 0.05 | 0.009 | 2.3 |  | --> | 0.047 | 0 | 0 | 0 | 0.011 | 0.043 | 0 |  | --> | C17 ex TRABEG | TRABEG: T102 | TRABEG |  | 51.8695 | -8.468
MV/LV Substation FR***700 | 10 kV | 400V(3ph) & 230V(single ph) | LV | 630 kVA :Building Structure | 0.63 | --> | 0.63 | 0.5 | 7.6 |  | --> | 0.598 | 0 | 0 | 0 | 0 | 0.5 | 0 |  | --> | C24 ex TRINITY | TRINITY: T102 | POOLBEG |  | 53.3414 | -6.2554
MV/LV Substation FR***712Y | 10 kV | 400V(3ph) & 230V(single ph) | LV | 1000 kVA :Building Structure | 1 | --> | 1 | 0.5 | 4.9 |  | --> | 0.95 | 0 | 0 | 0 | 0.003 | 0.5 | 0 |  | --> | C21 ex DUNDALK | DUNDALK: T42 | DUNDALK |  | 54.004 | -6.4012
MV/LV Substation FR***718Z | 10 kV | 400V(3ph) & 230V(single ph) | LV | 400 kVA :Kiosk Substation | 0.4 | --> | 0.4 | 0.363 | 2.7 |  | --> | 0.38 | 0 | 0 | 0 | 0.002 | 0.403 | 0 |  | --> | C11 ex CALLAN | CALLAN: T41∥T42 | KILKENNY |  | 52.5495 | -7.3779
MV/LV Substation FR***724 | 10 kV | 400V(3ph) & 230V(single ph) | LV | 50 kVA :Pole Substation | 0.05 | --> | 0.05 | 0.041 | 3.8 |  | --> | 0.047 | 0 | 0 | 0 | 0 | 0 | 0 | Constrained,otherwise capacity available =50kW. | --> | C13 ex TURLOUGH ROAD | TURLOUGH ROAD: T41∥T42 | CASTLEBAR |  | 53.8605 | -9.2873
MV/LV Substation FR***757 | 10 kV | 400V(3ph) & 230V(single ph) | LV | 50 kVA :Pole Substation | 0.05 | --> | 0.05 | 0.04 | 3.4 |  | --> | 0.047 | 0 | 0 | 0 | 0.004 | 0.046 | 0 |  | --> | C15 ex STICKILLEN | STICKILLEN: T41∥T42 | DRYBRIDGE |  | 53.7914 | -6.6833
MV/LV Substation FR***778X | 10 kV | 400V(3ph) & 230V(single ph) | LV | 50 kVA :Pole Substation | 0.05 | --> | 0.05 | 0.048 | 1.5 |  | --> | 0.047 | 0 | 0 | 0 | 0 | 0.049 | 0 |  | --> | E16 ex BEALISTOWN | BEALISTOWN: T421∥T422 | GREAT ISLAND |  | 52.2469 | -6.9002
MV/LV Substation FR***784 | 10 kV | 400V(3ph) & 230V(single ph) | LV | 100 kVA :Pole Substation | 0.1 | --> | 0.1 | 0.062 | 3.7 |  | --> | 0.095 | 0 | 0 | 0 | 0.003 | 0.102 | 0 |  | --> | C21 ex ROSS CARBERY | ROSS CARBERY: T41∥T42 | DUNMANWAY |  | 51.6031 | -9.0145
MV/LV Substation FR***799 | 10 kV | 400V(3ph) & 230V(single ph) | LV | 400 kVA :Building Structure | 0.4 | --> | 0.4 | 0 | 0 | Constrained,otherwise capacity available =378kVA. | --> | 0.38 | 0 | 0 | 0 | 0 | 0.403 | 0 |  | --> | C21 ex MILFORD (NR) | MILFORD (NR): T41∥T42 | LETTERKENNY |  | 55.0909 | -7.7076
MV/LV Substation FR***819 | 20 kV | 400V(3ph) & 230V(single ph) | LV | 100 kVA :Pole Substation | 0.1 | --> | 0.1 | 0.09 | 7.4 |  | --> | 0.095 | 0 | 0 | 0 | 0 | 0.101 | 0 |  | --> | E22 ex BANOGE | BANOGE: T122 | BANOGE |  | 52.6369 | -6.3676
MV/LV Substation FR***833X | 10 kV | 400V(3ph) & 230V(single ph) | LV | 200 kVA :Kiosk Substation | 0.2 | --> | 0.2 | 0 | 0 | Constrained,otherwise capacity available =101kVA. | --> | 0.19 | 0 | 0 | 0 | 0.008 | 0.206 | 0 |  | --> | C23 ex POLLERTON | POLLERTON: T41 | CARLOW |  | 52.8294 | -6.9067
MV/LV Substation FR***872X | 20 kV | 400V(3ph) & 230V(single ph) | LV | 50 kVA :Pole Substation | 0.05 | --> | 0.05 | 0.042 | 4.6 |  | --> | 0.047 | 0 | 0 | 0 | 0 | 0.05 | 0 |  | --> | E13 ex BALLYRAGGET | BALLYRAGGET: T421∥T422 | BALLYRAGGET |  | 52.7347 | -7.4023
MV/LV Substation FR***874X | 20 kV | 400V(3ph) & 230V(single ph) | LV | 200 kVA :Kiosk Substation | 0.2 | --> | 0.2 | 0 | 0 | Constrained,otherwise capacity available =123kVA. | --> | 0.19 | 0 | 0 | 0 | 0.039 | 0.17 | 0 |  | --> | E11 ex KILCULLEN | KILCULLEN: T424 | STRATFORD |  | 53.0563 | -6.6933
MV/LV Substation FR***876 | 10 kV | 400V(3ph) & 230V(single ph) | LV | 50 kVA :Pole Substation | 0.05 | --> | 0.05 | 0.043 | 3.7 |  | --> | 0.047 | 0 | 0 | 0 | 0 | 0.05 | 0 |  | --> | C22 ex ROSS CARBERY | ROSS CARBERY: T41∥T42 | DUNMANWAY |  | 51.5961 | -9.0435
MV/LV Substation FR***892X | 20 kV | 400V(3ph) & 230V(single ph) | LV | 400 kVA :Kiosk Substation | 0.4 | --> | 0.4 | 0.045 | 0 | Constrained,otherwise capacity available =395kVA. | --> | 0.38 | 0 | 0 | 0 | 0 | 0.4 | 0 |  | --> | E25 ex TALBOTS INCH | TALBOTS INCH: T41∥T42 | KILKENNY |  | 52.7322 | -7.4016
MV/LV Substation FR***893Y | 10 kV | 400V(3ph) & 230V(single ph) | LV | 200 kVA :Kiosk Substation | 0.2 | --> | 0.2 | 0.199 | 1.3 |  | --> | 0.19 | 0 | 0 | 0 | 0 | 0.2 | 0 |  | --> | C16 ex GRANGE (SR) | GRANGE (SR): T41∥T42 | BUTLERSTOWN |  | 52.251 | -7.0822
MV/LV Substation FR***903X | 10 kV | 400V(3ph) & 230V(single ph) | LV | 400 kVA :Kiosk Substation | 0.4 | --> | 0.4 | 0.333 | 2.3 |  | --> | 0.38 | 0 | 0 | 0 | 0.024 | 0.384 | 0 |  | --> | C17 ex TRABEG | TRABEG: T102 | TRABEG |  | 51.8682 | -8.4672
MV/LV Substation FR***923 | 10 kV | 400V(3ph) & 230V(single ph) | LV | 50 kVA :Pole Substation | 0.05 | --> | 0.05 | 0 | 0 | Constrained,otherwise capacity available =49kVA. | --> | 0.047 | 0 | 0 | 0 | 0 | 0 | 0 | Constrained,otherwise capacity available =49kW. | --> | C11 ex DONEGAL | DONEGAL: T41∥T42 | CATHALEENS FALL |  | 54.6687 | -8.2445
MV/LV Substation FR***976 | 10 kV | 400V(3ph) & 230V(single ph) | LV | 400 kVA :Kiosk Substation | 0.4 | --> | 0.4 | 0.05 | 11.3 |  | --> | 0.38 | 0 | 0 | 0 | 0 | 0.452 | 0 |  | --> | C12 ex ENNIS | ENNIS: T102 | ENNIS |  | 52.8442 | -8.9815
MV/LV Substation FS***277 | 20 kV | 400V(3ph) & 230V(single ph) | LV | 50 kVA :Pole Substation | 0.05 | --> | 0.05 | 0 | 0 | Constrained,otherwise capacity available =31kVA. | --> | 0.047 | 0 | 0 | 0 | 0 | 0.051 | 0 |  | --> | C14 ex MILFORD (NR) | MILFORD (NR): T41∥T42 | LETTERKENNY |  | 55.1719 | -7.5768
MV/LV Substation FT***4164 | 10 kV | 400V(3ph) & 230V(single ph) | LV | 50 kVA :Pole Substation | 0.05 | --> | 0.05 | 0 | 0 | Constrained,otherwise capacity available =50kVA. | --> | 0.047 | 0 | 0 | 0 | 0 | 0.049 | 0 |  | --> | C14 ex CAVAN | CAVAN: T42 | SHANKILL |  | 54.0012 | -7.3529
MV/LV Substation FU***010Z | 10 kV | 400V(3ph) & 230V(single ph) | LV | 400 kVA :Kiosk Substation | 0.4 | --> | 0.4 | 0 | 0 | Constrained,otherwise capacity available =393kVA. | --> | 0.38 | 0 | 0 | 0 | 0 | 0.4 | 0 |  | --> | C20 ex MERVILLE | MERVILLE: T42 | FINGLAS |  | 53.3896 | -6.2988
MV/LV Substation FU***022Y | 10 kV | 400V(3ph) & 230V(single ph) | LV | 400 kVA :Kiosk Substation | 0.4 | --> | 0.4 | 0 | 0 | Constrained,otherwise capacity available =344kVA. | --> | 0.38 | 0 | 0 | 0 | 0 | 0.408 | 0 |  | --> | C11 ex GRANGE (DR) | GRANGE (DR): T41 | GRANGE (DR) |  | 53.3927 | -6.1458
MV/LV Substation FU***030X | 10 kV | 400V(3ph) & 230V(single ph) | LV | 630 kVA :Building Structure | 0.63 | --> | 0.63 | 0 | 0 | Constrained,otherwise capacity available =464kVA. | --> | 0.598 | 0 | 0 | 0 | 0.036 | 0.5 | 0 |  | --> | C18 ex CLONTARF | CLONTARF: T42 | FINGLAS |  | 53.3733 | -6.2007
MV/LV Substation FU***052Y | 10 kV | 400V(3ph) & 230V(single ph) | LV | 50 kVA :Pole Substation | 0.05 | --> | 0.05 | 0 | 0 | Constrained,otherwise capacity available =40kVA. | --> | 0.047 | 0 | 0 | 0 | 0 | 0.051 | 0 |  | --> | C18 ex KILLACLOYNE | KILLACLOYNE: T41∥T42 | MIDLETON |  | 51.9016 | -8.2941
MV/LV Substation FU***077 | 10 kV | 400V(3ph) & 230V(single ph) | LV | 400 kVA :Building Structure | 0.4 | --> | 0.4 | 0.384 | 9.2 |  | --> | 0.38 | 0 | 0 | 0 | 0 | 0.402 | 0 |  | --> | C25 ex CENTRE PARK ROAD | MARINA: T105 | MARINA |  | 51.8984 | -8.458
MV/LV Substation FU***085 | 10 kV | 400V(3ph) & 230V(single ph) | LV | 100 kVA :Pole Substation | 0.1 | --> | 0.1 | 0.1 | 1.5 |  | --> | 0.095 | 0 | 0 | 0 | 0 | 0.1 | 0 |  | --> | C17 ex TUBBERCURRY | TUBBERCURRY: T42 | TONROE |  | 54.0389 | -8.7557
MV/LV Substation FU***092Z | 10 kV | 400V(3ph) & 230V(single ph) | LV | 400 kVA :Building Structure | 0.4 | --> | 0.4 | 0.235 | 5.8 |  | --> | 0.38 | 0 | 0 | 0 | 0.029 | 0.395 | 0 |  | --> | C17 ex SANTRY | SANTRY: T41 | FINGLAS |  | 53.407 | -6.2408
MV/LV Substation FU***093Z | 10 kV | 400V(3ph) & 230V(single ph) | LV | 400 kVA :Building Structure | 0.4 | --> | 0.4 | 0.317 | 5.8 |  | --> | 0.38 | 0 | 0 | 0 | 0 | 0.412 | 0 |  | --> | C17 ex SANTRY | SANTRY: T41 | FINGLAS |  | 53.4058 | -6.2415
MV/LV Substation FU***106Y | 10 kV | 400V(3ph) & 230V(single ph) | LV | 400 kVA :Building Structure | 0.4 | --> | 0.4 | 0 | 5.8 |  | --> | 0.38 | 0 | 0 | 0 | 0 | 0.444 | 0 |  | --> | C17 ex SANTRY | SANTRY: T41 | FINGLAS |  | 53.4065 | -6.2451
MV/LV Substation FU***121Y | 10 kV | 400V(3ph) & 230V(single ph) | LV | 200 kVA :Building Structure | 0.2 | --> | 0.2 | 0.102 | 5.8 |  | --> | 0.19 | 0 | 0 | 0 | 0 | 0.214 | 0 |  | --> | C17 ex SANTRY | SANTRY: T41 | FINGLAS |  | 53.4071 | -6.2433
MV/LV Substation FU***138X | 10 kV | 400V(3ph) & 230V(single ph) | LV | 400 kVA :Kiosk Substation | 0.4 | --> | 0.4 | 0.29 | 5 |  | --> | 0.38 | 0 | 0 | 0 | 0.004 | 0.413 | 0 |  | --> | C21 ex POTTERY ROAD | POTTERY ROAD: T101 | CARRICKMINES |  | 53.2603 | -6.1507
MV/LV Substation FU***145X | 10 kV | 400V(3ph) & 230V(single ph) | LV | 50 kVA :Pole Substation | 0.05 | --> | 0.05 | 0.039 | 12.2 |  | --> | 0.047 | 0 | 0 | 0 | 0 | 0.051 | 0 |  | --> | C28 ex SALTHILL | SALTHILL: T102 | SALTHILL |  | 53.2496 | -9.1924
MV/LV Substation FU***146Y | 20 kV | 400V(3ph) & 230V(single ph) | LV | 50 kVA :Pole Substation | 0.05 | --> | 0.05 | 0.05 | 1.4 |  | --> | 0.047 | 0 | 0 | 0 | 0 | 0.049 | 0 |  | --> | C17 ex ROSCOMMON | ROSCOMMON: T41 | LANESBORO |  | 53.6165 | -8.2635
MV/LV Substation FU***152 | 10 kV | 400V(3ph) & 230V(single ph) | LV | 50 kVA :Pole Substation | 0.05 | --> | 0.05 | 0.048 | 1.3 |  | --> | 0.047 | 0 | 0 | 0 | 0 | 0 | 0 | Constrained,otherwise capacity available =49kW. | --> | C23 ex KILKEE | KILKEE: T41 | TULLABRACK |  | 52.6544 | -9.6623
MV/LV Substation FU***152Y | 20 kV | 400V(3ph) & 230V(single ph) | LV | 50 kVA :Pole Substation | 0.05 | --> | 0.05 | 0.018 | 6.7 |  | --> | 0.047 | 0 | 0 | 0 | 0 | 0 | 0 | Constrained,otherwise capacity available =54kW. | --> | E12 ex DUNFIRTH | DUNFIRTH: T122 | DUNFIRTH |  | 53.4298 | -6.9162
MV/LV Substation FU***186 | 10 kV | 400V(3ph) & 230V(single ph) | LV | 50 kVA :Pole Substation | 0.05 | --> | 0.05 | 0.02 | 0.9 |  | --> | 0.047 | 0 | 0 | 0 | 0 | 0.054 | 0 |  | --> | C15 ex DRUMQUIN | DRUMQUIN: T42 | ENNIS |  | 52.7491 | -9.2298
MV/LV Substation FU***188X | 10 kV | 400V(3ph) & 230V(single ph) | LV | 100 kVA :Pole Substation | 0.1 | --> | 0.1 | 0 | 0 | Constrained,otherwise capacity available =61kVA. | --> | 0.095 | 0 | 0 | 0 | 0 | 0.105 | 0 |  | --> | C13 ex SPIDDAL | SPIDDAL: T42 | SCREEB |  | 53.2508 | -9.225
MV/LV Substation FU***202 | 10 kV | 400V(3ph) & 230V(single ph) | LV | 400 kVA :Building Structure | 0.4 | --> | 0.4 | 0 | 0 | Constrained,otherwise capacity available =352kVA. | --> | 0.38 | 0 | 0 | 0 | 0 | 0.407 | 0 |  | --> | C20 ex GARRYOWEN | GARRYOWEN: T42 | LIMERICK |  | 52.6489 | -8.6098
MV/LV Substation FU***261X | 10 kV | 400V(3ph) & 230V(single ph) | LV | 400 kVA :Kiosk Substation | 0.4 | --> | 0.4 | 0.361 | 1.1 |  | --> | 0.38 | 0 | 0 | 0 | 0 | 0.405 | 0 |  | --> | C21 ex BREWERY ROAD | BREWERY ROAD: T41 | CARRICKMINES |  | 53.2786 | -6.2299
MV/LV Substation FU***278Z | 10 kV | 400V(3ph) & 230V(single ph) | LV | 200 kVA :Kiosk Substation | 0.2 | --> | 0.2 | 0.147 | 0.1 | Constrained,otherwise capacity available =167kVA. | --> | 0.19 | 0 | 0 | 0 | 0.028 | 0.175 | 0 |  | --> | C22 ex JOHNSTOWN | JOHNSTOWN: T42 | KILTEEL |  | 53.2321 | -6.6191
MV/LV Substation FU***304X | 10 kV | 400V(3ph) & 230V(single ph) | LV | 1000 kVA :Building Structure | 1 | --> | 1 | 0.5 | 2.9 |  | --> | 0.95 | 0 | 0 | 0 | 0 | 0.5 | 0 |  | --> | C18 ex SANDYFORD | SANDYFORD: T42 | CARRICKMINES |  | 53.2744 | -6.215
MV/LV Substation FU***305X | 10 kV | 400V(3ph) & 230V(single ph) | LV | 1000 kVA :Building Structure | 1 | --> | 1 | 0.5 | 2.9 |  | --> | 0.95 | 0 | 0 | 0 | 0 | 0.5 | 0 |  | --> | C18 ex SANDYFORD | SANDYFORD: T42 | CARRICKMINES |  | 53.2744 | -6.215
MV/LV Substation FU***367Z | 10 kV | 400V(3ph) & 230V(single ph) | LV | 630 kVA :Building Structure | 0.63 | --> | 0.63 | 0.5 | 6.6 |  | --> | 0.598 | 0 | 0 | 0 | 0 | 0.5 | 0 |  | --> | C12 ex FACTORY CROSS | FACTORY CROSS: T42 | BARNAHELY |  | 51.8279 | -8.3144
MV/LV Substation FU***375X | 20 kV | 400V(3ph) & 230V(single ph) | LV | 50 kVA :Pole Substation | 0.05 | --> | 0.05 | 0.036 | 2.5 |  | --> | 0.047 | 0 | 0 | 0 | 0.015 | 0.035 | 0 |  | --> | C12 ex ATHY | ATHY: T102 | ATHY |  | 53.0062 | -6.8158
MV/LV Substation FU***386Y | 10 kV | 400V(3ph) & 230V(single ph) | LV | 50 kVA :Pole Substation | 0.05 | --> | 0.05 | 0.05 | 1.9 |  | --> | 0.047 | 0 | 0 | 0 | 0 | 0.049 | 0 |  | --> | C13 ex DRYBRIDGE | DRYBRIDGE: T41 | DRYBRIDGE |  | 53.7692 | -6.396
MV/LV Substation FU***4047 | 10 kV | 400V(3ph) & 230V(single ph) | LV | 630 kVA :Building Structure | 0.63 | --> | 0.63 | 0.5 | 9.8 |  | --> | 0.598 | 0 | 0 | 0 | 0 | 0.5 | 0 |  | --> | C13 ex KILCOOLE | KILCOOLE: T41∥T42 | FASSAROE |  | 53.1005 | -6.069
MV/LV Substation FU***4054 | 20 kV | 400V(3ph) & 230V(single ph) | LV | 50 kVA :Pole Substation | 0.05 | --> | 0.05 | 0.043 | 5.3 |  | --> | 0.047 | 0 | 0 | 0 | 0 | 0.05 | 0 |  | --> | C18 ex SMEARLA | SMEARLA: T42 | TRIEN |  | 52.4095 | -9.4801
MV/LV Substation FU***4087 | 10 kV | 400V(3ph) & 230V(single ph) | LV | 50 kVA :Pole Substation | 0.05 | --> | 0.05 | 0.05 | 3.4 |  | --> | 0.047 | 0 | 0 | 0 | 0 | 0.049 | 0 |  | --> | C16 ex STICKILLEN | STICKILLEN: T41∥T42 | DRYBRIDGE |  | 53.8164 | -6.5108
MV/LV Substation FU***4109 | 10 kV | 400V(3ph) & 230V(single ph) | LV | 1000 kVA :Building Structure | 1 | --> | 1 | 0.5 | 0.8 |  | --> | 0.95 | 0 | 0 | 0 | 0 | 0.5 | 0 |  | --> | C19 ex BELFIELD | BELFIELD: T41 | BLACKROCK |  | 53.3034 | -6.2176
MV/LV Substation FU***4110 | 10 kV | 400V(3ph) & 230V(single ph) | LV | 1000 kVA :Building Structure | 1 | --> | 1 | 0.5 | 0.8 |  | --> | 0.95 | 0 | 0 | 0 | 0 | 0.5 | 0 |  | --> | C19 ex BELFIELD | BELFIELD: T41 | BLACKROCK |  | 53.3034 | -6.2175
MV/LV Substation FU***4170 | 10 kV | 400V(3ph) & 230V(single ph) | LV | 100 kVA :Pole Substation | 0.1 | --> | 0.1 | 0 | 0 | Constrained,otherwise capacity available =42kVA. | --> | 0.095 | 0 | 0 | 0 | 0 | 0.108 | 0 |  | --> | C11 ex ATHENRY | ATHENRY: T41∥T42 | GALWAY 110KV |  | 53.2869 | -8.7552
MV/LV Substation FU***4223 | 10 kV | 400V(3ph) & 230V(single ph) | LV | 630 kVA :Kiosk Substation | 0.63 | --> | 0.63 | 0.147 | 0.1 | Constrained,otherwise capacity available =487kVA. | --> | 0.598 | 0 | 0 | 0 | 0.003 | 0.5 | 0 |  | --> | C16 ex JOHNSTOWN | JOHNSTOWN: T42 | KILTEEL |  | 53.2338 | -6.6182
MV/LV Substation FU***483Y | 20 kV | 400V(3ph) & 230V(single ph) | LV | 100 kVA :Pole Substation | 0.1 | --> | 0.1 | 0.1 | 1.4 |  | --> | 0.095 | 0 | 0 | 0 | 0 | 0.1 | 0 |  | --> | C17 ex ROSCOMMON | ROSCOMMON: T41 | LANESBORO |  | 53.59 | -8.3104
MV/LV Substation FU***501 | 10 kV | 400V(3ph) & 230V(single ph) | LV | 200 kVA :Kiosk Substation | 0.2 | --> | 0.2 | 0 | 0 | Constrained,otherwise capacity available =181kVA. | --> | 0.19 | 0 | 0 | 0 | 0 | 0.202 | 0 |  | --> | C12 ex ORANMORE | ORANMORE: T44 | GALWAY 110KV |  | 53.2775 | -8.9761
MV/LV Substation FU***576 | 10 kV | 400V(3ph) & 230V(single ph) | LV | 100 kVA :Pole Substation | 0.1 | --> | 0.1 | 0 | 0 | Constrained,otherwise capacity available =94kVA. | --> | 0.095 | 0 | 0 | 0 | 0 | 0 | 0 | Constrained,otherwise capacity available =100kW. | --> | C11 ex DONEGAL | DONEGAL: T41∥T42 | CATHALEENS FALL |  | 54.6388 | -8.2048
MV/LV Substation FU***583X | 20 kV | 400V(3ph) & 230V(single ph) | LV | 50 kVA :Pole Substation | 0.05 | --> | 0.05 | 0.016 | 2.6 |  | --> | 0.047 | 0 | 0 | 0 | 0.004 | 0.049 | 0 |  | --> | C14 ex CASHEL | CASHEL: T42 | CAHIR |  | 52.5453 | -7.8186
MV/LV Substation FU***615 | 20 kV | 400V(3ph) & 230V(single ph) | LV | 50 kVA :Pole Substation | 0.05 | --> | 0.05 | 0.034 | 3.6 |  | --> | 0.047 | 0 | 0 | 0 | 0 | 0.051 | 0 |  | --> | E11 ex KILLINICK | KILLINICK: T421∥T422 | WEXFORD |  | 52.2165 | -6.5285
MV/LV Substation FU***616Z | 10 kV | 400V(3ph) & 230V(single ph) | LV | 630 kVA :Building Structure | 0.63 | --> | 0.63 | 0.5 | 4.4 |  | --> | 0.598 | 0 | 0 | 0 | 0.003 | 0.5 | 0 |  | --> | C17 ex RINGASKIDDY 110KV | RINGASKIDDY 110KV: T42 | BARNAHELY |  | 51.8277 | -8.3157
MV/LV Substation FU***617X | 20 kV | 400V(3ph) & 230V(single ph) | LV | 50 kVA :Pole Substation | 0.05 | --> | 0.05 | 0.036 | 2 |  | --> | 0.047 | 0 | 0 | 0 | 0 | 0.051 | 0 |  | --> | E17 ex BALLYCONNELL | BALLYCONNELL: T421∥T422 | GORTAWEE |  | 54.189 | -7.7045
MV/LV Substation FU***669Y | 20 kV | 400V(3ph) & 230V(single ph) | LV | 75 kVA :Pole Substation | 0.075 | --> | 0.075 | 0.075 | 3.7 |  | --> | 0.071 | 0 | 0 | 0 | 0 | 0 | 0 | Constrained,otherwise capacity available =74kW. | --> | E14 ex GLENGARRIFF | GLENGARRIFF: T421 | BALLYLICKY |  | 51.7274 | -9.5752
MV/LV Substation FU***734X | 10 kV | 400V(3ph) & 230V(single ph) | LV | 100 kVA :Pole Substation | 0.1 | --> | 0.1 | 0.1 | 8.9 |  | --> | 0.095 | 0 | 0 | 0 | 0 | 0.1 | 0 |  | --> | C11 ex CARROWBEG | CARROWBEG: T41∥T42 | CARROWBEG |  | 53.8014 | -9.5376
MV/LV Substation FU***750Y | 10 kV | 400V(3ph) & 230V(single ph) | LV | 50 kVA :Pole Substation | 0.05 | --> | 0.05 | 0.047 | 1 |  | --> | 0.047 | 0 | 0 | 0 | 0 | 0 | 0 | Constrained,otherwise capacity available =49kW. | --> | C17 ex LOUGHTAGALLA | LOUGHTAGALLA: T41∥T42 | THURLES |  | 52.6873 | -7.7857
MV/LV Substation FU***759Z | 10 kV | 400V(3ph) & 230V(single ph) | LV | 400 kVA :Building Structure | 0.4 | --> | 0.4 | 0.377 | 4.4 |  | --> | 0.38 | 0 | 0 | 0 | 0 | 0.401 | 0 |  | --> | C17 ex RINGASKIDDY 110KV | RINGASKIDDY 110KV: T42 | BARNAHELY |  | 51.8267 | -8.3153
MV/LV Substation FU***770X | 10 kV | 400V(3ph) & 230V(single ph) | LV | 1000 kVA :Building Structure | 1 | --> | 1 | 0 | 0 | Constrained,otherwise capacity available =500kVA. | --> | 0.95 | 0 | 0 | 0 | 0.004 | 0.5 | 0 |  | --> | C19 ex NEWMARKET (DR) | NEWMARKET (DR): T41 | FRANCIS STREET |  | 53.3372 | -6.2737
MV/LV Substation FU***775 | 10 kV | 400V(3ph) & 230V(single ph) | LV | 50 kVA :Pole Substation | 0.05 | --> | 0.05 | 0.048 | 3.4 |  | --> | 0.047 | 0 | 0 | 0 | 0 | 0.049 | 0 |  | --> | C16 ex STICKILLEN | STICKILLEN: T41∥T42 | DRYBRIDGE |  | 53.8143 | -6.509
MV/LV Substation FU***781 | 10 kV | 400V(3ph) & 230V(single ph) | LV | 100 kVA :Pole Substation | 0.1 | --> | 0.1 | 0.081 | 0.9 |  | --> | 0.095 | 0 | 0 | 0 | 0 | 0.102 | 0 |  | --> | C15 ex DRUMQUIN | DRUMQUIN: T42 | ENNIS |  | 52.7361 | -9.2083
MV/LV Substation FU***784 | 10 kV | 400V(3ph) & 230V(single ph) | LV | 50 kVA :Pole Substation | 0.05 | --> | 0.05 | 0 | 0 | Constrained,otherwise capacity available =31kVA. | --> | 0.047 | 0 | 0 | 0 | 0 | 0.051 | 0 |  | --> | C11 ex GARDEN CITY | GARDEN CITY: T41∥T42 | ARKLOW |  | 52.6906 | -6.2732
MV/LV Substation FU***787 | 10 kV | 400V(3ph) & 230V(single ph) | LV | 50 kVA :Pole Substation | 0.05 | --> | 0.05 | 0.046 | 3.4 |  | --> | 0.047 | 0 | 0 | 0 | 0 | 0.049 | 0 |  | --> | C16 ex STICKILLEN | STICKILLEN: T41∥T42 | DRYBRIDGE |  | 53.8207 | -6.5043
MV/LV Substation FU***886 | 20 kV | 400V(3ph) & 230V(single ph) | LV | 50 kVA :Pole Substation | 0.05 | --> | 0.05 | 0.041 | 1.3 |  | --> | 0.047 | 0 | 0 | 0 | 0.007 | 0.042 | 0 |  | --> | C14 ex ROOSKY | ROOSKY: T41 | RICHMOND |  | 53.8724 | -7.9319
MV/LV Substation FU***890 | 10 kV | 400V(3ph) & 230V(single ph) | LV | 200 kVA :Kiosk Substation | 0.2 | --> | 0.2 | 0.163 | 3.8 |  | --> | 0.19 | 0 | 0 | 0 | 0 | 0.205 | 0 |  | --> | C21 ex KINGSCOURT | KINGSCOURT: T41 | MEATH HILL |  | 53.906 | -6.7871
MV/LV Substation FU***937 | 10 kV | 400V(3ph) & 230V(single ph) | LV | 100 kVA :Pole Substation | 0.1 | --> | 0.1 | 0.092 | 3.4 |  | --> | 0.095 | 0 | 0 | 0 | 0 | 0.1 | 0 |  | --> | C16 ex STICKILLEN | STICKILLEN: T41∥T42 | DRYBRIDGE |  | 53.8189 | -6.4861
MV/LV Substation FU***990 | 10 kV | 400V(3ph) & 230V(single ph) | LV | 50 kVA :Pole Substation | 0.05 | --> | 0.05 | 0 | 0 | Constrained,otherwise capacity available =31kVA. | --> | 0.047 | 0 | 0 | 0 | 0.007 | 0.044 | 0 |  | --> | C11 ex JOHNSTOWN | JOHNSTOWN: T41 | KILTEEL |  | 53.2232 | -6.605
MV/LV Substation FX***302Y | 10 kV | 400V(3ph) & 230V(single ph) | LV | 1000 kVA :Building Structure | 1 | --> | 1 | 0.5 | 1.3 |  | --> | 0.95 | 0 | 0 | 0 | 0 | 0.5 | 0 |  | --> | C19 ex ENNIS NORTH | ENNIS NORTH: T41∥T42 | ENNIS |  | 52.8755 | -8.9601
MV/LV Substation FY***088Y | 10 kV | 400V(3ph) & 230V(single ph) | LV | 630 kVA :Building Structure | 0.63 | --> | 0.63 | 0.381 | 4.2 |  | --> | 0.598 | 0 | 0 | 0 | 0 | 0.5 | 0 |  | --> | C17 ex SWORDS | SWORDS: T41 | GLASMORE |  | 53.4614 | -6.2082
MV/LV Substation G ***057 | 10 kV | 400V(3ph) & 230V(single ph) | LV | 400 kVA :Building Structure | 0.4 | --> | 0.4 | 0.16 | 1 |  | --> | 0.38 | 0 | 0 | 0 | 0 | 0.436 | 0 |  | --> | C17 ex MANOR STREET | MANOR STREET: T41 | WATERFORD |  | 52.2609 | -7.1094
MV/LV Substation G ***058X | 20 kV | 400V(3ph) & 230V(single ph) | LV | 200 kVA :Pole Substation | 0.2 | --> | 0.2 | 0.183 | 5.4 |  | --> | 0.19 | 0 | 0 | 0 | 0 | 0.202 | 0 |  | --> | E14 ex MOY | MOY: T421∥T422 | MOY |  | 54.173 | -9.1911
MV/LV Substation G ***209Z | 10 kV | 400V(3ph) & 230V(single ph) | LV | 200 kVA :Pole Substation | 0.2 | --> | 0.2 | 0.14 | 2.3 |  | --> | 0.19 | 0 | 0 | 0 | 0 | 0.209 | 0 |  | --> | C16 ex CASTLECOMER | CASTLECOMER: T41∥T42 | BALLYRAGGET |  | 52.9052 | -7.2999
MV/LV Substation G ***356Y | 10 kV | 400V(3ph) & 230V(single ph) | LV | 50 kVA :Pole Substation | 0.05 | --> | 0.05 | 0.048 | 3.4 |  | --> | 0.047 | 0 | 0 | 0 | 0 | 0.049 | 0 |  | --> | C18 ex GRAIGUE | GRAIGUE: T42 | CARLOW |  | 52.8422 | -6.9433
MV/LV Substation G ***394 | 20 kV | 400V(3ph) & 230V(single ph) | LV | 50 kVA :Pole Substation | 0.05 | --> | 0.05 | 0.027 | 1 |  | --> | 0.047 | 0 | 0 | 0 | 0 | 0 | 0 | Constrained,otherwise capacity available =52kW. | --> | E17 ex CARNDONAGH | CARNDONAGH: T421∥T422 | TRILLICK |  | 55.2982 | -7.2593
MV/LV Substation G ***4161 | 10 kV | 400V(3ph) & 230V(single ph) | LV | 400 kVA :Building Structure | 0.4 | --> | 0.4 | 0.4 | 4.4 |  | --> | 0.38 | 0 | 0 | 0 | 0 | 0.4 | 0 |  | --> | C12 ex TYMON | TYMON: T42 | COOKSTOWN |  | 53.3086 | -6.3519
MV/LV Substation G ***452Y | 10 kV | 400V(3ph) & 230V(single ph) | LV | 50 kVA :Pole Substation | 0.05 | --> | 0.05 | 0 | 0 | Constrained,otherwise capacity available =23kVA. | --> | 0.047 | 0 | 0 | 0 | 0.011 | 0.041 | 0 |  | --> | C14 ex GORESBRIDGE | GORESBRIDGE: T41∥T42 | KILKENNY |  | 52.6294 | -6.9949
MV/LV Substation G ***578X | 20 kV | 400V(3ph) & 230V(single ph) | LV | 200 kVA :Pole Substation | 0.2 | --> | 0.2 | 0 | 0 | Constrained,otherwise capacity available =124kVA. | --> | 0.19 | 0 | 0 | 0 | 0 | 0.211 | 0 |  | --> | E23 ex BALTRASNA | BALTRASNA: T121 | BALTRASNA |  | 53.5692 | -6.3832
MV/LV Substation G ***596X | 20 kV | 400V(3ph) & 230V(single ph) | LV | 630 kVA :Building Structure | 0.63 | --> | 0.63 | 0 | 0 | Constrained,otherwise capacity available =500kVA. | --> | 0.598 | 0 | 0 | 0 | 0 | 0.5 | 0 |  | --> | E14 ex COLLOONEY | COLLOONEY: T422 | SLIGO |  | 54.1795 | -8.4874
MV/LV Substation G ***639 | 20 kV | 400V(3ph) & 230V(single ph) | LV | 50 kVA :Pole Substation | 0.05 | --> | 0.05 | 0 | 0 | Constrained,otherwise capacity available =45kVA. | --> | 0.047 | 0 | 0 | 0 | 0.007 | 0.042 | 0 |  | --> | E11 ex KILCOLGAN | KILCOLGAN: T421 | GALWAY 110KV |  | 53.184 | -8.9079
MV/LV Substation G ***705 | 20 kV | 400V(3ph) & 230V(single ph) | LV | 200 kVA :Pole Substation | 0.2 | --> | 0.2 | 0.16 | 5.1 |  | --> | 0.19 | 0 | 0 | 0 | 0 | 0.206 | 0 |  | --> | E18 ex BALLYBUNION | BALLYBUNION: T421∥T422 | TRIEN |  | 52.4997 | -9.6725
MV/LV Substation G ***913 | 10 kV | 400V(3ph) & 230V(single ph) | LV | 100 kVA :Pole Substation | 0.1 | --> | 0.1 | 0.064 | 3 |  | --> | 0.095 | 0 | 0 | 0 | 0 | 0.105 | 0 |  | --> | C15 ex CROSSMOLINA | CROSSMOLINA: T41∥T42 | MOY |  | 54.1043 | -9.3065
MV/LV Substation G ***973 | 10 kV | 400V(3ph) & 230V(single ph) | LV | 200 kVA :Kiosk Substation | 0.2 | --> | 0.2 | 0.041 | 2.2 |  | --> | 0.19 | 0 | 0 | 0 | 0.007 | 0.215 | 0 |  | --> | C16 ex SPA ROAD | SPA ROAD: T41∥T42 | DOON |  | 52.3555 | -7.6996
MV/LV Substation G.***011X | 10 kV | 400V(3ph) & 230V(single ph) | LV | 630 kVA :Kiosk Substation | 0.63 | --> | 0.63 | 0 | 0 | Constrained,otherwise capacity available =500kVA. | --> | 0.598 | 0 | 0 | 0 | 0.024 | 0.5 | 0 |  | --> | C16 ex BALLINACURRA | BALLINACURRA: T42 | LIMERICK |  | 52.6358 | -8.6444
MV/LV Substation G.***055X | 10 kV | 400V(3ph) & 230V(single ph) | LV | 100 kVA :Pole Substation | 0.1 | --> | 0.1 | 0.086 | 1.2 |  | --> | 0.095 | 0 | 0 | 0 | 0 | 0.101 | 0 |  | --> | C12 ex ABBEYFEALE | ABBEYFEALE: T42 | TRIEN |  | 52.388 | -9.3052
MV/LV Substation G.***121X | 10 kV | 400V(3ph) & 230V(single ph) | LV | 630 kVA :Building Structure | 0.63 | --> | 0.63 | 0 | 0 | Constrained,otherwise capacity available =500kVA. | --> | 0.598 | 0 | 0 | 0 | 0.004 | 0.5 | 0 |  | --> | C35 ex SEMPERIT | SEMPERIT: T43 | GRANGE CASTLE |  | 53.3302 | -6.3503
MV/LV Substation G.***426 | 20 kV | 400V(3ph) & 230V(single ph) | LV | 50 kVA :Pole Substation | 0.05 | --> | 0.05 | 0.04 | 4.5 |  | --> | 0.047 | 0 | 0 | 0 | 0 | 0.051 | 0 |  | --> | E13 ex TELAYDON | TELAYDON: T421 | LISDRUM |  | 54.2719 | -7.1548
MV/LV Substation G.***4608 | 10 kV | 400V(3ph) & 230V(single ph) | LV | 1000 kVA :Building Structure | 1 | --> | 1 | 0.5 | 2.9 |  | --> | 0.95 | 0 | 0 | 0 | 0 | 0.5 | 0 |  | --> | C22 ex WOLFE TONE STREET | WOLFE TONE STREET: T102 | FINGLAS |  | 53.3489 | -6.2617
MV/LV Substation G.***4609 | 10 kV | 400V(3ph) & 230V(single ph) | LV | 1000 kVA :Building Structure | 1 | --> | 1 | 0.5 | 2.9 |  | --> | 0.95 | 0 | 0 | 0 | 0 | 0.5 | 0 |  | --> | C22 ex WOLFE TONE STREET | WOLFE TONE STREET: T102 | FINGLAS |  | 53.3489 | -6.2617
MV/LV Substation G.***4610 | 10 kV | 400V(3ph) & 230V(single ph) | LV | 1000 kVA :Building Structure | 1 | --> | 1 | 0.5 | 2.9 |  | --> | 0.95 | 0 | 0 | 0 | 0 | 0.5 | 0 |  | --> | C22 ex WOLFE TONE STREET | WOLFE TONE STREET: T102 | FINGLAS |  | 53.3489 | -6.2617
MV/LV Substation G.***522 | 10 kV | 400V(3ph) & 230V(single ph) | LV | 100 kVA :Pole Substation | 0.1 | --> | 0.1 | 0.048 | 1.3 |  | --> | 0.095 | 0 | 0 | 0 | 0 | 0.107 | 0 |  | --> | C12 ex BALLYBAY | BALLYBAY: T41∥T42 | LISDRUM |  | 54.1183 | -6.9546
MV/LV Substation G/***4354 | 20 kV | 400V(3ph) & 230V(single ph) | LV | 50 kVA :Pole Substation | 0.05 | --> | 0.05 | 0 | 0 | Constrained,otherwise capacity available =37kVA. | --> | 0.047 | 0 | 0 | 0 | 0 | 0 | 0 | Constrained,otherwise capacity available =51kW. | --> | C18 ex TOOMEVARA | TOOMEVARA: T42 | NENAGH |  | 52.8605 | -8.0591
MV/LV Substation G/***656 | 20 kV | 400V(3ph) & 230V(single ph) | LV | 200 kVA :Pole Substation | 0.2 | --> | 0.2 | 0 | 0 | Constrained,otherwise capacity available =141kVA. | --> | 0.19 | 0 | 0 | 0 | 0.012 | 0.195 | 0 |  | --> | E15 ex GLENAMADDY | GLENAMADDY: T422 | ATHLONE |  | 53.6079 | -8.5626
MV/LV Substation G0***896X | 10 kV | 400V(3ph) & 230V(single ph) | LV | 400 kVA :Kiosk Substation | 0.4 | --> | 0.4 | 0.386 | 2.2 |  | --> | 0.38 | 0 | 0 | 0 | 0 | 0.401 | 0 |  | --> | C11 ex MALLOW | MALLOW: T41 | MALLOW |  | 52.1229 | -8.6529
MV/LV Substation GA***005 | 10 kV | 400V(3ph) & 230V(single ph) | LV | 400 kVA :Kiosk Substation | 0.4 | --> | 0.4 | 0.293 | 2.7 |  | --> | 0.38 | 0 | 0 | 0 | 0 | 0.416 | 0 |  | --> | C20 ex BALLYARD | BALLYARD: T41∥T42 | TRALEE |  | 52.2643 | -9.6948
MV/LV Substation GA***005X | 20 kV | 400V(3ph) & 230V(single ph) | LV | 50 kVA :Pole Substation | 0.05 | --> | 0.05 | 0.044 | 3.5 |  | --> | 0.047 | 0 | 0 | 0 | 0 | 0.05 | 0 |  | --> | E19 ex STRANORLAR | STRANORLAR: T421 | LETTERKENNY |  | 54.8068 | -7.7866
MV/LV Substation GA***006 | 20 kV | 400V(3ph) & 230V(single ph) | LV | 100 kVA :Pole Substation | 0.1 | --> | 0.1 | 0.088 | 3.6 |  | --> | 0.095 | 0 | 0 | 0 | 0 | 0.101 | 0 |  | --> | E13 ex CLARA | CLARA: T421 | THORNSBERRY |  | 53.3939 | -7.5827
MV/LV Substation GA***007X | 10 kV | 400V(3ph) & 230V(single ph) | LV | 630 kVA :Building Structure | 0.63 | --> | 0.63 | 0.47 | 5.4 |  | --> | 0.598 | 0 | 0 | 0 | 0.033 | 0.5 | 0 |  | --> | C20 ex TRIMMS LANE | TRIMMS LANE: T42 | SALTHILL |  | 53.2621 | -9.0725
MV/LV Substation GA***009X | 10 kV | 400V(3ph) & 230V(single ph) | LV | 400 kVA :Building Structure | 0.4 | --> | 0.4 | 0.194 | 5.7 |  | --> | 0.38 | 0 | 0 | 0 | 0 | 0.431 | 0 |  | --> | C14 ex DEANSGRANGE | DEANSGRANGE: T42 | CARRICKMINES |  | 53.2804 | -6.1867
MV/LV Substation GA***012 | 20 kV | 400V(3ph) & 230V(single ph) | LV | 100 kVA :Pole Substation | 0.1 | --> | 0.1 | 0 | 0 | Constrained,otherwise capacity available =28kVA. | --> | 0.095 | 0 | 0 | 0 | 0 | 0.11 | 0 |  | --> | E21 ex GLENAMADDY | GLENAMADDY: T422 | ATHLONE |  | 53.6196 | -8.7429
MV/LV Substation GA***014 | 10 kV | 400V(3ph) & 230V(single ph) | LV | 200 kVA :Building Structure | 0.2 | --> | 0.2 | 0.094 | 8.9 |  | --> | 0.19 | 0 | 0 | 0 | 0 | 0.216 | 0 |  | --> | C13 ex CARROWBEG | CARROWBEG: T41∥T42 | CARROWBEG |  | 53.8062 | -9.5084
MV/LV Substation GA***015 | 10 kV | 400V(3ph) & 230V(single ph) | LV | 630 kVA :Kiosk Substation | 0.63 | --> | 0.63 | 0 | 0 | Constrained,otherwise capacity available =454kVA. | --> | 0.598 | 0 | 0 | 0 | 0.014 | 0.5 | 0 |  | --> | C17 ex KILBARRY | KILBARRY: T101 | KILBARRY |  | 51.908 | -8.4534
MV/LV Substation GA***015X | 10 kV | 400V(3ph) & 230V(single ph) | LV | 200 kVA :Pole Substation | 0.2 | --> | 0.2 | 0 | 0 | Constrained,otherwise capacity available =200kVA. | --> | 0.19 | 0 | 0 | 0 | 0 | 0.2 | 0 |  | --> | C41 ex CASTLEVIEW | CASTLEVIEW: T101 | CASTLEVIEW |  | 51.904 | -8.416
MV/LV Substation GA***017X | 10 kV | 400V(3ph) & 230V(single ph) | LV | 50 kVA :Pole Substation | 0.05 | --> | 0.05 | 0 | 0 | Constrained,otherwise capacity available =37kVA. | --> | 0.047 | 0 | 0 | 0 | 0 | 0.051 | 0 |  | --> | C15 ex BALLAGHADERREEN | BALLAGHADERREEN: T41∥T42 | TONROE |  | 53.8915 | -8.4851
MV/LV Substation GA***019 | 10 kV | 400V(3ph) & 230V(single ph) | LV | 630 kVA :Building Structure | 0.63 | --> | 0.63 | 0 | 0 | Constrained,otherwise capacity available =500kVA. | --> | 0.598 | 0 | 0 | 0 | 0.002 | 0.5 | 0 |  | --> | C24 ex UNIDARE | UNIDARE: T42 | FINGLAS |  | 53.396 | -6.3019
MV/LV Substation GA***019X | 10 kV | 400V(3ph) & 230V(single ph) | LV | 50 kVA :Pole Substation | 0.05 | --> | 0.05 | 0.032 | 1.6 |  | --> | 0.047 | 0 | 0 | 0 | 0 | 0.051 | 0 |  | --> | C16 ex NEWTOWNCUNNINGHAM | NEWTOWNCUNNINGHAM: T41∥T42 | LETTERKENNY |  | 54.9365 | -7.5694
MV/LV Substation GA***022 | 10 kV | 400V(3ph) & 230V(single ph) | LV | 630 kVA :Kiosk Substation | 0.63 | --> | 0.63 | 0.424 | 1.7 |  | --> | 0.598 | 0 | 0 | 0 | 0.007 | 0.5 | 0 |  | --> | C15 ex GORT | GORT: T41∥T42 | ENNIS |  | 53.0707 | -8.82
MV/LV Substation GA***022X | 10 kV | 400V(3ph) & 230V(single ph) | LV | 630 kVA :Building Structure | 0.63 | --> | 0.63 | 0 | 0 | Constrained,otherwise capacity available =310kVA. | --> | 0.598 | 0 | 0 | 0 | 0 | 0.5 | 0 |  | --> | C12 ex GLOUCESTER PLACE | GLOUCESTER PLACE: T42 | MCDERMOTT |  | 53.3523 | -6.2553
MV/LV Substation GA***024X | 10 kV | 400V(3ph) & 230V(single ph) | LV | 400 kVA :Building Structure | 0.4 | --> | 0.4 | 0.243 | 3.1 |  | --> | 0.38 | 0 | 0 | 0 | 0 | 0.424 | 0 |  | --> | C19 ex BALLYMOUNT | BALLYMOUNT: T41 | INCHICORE 220KV |  | 53.3147 | -6.3534
MV/LV Substation GA***025X | 10 kV | 400V(3ph) & 230V(single ph) | LV | 1000 kVA :Building Structure | 1 | --> | 1 | 0 | 0 | Constrained,otherwise capacity available =500kVA. | --> | 0.95 | 0 | 0 | 0 | 0 | 0.5 | 0 |  | --> | C19 ex PARKMORE | PARKMORE: T41∥T42 | GALWAY 110KV |  | 53.298 | -8.9899
MV/LV Substation GA***026 | 10 kV | 400V(3ph) & 230V(single ph) | LV | 630 kVA :Kiosk Substation | 0.63 | --> | 0.63 | 0.409 | 5.9 |  | --> | 0.598 | 0 | 0 | 0 | 0.016 | 0.5 | 0 |  | --> | C13 ex BANDON | BANDON: T101 | BANDON |  | 51.7417 | -8.7426
MV/LV Substation GA***026X | 10 kV | 400V(3ph) & 230V(single ph) | LV | 400 kVA :Kiosk Substation | 0.4 | --> | 0.4 | 0 | 0 | Constrained,otherwise capacity available =240kVA. | --> | 0.38 | 0 | 0 | 0 | 0 | 0.424 | 0 |  | --> | C20 ex GARRYOWEN | GARRYOWEN: T42 | LIMERICK |  | 52.6497 | -8.6064
MV/LV Substation GA***027 | 10 kV | 400V(3ph) & 230V(single ph) | LV | 50 kVA :Pole Substation | 0.05 | --> | 0.05 | 0.046 | 4.3 |  | --> | 0.047 | 0 | 0 | 0 | 0 | 0.049 | 0 |  | --> | C21 ex BAILIEBORO | BAILIEBORO: T41∥T42 | MEATH HILL |  | 53.8987 | -6.854
MV/LV Substation GA***027Z | 10 kV | 400V(3ph) & 230V(single ph) | LV | 630 kVA :Building Structure | 0.63 | --> | 0.63 | 0 | 0 | Constrained,otherwise capacity available =440kVA. | --> | 0.598 | 0 | 0 | 0 | 0 | 0 | 0 | Constrained,otherwise capacity available =500kW. | --> | C15 ex PALLAS | PALLAS: T41∥T42 | PORTLAOISE |  | 53.0507 | -7.3233
MV/LV Substation GA***028 | 10 kV | 400V(3ph) & 230V(single ph) | LV | 100 kVA :Pole Substation | 0.1 | --> | 0.1 | 0.073 | 2.2 |  | --> | 0.095 | 0 | 0 | 0 | 0.008 | 0.095 | 0 |  | --> | C23 ex KELLS | KELLS: T41∥T42 | NAVAN |  | 53.7212 | -6.8784
MV/LV Substation GA***032Y | 10 kV | 400V(3ph) & 230V(single ph) | LV | 400 kVA :Kiosk Substation | 0.4 | --> | 0.4 | 0.357 | 4.1 |  | --> | 0.38 | 0 | 0 | 0 | 0.008 | 0 | 0 | Constrained,otherwise capacity available =397kW. | --> | E17 ex CHARLEVILLE | CHARLEVILLE: T422 | CHARLEVILLE |  | 52.3586 | -8.6829
MV/LV Substation GA***035 | 10 kV | 400V(3ph) & 230V(single ph) | LV | 200 kVA :Pole Substation | 0.2 | --> | 0.2 | 0.155 | 3.4 |  | --> | 0.19 | 0 | 0 | 0 | 0 | 0 | 0 | Constrained,otherwise capacity available =207kW. | --> | C16 ex BALLYSHANNON | BALLYSHANNON: T41∥T42 | CATHALEENS FALL |  | 54.4968 | -8.1938
MV/LV Substation GA***035 | 10 kV | 400V(3ph) & 230V(single ph) | LV | 200 kVA :Pole Substation | 0.2 | --> | 0.2 | 0.044 | 6.6 |  | --> | 0.19 | 0 | 0 | 0 | 0 | 0.223 | 0 |  | --> | C16 ex GLEBE | GLEBE: T41∥T42 | RICHMOND |  | 53.7307 | -7.7973
MV/LV Substation GA***036 | 10 kV | 400V(3ph) & 230V(single ph) | LV | 100 kVA :Pole Substation | 0.1 | --> | 0.1 | 0.068 | 1.5 |  | --> | 0.095 | 0 | 0 | 0 | 0.008 | 0 | 0 | Constrained,otherwise capacity available =96kW. | --> | C19 ex TURLOUGH ROAD | TURLOUGH ROAD: T43 | CASTLEBAR |  | 53.8618 | -9.3035
MV/LV Substation GA***037Y | 20 kV | 400V(3ph) & 230V(single ph) | LV | 200 kVA :Kiosk Substation | 0.2 | --> | 0.2 | 0.193 | 1.6 |  | --> | 0.19 | 0 | 0 | 0 | 0.003 | 0.197 | 0 |  | --> | E17 ex GURRANEBANE | GURRANEBANE: T421∥T422 | OUGHTRAGH |  | 51.9349 | -10.237
MV/LV Substation GA***039X | 10 kV | 400V(3ph) & 230V(single ph) | LV | 200 kVA :Pole Substation | 0.2 | --> | 0.2 | 0.168 | 9.1 |  | --> | 0.19 | 0 | 0 | 0 | 0.003 | 0.201 | 0 |  | --> | C18 ex TRABEG | TRABEG: T101 | TRABEG |  | 51.875 | -8.4428
MV/LV Substation GA***039Y | 10 kV | 400V(3ph) & 230V(single ph) | LV | 630 kVA :Kiosk Substation | 0.63 | --> | 0.63 | 0.5 | 4.3 |  | --> | 0.598 | 0 | 0 | 0 | 0 | 0.5 | 0 |  | --> | C16 ex LAWLESSTOWN | LAWLESSTOWN: T42 | DOON |  | 52.3583 | -7.7303
MV/LV Substation GA***039Y | 10 kV | 400V(3ph) & 230V(single ph) | LV | 100 kVA :Pole Substation | 0.1 | --> | 0.1 | 0.04 | 0.4 |  | --> | 0.095 | 0 | 0 | 0 | 0 | 0 | 0 | Constrained,otherwise capacity available =109kW. | --> | C25 ex GARRYSPILLANE | GARRYSPILLANE: T41 | TIPPERARY |  | 52.412 | -8.3771
MV/LV Substation GA***047 | 10 kV | 400V(3ph) & 230V(single ph) | LV | 200 kVA :Pole Substation | 0.2 | --> | 0.2 | 0.073 | 0.1 | Constrained,otherwise capacity available =170kVA. | --> | 0.19 | 0 | 0 | 0 | 0 | 0.204 | 0 |  | --> | C23 ex SRAH | SRAH: T43 | THORNSBERRY |  | 53.2941 | -7.4934
MV/LV Substation GA***047Y | 10 kV | 400V(3ph) & 230V(single ph) | LV | 400 kVA :Kiosk Substation | 0.4 | --> | 0.4 | 0.348 | 3.7 |  | --> | 0.38 | 0 | 0 | 0 | 0.005 | 0.402 | 0 |  | --> | C17 ex BALLINASLOE | BALLINASLOE: T41∥T42 | SOMERSET |  | 53.3241 | -8.2404
MV/LV Substation GA***053Y | 10 kV | 400V(3ph) & 230V(single ph) | LV | 200 kVA :Pole Substation | 0.2 | --> | 0.2 | 0.191 | 9.9 |  | --> | 0.19 | 0 | 0 | 0 | 0 | 0.2 | 0 |  | --> | C19 ex ENNIS | ENNIS: T101 | ENNIS |  | 52.86 | -8.9344
MV/LV Substation GA***054X | 20 kV | 400V(3ph) & 230V(single ph) | LV | 50 kVA :Pole Substation | 0.05 | --> | 0.05 | 0.05 | 1.5 |  | --> | 0.047 | 0 | 0 | 0 | 0 | 0.049 | 0 |  | --> | E12 ex OLDCASTLE | OLDCASTLE: T422 | MULLINGAR |  | 53.7149 | -7.1617
MV/LV Substation GA***059Z | 10 kV | 400V(3ph) & 230V(single ph) | LV | 400 kVA :Kiosk Substation | 0.4 | --> | 0.4 | 0 | 0 | Constrained,otherwise capacity available =186kVA. | --> | 0.38 | 0 | 0 | 0 | 0.023 | 0.408 | 0 |  | --> | C18 ex MOUNTGORRY | MOUNTGORRY: T42 | GRANGE (DR) |  | 53.4486 | -6.1855
MV/LV Substation GA***062X | 10 kV | 400V(3ph) & 230V(single ph) | LV | 400 kVA :Building Structure | 0.4 | --> | 0.4 | 0.358 | 3 |  | --> | 0.38 | 0 | 0 | 0 | 0.003 | 0 | 0 | Constrained,otherwise capacity available =403kW. | --> | C19 ex SWINFORD | SWINFORD: T41∥T42 | CASTLEBAR |  | 53.9449 | -8.9506
MV/LV Substation GA***064 | 10 kV | 400V(3ph) & 230V(single ph) | LV | 200 kVA :Building Structure | 0.2 | --> | 0.2 | 0.095 | 11.3 |  | --> | 0.19 | 0 | 0 | 0 | 0 | 0.216 | 0 |  | --> | C12 ex ENNIS | ENNIS: T102 | ENNIS |  | 52.843 | -8.9738
MV/LV Substation GA***067X | 10 kV | 400V(3ph) & 230V(single ph) | LV | 630 kVA :Building Structure | 0.63 | --> | 0.63 | 0 | 0 | Constrained,otherwise capacity available =398kVA. | --> | 0.598 | 0 | 0 | 0 | 0.019 | 0.5 | 0 |  | --> | C17 ex CRANMORE | CRANMORE: T41∥T42 | SLIGO |  | 54.2726 | -8.4777
MV/LV Substation GA***067Y | 10 kV | 400V(3ph) & 230V(single ph) | LV | 630 kVA :Building Structure | 0.63 | --> | 0.63 | 0.459 | 3.4 |  | --> | 0.598 | 0 | 0 | 0 | 0.004 | 0.5 | 0 |  | --> | C16 ex TRAMORE | TRAMORE: T42 | BUTLERSTOWN |  | 52.16 | -7.1516
MV/LV Substation GA***071 | 10 kV | 400V(3ph) & 230V(single ph) | LV | 400 kVA :Building Structure | 0.4 | --> | 0.4 | 0.295 | 2.2 |  | --> | 0.38 | 0 | 0 | 0 | 0 | 0.416 | 0 |  | --> | C16 ex SPA ROAD | SPA ROAD: T41∥T42 | DOON |  | 52.3524 | -7.6943
MV/LV Substation GA***072X | 10 kV | 400V(3ph) & 230V(single ph) | LV | 50 kVA :Pole Substation | 0.05 | --> | 0.05 | 0.049 | 0.3 |  | --> | 0.047 | 0 | 0 | 0 | 0 | 0.049 | 0 |  | --> | C23 ex NENAGH | NENAGH: T41 | NENAGH |  | 52.7956 | -8.243
MV/LV Substation GA***075 | 10 kV | 400V(3ph) & 230V(single ph) | LV | 630 kVA :Building Structure | 0.63 | --> | 0.63 | 0 | 0 | Constrained,otherwise capacity available =264kVA. | --> | 0.598 | 0 | 0 | 0 | 0.053 | 0.5 | 0 |  | --> | C12 ex WHITEHALL | WHITEHALL: T41 | FINGLAS |  | 53.3808 | -6.2463
MV/LV Substation GA***076 | 10 kV | 400V(3ph) & 230V(single ph) | LV | 630 kVA :Building Structure | 0.63 | --> | 0.63 | 0.234 | 0.8 |  | --> | 0.598 | 0 | 0 | 0 | 0.042 | 0.5 | 0 |  | --> | C14 ex GARVILLE AVENUE | GARVILLE AVENUE: T42 | MILLTOWN (DR) |  | 53.3158 | -6.2782
MV/LV Substation GA***077 | 10 kV | 400V(3ph) & 230V(single ph) | LV | 630 kVA :Kiosk Substation | 0.63 | --> | 0.63 | 0.5 | 11.1 |  | --> | 0.598 | 0 | 0 | 0 | 0 | 0.5 | 0 |  | --> | C17 ex FORTUNESTOWN | FORTUNESTOWN: T101 | INCHICORE 220KV |  | 53.2785 | -6.4466
MV/LV Substation GA***081 | 10 kV | 400V(3ph) & 230V(single ph) | LV | 100 kVA :Pole Substation | 0.1 | --> | 0.1 | 0.083 | 3.1 |  | --> | 0.095 | 0 | 0 | 0 | 0.003 | 0.099 | 0 |  | --> | C18 ex KILROSS ROAD | KILROSS ROAD: T42 | TIPPERARY |  | 52.4693 | -8.1624
MV/LV Substation GA***083 | 20 kV | 400V(3ph) & 230V(single ph) | LV | 100 kVA :Pole Substation | 0.1 | --> | 0.1 | 0.076 | 1.4 |  | --> | 0.095 | 0 | 0 | 0 | 0.007 | 0.095 | 0 |  | --> | E20 ex GARRANACANTY | GARRANACANTY: T422 | TIPPERARY |  | 52.4831 | -8.1463
MV/LV Substation GA***083 | 10 kV | 400V(3ph) & 230V(single ph) | LV | 400 kVA :Kiosk Substation | 0.4 | --> | 0.4 | 0.308 | 1.1 |  | --> | 0.38 | 0 | 0 | 0 | 0.006 | 0.407 | 0 |  | --> | C17 ex CAHIRCALLA | CAHIRCALLA: T41∥T42 | ENNIS |  | 52.8364 | -8.9882
MV/LV Substation GA***087Z | 10 kV | 400V(3ph) & 230V(single ph) | LV | 200 kVA :Kiosk Substation | 0.2 | --> | 0.2 | 0.139 | 15.8 |  | --> | 0.19 | 0 | 0 | 0 | 0.015 | 0.193 | 0 |  | --> | C26 ex CASTLEVIEW | CASTLEVIEW: T102 | CASTLEVIEW |  | 51.8981 | -8.4017
MV/LV Substation GA***092 | 10 kV | 400V(3ph) & 230V(single ph) | LV | 200 kVA :Kiosk Substation | 0.2 | --> | 0.2 | 0.128 | 1.5 |  | --> | 0.19 | 0 | 0 | 0 | 0.012 | 0 | 0 | Constrained,otherwise capacity available =198kW. | --> | C19 ex TURLOUGH ROAD | TURLOUGH ROAD: T43 | CASTLEBAR |  | 53.8611 | -9.3083
MV/LV Substation GA***094 | 10 kV | 400V(3ph) & 230V(single ph) | LV | 200 kVA :Pole Substation | 0.2 | --> | 0.2 | 0 | 0 | Constrained,otherwise capacity available =200kVA. | --> | 0.19 | 0 | 0 | 0 | 0 | 0 | 0 | Constrained,otherwise capacity available =200kW. | --> | C21 ex PALLAS | PALLAS: T41∥T42 | PORTLAOISE |  | 53.0354 | -7.3101
MV/LV Substation GA***098 | 20 kV | 400V(3ph) & 230V(single ph) | LV | 100 kVA :Pole Substation | 0.1 | --> | 0.1 | 0.099 | 6.9 |  | --> | 0.095 | 0 | 0 | 0 | 0 | 0 | 0 | Constrained,otherwise capacity available =100kW. | --> | E18 ex SPRINGS | SPRINGS: T421∥T422 | DUNGARVAN |  | 52.0475 | -7.5687
MV/LV Substation GA***099Z | 10 kV | 400V(3ph) & 230V(single ph) | LV | 400 kVA :Kiosk Substation | 0.4 | --> | 0.4 | 0 | 0 | Constrained,otherwise capacity available =368kVA. | --> | 0.38 | 0 | 0 | 0 | 0 | 0.404 | 0 |  | --> | C21 ex ATHLONE | ATHLONE: T41 | ATHLONE |  | 53.4207 | -7.9969
MV/LV Substation GA***102 | 10 kV | 400V(3ph) & 230V(single ph) | LV | 630 kVA :Building Structure | 0.63 | --> | 0.63 | 0 | 0 | Constrained,otherwise capacity available =333kVA. | --> | 0.598 | 0 | 0 | 0 | 0 | 0.5 | 0 |  | --> | C20 ex MONEENAGEISHA | MONEENAGEISHA: T42 | GALWAY 110KV |  | 53.2806 | -9.0459
MV/LV Substation GA***105 | 10 kV | 400V(3ph) & 230V(single ph) | LV | 400 kVA :Kiosk Substation | 0.4 | --> | 0.4 | 0 | 0 | Constrained,otherwise capacity available =313kVA. | --> | 0.38 | 0 | 0 | 0 | 0 | 0.413 | 0 |  | --> | C20 ex MONEENAGEISHA | MONEENAGEISHA: T42 | GALWAY 110KV |  | 53.2794 | -9.0479
MV/LV Substation GA***107X | 20 kV | 400V(3ph) & 230V(single ph) | LV | 100 kVA :Pole Substation | 0.1 | --> | 0.1 | 0 | 0 | Constrained,otherwise capacity available =87kVA. | --> | 0.095 | 0 | 0 | 0 | 0 | 0.101 | 0 |  | --> | E43 ex CLAREGALWAY | CLAREGALWAY: T421 | GALWAY 110KV |  | 53.3281 | -8.8622
MV/LV Substation GA***111 | 10 kV | 400V(3ph) & 230V(single ph) | LV | 400 kVA :Building Structure | 0.4 | --> | 0.4 | 0 | 0 | Constrained,otherwise capacity available =211kVA. | --> | 0.38 | 0 | 0 | 0 | 0.01 | 0.418 | 0 |  | --> | C14 ex GARRYOWEN | GARRYOWEN: T42 | LIMERICK |  | 52.6604 | -8.6097
MV/LV Substation GA***113Y | 10 kV | 400V(3ph) & 230V(single ph) | LV | 50 kVA :Pole Substation | 0.05 | --> | 0.05 | 0.048 | 0.9 |  | --> | 0.047 | 0 | 0 | 0 | 0 | 0 | 0 | Constrained,otherwise capacity available =49kW. | --> | C18 ex MILLTOWN MALBAY | MILLTOWN MALBAY: T42 | TULLABRACK |  | 52.8602 | -9.4014
MV/LV Substation GA***116 | 10 kV | 400V(3ph) & 230V(single ph) | LV | 400 kVA :Kiosk Substation | 0.4 | --> | 0.4 | 0.284 | 9.8 |  | --> | 0.38 | 0 | 0 | 0 | 0.019 | 0.397 | 0 |  | --> | C13 ex KILCOOLE | KILCOOLE: T41∥T42 | FASSAROE |  | 53.1011 | -6.1054
MV/LV Substation GA***120X | 20 kV | 400V(3ph) & 230V(single ph) | LV | 400 kVA :Kiosk Substation | 0.4 | --> | 0.4 | 0.342 | 3.7 |  | --> | 0.38 | 0 | 0 | 0 | 0.003 | 0 | 0 | Constrained,otherwise capacity available =405kW. | --> | E17 ex FOXHOLE | FOXHOLE: T421∥T422 | DUNGARVAN |  | 51.9563 | -7.8595
MV/LV Substation GA***122 | 10 kV | 400V(3ph) & 230V(single ph) | LV | 400 kVA :Kiosk Substation | 0.4 | --> | 0.4 | 0 | 0 | Constrained,otherwise capacity available =358kVA. | --> | 0.38 | 0 | 0 | 0 | 0.016 | 0.389 | 0 |  | --> | C15 ex ORANMORE | ORANMORE: T41 | GALWAY 110KV |  | 53.2496 | -8.9727
MV/LV Substation GA***123 | 20 kV | 400V(3ph) & 230V(single ph) | LV | 50 kVA :Pole Substation | 0.05 | --> | 0.05 | 0.041 | 1.5 |  | --> | 0.047 | 0 | 0 | 0 | 0 | 0.05 | 0 |  | --> | C21 ex TRAMORE | TRAMORE: T41 | BUTLERSTOWN |  | 52.1721 | -7.3458
MV/LV Substation GA***124 | 10 kV | 400V(3ph) & 230V(single ph) | LV | 400 kVA :Kiosk Substation | 0.4 | --> | 0.4 | 0 | 0 | Constrained,otherwise capacity available =343kVA. | --> | 0.38 | 0 | 0 | 0 | 0.006 | 0.402 | 0 |  | --> | C15 ex ORANMORE | ORANMORE: T41 | GALWAY 110KV |  | 53.2505 | -8.9702
MV/LV Substation GA***124 | 20 kV | 400V(3ph) & 230V(single ph) | LV | 50 kVA :Pole Substation | 0.05 | --> | 0.05 | 0.028 | 1.5 |  | --> | 0.047 | 0 | 0 | 0 | 0 | 0.052 | 0 |  | --> | C21 ex TRAMORE | TRAMORE: T41 | BUTLERSTOWN |  | 52.1738 | -7.3485
MV/LV Substation GA***125 | 10 kV | 400V(3ph) & 230V(single ph) | LV | 50 kVA :Pole Substation | 0.05 | --> | 0.05 | 0 | 0 | Constrained,otherwise capacity available =48kVA. | --> | 0.047 | 0 | 0 | 0 | 0 | 0 | 0 | Constrained,otherwise capacity available =49kW. | --> | C11 ex CLOONLOUGH | CLOONLOUGH: T41∥T42 | BARRYMORE |  | 52.2906 | -8.2805
MV/LV Substation GA***126Y | 10 kV | 400V(3ph) & 230V(single ph) | LV | 400 kVA :Kiosk Substation | 0.4 | --> | 0.4 | 0.316 | 1.3 |  | --> | 0.38 | 0 | 0 | 0 | 0.042 | 0.368 | 0 |  | --> | C15 ex ENNIS NORTH | ENNIS NORTH: T41∥T42 | ENNIS |  | 52.8515 | -9.0089
MV/LV Substation GA***130Z | 20 kV | 400V(3ph) & 230V(single ph) | LV | 100 kVA :Pole Substation | 0.1 | --> | 0.1 | 0 | 0 | Constrained,otherwise capacity available =72kVA. | --> | 0.095 | 0 | 0 | 0 | 0 | 0.103 | 0 |  | --> | E23 ex BALTRASNA | BALTRASNA: T121 | BALTRASNA |  | 53.5667 | -6.3847
MV/LV Substation GA***130Z | 10 kV | 400V(3ph) & 230V(single ph) | LV | 400 kVA :Kiosk Substation | 0.4 | --> | 0.4 | 0 | 0 | Constrained,otherwise capacity available =315kVA. | --> | 0.38 | 0 | 0 | 0 | 0.022 | 0.39 | 0 |  | --> | C16 ex MONEYCOOLEY | MONEYCOOLEY: T42 | GRIFFINRATH |  | 53.3707 | -6.5826
MV/LV Substation GA***131X | 10 kV | 400V(3ph) & 230V(single ph) | LV | 630 kVA :Kiosk Substation | 0.63 | --> | 0.63 | 0 | 0 | Constrained,otherwise capacity available =500kVA. | --> | 0.598 | 0 | 0 | 0 | 0 | 0.5 | 0 |  | --> | C19 ex PARKMORE | PARKMORE: T41∥T42 | GALWAY 110KV |  | 53.2979 | -8.9879
MV/LV Substation GA***132 | 10 kV | 400V(3ph) & 230V(single ph) | LV | 200 kVA :Building Structure | 0.2 | --> | 0.2 | 0.193 | 0.5 |  | --> | 0.19 | 0 | 0 | 0 | 0 | 0.2 | 0 |  | --> | C11 ex FINISKLIN | FINISKLIN: T41∥T42 | SLIGO |  | 54.2808 | -8.4895
MV/LV Substation GA***133 | 20 kV | 400V(3ph) & 230V(single ph) | LV | 400 kVA :Kiosk Substation | 0.4 | --> | 0.4 | 0 | 0 | Constrained,otherwise capacity available =357kVA. | --> | 0.38 | 0 | 0 | 0 | 0 | 0.406 | 0 |  | --> | E17 ex CREAGH | CREAGH: T421∥T422 | ATHLONE |  | 53.2958 | -8.2462
MV/LV Substation GA***139 | 20 kV | 400V(3ph) & 230V(single ph) | LV | 50 kVA :Pole Substation | 0.05 | --> | 0.05 | 0.039 | 1.6 |  | --> | 0.047 | 0 | 0 | 0 | 0.003 | 0.047 | 0 |  | --> | E16 ex DINGLE | DINGLE: T422 | OUGHTRAGH |  | 52.1445 | -10.145
MV/LV Substation GA***140Y | 10 kV | 400V(3ph) & 230V(single ph) | LV | 100 kVA :Pole Substation | 0.1 | --> | 0.1 | 0 | 0 | Constrained,otherwise capacity available =91kVA. | --> | 0.095 | 0 | 0 | 0 | 0 | 0 | 0 | Constrained,otherwise capacity available =100kW. | --> | C11 ex HOLYCROSS ROAD | HOLYCROSS ROAD: T41∥T42 | THURLES |  | 52.6031 | -7.8659
MV/LV Substation GA***143Y | 10 kV | 400V(3ph) & 230V(single ph) | LV | 50 kVA :Pole Substation | 0.05 | --> | 0.05 | 0.043 | 1.8 |  | --> | 0.047 | 0 | 0 | 0 | 0 | 0.05 | 0 |  | --> | C12 ex ROSCOMMON | ROSCOMMON: T42 | LANESBORO |  | 53.6412 | -8.2057
MV/LV Substation GA***143Y | 10 kV | 400V(3ph) & 230V(single ph) | LV | 200 kVA :Kiosk Substation | 0.2 | --> | 0.2 | 0 | 0 | Constrained,otherwise capacity available =170kVA. | --> | 0.19 | 0 | 0 | 0 | 0.009 | 0.195 | 0 |  | --> | C11 ex KANTURK | KANTURK: T41∥T42 | GLENLARA |  | 52.2127 | -8.8304
MV/LV Substation GA***147 | 20 kV | 400V(3ph) & 230V(single ph) | LV | 50 kVA :Pole Substation | 0.05 | --> | 0.05 | 0.044 | 7.4 |  | --> | 0.047 | 0 | 0 | 0 | 0 | 0 | 0 | Constrained,otherwise capacity available =50kW. | --> | E12 ex ARIGNA | ARIGNA: T121 | ARIGNA |  | 54.1674 | -8.1349
MV/LV Substation GA***150 | 10 kV | 400V(3ph) & 230V(single ph) | LV | 630 kVA :Building Structure | 0.63 | --> | 0.63 | 0.35 | 0.4 | Constrained,otherwise capacity available =500kVA. | --> | 0.598 | 0 | 0 | 0 | 0 | 0 | 0 | Constrained,otherwise capacity available =500kW. | --> | C15 ex GARRYSPILLANE | GARRYSPILLANE: T41 | TIPPERARY |  | 52.3708 | -8.3427
MV/LV Substation GA***153Y | 10 kV | 400V(3ph) & 230V(single ph) | LV | 400 kVA :Building Structure | 0.4 | --> | 0.4 | 0.4 | 25.2 |  | --> | 0.38 | 0 | 0 | 0 | 0 | 0.4 | 0 |  | --> | C22 ex ARKLOW | ARKLOW: T101∥T102 | ARKLOW |  | 52.7892 | -6.1729
MV/LV Substation GA***155 | 20 kV | 400V(3ph) & 230V(single ph) | LV | 50 kVA :Pole Substation | 0.05 | --> | 0.05 | 0.049 | 1.6 |  | --> | 0.047 | 0 | 0 | 0 | 0 | 0.049 | 0 |  | --> | E17 ex GURRANEBANE | GURRANEBANE: T421∥T422 | OUGHTRAGH |  | 51.9343 | -10.2405
MV/LV Substation GA***156X | 20 kV | 400V(3ph) & 230V(single ph) | LV | 50 kVA :Pole Substation | 0.05 | --> | 0.05 | 0.042 | 4.6 |  | --> | 0.047 | 0 | 0 | 0 | 0.005 | 0.045 | 0 |  | --> | E13 ex BALLYRAGGET | BALLYRAGGET: T421∥T422 | BALLYRAGGET |  | 52.7682 | -7.4744
MV/LV Substation GA***158 | 20 kV | 400V(3ph) & 230V(single ph) | LV | 200 kVA :Pole Substation | 0.2 | --> | 0.2 | 0.199 | 1.6 |  | --> | 0.19 | 0 | 0 | 0 | 0 | 0.2 | 0 |  | --> | E16 ex DINGLE | DINGLE: T422 | OUGHTRAGH |  | 52.1501 | -10.2276
MV/LV Substation GA***168 | 10 kV | 400V(3ph) & 230V(single ph) | LV | 400 kVA :Building Structure | 0.4 | --> | 0.4 | 0.097 | 2.8 |  | --> | 0.38 | 0 | 0 | 0 | 0.003 | 0.442 | 0 |  | --> | C14 ex INCHICORE NORTH | INCHICORE NORTH: T41 | INCHICORE 220KV |  | 53.3405 | -6.3427
MV/LV Substation GA***174 | 10 kV | 400V(3ph) & 230V(single ph) | LV | 400 kVA :Building Structure | 0.4 | --> | 0.4 | 0 | 0 | Constrained,otherwise capacity available =326kVA. | --> | 0.38 | 0 | 0 | 0 | 0 | 0.411 | 0 |  | --> | C20 ex GARRYOWEN | GARRYOWEN: T42 | LIMERICK |  | 52.6491 | -8.6003
MV/LV Substation GA***178 | 20 kV | 400V(3ph) & 230V(single ph) | LV | 200 kVA :Pole Substation | 0.2 | --> | 0.2 | 0.116 | 2.7 |  | --> | 0.19 | 0 | 0 | 0 | 0 | 0.212 | 0 |  | --> | C18 ex KILLESHANDRA | KILLESHANDRA: T41∥T42 | GORTAWEE |  | 53.9271 | -7.5704
MV/LV Substation GA***180X | 20 kV | 400V(3ph) & 230V(single ph) | LV | 100 kVA :Pole Substation | 0.1 | --> | 0.1 | 0.086 | 6.9 |  | --> | 0.095 | 0 | 0 | 0 | 0 | 0 | 0 | Constrained,otherwise capacity available =101kW. | --> | E12 ex RATHKEALE | RATHKEALE: T421∥T422 | RATHKEALE |  | 52.4121 | -8.9374
MV/LV Substation GA***187X | 10 kV | 400V(3ph) & 230V(single ph) | LV | 630 kVA :Building Structure | 0.63 | --> | 0.63 | 0.5 | 5 |  | --> | 0.598 | 0 | 0 | 0 | 0 | 0.5 | 0 |  | --> | C18 ex BALLYRICKARD | BALLYRICKARD: T41∥T42 | TRALEE |  | 52.2707 | -9.7091
MV/LV Substation GA***194X | 20 kV | 400V(3ph) & 230V(single ph) | LV | 50 kVA :Pole Substation | 0.05 | --> | 0.05 | 0 | 0 | Constrained,otherwise capacity available =48kVA. | --> | 0.047 | 0 | 0 | 0 | 0 | 0 | 0 | Constrained,otherwise capacity available =49kW. | --> | E20 ex KILLYBEGS | KILLYBEGS: | N/A |  | 54.6388 | -8.4837
MV/LV Substation GA***197 | 10 kV | 400V(3ph) & 230V(single ph) | LV | 50 kVA :Pole Substation | 0.05 | --> | 0.05 | 0 | 0 | Constrained,otherwise capacity available =25kVA. | --> | 0.047 | 0 | 0 | 0 | 0 | 0.053 | 0 |  | --> | C18 ex COOLCORCORAN | COOLCORCORAN: T41∥T42 | KNOCKEARAGH |  | 52.0384 | -9.7075
MV/LV Substation GA***200X | 10 kV | 400V(3ph) & 230V(single ph) | LV | 50 kVA :Pole Substation | 0.05 | --> | 0.05 | 0.047 | 4.3 |  | --> | 0.047 | 0 | 0 | 0 | 0 | 0.049 | 0 |  | --> | C19 ex BAILIEBORO | BAILIEBORO: T41∥T42 | MEATH HILL |  | 53.9238 | -7.0005
MV/LV Substation GA***201Y | 20 kV | 400V(3ph) & 230V(single ph) | LV | 50 kVA :Pole Substation | 0.05 | --> | 0.05 | 0.048 | 6.2 |  | --> | 0.047 | 0 | 0 | 0 | 0 | 0.049 | 0 |  | --> | E13 ex BAGENALSTOWN | BAGENALSTOWN: T421∥T422 | CARLOW |  | 52.6735 | -6.8367
MV/LV Substation GA***202 | 20 kV | 400V(3ph) & 230V(single ph) | LV | 50 kVA :Pole Substation | 0.05 | --> | 0.05 | 0.048 | 3.7 |  | --> | 0.047 | 0 | 0 | 0 | 0 | 0 | 0 | Constrained,otherwise capacity available =49kW. | --> | E20 ex FOXHOLE | FOXHOLE: T421∥T422 | DUNGARVAN |  | 51.9394 | -8.0312
MV/LV Substation GA***203Z | 10 kV | 400V(3ph) & 230V(single ph) | LV | 400 kVA :Kiosk Substation | 0.4 | --> | 0.4 | 0.366 | 3.5 |  | --> | 0.38 | 0 | 0 | 0 | 0.011 | 0.393 | 0 |  | --> | C18 ex TELAYDON | TELAYDON: T42 | LISDRUM |  | 54.2562 | -6.9805
MV/LV Substation GA***204 | 20 kV | 400V(3ph) & 230V(single ph) | LV | 50 kVA :Pole Substation | 0.05 | --> | 0.05 | 0.049 | 1.8 |  | --> | 0.047 | 0 | 0 | 0 | 0 | 0.049 | 0 |  | --> | E11 ex CARRIGALLEN | CARRIGALLEN: T421 | CARRICK ON SHANNON |  | 54.0577 | -7.7324
MV/LV Substation GA***206Z | 10 kV | 400V(3ph) & 230V(single ph) | LV | 400 kVA :Kiosk Substation | 0.4 | --> | 0.4 | 0 | 0 | Constrained,otherwise capacity available =349kVA. | --> | 0.38 | 0 | 0 | 0 | 0.012 | 0.395 | 0 |  | --> | C18 ex MOUNTGORRY | MOUNTGORRY: T42 | GRANGE (DR) |  | 53.4464 | -6.1841
MV/LV Substation GA***206Z | 10 kV | 400V(3ph) & 230V(single ph) | LV | 630 kVA :Building Structure | 0.63 | --> | 0.63 | 0.465 | 0.8 |  | --> | 0.598 | 0 | 0 | 0 | 0 | 0.5 | 0 |  | --> | C11 ex SMEARLA | SMEARLA: T41 | TRIEN |  | 52.4478 | -9.4903
MV/LV Substation GA***221X | 10 kV | 400V(3ph) & 230V(single ph) | LV | 630 kVA :Building Structure | 0.63 | --> | 0.63 | 0.434 | 10.8 |  | --> | 0.598 | 0 | 0 | 0 | 0 | 0.5 | 0 |  | --> | C19 ex SALTHILL | SALTHILL: T101 | SALTHILL |  | 53.2586 | -9.0854
MV/LV Substation GA***228 | 10 kV | 400V(3ph) & 230V(single ph) | LV | 630 kVA :Kiosk Substation | 0.63 | --> | 0.63 | 0 | 0 | Constrained,otherwise capacity available =258kVA. | --> | 0.598 | 0 | 0 | 0 | 0.021 | 0.5 | 0 |  | --> | C39 ex INCHICORE CENTRAL | INCHICORE CENTRAL: T45 | INCHICORE 220KV |  | 53.3352 | -6.3125
MV/LV Substation GA***234Y | 10 kV | 400V(3ph) & 230V(single ph) | LV | 400 kVA :Kiosk Substation | 0.4 | --> | 0.4 | 0 | 0 | Constrained,otherwise capacity available =273kVA. | --> | 0.38 | 0 | 0 | 0 | 0 | 0.419 | 0 |  | --> | E15 ex GLENAMADDY | GLENAMADDY: T422 | ATHLONE |  | 53.6172 | -8.4592
MV/LV Substation GA***235X | 10 kV | 400V(3ph) & 230V(single ph) | LV | 100 kVA :Pole Substation | 0.1 | --> | 0.1 | 0.089 | 11.1 |  | --> | 0.095 | 0 | 0 | 0 | 0.008 | 0.093 | 0 |  | --> | C11 ex FORTUNESTOWN | FORTUNESTOWN: T101 | INCHICORE 220KV |  | 53.2924 | -6.4186
MV/LV Substation GA***237 | 10 kV | 400V(3ph) & 230V(single ph) | LV | 50 kVA :Pole Substation | 0.05 | --> | 0.05 | 0.028 | 1.7 |  | --> | 0.047 | 0 | 0 | 0 | 0 | 0.052 | 0 |  | --> | C15 ex TULLA | TULLA: T41 | ENNIS |  | 52.9335 | -8.6195
MV/LV Substation GA***242Z | 10 kV | 400V(3ph) & 230V(single ph) | LV | 630 kVA :Building Structure | 0.63 | --> | 0.63 | 0 | 0 | Constrained,otherwise capacity available =500kVA. | --> | 0.598 | 0 | 0 | 0 | 0.014 | 0.5 | 0 |  | --> | C14 ex BALLYMUN | BALLYMUN: T42 | FINGLAS |  | 53.394 | -6.2651
MV/LV Substation GA***249X | 10 kV | 400V(3ph) & 230V(single ph) | LV | 630 kVA :Kiosk Substation | 0.63 | --> | 0.63 | 0 | 0 | Constrained,otherwise capacity available =500kVA. | --> | 0.598 | 0 | 0 | 0 | 0.003 | 0.5 | 0 |  | --> | C15 ex ORANMORE | ORANMORE: T41 | GALWAY 110KV |  | 53.2507 | -8.967
MV/LV Substation GA***250Y | 20 kV | 400V(3ph) & 230V(single ph) | LV | 50 kVA :Pole Substation | 0.05 | --> | 0.05 | 0.044 | 2.4 |  | --> | 0.047 | 0 | 0 | 0 | 0 | 0.05 | 0 |  | --> | C22 ex BUSHFIELD | BUSHFIELD: T42 | ATHLONE |  | 53.4743 | -7.8665
MV/LV Substation GA***253 | 10 kV | 400V(3ph) & 230V(single ph) | LV | 200 kVA :Kiosk Substation | 0.2 | --> | 0.2 | 0 | 0 | Constrained,otherwise capacity available =151kVA. | --> | 0.19 | 0 | 0 | 0 | 0 | 0.207 | 0 |  | --> | C22 ex GARRYOWEN | GARRYOWEN: T42 | LIMERICK |  | 52.6501 | -8.5786
MV/LV Substation GA***256 | 20 kV | 400V(3ph) & 230V(single ph) | LV | 100 kVA :Pole Substation | 0.1 | --> | 0.1 | 0 | 0 | Constrained,otherwise capacity available =69kVA. | --> | 0.095 | 0 | 0 | 0 | 0 | 0.104 | 0 |  | --> | E21 ex FINEA | FINEA: T421∥T422 | SHANKILL |  | 53.8402 | -7.3701
MV/LV Substation GA***257 | 20 kV | 400V(3ph) & 230V(single ph) | LV | 100 kVA :Pole Substation | 0.1 | --> | 0.1 | 0 | 0 | Constrained,otherwise capacity available =92kVA. | --> | 0.095 | 0 | 0 | 0 | 0 | 0 | 0 | Constrained,otherwise capacity available =100kW. | --> | C13 ex CLOYNE | CLOYNE: T41 | MIDLETON |  | 51.8658 | -7.9998
MV/LV Substation GA***260 | 10 kV | 400V(3ph) & 230V(single ph) | LV | 100 kVA :Pole Substation | 0.1 | --> | 0.1 | 0.093 | 2.6 |  | --> | 0.095 | 0 | 0 | 0 | 0 | 0.1 | 0 |  | --> | E13 ex AGHADA | AGHADA: T721 | N/A |  | 51.8052 | -8.1794
MV/LV Substation GA***262X | 10 kV | 400V(3ph) & 230V(single ph) | LV | 400 kVA :Kiosk Substation | 0.4 | --> | 0.4 | 0 | 0 | Constrained,otherwise capacity available =236kVA. | --> | 0.38 | 0 | 0 | 0 | 0 | 0.424 | 0 |  | --> | C17 ex CARRICKMINES | CARRICKMINES: T41 | CARRICKMINES |  | 53.2466 | -6.1818
MV/LV Substation GA***263Y | 10 kV | 400V(3ph) & 230V(single ph) | LV | 400 kVA :Kiosk Substation | 0.4 | --> | 0.4 | 0.124 | 7.3 |  | --> | 0.38 | 0 | 0 | 0 | 0 | 0.441 | 0 |  | --> | C17 ex GARRYCASTLE | GARRYCASTLE: T41 | ATHLONE |  | 53.4159 | -7.895
MV/LV Substation GA***265X | 10 kV | 400V(3ph) & 230V(single ph) | LV | 1000 kVA :Building Structure | 1 | --> | 1 | 0 | 0 | Constrained,otherwise capacity available =500kVA. | --> | 0.95 | 0 | 0 | 0 | 0 | 0.5 | 0 |  | --> | C19 ex CARRICKMINES | CARRICKMINES: T41 | CARRICKMINES |  | 53.259 | -6.1985
MV/LV Substation GA***269 | 20 kV | 400V(3ph) & 230V(single ph) | LV | 50 kVA :Pole Substation | 0.05 | --> | 0.05 | 0 | 0 | Constrained,otherwise capacity available =21kVA. | --> | 0.047 | 0 | 0 | 0 | 0 | 0 | 0 | Constrained,otherwise capacity available =53kW. | --> | C18 ex TOOMEVARA | TOOMEVARA: T42 | NENAGH |  | 52.7908 | -8.0606
MV/LV Substation GA***273X | 10 kV | 400V(3ph) & 230V(single ph) | LV | 400 kVA :Building Structure | 0.4 | --> | 0.4 | 0 | 0 | Constrained,otherwise capacity available =356kVA. | --> | 0.38 | 0 | 0 | 0 | 0 | 0.406 | 0 |  | --> | C20 ex GRANGE (DR) | GRANGE (DR): T42 | GRANGE (DR) |  | 53.3955 | -6.1445
MV/LV Substation GA***277X | 10 kV | 400V(3ph) & 230V(single ph) | LV | 200 kVA :Kiosk Substation | 0.2 | --> | 0.2 | 0.128 | 3.5 |  | --> | 0.19 | 0 | 0 | 0 | 0.009 | 0.201 | 0 |  | --> | C12 ex MARSHES | MARSHES: T42 | DUNDALK |  | 53.9933 | -6.3923
MV/LV Substation GA***281 | 20 kV | 400V(3ph) & 230V(single ph) | LV | 100 kVA :Pole Substation | 0.1 | --> | 0.1 | 0 | 0 | Constrained,otherwise capacity available =60kVA. | --> | 0.095 | 0 | 0 | 0 | 0 | 0 | 0 | Constrained,otherwise capacity available =106kW. | --> | E12 ex LUMCLOON | LUMCLOON: T421∥T422 | DALLOW |  | 53.2648 | -7.8264
MV/LV Substation GA***281 | 10 kV | 400V(3ph) & 230V(single ph) | LV | 50 kVA :Pole Substation | 0.05 | --> | 0.05 | 0.034 | 1 |  | --> | 0.047 | 0 | 0 | 0 | 0 | 0 | 0 | Constrained,otherwise capacity available =51kW. | --> | C11 ex LOUGHTAGALLA | LOUGHTAGALLA: T41∥T42 | THURLES |  | 52.6828 | -7.7197
MV/LV Substation GA***282X | 20 kV | 400V(3ph) & 230V(single ph) | LV | 400 kVA :Building Structure | 0.4 | --> | 0.4 | 0.36 | 1 |  | --> | 0.38 | 0 | 0 | 0 | 0 | 0 | 0 | Constrained,otherwise capacity available =406kW. | --> | E18 ex CARNDONAGH | CARNDONAGH: T421∥T422 | TRILLICK |  | 55.2488 | -7.2648
MV/LV Substation GA***283 | 20 kV | 400V(3ph) & 230V(single ph) | LV | 100 kVA :Pole Substation | 0.1 | --> | 0.1 | 0 | 0 | Constrained,otherwise capacity available =44kVA. | --> | 0.095 | 0 | 0 | 0 | 0.003 | 0 | 0 | Constrained,otherwise capacity available =105kW. | --> | E12 ex LUMCLOON | LUMCLOON: T421∥T422 | DALLOW |  | 53.2669 | -7.8315
MV/LV Substation GA***283 | 10 kV | 400V(3ph) & 230V(single ph) | LV | 200 kVA :Pole Substation | 0.2 | --> | 0.2 | 0 | 0 | Constrained,otherwise capacity available =164kVA. | --> | 0.19 | 0 | 0 | 0 | 0.024 | 0.18 | 0 |  | --> | C12 ex TIMOLEAGUE | TIMOLEAGUE: T41 | BANDON |  | 51.7292 | -8.8086
MV/LV Substation GA***294X | 10 kV | 400V(3ph) & 230V(single ph) | LV | 630 kVA :Kiosk Substation | 0.63 | --> | 0.63 | 0.5 | 5.4 |  | --> | 0.598 | 0 | 0 | 0 | 0 | 0.5 | 0 |  | --> | C14 ex ARDNAREE | ARDNAREE: T42 | MOY |  | 54.1143 | -9.1577
MV/LV Substation GA***295X | 20 kV | 400V(3ph) & 230V(single ph) | LV | 50 kVA :Pole Substation | 0.05 | --> | 0.05 | 0 | 0 | Constrained,otherwise capacity available =50kVA. | --> | 0.047 | 0 | 0 | 0 | 0 | 0.049 | 0 |  | --> | C12 ex BALLYHAUNIS | BALLYHAUNIS: T41∥T42 | DALTON |  | 53.8042 | -8.8077
MV/LV Substation GA***297 | 10 kV | 400V(3ph) & 230V(single ph) | LV | 200 kVA :Kiosk Substation | 0.2 | --> | 0.2 | 0.123 | 12.2 |  | --> | 0.19 | 0 | 0 | 0 | 0 | 0.211 | 0 |  | --> | C32 ex SALTHILL | SALTHILL: T102 | SALTHILL |  | 53.2796 | -9.0784
MV/LV Substation GA***298Z | 10 kV | 400V(3ph) & 230V(single ph) | LV | 200 kVA :Kiosk Substation | 0.2 | --> | 0.2 | 0 | 0 | Constrained,otherwise capacity available =29kVA. | --> | 0.19 | 0 | 0 | 0 | 0.007 | 0.218 | 0 |  | --> | C39 ex COLLEGE PARK | COLLEGE PARK: T103 | COLLEGE PARK |  | 53.4183 | -6.386
MV/LV Substation GA***309X | 20 kV | 400V(3ph) & 230V(single ph) | LV | 50 kVA :Pole Substation | 0.05 | --> | 0.05 | 0.025 | 6.9 |  | --> | 0.047 | 0 | 0 | 0 | 0 | 0 | 0 | Constrained,otherwise capacity available =53kW. | --> | E12 ex RATHKEALE | RATHKEALE: T421∥T422 | RATHKEALE |  | 52.416 | -8.9389
MV/LV Substation GA***310X | 10 kV | 400V(3ph) & 230V(single ph) | LV | 100 kVA :Pole Substation | 0.1 | --> | 0.1 | 0.087 | 2.3 |  | --> | 0.095 | 0 | 0 | 0 | 0 | 0.101 | 0 |  | --> | C15 ex GILLOGUE | GILLOGUE: T41∥T42 | ARDNACRUSHA |  | 52.686 | -8.5792
MV/LV Substation GA***319X | 10 kV | 400V(3ph) & 230V(single ph) | LV | 50 kVA :Pole Substation | 0.05 | --> | 0.05 | 0.047 | 1.3 |  | --> | 0.047 | 0 | 0 | 0 | 0 | 0.049 | 0 |  | --> | C19 ex BALLYBAY | BALLYBAY: T41∥T42 | LISDRUM |  | 54.0703 | -6.9289
MV/LV Substation GA***320X | 10 kV | 400V(3ph) & 230V(single ph) | LV | 200 kVA :Kiosk Substation | 0.2 | --> | 0.2 | 0.106 | 5.5 |  | --> | 0.19 | 0 | 0 | 0 | 0.019 | 0.193 | 0 |  | --> | C13 ex MCDONAGH | MCDONAGH: T41 | KILKENNY |  | 52.6631 | -7.2295
MV/LV Substation GA***325X | 10 kV | 400V(3ph) & 230V(single ph) | LV | 50 kVA :Pole Substation | 0.05 | --> | 0.05 | 0.05 | 5.2 |  | --> | 0.047 | 0 | 0 | 0 | 0 | 0.049 | 0 |  | --> | C12 ex KILFLYNN | KILFLYNN: T41∥T42 | TRALEE |  | 52.3705 | -9.6309
MV/LV Substation GA***326 | 10 kV | 400V(3ph) & 230V(single ph) | LV | 630 kVA :Building Structure | 0.63 | --> | 0.63 | 0.5 | 5 |  | --> | 0.598 | 0 | 0 | 0 | 0 | 0.5 | 0 |  | --> | C14 ex GALWAY 110KV | GALWAY 110KV: T102 | GALWAY 110KV |  | 53.2774 | -9.0139
MV/LV Substation GA***328X | 10 kV | 400V(3ph) & 230V(single ph) | LV | 200 kVA :Pole Substation | 0.2 | --> | 0.2 | 0.124 | 2.7 |  | --> | 0.19 | 0 | 0 | 0 | 0 | 0.211 | 0 |  | --> | C17 ex BALLYARD | BALLYARD: T41∥T42 | TRALEE |  | 52.2586 | -9.6895
MV/LV Substation GA***328Z | 10 kV | 400V(3ph) & 230V(single ph) | LV | 630 kVA :Building Structure | 0.63 | --> | 0.63 | 0 | 0 | Constrained,otherwise capacity available =500kVA. | --> | 0.598 | 0 | 0 | 0 | 0 | 0.5 | 0 |  | --> | C17 ex POPPINTREE | POPPINTREE: T101 | FINGLAS |  | 53.4025 | -6.2597
MV/LV Substation GA***333 | 10 kV | 400V(3ph) & 230V(single ph) | LV | 400 kVA :Building Structure | 0.4 | --> | 0.4 | 0.21 | 3.1 |  | --> | 0.38 | 0 | 0 | 0 | 0.045 | 0.381 | 0 |  | --> | C21 ex MONKSTOWN | MONKSTOWN: T41 | BLACKROCK |  | 53.2842 | -6.1774
MV/LV Substation GA***333X | 10 kV | 400V(3ph) & 230V(single ph) | LV | 400 kVA :Building Structure | 0.4 | --> | 0.4 | 0 | 0 | Constrained,otherwise capacity available =379kVA. | --> | 0.38 | 0 | 0 | 0 | 0 | 0.403 | 0 |  | --> | C13 ex HEADFORD ROAD | HEADFORD ROAD: T41 | GALWAY 110KV |  | 53.2861 | -9.0425
MV/LV Substation GA***341X | 10 kV | 400V(3ph) & 230V(single ph) | LV | 200 kVA :Kiosk Substation | 0.2 | --> | 0.2 | 0.134 | 10.8 |  | --> | 0.19 | 0 | 0 | 0 | 0.004 | 0.205 | 0 |  | --> | C33 ex SALTHILL | SALTHILL: T101 | SALTHILL |  | 53.2694 | -9.0912
MV/LV Substation GA***345Y | 10 kV | 400V(3ph) & 230V(single ph) | LV | 400 kVA :Kiosk Substation | 0.4 | --> | 0.4 | 0.314 | 1.5 |  | --> | 0.38 | 0 | 0 | 0 | 0.02 | 0.392 | 0 |  | --> | C23 ex TRAMORE | TRAMORE: T41 | BUTLERSTOWN |  | 52.1688 | -7.1477
MV/LV Substation GA***349Z | 20 kV | 400V(3ph) & 230V(single ph) | LV | 100 kVA :Pole Substation | 0.1 | --> | 0.1 | 0.074 | 0.7 |  | --> | 0.095 | 0 | 0 | 0 | 0.007 | 0.096 | 0 |  | --> | C17 ex MONEYCOOLEY | MONEYCOOLEY: T41 | GRIFFINRATH |  | 53.4236 | -6.488
MV/LV Substation GA***350X | 20 kV | 400V(3ph) & 230V(single ph) | LV | 100 kVA :Pole Substation | 0.1 | --> | 0.1 | 0.086 | 1.2 |  | --> | 0.095 | 0 | 0 | 0 | 0 | 0.101 | 0 |  | --> | C16 ex SCREEB | SCREEB: T41 | SCREEB |  | 53.2422 | -9.7351
MV/LV Substation GA***359 | 10 kV | 400V(3ph) & 230V(single ph) | LV | 200 kVA :Kiosk Substation | 0.2 | --> | 0.2 | 0.101 | 3.1 |  | --> | 0.19 | 0 | 0 | 0 | 0.012 | 0.202 | 0 |  | --> | C21 ex MONKSTOWN | MONKSTOWN: T41 | BLACKROCK |  | 53.2925 | -6.1706
MV/LV Substation GA***360 | 10 kV | 400V(3ph) & 230V(single ph) | LV | 200 kVA :Pole Substation | 0.2 | --> | 0.2 | 0 | 0 | Constrained,otherwise capacity available =167kVA. | --> | 0.19 | 0 | 0 | 0 | 0 | 0.204 | 0 |  | --> | C14 ex MACETOWN | MACETOWN: T102 | MACETOWN |  | 53.4095 | -6.3887
MV/LV Substation GA***368Z | 10 kV | 400V(3ph) & 230V(single ph) | LV | 400 kVA :Kiosk Substation | 0.4 | --> | 0.4 | 0 | 0 | Constrained,otherwise capacity available =400kVA. | --> | 0.38 | 0 | 0 | 0 | 0 | 0.4 | 0 |  | --> | C39 ex COLLEGE PARK | COLLEGE PARK: T103 | COLLEGE PARK |  | 53.4189 | -6.3875
MV/LV Substation GA***369 | 10 kV | 400V(3ph) & 230V(single ph) | LV | 50 kVA :Pole Substation | 0.05 | --> | 0.05 | 0 | 0 | Constrained,otherwise capacity available =48kVA. | --> | 0.047 | 0 | 0 | 0 | 0 | 0.049 | 0 |  | --> | C14 ex CLONAKILTY | CLONAKILTY: T41∥T42 | DUNMANWAY |  | 51.5966 | -8.9134
MV/LV Substation GA***377Y | 10 kV | 400V(3ph) & 230V(single ph) | LV | 50 kVA :Pole Substation | 0.05 | --> | 0.05 | 0 | 0 | Constrained,otherwise capacity available =37kVA. | --> | 0.047 | 0 | 0 | 0 | 0 | 0 | 0 | Constrained,otherwise capacity available =51kW. | --> | C21 ex BIRR | BIRR: T41 | DALLOW |  | 53.0792 | -7.8557
MV/LV Substation GA***378 | 20 kV | 400V(3ph) & 230V(single ph) | LV | 50 kVA :Pole Substation | 0.05 | --> | 0.05 | 0.028 | 2.5 |  | --> | 0.047 | 0 | 0 | 0 | 0 | 0.052 | 0 |  | --> | E12 ex CONG | CONG: T421∥T422 | CLOON |  | 53.5112 | -9.4665
MV/LV Substation GA***379Z | 10 kV | 400V(3ph) & 230V(single ph) | LV | 630 kVA :Kiosk Substation | 0.63 | --> | 0.63 | 0 | 0 | Constrained,otherwise capacity available =394kVA. | --> | 0.598 | 0 | 0 | 0 | 0 | 0.5 | 0 |  | --> | C20 ex COLLEGE PARK | COLLEGE PARK: T102 | COLLEGE PARK |  | 53.3934 | -6.3722
MV/LV Substation GA***381X | 10 kV | 400V(3ph) & 230V(single ph) | LV | 400 kVA :Building Structure | 0.4 | --> | 0.4 | 0 | 0 | Constrained,otherwise capacity available =400kVA. | --> | 0.38 | 0 | 0 | 0 | 0 | 0.4 | 0 |  | --> | C22 ex ORANMORE | ORANMORE: T44 | GALWAY 110KV |  | 53.2819 | -8.923
MV/LV Substation GA***387Z | 20 kV | 400V(3ph) & 230V(single ph) | LV | 630 kVA :Building Structure | 0.63 | --> | 0.63 | 0 | 0 | Constrained,otherwise capacity available =473kVA. | --> | 0.598 | 0 | 0 | 0 | 0 | 0.5 | 0 |  | --> | C21 ex MACETOWN | MACETOWN: T101 | MACETOWN |  | 53.4414 | -6.4681
MV/LV Substation GA***390 | 10 kV | 400V(3ph) & 230V(single ph) | LV | 630 kVA :Kiosk Substation | 0.63 | --> | 0.63 | 0.35 | 6 |  | --> | 0.598 | 0 | 0 | 0 | 0.009 | 0.5 | 0 |  | --> | C32 ex INCHICORE CENTRAL | INCHICORE CENTRAL: T43 | INCHICORE 220KV |  | 53.334 | -6.3204
MV/LV Substation GA***390X | 10 kV | 400V(3ph) & 230V(single ph) | LV | 200 kVA :Kiosk Substation | 0.2 | --> | 0.2 | 0.177 | 12.2 |  | --> | 0.19 | 0 | 0 | 0 | 0 | 0.203 | 0 |  | --> | C18 ex SALTHILL | SALTHILL: T102 | SALTHILL |  | 53.2652 | -9.1269
MV/LV Substation GA***391X | 20 kV | 400V(3ph) & 230V(single ph) | LV | 630 kVA :Kiosk Substation | 0.63 | --> | 0.63 | 0.5 | 3.3 |  | --> | 0.598 | 0 | 0 | 0 | 0 | 0.5 | 0 |  | --> | E17 ex BIRDHILL | BIRDHILL: T421 | ARDNACRUSHA |  | 52.8097 | -8.4387
MV/LV Substation GA***4001 | 10 kV | 400V(3ph) & 230V(single ph) | LV | 50 kVA :Pole Substation | 0.05 | --> | 0.05 | 0.049 | 2.6 |  | --> | 0.047 | 0 | 0 | 0 | 0.007 | 0.042 | 0 |  | --> | C20 ex GURTEEN | GURTEEN: T41 | TONROE |  | 54.038 | -8.5787
MV/LV Substation GA***4005 | 20 kV | 400V(3ph) & 230V(single ph) | LV | 50 kVA :Pole Substation | 0.05 | --> | 0.05 | 0 | 0 | Constrained,otherwise capacity available =43kVA. | --> | 0.047 | 0 | 0 | 0 | 0 | 0.05 | 0 |  | --> | E19 ex DALTON | DALTON: T421∥T422 | DALTON |  | 53.6476 | -9.0206
MV/LV Substation GA***4008 | 20 kV | 400V(3ph) & 230V(single ph) | LV | 200 kVA :Building Structure | 0.2 | --> | 0.2 | 0 | 0 | Constrained,otherwise capacity available =156kVA. | --> | 0.19 | 0 | 0 | 0 | 0 | 0 | 0 | Constrained,otherwise capacity available =206kW. | --> | E12 ex LUMCLOON | LUMCLOON: T421∥T422 | DALLOW |  | 53.2692 | -7.8306
MV/LV Substation GA***4010 | 20 kV | 400V(3ph) & 230V(single ph) | LV | 630 kVA :Building Structure | 0.63 | --> | 0.63 | 0 | 0 | Constrained,otherwise capacity available =500kVA. | --> | 0.598 | 0 | 0 | 0 | 0 | 0 | 0 | Constrained,otherwise capacity available =500kW. | --> | E18 ex BIRR | BIRR: T422 | DALLOW |  | 53.0922 | -7.892
MV/LV Substation GA***4011 | 20 kV | 400V(3ph) & 230V(single ph) | LV | 100 kVA :Pole Substation | 0.1 | --> | 0.1 | 0.097 | 1.1 |  | --> | 0.095 | 0 | 0 | 0 | 0 | 0 | 0 | Constrained,otherwise capacity available =100kW. | --> | E17 ex BELMULLET | BELMULLET: T421 | BELLACORICK |  | 54.2514 | -10.0001
MV/LV Substation GA***4011 | 20 kV | 400V(3ph) & 230V(single ph) | LV | 50 kVA :Pole Substation | 0.05 | --> | 0.05 | 0 | 0 | Constrained,otherwise capacity available =43kVA. | --> | 0.047 | 0 | 0 | 0 | 0 | 0.05 | 0 |  | --> | E23 ex BALTRASNA | BALTRASNA: T121 | BALTRASNA |  | 53.5636 | -6.3856
MV/LV Substation GA***401Y | 10 kV | 400V(3ph) & 230V(single ph) | LV | 100 kVA :Pole Substation | 0.1 | --> | 0.1 | 0.082 | 1.2 |  | --> | 0.095 | 0 | 0 | 0 | 0 | 0.102 | 0 |  | --> | C20 ex POLLERTON | POLLERTON: T42 | CARLOW |  | 52.8367 | -6.9102
MV/LV Substation GA***4025 | 10 kV | 400V(3ph) & 230V(single ph) | LV | 630 kVA :Building Structure | 0.63 | --> | 0.63 | 0 | 0 | Constrained,otherwise capacity available =500kVA. | --> | 0.598 | 0 | 0 | 0 | 0 | 0.5 | 0 |  | --> | C17 ex POPPINTREE | POPPINTREE: T101 | FINGLAS |  | 53.4024 | -6.2597
MV/LV Substation GA***4028 | 20 kV | 400V(3ph) & 230V(single ph) | LV | 50 kVA :Pole Substation | 0.05 | --> | 0.05 | 0.05 | 1.6 |  | --> | 0.047 | 0 | 0 | 0 | 0 | 0.049 | 0 |  | --> | E16 ex DINGLE | DINGLE: T422 | OUGHTRAGH |  | 52.1434 | -10.1383
MV/LV Substation GA***4029 | 20 kV | 400V(3ph) & 230V(single ph) | LV | 50 kVA :Pole Substation | 0.05 | --> | 0.05 | 0 | 0 | Constrained,otherwise capacity available =50kVA. | --> | 0.047 | 0 | 0 | 0 | 0 | 0.049 | 0 |  | --> | E14 ex BALLINDERRY | BALLINDERRY: T422 | MULLINGAR |  | 53.4802 | -7.2927
MV/LV Substation GA***403 | 20 kV | 400V(3ph) & 230V(single ph) | LV | 100 kVA :Pole Substation | 0.1 | --> | 0.1 | 0.093 | 3.7 |  | --> | 0.095 | 0 | 0 | 0 | 0 | 0 | 0 | Constrained,otherwise capacity available =100kW. | --> | E14 ex GLENGARRIFF | GLENGARRIFF: T421 | BALLYLICKY |  | 51.7373 | -9.545
MV/LV Substation GA***4031 | 10 kV | 400V(3ph) & 230V(single ph) | LV | 50 kVA :Pole Substation | 0.05 | --> | 0.05 | 0.05 | 1.6 |  | --> | 0.047 | 0 | 0 | 0 | 0 | 0.049 | 0 |  | --> | C11 ex NEWTOWNCUNNINGHAM | NEWTOWNCUNNINGHAM: T41∥T42 | LETTERKENNY |  | 54.9773 | -7.435
MV/LV Substation GA***4039 | 20 kV | 400V(3ph) & 230V(single ph) | LV | 100 kVA :Pole Substation | 0.1 | --> | 0.1 | 0.083 | 1.7 |  | --> | 0.095 | 0 | 0 | 0 | 0 | 0.102 | 0 |  | --> | E15 ex GORT | GORT: T41∥T42 | ENNIS |  | 53.0829 | -8.7238
MV/LV Substation GA***4052 | 10 kV | 400V(3ph) & 230V(single ph) | LV | 100 kVA :Pole Substation | 0.1 | --> | 0.1 | 0.098 | 1.4 |  | --> | 0.095 | 0 | 0 | 0 | 0 | 0.1 | 0 |  | --> | C17 ex ROSCOMMON | ROSCOMMON: T41 | LANESBORO |  | 53.6219 | -8.206
MV/LV Substation GA***4060 | 10 kV | 400V(3ph) & 230V(single ph) | LV | 50 kVA :Pole Substation | 0.05 | --> | 0.05 | 0.05 | 0.4 |  | --> | 0.047 | 0 | 0 | 0 | 0 | 0 | 0 | Constrained,otherwise capacity available =49kW. | --> | C15 ex GARRYSPILLANE | GARRYSPILLANE: T41 | TIPPERARY |  | 52.3845 | -8.305
MV/LV Substation GA***4066 | 20 kV | 400V(3ph) & 230V(single ph) | LV | 50 kVA :Pole Substation | 0.05 | --> | 0.05 | 0 | 0 | Constrained,otherwise capacity available =50kVA. | --> | 0.047 | 0 | 0 | 0 | 0 | 0.049 | 0 |  | --> | C19 ex ENNISTYMON | ENNISTYMON: T41∥T42 | ENNIS |  | 52.9687 | -9.2733
MV/LV Substation GA***4070 | 10 kV | 400V(3ph) & 230V(single ph) | LV | 50 kVA :Pole Substation | 0.05 | --> | 0.05 | 0.044 | 4.3 |  | --> | 0.047 | 0 | 0 | 0 | 0 | 0.05 | 0 |  | --> | C16 ex LAWLESSTOWN | LAWLESSTOWN: T42 | DOON |  | 52.3602 | -7.7245
MV/LV Substation GA***4076 | 20 kV | 400V(3ph) & 230V(single ph) | LV | 50 kVA :Pole Substation | 0.05 | --> | 0.05 | 0 | 0 | Constrained,otherwise capacity available =50kVA. | --> | 0.047 | 0 | 0 | 0 | 0 | 0.049 | 0 |  | --> | E11 ex WHITECHURCH | WHITECHURCH: T421 | KILBARRY |  | 52.068 | -8.6321
MV/LV Substation GA***4076 | 10 kV | 400V(3ph) & 230V(single ph) | LV | 1000 kVA :Building Structure | 1 | --> | 1 | 0.5 | 2.4 |  | --> | 0.95 | 0 | 0 | 0 | 0 | 0.5 | 0 |  | --> | C25 ex TINAHASK | TINAHASK: T41∥T42 | ARKLOW |  | 52.7913 | -6.1435
MV/LV Substation GA***4083 | 10 kV | 400V(3ph) & 230V(single ph) | LV | 50 kVA :Pole Substation | 0.05 | --> | 0.05 | 0.048 | 1.5 |  | --> | 0.047 | 0 | 0 | 0 | 0 | 0.049 | 0 |  | --> | C15 ex TUBBERCURRY | TUBBERCURRY: T42 | TONROE |  | 54.0584 | -8.7229
MV/LV Substation GA***4084 | 10 kV | 400V(3ph) & 230V(single ph) | LV | 400 kVA :Building Structure | 0.4 | --> | 0.4 | 0 | 0 | Constrained,otherwise capacity available =367kVA. | --> | 0.38 | 0 | 0 | 0 | 0 | 0.404 | 0 |  | --> | C20 ex COLLEGE PARK | COLLEGE PARK: T102 | COLLEGE PARK |  | 53.3974 | -6.3645
MV/LV Substation GA***4086 | 10 kV | 400V(3ph) & 230V(single ph) | LV | 200 kVA :Kiosk Substation | 0.2 | --> | 0.2 | 0 | 0 | Constrained,otherwise capacity available =190kVA. | --> | 0.19 | 0 | 0 | 0 | 0.007 | 0.194 | 0 |  | --> | C15 ex ORANMORE | ORANMORE: T41 | GALWAY 110KV |  | 53.2661 | -8.9337
MV/LV Substation GA***4087 | 20 kV | 400V(3ph) & 230V(single ph) | LV | 100 kVA :Pole Substation | 0.1 | --> | 0.1 | 0.1 | 1.5 |  | --> | 0.095 | 0 | 0 | 0 | 0 | 0.1 | 0 |  | --> | C21 ex TRAMORE | TRAMORE: T41 | BUTLERSTOWN |  | 52.1506 | -7.1889
MV/LV Substation GA***4092 | 10 kV | 400V(3ph) & 230V(single ph) | LV | 630 kVA :Kiosk Substation | 0.63 | --> | 0.63 | 0.5 | 0.8 |  | --> | 0.598 | 0 | 0 | 0 | 0 | 0.5 | 0 |  | --> | C14 ex GARVILLE AVENUE | GARVILLE AVENUE: T42 | MILLTOWN (DR) |  | 53.3166 | -6.273
MV/LV Substation GA***4092 | 10 kV | 400V(3ph) & 230V(single ph) | LV | 50 kVA :Pole Substation | 0.05 | --> | 0.05 | 0.05 | 3.7 |  | --> | 0.047 | 0 | 0 | 0 | 0 | 0.049 | 0 |  | --> | C12 ex ROSS CARBERY | ROSS CARBERY: T41∥T42 | DUNMANWAY |  | 51.5679 | -9.0487
MV/LV Substation GA***4096 | 20 kV | 400V(3ph) & 230V(single ph) | LV | 50 kVA :Pole Substation | 0.05 | --> | 0.05 | 0.046 | 2.5 |  | --> | 0.047 | 0 | 0 | 0 | 0 | 0.049 | 0 |  | --> | E62 ex ATHY | ATHY: T102 | ATHY |  | 52.992 | -6.9547
MV/LV Substation GA***4097 | 20 kV | 400V(3ph) & 230V(single ph) | LV | 200 kVA :Pole Substation | 0.2 | --> | 0.2 | 0 | 0 | Constrained,otherwise capacity available =106kVA. | --> | 0.19 | 0 | 0 | 0 | 0 | 0.213 | 0 |  | --> | E23 ex BALTRASNA | BALTRASNA: T121 | BALTRASNA |  | 53.5659 | -6.4558
MV/LV Substation GA***410 | 10 kV | 400V(3ph) & 230V(single ph) | LV | 50 kVA :Pole Substation | 0.05 | --> | 0.05 | 0 | 0 | Constrained,otherwise capacity available =49kVA. | --> | 0.047 | 0 | 0 | 0 | 0 | 0.049 | 0 |  | --> | C19 ex RECESS | RECESS: T41 | GALWAY 110KV |  | 53.4356 | -9.8773
MV/LV Substation GA***4100 | 10 kV | 400V(3ph) & 230V(single ph) | LV | 400 kVA :Kiosk Substation | 0.4 | --> | 0.4 | 0.164 | 4.1 |  | --> | 0.38 | 0 | 0 | 0 | 0.042 | 0.391 | 0 |  | --> | C18 ex LOUGHLINSTOWN | LOUGHLINSTOWN: T42 | CARRICKMINES |  | 53.2436 | -6.1571
MV/LV Substation GA***4101 | 20 kV | 400V(3ph) & 230V(single ph) | LV | 50 kVA :Pole Substation | 0.05 | --> | 0.05 | 0.038 | 2.1 |  | --> | 0.047 | 0 | 0 | 0 | 0 | 0.051 | 0 |  | --> | E17 ex KILROSS ROAD | KILROSS ROAD: T421 | TIPPERARY |  | 52.497 | -8.3281
MV/LV Substation GA***4116 | 10 kV | 400V(3ph) & 230V(single ph) | LV | 630 kVA :Building Structure | 0.63 | --> | 0.63 | 0.5 | 5 |  | --> | 0.598 | 0 | 0 | 0 | 0 | 0.5 | 0 |  | --> | C24 ex GALWAY 110KV | GALWAY 110KV: T102 | GALWAY 110KV |  | 53.2763 | -9.0093
MV/LV Substation GA***4120 | 10 kV | 400V(3ph) & 230V(single ph) | LV | 400 kVA :Building Structure | 0.4 | --> | 0.4 | 0 | 0 | Constrained,otherwise capacity available =400kVA. | --> | 0.38 | 0 | 0 | 0 | 0 | 0.4 | 0 |  | --> | C20 ex BALLYBEGGAN | BALLYBEGGAN: T43∥T44 | TRALEE |  | 52.2663 | -9.6911
MV/LV Substation GA***4125 | 10 kV | 400V(3ph) & 230V(single ph) | LV | 200 kVA :Kiosk Substation | 0.2 | --> | 0.2 | 0.178 | 9.9 |  | --> | 0.19 | 0 | 0 | 0 | 0.001 | 0.202 | 0 |  | --> | C18 ex CONVOY | CONVOY: T41∥T42 | LETTERKENNY |  | 54.8647 | -7.6648
MV/LV Substation GA***4128 | 20 kV | 400V(3ph) & 230V(single ph) | LV | 100 kVA :Pole Substation | 0.1 | --> | 0.1 | 0 | 0 | Constrained,otherwise capacity available =80kVA. | --> | 0.095 | 0 | 0 | 0 | 0.003 | 0.099 | 0 |  | --> | E20 ex EDENDERRY | EDENDERRY: T421∥T422 | BLAKE |  | 53.2635 | -7.0861
MV/LV Substation GA***4144 | 20 kV | 400V(3ph) & 230V(single ph) | LV | 50 kVA :Pole Substation | 0.05 | --> | 0.05 | 0.05 | 3.7 |  | --> | 0.047 | 0 | 0 | 0 | 0 | 0 | 0 | Constrained,otherwise capacity available =49kW. | --> | E13 ex FOXHOLE | FOXHOLE: T421∥T422 | DUNGARVAN |  | 51.9807 | -7.8144
MV/LV Substation GA***4149 | 10 kV | 400V(3ph) & 230V(single ph) | LV | 50 kVA :Pole Substation | 0.05 | --> | 0.05 | 0.05 | 1.2 |  | --> | 0.047 | 0 | 0 | 0 | 0 | 0.049 | 0 |  | --> | C20 ex ABBEYFEALE | ABBEYFEALE: T42 | TRIEN |  | 52.4625 | -9.2697
MV/LV Substation GA***414X | 10 kV | 400V(3ph) & 230V(single ph) | LV | 50 kVA :Pole Substation | 0.05 | --> | 0.05 | 0.029 | 0.4 |  | --> | 0.047 | 0 | 0 | 0 | 0 | 0 | 0 | Constrained,otherwise capacity available =52kW. | --> | C25 ex GARRYSPILLANE | GARRYSPILLANE: T41 | TIPPERARY |  | 52.4108 | -8.3786
MV/LV Substation GA***415X | 10 kV | 400V(3ph) & 230V(single ph) | LV | 50 kVA :Pole Substation | 0.05 | --> | 0.05 | 0.041 | 0.4 |  | --> | 0.047 | 0 | 0 | 0 | 0 | 0 | 0 | Constrained,otherwise capacity available =50kW. | --> | C25 ex GARRYSPILLANE | GARRYSPILLANE: T41 | TIPPERARY |  | 52.4042 | -8.3749
MV/LV Substation GA***4163 | 10 kV | 400V(3ph) & 230V(single ph) | LV | 1000 kVA :Building Structure | 1 | --> | 1 | 0.5 | 12.2 |  | --> | 0.95 | 0 | 0 | 0 | 0 | 0.5 | 0 |  | --> | C22 ex SALTHILL | SALTHILL: T102 | SALTHILL |  | 53.2736 | -9.0997
MV/LV Substation GA***4164 | 20 kV | 400V(3ph) & 230V(single ph) | LV | 50 kVA :Pole Substation | 0.05 | --> | 0.05 | 0 | 0 | Constrained,otherwise capacity available =50kVA. | --> | 0.047 | 0 | 0 | 0 | 0 | 0.049 | 0 |  | --> | E18 ex DALTON | DALTON: T421∥T422 | DALTON |  | 53.6947 | -8.9575
MV/LV Substation GA***4164 | 10 kV | 400V(3ph) & 230V(single ph) | LV | 1000 kVA :Building Structure | 1 | --> | 1 | 0.5 | 12.2 |  | --> | 0.95 | 0 | 0 | 0 | 0 | 0.5 | 0 |  | --> | C22 ex SALTHILL | SALTHILL: T102 | SALTHILL |  | 53.2736 | -9.0996
MV/LV Substation GA***4167 | 10 kV | 400V(3ph) & 230V(single ph) | LV | 400 kVA :Kiosk Substation | 0.4 | --> | 0.4 | 0.334 | 1.7 |  | --> | 0.38 | 0 | 0 | 0 | 0 | 0.41 | 0 |  | --> | C18 ex GORT | GORT: T41∥T42 | ENNIS |  | 53.0612 | -8.823
MV/LV Substation GA***4171 | 10 kV | 400V(3ph) & 230V(single ph) | LV | 50 kVA :Pole Substation | 0.05 | --> | 0.05 | 0 | 0 | Constrained,otherwise capacity available =50kVA. | --> | 0.047 | 0 | 0 | 0 | 0 | 0.049 | 0 |  | --> | C17 ex LOUGHREA | LOUGHREA: T41∥T42 | SOMERSET |  | 53.206 | -8.5847
MV/LV Substation GA***4177 | 20 kV | 400V(3ph) & 230V(single ph) | LV | 630 kVA :Kiosk Substation | 0.63 | --> | 0.63 | 0.5 | 11.5 |  | --> | 0.598 | 0 | 0 | 0 | 0.1 | 0.5 | 0 |  | --> | E20 ex ADAMSTOWN | ADAMSTOWN: T122 | INCHICORE 220KV |  | 53.3469 | -6.4608
MV/LV Substation GA***417X | 10 kV | 400V(3ph) & 230V(single ph) | LV | 200 kVA :Pole Substation | 0.2 | --> | 0.2 | 0.062 | 0.4 |  | --> | 0.19 | 0 | 0 | 0 | 0.006 | 0 | 0 | Constrained,otherwise capacity available =214kW. | --> | C15 ex GARRYSPILLANE | GARRYSPILLANE: T41 | TIPPERARY |  | 52.3729 | -8.3485
MV/LV Substation GA***4180 | 10 kV | 400V(3ph) & 230V(single ph) | LV | 200 kVA :Kiosk Substation | 0.2 | --> | 0.2 | 0 | 0 | Constrained,otherwise capacity available =190kVA. | --> | 0.19 | 0 | 0 | 0 | 0 | 0.201 | 0 |  | --> | C13 ex SPIDDAL | SPIDDAL: T42 | SCREEB |  | 53.2489 | -9.2141
MV/LV Substation GA***4180 | 20 kV | 400V(3ph) & 230V(single ph) | LV | 200 kVA :Kiosk Substation | 0.2 | --> | 0.2 | 0.176 | 4.1 |  | --> | 0.19 | 0 | 0 | 0 | 0.004 | 0 | 0 | Constrained,otherwise capacity available =198kW. | --> | E11 ex CHARLEVILLE | CHARLEVILLE: T422 | CHARLEVILLE |  | 52.4249 | -8.6583
MV/LV Substation GA***4181 | 20 kV | 400V(3ph) & 230V(single ph) | LV | 630 kVA :Kiosk Substation | 0.63 | --> | 0.63 | 0.5 | 11.5 |  | --> | 0.598 | 0 | 0 | 0 | 0.013 | 0.5 | 0 |  | --> | E20 ex ADAMSTOWN | ADAMSTOWN: T122 | INCHICORE 220KV |  | 53.348 | -6.4637
MV/LV Substation GA***4182 | 10 kV | 400V(3ph) & 230V(single ph) | LV | 100 kVA :Pole Substation | 0.1 | --> | 0.1 | 0 | 0 | Constrained,otherwise capacity available =100kVA. | --> | 0.095 | 0 | 0 | 0 | 0 | 0 | 0 | Constrained,otherwise capacity available =100kW. | --> | C14 ex TEMPLEMORE | TEMPLEMORE: T42 | IKERRIN |  | 52.7934 | -7.5657
MV/LV Substation GA***418X | 10 kV | 400V(3ph) & 230V(single ph) | LV | 400 kVA :Building Structure | 0.4 | --> | 0.4 | 0 | 0 | Constrained,otherwise capacity available =216kVA. | --> | 0.38 | 0 | 0 | 0 | 0 | 0.427 | 0 |  | --> | C17 ex HEADFORD ROAD | HEADFORD ROAD: T41 | GALWAY 110KV |  | 53.2814 | -9.0498
MV/LV Substation GA***4192 | 10 kV | 400V(3ph) & 230V(single ph) | LV | 50 kVA :Pole Substation | 0.05 | --> | 0.05 | 0.041 | 2.3 |  | --> | 0.047 | 0 | 0 | 0 | 0.015 | 0.034 | 0 |  | --> | C15 ex CASTLECOMER | CASTLECOMER: T41∥T42 | BALLYRAGGET |  | 52.8405 | -7.1123
MV/LV Substation GA***4195 | 20 kV | 400V(3ph) & 230V(single ph) | LV | 50 kVA :Pole Substation | 0.05 | --> | 0.05 | 0.05 | 1.4 |  | --> | 0.047 | 0 | 0 | 0 | 0 | 0.049 | 0 |  | --> | E18 ex GARRANACANTY | GARRANACANTY: T422 | TIPPERARY |  | 52.5131 | -8.2846
MV/LV Substation GA***4198 | 10 kV | 400V(3ph) & 230V(single ph) | LV | 400 kVA :Kiosk Substation | 0.4 | --> | 0.4 | 0.4 | 3.4 |  | --> | 0.38 | 0 | 0 | 0 | 0 | 0.4 | 0 |  | --> | C21 ex GALWAY 110KV | GALWAY 110KV: T103 | GALWAY 110KV |  | 53.288 | -9.0096
MV/LV Substation GA***4198 | 20 kV | 400V(3ph) & 230V(single ph) | LV | 50 kVA :Pole Substation | 0.05 | --> | 0.05 | 0 | 0 | Constrained,otherwise capacity available =44kVA. | --> | 0.047 | 0 | 0 | 0 | 0 | 0.05 | 0 |  | --> | C16 ex KILSHANNY | KILSHANNY: T42 | CAHIR |  | 52.3113 | -8.1847
MV/LV Substation GA***4205 | 10 kV | 400V(3ph) & 230V(single ph) | LV | 100 kVA :Pole Substation | 0.1 | --> | 0.1 | 0.061 | 0.3 |  | --> | 0.095 | 0 | 0 | 0 | 0 | 0.105 | 0 |  | --> | C21 ex NENAGH | NENAGH: T41 | NENAGH |  | 52.9036 | -8.3448
MV/LV Substation GA***421 | 10 kV | 400V(3ph) & 230V(single ph) | LV | 630 kVA :Building Structure | 0.63 | --> | 0.63 | 0.452 | 2.3 |  | --> | 0.598 | 0 | 0 | 0 | 0 | 0.5 | 0 |  | --> | C20 ex RINEANNA | RINEANNA: T41 | DRUMLINE |  | 52.719 | -8.8777
MV/LV Substation GA***4210 | 10 kV | 400V(3ph) & 230V(single ph) | LV | 400 kVA :Kiosk Substation | 0.4 | --> | 0.4 | 0 | 0 | Constrained,otherwise capacity available =346kVA. | --> | 0.38 | 0 | 0 | 0 | 0 | 0.407 | 0 |  | --> | C12 ex ORANMORE | ORANMORE: T44 | GALWAY 110KV |  | 53.2755 | -8.9818
MV/LV Substation GA***4210 | 20 kV | 400V(3ph) & 230V(single ph) | LV | 630 kVA :Kiosk Substation | 0.63 | --> | 0.63 | 0.5 | 1.3 |  | --> | 0.598 | 0 | 0 | 0 | 0 | 0.5 | 0 |  | --> | E11 ex KILCARRAGH | KILCARRAGH: T421∥T422 | BUTLERSTOWN |  | 52.23 | -6.9797
MV/LV Substation GA***4220 | 10 kV | 400V(3ph) & 230V(single ph) | LV | 50 kVA :Pole Substation | 0.05 | --> | 0.05 | 0 | 0 | Constrained,otherwise capacity available =49kVA. | --> | 0.047 | 0 | 0 | 0 | 0 | 0.049 | 0 |  | --> | C16 ex ORANMORE | ORANMORE: T44 | GALWAY 110KV |  | 53.2798 | -8.9471
MV/LV Substation GA***4225 | 20 kV | 400V(3ph) & 230V(single ph) | LV | 50 kVA :Pole Substation | 0.05 | --> | 0.05 | 0.05 | 4.5 |  | --> | 0.047 | 0 | 0 | 0 | 0 | 0.049 | 0 |  | --> | E22 ex ENNISCRONE | ENNISCRONE: T421∥T422 | MOY |  | 54.2379 | -9.0547
MV/LV Substation GA***422X | 10 kV | 400V(3ph) & 230V(single ph) | LV | 200 kVA :Pole Substation | 0.2 | --> | 0.2 | 0.098 | 7.7 |  | --> | 0.19 | 0 | 0 | 0 | 0.017 | 0.197 | 0 |  | --> | C20 ex GARRYCASTLE | GARRYCASTLE: T42 | ATHLONE |  | 53.4239 | -7.8976
MV/LV Substation GA***4236 | 20 kV | 400V(3ph) & 230V(single ph) | LV | 50 kVA :Pole Substation | 0.05 | --> | 0.05 | 0.022 | 6.7 |  | --> | 0.047 | 0 | 0 | 0 | 0 | 0 | 0 | Constrained,otherwise capacity available =53kW. | --> | E11 ex DUNFIRTH | DUNFIRTH: T122 | DUNFIRTH |  | 53.4198 | -6.9736
MV/LV Substation GA***4236 | 10 kV | 400V(3ph) & 230V(single ph) | LV | 200 kVA :Pole Substation | 0.2 | --> | 0.2 | 0 | 0 | Constrained,otherwise capacity available =194kVA. | --> | 0.19 | 0 | 0 | 0 | 0 | 0.2 | 0 |  | --> | C30 ex KINSALE | KINSALE: T41∥T42 | BANDON |  | 51.6443 | -8.5692
MV/LV Substation GA***4272 | 10 kV | 400V(3ph) & 230V(single ph) | LV | 630 kVA :Kiosk Substation | 0.63 | --> | 0.63 | 0.067 | 0.1 | Constrained,otherwise capacity available =500kVA. | --> | 0.598 | 0 | 0 | 0 | 0 | 0.5 | 0 |  | --> | C17 ex BISHOPSTOWN | BISHOPSTOWN: T41 | KILBARRY |  | 51.8892 | -8.5693
MV/LV Substation GA***428 | 10 kV | 400V(3ph) & 230V(single ph) | LV | 50 kVA :Pole Substation | 0.05 | --> | 0.05 | 0.045 | 1.5 |  | --> | 0.047 | 0 | 0 | 0 | 0.004 | 0.046 | 0 |  | --> | C17 ex TUBBERCURRY | TUBBERCURRY: T42 | TONROE |  | 54.0391 | -8.8357
MV/LV Substation GA***428 | 20 kV | 400V(3ph) & 230V(single ph) | LV | 50 kVA :Pole Substation | 0.05 | --> | 0.05 | 0 | 0 | Constrained,otherwise capacity available =45kVA. | --> | 0.047 | 0 | 0 | 0 | 0 | 0 | 0 | Constrained,otherwise capacity available =50kW. | --> | E22 ex BEALNABLATH | BEALNABLATH: T421 | BANDON |  | 51.8132 | -8.9463
MV/LV Substation GA***4285 | 10 kV | 400V(3ph) & 230V(single ph) | LV | 200 kVA :Kiosk Substation | 0.2 | --> | 0.2 | 0 | 0 | Constrained,otherwise capacity available =176kVA. | --> | 0.19 | 0 | 0 | 0 | 0 | 0.203 | 0 |  | --> | C15 ex LOUGHSHINNY | LOUGHSHINNY: T41 | GLASMORE |  | 53.5398 | -6.0896
MV/LV Substation GA***4286 | 10 kV | 400V(3ph) & 230V(single ph) | LV | 630 kVA :Kiosk Substation | 0.63 | --> | 0.63 | 0.5 | 12.2 |  | --> | 0.598 | 0 | 0 | 0 | 0.003 | 0.5 | 0 |  | --> | C32 ex SALTHILL | SALTHILL: T102 | SALTHILL |  | 53.283 | -9.0892
MV/LV Substation GA***4287 | 10 kV | 400V(3ph) & 230V(single ph) | LV | 50 kVA :Pole Substation | 0.05 | --> | 0.05 | 0 | 0 | Constrained,otherwise capacity available =50kVA. | --> | 0.047 | 0 | 0 | 0 | 0 | 0 | 0 | Constrained,otherwise capacity available =49kW. | --> | C19 ex CURRAGLASS | CURRAGLASS: T41 | BARRYMORE |  | 52.0257 | -8.1075
MV/LV Substation GA***4289 | 20 kV | 400V(3ph) & 230V(single ph) | LV | 400 kVA :Kiosk Substation | 0.4 | --> | 0.4 | 0 | 0 | Constrained,otherwise capacity available =400kVA. | --> | 0.38 | 0 | 0 | 0 | 0 | 0.4 | 0 |  | --> | E18 ex GLASMORE | GLASMORE: T422 | GLASMORE |  | 53.5351 | -6.2089
MV/LV Substation GA***428Z | 20 kV | 400V(3ph) & 230V(single ph) | LV | 50 kVA :Pole Substation | 0.05 | --> | 0.05 | 0.048 | 6.2 |  | --> | 0.047 | 0 | 0 | 0 | 0 | 0.049 | 0 |  | --> | E13 ex BAGENALSTOWN | BAGENALSTOWN: T421∥T422 | CARLOW |  | 52.673 | -6.8381
MV/LV Substation GA***429 | 20 kV | 400V(3ph) & 230V(single ph) | LV | 50 kVA :Pole Substation | 0.05 | --> | 0.05 | 0.046 | 1 |  | --> | 0.047 | 0 | 0 | 0 | 0 | 0 | 0 | Constrained,otherwise capacity available =49kW. | --> | C25 ex KILCLOHER | KILCLOHER: T42 | DUNGARVAN |  | 52.1556 | -7.6971
MV/LV Substation GA***4292 | 10 kV | 400V(3ph) & 230V(single ph) | LV | 1000 kVA :Building Structure | 1 | --> | 1 | 0 | 0 | Constrained,otherwise capacity available =500kVA. | --> | 0.95 | 0 | 0 | 0 | 0 | 0.5 | 0 |  | --> | C12 ex MONEENAGEISHA | MONEENAGEISHA: T42 | GALWAY 110KV |  | 53.2739 | -9.0443
MV/LV Substation GA***4295 | 10 kV | 400V(3ph) & 230V(single ph) | LV | 50 kVA :Pole Substation | 0.05 | --> | 0.05 | 0 | 0 | Constrained,otherwise capacity available =35kVA. | --> | 0.047 | 0 | 0 | 0 | 0.021 | 0 | 0 | Constrained,otherwise capacity available =29kW. | --> | C11 ex PORTARLINGTON | PORTARLINGTON: T41∥T42 | PORTLAOISE |  | 53.2275 | -7.2266
MV/LV Substation GA***429Z | 20 kV | 400V(3ph) & 230V(single ph) | LV | 100 kVA :Pole Substation | 0.1 | --> | 0.1 | 0 | 0 | Constrained,otherwise capacity available =60kVA. | --> | 0.095 | 0 | 0 | 0 | 0 | 0.106 | 0 |  | --> | E23 ex BALTRASNA | BALTRASNA: T121 | BALTRASNA |  | 53.568 | -6.3798
MV/LV Substation GA***4301 | 20 kV | 400V(3ph) & 230V(single ph) | LV | 50 kVA :Pole Substation | 0.05 | --> | 0.05 | 0.045 | 0.4 |  | --> | 0.047 | 0 | 0 | 0 | 0.008 | 0.041 | 0 |  | --> | C17 ex KYLEERAGH | KYLEERAGH: T41 | NENAGH |  | 53.0125 | -8.2177
MV/LV Substation GA***431X | 20 kV | 400V(3ph) & 230V(single ph) | LV | 400 kVA :Kiosk Substation | 0.4 | --> | 0.4 | 0.351 | 3 |  | --> | 0.38 | 0 | 0 | 0 | 0 | 0 | 0 | Constrained,otherwise capacity available =407kW. | --> | C20 ex SWINFORD | SWINFORD: T41∥T42 | CASTLEBAR |  | 53.8572 | -8.8454
MV/LV Substation GA***4330 | 20 kV | 400V(3ph) & 230V(single ph) | LV | 50 kVA :Pole Substation | 0.05 | --> | 0.05 | 0.041 | 4.1 |  | --> | 0.047 | 0 | 0 | 0 | 0 | 0 | 0 | Constrained,otherwise capacity available =50kW. | --> | E11 ex CHARLEVILLE | CHARLEVILLE: T422 | CHARLEVILLE |  | 52.4055 | -8.6639
MV/LV Substation GA***4345 | 10 kV | 400V(3ph) & 230V(single ph) | LV | 1000 kVA :Building Structure | 1 | --> | 1 | 0 | 0 | Constrained,otherwise capacity available =500kVA. | --> | 0.95 | 0 | 0 | 0 | 0.031 | 0.5 | 0 |  | --> | C17 ex CAMDEN ROW | CAMDEN ROW: T41 | FRANCIS STREET |  | 53.3411 | -6.276
MV/LV Substation GA***436 | 10 kV | 400V(3ph) & 230V(single ph) | LV | 50 kVA :Pole Substation | 0.05 | --> | 0.05 | 0.049 | 1.3 |  | --> | 0.047 | 0 | 0 | 0 | 0 | 0.049 | 0 |  | --> | C19 ex BALLYBAY | BALLYBAY: T41∥T42 | LISDRUM |  | 54.0643 | -6.9128
MV/LV Substation GA***438 | 20 kV | 400V(3ph) & 230V(single ph) | LV | 50 kVA :Pole Substation | 0.05 | --> | 0.05 | 0 | 0 | Constrained,otherwise capacity available =24kVA. | --> | 0.047 | 0 | 0 | 0 | 0.015 | 0.037 | 0 |  | --> | C21 ex TERMONFECKIN ROAD | TERMONFECKIN ROAD: T41∥T42 | DRYBRIDGE |  | 53.7609 | -6.2883
MV/LV Substation GA***4413 | 20 kV | 400V(3ph) & 230V(single ph) | LV | 50 kVA :Pole Substation | 0.05 | --> | 0.05 | 0.046 | 2.8 |  | --> | 0.047 | 0 | 0 | 0 | 0 | 0.049 | 0 |  | --> | E12 ex LONGFORD | LONGFORD: T422 | RICHMOND |  | 53.846 | -7.7045
MV/LV Substation GA***4421 | 10 kV | 400V(3ph) & 230V(single ph) | LV | 50 kVA :Pole Substation | 0.05 | --> | 0.05 | 0 | 0 | Constrained,otherwise capacity available =50kVA. | --> | 0.047 | 0 | 0 | 0 | 0.003 | 0 | 0 | Constrained,otherwise capacity available =46kW. | --> | C14 ex TEMPLEMORE | TEMPLEMORE: T42 | IKERRIN |  | 52.7934 | -7.5863
MV/LV Substation GA***4424 | 20 kV | 400V(3ph) & 230V(single ph) | LV | 50 kVA :Pole Substation | 0.05 | --> | 0.05 | 0 | 0 | Constrained,otherwise capacity available =50kVA. | --> | 0.047 | 0 | 0 | 0 | 0 | 0.049 | 0 |  | --> | E17 ex DULEEK | DULEEK: T421∥T422 | DRYBRIDGE |  | 53.6485 | -6.441
MV/LV Substation GA***442X | 20 kV | 400V(3ph) & 230V(single ph) | LV | 100 kVA :Pole Substation | 0.1 | --> | 0.1 | 0 | 0 | Constrained,otherwise capacity available =93kVA. | --> | 0.095 | 0 | 0 | 0 | 0.003 | 0.097 | 0 |  | --> | C21 ex TERMONFECKIN ROAD | TERMONFECKIN ROAD: T41∥T42 | DRYBRIDGE |  | 53.7709 | -6.247
MV/LV Substation GA***4439 | 20 kV | 400V(3ph) & 230V(single ph) | LV | 50 kVA :Pole Substation | 0.05 | --> | 0.05 | 0 | 0 | Constrained,otherwise capacity available =50kVA. | --> | 0.047 | 0 | 0 | 0 | 0 | 0 | 0 | Constrained,otherwise capacity available =49kW. | --> | C11 ex MOUNTMELLICK | MOUNTMELLICK: T41∥T42 | PORTLAOISE |  | 53.1413 | -7.6257
MV/LV Substation GA***444X | 10 kV | 400V(3ph) & 230V(single ph) | LV | 1000 kVA :Building Structure | 1 | --> | 1 | 0.5 | 2.1 |  | --> | 0.95 | 0 | 0 | 0 | 0 | 0.5 | 0 |  | --> | C17 ex SOUTH KING STREET | SOUTH KING STREET: T42 | FRANCIS STREET |  | 53.3406 | -6.2613
MV/LV Substation GA***444X | 10 kV | 400V(3ph) & 230V(single ph) | LV | 100 kVA :Pole Substation | 0.1 | --> | 0.1 | 0 | 0 | Constrained,otherwise capacity available =41kVA. | --> | 0.095 | 0 | 0 | 0 | 0 | 0 | 0 | Constrained,otherwise capacity available =108kW. | --> | C18 ex PORTARLINGTON | PORTARLINGTON: T41∥T42 | PORTLAOISE |  | 53.1449 | -7.2729
MV/LV Substation GA***447 | 10 kV | 400V(3ph) & 230V(single ph) | LV | 100 kVA :Pole Substation | 0.1 | --> | 0.1 | 0.098 | 1.2 |  | --> | 0.095 | 0 | 0 | 0 | 0 | 0.1 | 0 |  | --> | C15 ex SCREEB | SCREEB: T41 | SCREEB |  | 53.3602 | -9.6235
MV/LV Substation GA***449 | 20 kV | 400V(3ph) & 230V(single ph) | LV | 100 kVA :Pole Substation | 0.1 | --> | 0.1 | 0 | 0 | Constrained,otherwise capacity available =87kVA. | --> | 0.095 | 0 | 0 | 0 | 0 | 0.101 | 0 |  | --> | C21 ex TERMONFECKIN ROAD | TERMONFECKIN ROAD: T41∥T42 | DRYBRIDGE |  | 53.7792 | -6.3167
MV/LV Substation GA***4514 | 20 kV | 400V(3ph) & 230V(single ph) | LV | 50 kVA :Pole Substation | 0.05 | --> | 0.05 | 0 | 0 | Constrained,otherwise capacity available =50kVA. | --> | 0.047 | 0 | 0 | 0 | 0 | 0.049 | 0 |  | --> | E20 ex BALLINDERRY | BALLINDERRY: T422 | MULLINGAR |  | 53.4706 | -7.318
MV/LV Substation GA***454 | 20 kV | 400V(3ph) & 230V(single ph) | LV | 50 kVA :Pole Substation | 0.05 | --> | 0.05 | 0 | 0 | Constrained,otherwise capacity available =44kVA. | --> | 0.047 | 0 | 0 | 0 | 0 | 0.05 | 0 |  | --> | E18 ex CREAGH | CREAGH: T421∥T422 | ATHLONE |  | 53.4018 | -8.4281
MV/LV Substation GA***4549 | 10 kV | 400V(3ph) & 230V(single ph) | LV | 50 kVA :Pole Substation | 0.05 | --> | 0.05 | 0.045 | 0 | Constrained,otherwise capacity available =50kVA. | --> | 0.047 | 0 | 0 | 0 | 0 | 0.049 | 0 |  | --> | C15 ex TALBOTS INCH | TALBOTS INCH: T41∥T42 | KILKENNY |  | 52.6749 | -7.4109
MV/LV Substation GA***454Y | 10 kV | 400V(3ph) & 230V(single ph) | LV | 200 kVA :Kiosk Substation | 0.2 | --> | 0.2 | 0.181 | 1.3 |  | --> | 0.19 | 0 | 0 | 0 | 0.003 | 0.199 | 0 |  | --> | E12 ex KILCARRAGH | KILCARRAGH: T421∥T422 | BUTLERSTOWN |  | 52.2386 | -7.0666
MV/LV Substation GA***4551 | 10 kV | 400V(3ph) & 230V(single ph) | LV | 200 kVA :Pole Substation | 0.2 | --> | 0.2 | 0 | 0 | Constrained,otherwise capacity available =200kVA. | --> | 0.19 | 0 | 0 | 0 | 0 | 0.2 | 0 |  | --> | C24 ex GORESBRIDGE | GORESBRIDGE: T41∥T42 | KILKENNY |  | 52.6471 | -7.0515
MV/LV Substation GA***459X | 20 kV | 400V(3ph) & 230V(single ph) | LV | 50 kVA :Pole Substation | 0.05 | --> | 0.05 | 0 | 3.6 |  | --> | 0.047 | 0 | 0 | 0 | 0 | 0.056 | 0 |  | --> | E17 ex CLARA | CLARA: T421 | THORNSBERRY |  | 53.392 | -7.4819
MV/LV Substation GA***461Y | 20 kV | 400V(3ph) & 230V(single ph) | LV | 630 kVA :Kiosk Substation | 0.63 | --> | 0.63 | 0 | 0 | Constrained,otherwise capacity available =473kVA. | --> | 0.598 | 0 | 0 | 0 | 0.021 | 0.5 | 0 |  | --> | E17 ex CAVAN | CAVAN: T421 | SHANKILL |  | 54.0143 | -7.3607
MV/LV Substation GA***461Z | 20 kV | 400V(3ph) & 230V(single ph) | LV | 50 kVA :Pole Substation | 0.05 | --> | 0.05 | 0 | 0 | Constrained,otherwise capacity available =39kVA. | --> | 0.047 | 0 | 0 | 0 | 0 | 0.051 | 0 |  | --> | E14 ex BALLINDERRY | BALLINDERRY: T422 | MULLINGAR |  | 53.4611 | -7.295
MV/LV Substation GA***4634 | 20 kV | 400V(3ph) & 230V(single ph) | LV | 400 kVA :Kiosk Substation | 0.4 | --> | 0.4 | 0 | 0 | Constrained,otherwise capacity available =379kVA. | --> | 0.38 | 0 | 0 | 0 | 0 | 0.403 | 0 |  | --> | E19 ex EDENDERRY | EDENDERRY: T421∥T422 | BLAKE |  | 53.4578 | -7.1039
MV/LV Substation GA***463Z | 20 kV | 400V(3ph) & 230V(single ph) | LV | 200 kVA :Pole Substation | 0.2 | --> | 0.2 | 0.195 | 6.2 |  | --> | 0.19 | 0 | 0 | 0 | 0 | 0.2 | 0 |  | --> | E13 ex BAGENALSTOWN | BAGENALSTOWN: T421∥T422 | CARLOW |  | 52.6757 | -6.8431
MV/LV Substation GA***465X | 10 kV | 400V(3ph) & 230V(single ph) | LV | 630 kVA :Building Structure | 0.63 | --> | 0.63 | 0.482 | 9.6 |  | --> | 0.598 | 0 | 0 | 0 | 0.062 | 0.5 | 0 |  | --> | C17 ex GORTLEE | GORTLEE: T41∥T42 | LETTERKENNY |  | 54.9524 | -7.7361
MV/LV Substation GA***468Y | 20 kV | 400V(3ph) & 230V(single ph) | LV | 50 kVA :Pole Substation | 0.05 | --> | 0.05 | 0 | 0 | Constrained,otherwise capacity available =47kVA. | --> | 0.047 | 0 | 0 | 0 | 0.007 | 0.042 | 0 |  | --> | E19 ex CAVAN | CAVAN: T421 | SHANKILL |  | 53.9224 | -7.4145
MV/LV Substation GA***472 | 10 kV | 400V(3ph) & 230V(single ph) | LV | 50 kVA :Pole Substation | 0.05 | --> | 0.05 | 0.049 | 1.3 |  | --> | 0.047 | 0 | 0 | 0 | 0 | 0.049 | 0 |  | --> | C19 ex BALLYBAY | BALLYBAY: T41∥T42 | LISDRUM |  | 54.067 | -6.9302
MV/LV Substation GA***478X | 10 kV | 400V(3ph) & 230V(single ph) | LV | 100 kVA :Pole Substation | 0.1 | --> | 0.1 | 0 | 0 | Constrained,otherwise capacity available =90kVA. | --> | 0.095 | 0 | 0 | 0 | 0 | 0.101 | 0 |  | --> | C14 ex CLONAKILTY | CLONAKILTY: T41∥T42 | DUNMANWAY |  | 51.6009 | -8.9042
MV/LV Substation GA***482X | 10 kV | 400V(3ph) & 230V(single ph) | LV | 630 kVA :Building Structure | 0.63 | --> | 0.63 | 0.5 | 10.8 |  | --> | 0.598 | 0 | 0 | 0 | 0 | 0.5 | 0 |  | --> | C21 ex SALTHILL | SALTHILL: T101 | SALTHILL |  | 53.2743 | -9.0987
MV/LV Substation GA***484X | 10 kV | 400V(3ph) & 230V(single ph) | LV | 1000 kVA :Building Structure | 1 | --> | 1 | 0.5 | 7.6 |  | --> | 0.95 | 0 | 0 | 0 | 0 | 0.5 | 0 |  | --> | C13 ex MISERY HILL | MISERY HILL: T101 | POOLBEG |  | 53.3434 | -6.2405
MV/LV Substation GA***485X | 10 kV | 400V(3ph) & 230V(single ph) | LV | 1000 kVA :Building Structure | 1 | --> | 1 | 0.5 | 7.6 |  | --> | 0.95 | 0 | 0 | 0 | 0 | 0.5 | 0 |  | --> | C13 ex MISERY HILL | MISERY HILL: T101 | POOLBEG |  | 53.3432 | -6.2392
MV/LV Substation GA***490X | 10 kV | 400V(3ph) & 230V(single ph) | LV | 100 kVA :Pole Substation | 0.1 | --> | 0.1 | 0.054 | 0.4 |  | --> | 0.095 | 0 | 0 | 0 | 0 | 0 | 0 | Constrained,otherwise capacity available =106kW. | --> | C15 ex GARRYSPILLANE | GARRYSPILLANE: T41 | TIPPERARY |  | 52.4015 | -8.2864
MV/LV Substation GA***491Y | 10 kV | 400V(3ph) & 230V(single ph) | LV | 200 kVA :Pole Substation | 0.2 | --> | 0.2 | 0 | 0 | Constrained,otherwise capacity available =162kVA. | --> | 0.19 | 0 | 0 | 0 | 0 | 0.205 | 0 |  | --> | C20 ex ROSEHILL | ROSEHILL: T42 | KILKENNY |  | 52.6378 | -7.2351
MV/LV Substation GA***492Y | 10 kV | 400V(3ph) & 230V(single ph) | LV | 200 kVA :Pole Substation | 0.2 | --> | 0.2 | 0.174 | 25.2 |  | --> | 0.19 | 0 | 0 | 0 | 0 | 0.203 | 0 |  | --> | C22 ex ARKLOW | ARKLOW: T101∥T102 | ARKLOW |  | 52.8017 | -6.1665
MV/LV Substation GA***498X | 10 kV | 400V(3ph) & 230V(single ph) | LV | 50 kVA :Pole Substation | 0.05 | --> | 0.05 | 0 | 0 | Constrained,otherwise capacity available =18kVA. | --> | 0.047 | 0 | 0 | 0 | 0 | 0 | 0 | Constrained,otherwise capacity available =54kW. | --> | C19 ex CURRAGLASS | CURRAGLASS: T41 | BARRYMORE |  | 52.0533 | -8.1506
MV/LV Substation GA***498X | 20 kV | 400V(3ph) & 230V(single ph) | LV | 100 kVA :Pole Substation | 0.1 | --> | 0.1 | 0.018 | 1 |  | --> | 0.095 | 0 | 0 | 0 | 0 | 0 | 0 | Constrained,otherwise capacity available =112kW. | --> | C25 ex KILCLOHER | KILCLOHER: T42 | DUNGARVAN |  | 52.1516 | -7.7024
MV/LV Substation GA***499Y | 10 kV | 400V(3ph) & 230V(single ph) | LV | 50 kVA :Pole Substation | 0.05 | --> | 0.05 | 0 | 0 | Constrained,otherwise capacity available =42kVA. | --> | 0.047 | 0 | 0 | 0 | 0 | 0.05 | 0 |  | --> | C15 ex KINSALE | KINSALE: T41∥T42 | BANDON |  | 51.7068 | -8.4871
MV/LV Substation GA***516X | 10 kV | 400V(3ph) & 230V(single ph) | LV | 50 kVA :Pole Substation | 0.05 | --> | 0.05 | 0.033 | 0.3 |  | --> | 0.047 | 0 | 0 | 0 | 0 | 0.051 | 0 |  | --> | C15 ex TUAM NORTH | TUAM NORTH: T41∥T42 | CLOON |  | 53.5256 | -8.8703
MV/LV Substation GA***519Y | 10 kV | 400V(3ph) & 230V(single ph) | LV | 50 kVA :Pole Substation | 0.05 | --> | 0.05 | 0 | 0 | Constrained,otherwise capacity available =42kVA. | --> | 0.047 | 0 | 0 | 0 | 0 | 0 | 0 | Constrained,otherwise capacity available =50kW. | --> | C32 ex CLOYNE | CLOYNE: T41 | MIDLETON |  | 51.8662 | -8.1142
MV/LV Substation GA***520 | 10 kV | 400V(3ph) & 230V(single ph) | LV | 400 kVA :Building Structure | 0.4 | --> | 0.4 | 0 | 0 | Constrained,otherwise capacity available =287kVA. | --> | 0.38 | 0 | 0 | 0 | 0 | 0.417 | 0 |  | --> | C17 ex ORANMORE | ORANMORE: T41 | GALWAY 110KV |  | 53.2811 | -8.9275
MV/LV Substation GA***520 | 20 kV | 400V(3ph) & 230V(single ph) | LV | 50 kVA :Pole Substation | 0.05 | --> | 0.05 | 0.041 | 2.4 |  | --> | 0.047 | 0 | 0 | 0 | 0 | 0.05 | 0 |  | --> | E19 ex KENMARE | KENMARE: T421 | KNOCKEARAGH |  | 51.8067 | -9.9018
MV/LV Substation GA***520X | 10 kV | 400V(3ph) & 230V(single ph) | LV | 630 kVA :Kiosk Substation | 0.63 | --> | 0.63 | 0.5 | 5 |  | --> | 0.598 | 0 | 0 | 0 | 0.002 | 0.5 | 0 |  | --> | C22 ex GALWAY 110KV | GALWAY 110KV: T102 | GALWAY 110KV |  | 53.282 | -8.9767
MV/LV Substation GA***525 | 20 kV | 400V(3ph) & 230V(single ph) | LV | 100 kVA :Pole Substation | 0.1 | --> | 0.1 | 0 | 0 | Constrained,otherwise capacity available =89kVA. | --> | 0.095 | 0 | 0 | 0 | 0 | 0 | 0 | Constrained,otherwise capacity available =101kW. | --> | C13 ex CLOYNE | CLOYNE: T41 | MIDLETON |  | 51.8734 | -8.017
MV/LV Substation GA***526 | 10 kV | 400V(3ph) & 230V(single ph) | LV | 200 kVA :Kiosk Substation | 0.2 | --> | 0.2 | 0 | 0 | Constrained,otherwise capacity available =95kVA. | --> | 0.19 | 0 | 0 | 0 | 0.007 | 0.208 | 0 |  | --> | C18 ex ORANMORE | ORANMORE: T44 | GALWAY 110KV |  | 53.2721 | -8.9292
MV/LV Substation GA***526 | 10 kV | 400V(3ph) & 230V(single ph) | LV | 50 kVA :Pole Substation | 0.05 | --> | 0.05 | 0.041 | 4.3 |  | --> | 0.047 | 0 | 0 | 0 | 0 | 0.05 | 0 |  | --> | C21 ex BAILIEBORO | BAILIEBORO: T41∥T42 | MEATH HILL |  | 53.8996 | -6.8556
MV/LV Substation GA***527 | 10 kV | 400V(3ph) & 230V(single ph) | LV | 100 kVA :Pole Substation | 0.1 | --> | 0.1 | 0.098 | 1.6 |  | --> | 0.095 | 0 | 0 | 0 | 0 | 0.1 | 0 |  | --> | C11 ex NEWTOWNCUNNINGHAM | NEWTOWNCUNNINGHAM: T41∥T42 | LETTERKENNY |  | 54.9758 | -7.4356
MV/LV Substation GA***527 | 10 kV | 400V(3ph) & 230V(single ph) | LV | 200 kVA :Building Structure | 0.2 | --> | 0.2 | 0 | 0 | Constrained,otherwise capacity available =136kVA. | --> | 0.19 | 0 | 0 | 0 | 0 | 0.209 | 0 |  | --> | C15 ex ORANMORE | ORANMORE: T41 | GALWAY 110KV |  | 53.2496 | -8.9758
MV/LV Substation GA***528X | 10 kV | 400V(3ph) & 230V(single ph) | LV | 1000 kVA :Building Structure | 1 | --> | 1 | 0.266 | 2.1 |  | --> | 0.95 | 0 | 0 | 0 | 0 | 0.5 | 0 |  | --> | C17 ex SOUTH KING STREET | SOUTH KING STREET: T42 | FRANCIS STREET |  | 53.3406 | -6.2621
MV/LV Substation GA***531 | 20 kV | 400V(3ph) & 230V(single ph) | LV | 50 kVA :Pole Substation | 0.05 | --> | 0.05 | 0.05 | 4.3 |  | --> | 0.047 | 0 | 0 | 0 | 0 | 0 | 0 | Constrained,otherwise capacity available =49kW. | --> | E12 ex MOVILLE | MOVILLE: T421∥T422 | TRILLICK |  | 55.1943 | -7.0236
MV/LV Substation GA***536Y | 10 kV | 400V(3ph) & 230V(single ph) | LV | 630 kVA :Building Structure | 0.63 | --> | 0.63 | 0.457 | 2.6 |  | --> | 0.598 | 0 | 0 | 0 | 0.003 | 0.5 | 0 |  | --> | C20 ex CASHEL | CASHEL: T42 | CAHIR |  | 52.5157 | -7.8882
MV/LV Substation GA***549 | 20 kV | 400V(3ph) & 230V(single ph) | LV | 100 kVA :Pole Substation | 0.1 | --> | 0.1 | 0 | 0 | Constrained,otherwise capacity available =18kVA. | --> | 0.095 | 0 | 0 | 0 | 0 | 0.112 | 0 |  | --> | E23 ex BALTRASNA | BALTRASNA: T121 | BALTRASNA |  | 53.5678 | -6.3844
MV/LV Substation GA***550 | 20 kV | 400V(3ph) & 230V(single ph) | LV | 200 kVA :Pole Substation | 0.2 | --> | 0.2 | 0 | 0 | Constrained,otherwise capacity available =152kVA. | --> | 0.19 | 0 | 0 | 0 | 0.017 | 0.189 | 0 |  | --> | E23 ex BALTRASNA | BALTRASNA: T121 | BALTRASNA |  | 53.5681 | -6.3779
MV/LV Substation GA***555X | 10 kV | 400V(3ph) & 230V(single ph) | LV | 1000 kVA :Building Structure | 1 | --> | 1 | 0.5 | 7 |  | --> | 0.95 | 0 | 0 | 0 | 0 | 0.5 | 0 |  | --> | C12 ex PEMBROKE | PEMBROKE: T41∥T43 | RINGSEND |  | 53.3402 | -6.2359
MV/LV Substation GA***556X | 10 kV | 400V(3ph) & 230V(single ph) | LV | 50 kVA :Pole Substation | 0.05 | --> | 0.05 | 0 | 0 | Constrained,otherwise capacity available =46kVA. | --> | 0.047 | 0 | 0 | 0 | 0 | 0 | 0 | Constrained,otherwise capacity available =49kW. | --> | C11 ex HOLYCROSS ROAD | HOLYCROSS ROAD: T41∥T42 | THURLES |  | 52.6048 | -7.8605
MV/LV Substation GA***563X | 20 kV | 400V(3ph) & 230V(single ph) | LV | 100 kVA :Pole Substation | 0.1 | --> | 0.1 | 0.05 | 1.6 |  | --> | 0.095 | 0 | 0 | 0 | 0 | 0 | 0 | Constrained,otherwise capacity available =107kW. | --> | E15 ex CASTLETOWNBERE | CASTLETOWNBERE: T421 | BALLYLICKY |  | 51.6157 | -9.9802
MV/LV Substation GA***570X | 20 kV | 400V(3ph) & 230V(single ph) | LV | 200 kVA :Kiosk Substation | 0.2 | --> | 0.2 | 0.166 | 1.6 |  | --> | 0.19 | 0 | 0 | 0 | 0.002 | 0.202 | 0 |  | --> | E15 ex GURRANEBANE | GURRANEBANE: T421∥T422 | OUGHTRAGH |  | 51.9449 | -10.2325
MV/LV Substation GA***570Z | 10 kV | 400V(3ph) & 230V(single ph) | LV | 630 kVA :Kiosk Substation | 0.63 | --> | 0.63 | 0.5 | 0.8 |  | --> | 0.598 | 0 | 0 | 0 | 0 | 0.5 | 0 |  | --> | C14 ex FAIRHILL | FAIRHILL: T42 | KILBARRY |  | 51.9021 | -8.4801
MV/LV Substation GA***573 | 10 kV | 400V(3ph) & 230V(single ph) | LV | 400 kVA :Kiosk Substation | 0.4 | --> | 0.4 | 0.289 | 8.7 |  | --> | 0.38 | 0 | 0 | 0 | 0 | 0.417 | 0 |  | --> | C12 ex HAROLDS CROSS | HAROLDS CROSS: T102 | POOLBEG |  | 53.3247 | -6.2796
MV/LV Substation GA***574X | 20 kV | 400V(3ph) & 230V(single ph) | LV | 50 kVA :Pole Substation | 0.05 | --> | 0.05 | 0.034 | 2.5 |  | --> | 0.047 | 0 | 0 | 0 | 0 | 0.051 | 0 |  | --> | C17 ex CURRA | CURRA: T41 | SOMERSET |  | 53.1421 | -8.4119
MV/LV Substation GA***575 | 20 kV | 400V(3ph) & 230V(single ph) | LV | 100 kVA :Pole Substation | 0.1 | --> | 0.1 | 0.091 | 0.9 |  | --> | 0.095 | 0 | 0 | 0 | 0 | 0.1 | 0 |  | --> | C16 ex CARRAROE | CARRAROE: T42 | SCREEB |  | 53.2724 | -9.5835
MV/LV Substation GA***576X | 20 kV | 400V(3ph) & 230V(single ph) | LV | 100 kVA :Pole Substation | 0.1 | --> | 0.1 | 0 | 0 | Constrained,otherwise capacity available =100kVA. | --> | 0.095 | 0 | 0 | 0 | 0 | 0.1 | 0 |  | --> | C13 ex CLONAKILTY | CLONAKILTY: T41∥T42 | DUNMANWAY |  | 51.6332 | -8.8574
MV/LV Substation GA***576Z | 10 kV | 400V(3ph) & 230V(single ph) | LV | 400 kVA :Building Structure | 0.4 | --> | 0.4 | 0 | 0 | Constrained,otherwise capacity available =318kVA. | --> | 0.38 | 0 | 0 | 0 | 0 | 0.412 | 0 |  | --> | C17 ex NAAS | NAAS: T41 | NEWBRIDGE |  | 53.2126 | -6.6704
MV/LV Substation GA***577Z | 10 kV | 400V(3ph) & 230V(single ph) | LV | 630 kVA :Building Structure | 0.63 | --> | 0.63 | 0 | 0 | Constrained,otherwise capacity available =500kVA. | --> | 0.598 | 0 | 0 | 0 | 0 | 0.5 | 0 |  | --> | C14 ex NAAS | NAAS: T42 | NEWBRIDGE |  | 53.2134 | -6.6692
MV/LV Substation GA***580 | 10 kV | 400V(3ph) & 230V(single ph) | LV | 100 kVA :Pole Substation | 0.1 | --> | 0.1 | 0.075 | 4.4 |  | --> | 0.095 | 0 | 0 | 0 | 0 | 0.103 | 0 |  | --> | C16 ex ARDFINNAN | ARDFINNAN: T42 | CAHIR |  | 52.3452 | -7.8939
MV/LV Substation GA***585Y | 10 kV | 400V(3ph) & 230V(single ph) | LV | 200 kVA :Pole Substation | 0.2 | --> | 0.2 | 0 | 0 | Constrained,otherwise capacity available =108kVA. | --> | 0.19 | 0 | 0 | 0 | 0 | 0 | 0 | Constrained,otherwise capacity available =213kW. | --> | C14 ex HOLYCROSS ROAD | HOLYCROSS ROAD: T41∥T42 | THURLES |  | 52.6752 | -7.8263
MV/LV Substation GA***586X | 20 kV | 400V(3ph) & 230V(single ph) | LV | 100 kVA :Pole Substation | 0.1 | --> | 0.1 | 0 | 0 | Constrained,otherwise capacity available =75kVA. | --> | 0.095 | 0 | 0 | 0 | 0 | 0.103 | 0 |  | --> | C19 ex ENNISTYMON | ENNISTYMON: T41∥T42 | ENNIS |  | 53.1166 | -9.1483
MV/LV Substation GA***587 | 10 kV | 400V(3ph) & 230V(single ph) | LV | 200 kVA :Pole Substation | 0.2 | --> | 0.2 | 0.2 | 2.3 |  | --> | 0.19 | 0 | 0 | 0 | 0 | 0.2 | 0 |  | --> | C15 ex GILLOGUE | GILLOGUE: T41∥T42 | ARDNACRUSHA |  | 52.68 | -8.5689
MV/LV Substation GA***601X | 10 kV | 400V(3ph) & 230V(single ph) | LV | 200 kVA :Pole Substation | 0.2 | --> | 0.2 | 0.137 | 3.9 |  | --> | 0.19 | 0 | 0 | 0 | 0 | 0.209 | 0 |  | --> | C19 ex BALLYJAMESDUFF | BALLYJAMESDUFF: T41 | SHANKILL |  | 53.8285 | -7.2559
MV/LV Substation GA***602Z | 10 kV | 400V(3ph) & 230V(single ph) | LV | 400 kVA :Kiosk Substation | 0.4 | --> | 0.4 | 0 | 0 | Constrained,otherwise capacity available =309kVA. | --> | 0.38 | 0 | 0 | 0 | 0.007 | 0.406 | 0 |  | --> | C15 ex MALAHIDE | MALAHIDE: T41 | GLASMORE |  | 53.4383 | -6.1554
MV/LV Substation GA***603 | 20 kV | 400V(3ph) & 230V(single ph) | LV | 630 kVA :Building Structure | 0.63 | --> | 0.63 | 0.5 | 0.9 |  | --> | 0.598 | 0 | 0 | 0 | 0 | 0.5 | 0 |  | --> | C16 ex CARRAROE | CARRAROE: T42 | SCREEB |  | 53.2596 | -9.6041
MV/LV Substation GA***606 | 20 kV | 400V(3ph) & 230V(single ph) | LV | 50 kVA :Pole Substation | 0.05 | --> | 0.05 | 0.039 | 1.6 |  | --> | 0.047 | 0 | 0 | 0 | 0.007 | 0.043 | 0 |  | --> | E17 ex GURRANEBANE | GURRANEBANE: T421∥T422 | OUGHTRAGH |  | 51.9367 | -10.2403
MV/LV Substation GA***617X | 20 kV | 400V(3ph) & 230V(single ph) | LV | 50 kVA :Pole Substation | 0.05 | --> | 0.05 | 0.048 | 1.5 |  | --> | 0.047 | 0 | 0 | 0 | 0 | 0.049 | 0 |  | --> | E15 ex ARDFINNAN | ARDFINNAN: T421 | CAHIR |  | 52.287 | -7.8056
MV/LV Substation GA***619X | 10 kV | 400V(3ph) & 230V(single ph) | LV | 630 kVA :Building Structure | 0.63 | --> | 0.63 | 0.5 | 10.8 |  | --> | 0.598 | 0 | 0 | 0 | 0 | 0.5 | 0 |  | --> | C21 ex SALTHILL | SALTHILL: T101 | SALTHILL |  | 53.2752 | -9.0976
MV/LV Substation GA***620Y | 20 kV | 400V(3ph) & 230V(single ph) | LV | 200 kVA :Pole Substation | 0.2 | --> | 0.2 | 0 | 0 | Constrained,otherwise capacity available =164kVA. | --> | 0.19 | 0 | 0 | 0 | 0 | 0.205 | 0 |  | --> | E19 ex CAVAN | CAVAN: T421 | SHANKILL |  | 53.9303 | -7.4089
MV/LV Substation GA***631 | 10 kV | 400V(3ph) & 230V(single ph) | LV | 50 kVA :Pole Substation | 0.05 | --> | 0.05 | 0.048 | 0.3 |  | --> | 0.047 | 0 | 0 | 0 | 0 | 0.049 | 0 |  | --> | C21 ex NENAGH | NENAGH: T41 | NENAGH |  | 52.9003 | -8.3599
MV/LV Substation GA***633 | 20 kV | 400V(3ph) & 230V(single ph) | LV | 50 kVA :Pole Substation | 0.05 | --> | 0.05 | 0.048 | 3.4 |  | --> | 0.047 | 0 | 0 | 0 | 0 | 0 | 0 | Constrained,otherwise capacity available =49kW. | --> | C17 ex BALLYSHANNON | BALLYSHANNON: T41∥T42 | CATHALEENS FALL |  | 54.531 | -8.1295
MV/LV Substation GA***634 | 10 kV | 400V(3ph) & 230V(single ph) | LV | 100 kVA :Pole Substation | 0.1 | --> | 0.1 | 0.078 | 9.9 |  | --> | 0.095 | 0 | 0 | 0 | 0.016 | 0.086 | 0 |  | --> | C19 ex ENNIS | ENNIS: T101 | ENNIS |  | 52.845 | -8.9489
MV/LV Substation GA***634Y | 10 kV | 400V(3ph) & 230V(single ph) | LV | 50 kVA :Pole Substation | 0.05 | --> | 0.05 | 0.049 | 0.3 |  | --> | 0.047 | 0 | 0 | 0 | 0.007 | 0.042 | 0 |  | --> | C15 ex DRUMBEAR | DRUMBEAR: T41∥T42 | LISDRUM |  | 54.2055 | -6.8352
MV/LV Substation GA***639Y | 20 kV | 400V(3ph) & 230V(single ph) | LV | 100 kVA :Pole Substation | 0.1 | --> | 0.1 | 0 | 0 | Constrained,otherwise capacity available =98kVA. | --> | 0.095 | 0 | 0 | 0 | 0 | 0.1 | 0 |  | --> | E11 ex ACADEMY STREET | ACADEMY STREET: T421∥T422 | NAVAN |  | 53.5795 | -6.5453
MV/LV Substation GA***641X | 20 kV | 400V(3ph) & 230V(single ph) | LV | 50 kVA :Pole Substation | 0.05 | --> | 0.05 | 0.05 | 4.1 |  | --> | 0.047 | 0 | 0 | 0 | 0 | 0 | 0 | Constrained,otherwise capacity available =49kW. | --> | E11 ex CHARLEVILLE | CHARLEVILLE: T422 | CHARLEVILLE |  | 52.4111 | -8.6614
MV/LV Substation GA***641Y | 10 kV | 400V(3ph) & 230V(single ph) | LV | 50 kVA :Pole Substation | 0.05 | --> | 0.05 | 0 | 0 | Constrained,otherwise capacity available =48kVA. | --> | 0.047 | 0 | 0 | 0 | 0.003 | 0.046 | 0 |  | --> | C13 ex TIMOLEAGUE | TIMOLEAGUE: T41 | BANDON |  | 51.6621 | -8.6597
MV/LV Substation GA***643Z | 10 kV | 400V(3ph) & 230V(single ph) | LV | 1000 kVA :Building Structure | 1 | --> | 1 | 0.5 | 0.7 |  | --> | 0.95 | 0 | 0 | 0 | 0 | 0 | 0 | Constrained,otherwise capacity available =500kW. | --> | C17 ex BALLYCOOLIN | BALLYCOOLIN: T41 | FINGLAS |  | 53.4023 | -6.352
MV/LV Substation GA***644X | 10 kV | 400V(3ph) & 230V(single ph) | LV | 400 kVA :Kiosk Substation | 0.4 | --> | 0.4 | 0.297 | 2 |  | --> | 0.38 | 0 | 0 | 0 | 0.007 | 0.408 | 0 |  | --> | C12 ex CAPPAMORE | CAPPAMORE: T41∥T42 | ARDNACRUSHA |  | 52.6486 | -8.398
MV/LV Substation GA***653X | 20 kV | 400V(3ph) & 230V(single ph) | LV | 50 kVA :Pole Substation | 0.05 | --> | 0.05 | 0.044 | 6.9 |  | --> | 0.047 | 0 | 0 | 0 | 0 | 0 | 0 | Constrained,otherwise capacity available =50kW. | --> | E17 ex SPRINGS | SPRINGS: T421∥T422 | DUNGARVAN |  | 52.1215 | -7.5626
MV/LV Substation GA***653Y | 10 kV | 400V(3ph) & 230V(single ph) | LV | 200 kVA :Kiosk Substation | 0.2 | --> | 0.2 | 0.196 | 7.3 |  | --> | 0.19 | 0 | 0 | 0 | 0.011 | 0.188 | 0 |  | --> | C17 ex GARRYCASTLE | GARRYCASTLE: T41 | ATHLONE |  | 53.4137 | -7.8931
MV/LV Substation GA***655 | 10 kV | 400V(3ph) & 230V(single ph) | LV | 200 kVA :Pole Substation | 0.2 | --> | 0.2 | 0.19 | 1.6 |  | --> | 0.19 | 0 | 0 | 0 | 0 | 0.201 | 0 |  | --> | C11 ex NEWTOWNCUNNINGHAM | NEWTOWNCUNNINGHAM: T41∥T42 | LETTERKENNY |  | 54.9807 | -7.4188
MV/LV Substation GA***659Y | 20 kV | 400V(3ph) & 230V(single ph) | LV | 50 kVA :Pole Substation | 0.05 | --> | 0.05 | 0.045 | 0.3 |  | --> | 0.047 | 0 | 0 | 0 | 0 | 0.05 | 0 |  | --> | C23 ex TUAM NORTH | TUAM NORTH: T41∥T42 | CLOON |  | 53.5388 | -8.8693
MV/LV Substation GA***660 | 10 kV | 400V(3ph) & 230V(single ph) | LV | 50 kVA :Pole Substation | 0.05 | --> | 0.05 | 0.041 | 0.3 |  | --> | 0.047 | 0 | 0 | 0 | 0 | 0.05 | 0 |  | --> | C21 ex NENAGH | NENAGH: T41 | NENAGH |  | 52.8918 | -8.3558
MV/LV Substation GA***661X | 10 kV | 400V(3ph) & 230V(single ph) | LV | 100 kVA :Pole Substation | 0.1 | --> | 0.1 | 0 | 0 | Constrained,otherwise capacity available =89kVA. | --> | 0.095 | 0 | 0 | 0 | 0.019 | 0 | 0 | Constrained,otherwise capacity available =81kW. | --> | C18 ex PORTARLINGTON | PORTARLINGTON: T41∥T42 | PORTLAOISE |  | 53.144 | -7.2738
MV/LV Substation GA***663X | 20 kV | 400V(3ph) & 230V(single ph) | LV | 200 kVA :Pole Substation | 0.2 | --> | 0.2 | 0.169 | 1.5 |  | --> | 0.19 | 0 | 0 | 0 | 0 | 0.204 | 0 |  | --> | E15 ex ARDFINNAN | ARDFINNAN: T421 | CAHIR |  | 52.352 | -7.808
MV/LV Substation GA***676 | 20 kV | 400V(3ph) & 230V(single ph) | LV | 50 kVA :Pole Substation | 0.05 | --> | 0.05 | 0.034 | 5.4 |  | --> | 0.047 | 0 | 0 | 0 | 0 | 0.051 | 0 |  | --> | E13 ex MOY | MOY: T421∥T422 | MOY |  | 53.9882 | -9.1209
MV/LV Substation GA***676Y | 20 kV | 400V(3ph) & 230V(single ph) | LV | 200 kVA :Kiosk Substation | 0.2 | --> | 0.2 | 0 | 0 | Constrained,otherwise capacity available =112kVA. | --> | 0.19 | 0 | 0 | 0 | 0 | 0.213 | 0 |  | --> | C22 ex ATHLONE | ATHLONE: T41 | ATHLONE |  | 53.4312 | -7.9631
MV/LV Substation GA***677 | 20 kV | 400V(3ph) & 230V(single ph) | LV | 400 kVA :Building Structure | 0.4 | --> | 0.4 | 0.313 | 1.6 |  | --> | 0.38 | 0 | 0 | 0 | 0 | 0.413 | 0 |  | --> | E16 ex DINGLE | DINGLE: T422 | OUGHTRAGH |  | 52.1391 | -10.2721
MV/LV Substation GA***681Z | 10 kV | 400V(3ph) & 230V(single ph) | LV | 400 kVA :Kiosk Substation | 0.4 | --> | 0.4 | 0 | 0 | Constrained,otherwise capacity available =292kVA. | --> | 0.38 | 0 | 0 | 0 | 0.01 | 0.405 | 0 |  | --> | C21 ex DOUGLAS | DOUGLAS: T42 | TRABEG |  | 51.8697 | -8.3971
MV/LV Substation GA***689X | 20 kV | 400V(3ph) & 230V(single ph) | LV | 400 kVA :Kiosk Substation | 0.4 | --> | 0.4 | 0.396 | 6.2 |  | --> | 0.38 | 0 | 0 | 0 | 0 | 0.4 | 0 |  | --> | E17 ex BAGENALSTOWN | BAGENALSTOWN: T421∥T422 | CARLOW |  | 52.7098 | -6.949
MV/LV Substation GA***690 | 10 kV | 400V(3ph) & 230V(single ph) | LV | 100 kVA :Pole Substation | 0.1 | --> | 0.1 | 0 | 0 | Constrained,otherwise capacity available =83kVA. | --> | 0.095 | 0 | 0 | 0 | 0 | 0 | 0 | Constrained,otherwise capacity available =102kW. | --> | C11 ex HOLYCROSS ROAD | HOLYCROSS ROAD: T41∥T42 | THURLES |  | 52.6015 | -7.8452
MV/LV Substation GA***690Z | 10 kV | 400V(3ph) & 230V(single ph) | LV | 400 kVA :Building Structure | 0.4 | --> | 0.4 | 0 | 0 | Constrained,otherwise capacity available =270kVA. | --> | 0.38 | 0 | 0 | 0 | 0 | 0.42 | 0 |  | --> | C19 ex MALAHIDE | MALAHIDE: T41 | GLASMORE |  | 53.4524 | -6.155
MV/LV Substation GA***692X | 10 kV | 400V(3ph) & 230V(single ph) | LV | 50 kVA :Pole Substation | 0.05 | --> | 0.05 | 0.049 | 8.9 |  | --> | 0.047 | 0 | 0 | 0 | 0 | 0.049 | 0 |  | --> | C12 ex CARROWBEG | CARROWBEG: T41∥T42 | CARROWBEG |  | 53.7739 | -9.498
MV/LV Substation GA***697X | 10 kV | 400V(3ph) & 230V(single ph) | LV | 200 kVA :Kiosk Substation | 0.2 | --> | 0.2 | 0 | 0 | Constrained,otherwise capacity available =167kVA. | --> | 0.19 | 0 | 0 | 0 | 0.01 | 0.194 | 0 |  | --> | C12 ex ORANMORE | ORANMORE: T44 | GALWAY 110KV |  | 53.2747 | -8.9737
MV/LV Substation GA***700X | 10 kV | 400V(3ph) & 230V(single ph) | LV | 50 kVA :Pole Substation | 0.05 | --> | 0.05 | 0.043 | 1.6 |  | --> | 0.047 | 0 | 0 | 0 | 0.004 | 0.046 | 0 |  | --> | C22 ex CAHIR | CAHIR: T42 | CAHIR |  | 52.3684 | -7.9231
MV/LV Substation GA***705X | 20 kV | 400V(3ph) & 230V(single ph) | LV | 50 kVA :Pole Substation | 0.05 | --> | 0.05 | 0.049 | 1.6 |  | --> | 0.047 | 0 | 0 | 0 | 0 | 0.049 | 0 |  | --> | E11 ex MILLTOWN (SR) | MILLTOWN (SR): T421 | OUGHTRAGH |  | 52.1742 | -9.7336
MV/LV Substation GA***706 | 20 kV | 400V(3ph) & 230V(single ph) | LV | 50 kVA :Pole Substation | 0.05 | --> | 0.05 | 0.042 | 1.5 |  | --> | 0.047 | 0 | 0 | 0 | 0 | 0.05 | 0 |  | --> | C21 ex TRAMORE | TRAMORE: T41 | BUTLERSTOWN |  | 52.1686 | -7.357
MV/LV Substation GA***711 | 20 kV | 400V(3ph) & 230V(single ph) | LV | 630 kVA :Kiosk Substation | 0.63 | --> | 0.63 | 0 | 0 | Constrained,otherwise capacity available =500kVA. | --> | 0.598 | 0 | 0 | 0 | 0.053 | 0 | 0 | Constrained,otherwise capacity available =500kW. | --> | C13 ex CLOYNE | CLOYNE: T41 | MIDLETON |  | 51.8596 | -8.0049
MV/LV Substation GA***711X | 10 kV | 400V(3ph) & 230V(single ph) | LV | 200 kVA :Kiosk Substation | 0.2 | --> | 0.2 | 0.153 | 5 |  | --> | 0.19 | 0 | 0 | 0 | 0 | 0.207 | 0 |  | --> | C22 ex GALWAY 110KV | GALWAY 110KV: T102 | GALWAY 110KV |  | 53.283 | -8.9772
MV/LV Substation GA***717 | 10 kV | 400V(3ph) & 230V(single ph) | LV | 50 kVA :Pole Substation | 0.05 | --> | 0.05 | 0 | 0 | Constrained,otherwise capacity available =45kVA. | --> | 0.047 | 0 | 0 | 0 | 0 | 0.05 | 0 |  | --> | C12 ex WOODFORD | WOODFORD: T41∥T42 | KNOCKEARAGH |  | 52.0511 | -9.4124
MV/LV Substation GA***717 | 10 kV | 400V(3ph) & 230V(single ph) | LV | 100 kVA :Pole Substation | 0.1 | --> | 0.1 | 0 | 0 | Constrained,otherwise capacity available =75kVA. | --> | 0.095 | 0 | 0 | 0 | 0 | 0.103 | 0 |  | --> | C22 ex SKIBBEREEN | SKIBBEREEN: T41∥T42 | DUNMANWAY |  | 51.4787 | -9.4027
MV/LV Substation GA***720Z | 10 kV | 400V(3ph) & 230V(single ph) | LV | 1000 kVA :Building Structure | 1 | --> | 1 | 0.5 | 6.3 |  | --> | 0.95 | 0 | 0 | 0 | 0 | 0.5 | 0 |  | --> | C26 ex KILBARRY | KILBARRY: T43 | KILBARRY |  | 51.9257 | -8.4925
MV/LV Substation GA***727X | 10 kV | 400V(3ph) & 230V(single ph) | LV | 400 kVA :Building Structure | 0.4 | --> | 0.4 | 0 | 0 | Constrained,otherwise capacity available =301kVA. | --> | 0.38 | 0 | 0 | 0 | 0 | 0.414 | 0 |  | --> | C27 ex CLIFDEN | CLIFDEN: T41∥T42 | GALWAY 110KV |  | 53.4885 | -10.0151
MV/LV Substation GA***729 | 10 kV | 400V(3ph) & 230V(single ph) | LV | 100 kVA :Pole Substation | 0.1 | --> | 0.1 | 0.039 | 7.7 |  | --> | 0.095 | 0 | 0 | 0 | 0 | 0.109 | 0 |  | --> | C12 ex GARRYCASTLE | GARRYCASTLE: T42 | ATHLONE |  | 53.4148 | -7.8984
MV/LV Substation GA***740X | 20 kV | 400V(3ph) & 230V(single ph) | LV | 50 kVA :Pole Substation | 0.05 | --> | 0.05 | 0.036 | 3.8 |  | --> | 0.047 | 0 | 0 | 0 | 0.008 | 0.042 | 0 |  | --> | E14 ex ERRIGAL | ERRIGAL: T422 | SHANKILL |  | 54.031 | -7.0189
MV/LV Substation GA***750X | 10 kV | 400V(3ph) & 230V(single ph) | LV | 1000 kVA :Building Structure | 1 | --> | 1 | 0 | 0 | Constrained,otherwise capacity available =500kVA. | --> | 0.95 | 0 | 0 | 0 | 0 | 0.5 | 0 |  | --> | C18 ex NORTH QUAYS | NORTH QUAYS: T102 | POOLBEG |  | 53.3569 | -6.2329
MV/LV Substation GA***768 | 20 kV | 400V(3ph) & 230V(single ph) | LV | 400 kVA :Building Structure | 0.4 | --> | 0.4 | 0 | 0 | Constrained,otherwise capacity available =309kVA. | --> | 0.38 | 0 | 0 | 0 | 0.039 | 0.373 | 0 |  | --> | C21 ex TERMONFECKIN ROAD | TERMONFECKIN ROAD: T41∥T42 | DRYBRIDGE |  | 53.7718 | -6.2435
MV/LV Substation GA***770X | 20 kV | 400V(3ph) & 230V(single ph) | LV | 50 kVA :Pole Substation | 0.05 | --> | 0.05 | 0 | 0 | Constrained,otherwise capacity available =42kVA. | --> | 0.047 | 0 | 0 | 0 | 0 | 0.05 | 0 |  | --> | C13 ex CLONAKILTY | CLONAKILTY: T41∥T42 | DUNMANWAY |  | 51.6323 | -8.8708
MV/LV Substation GA***771Y | 10 kV | 400V(3ph) & 230V(single ph) | LV | 1000 kVA :Building Structure | 1 | --> | 1 | 0.5 | 8.4 |  | --> | 0.95 | 0 | 0 | 0 | 0 | 0.5 | 0 |  | --> | C22 ex KILLOTERAN | KILLOTERAN: T102 | KILLOTERAN |  | 52.2425 | -7.1654
MV/LV Substation GA***785Z | 20 kV | 400V(3ph) & 230V(single ph) | LV | 50 kVA :Pole Substation | 0.05 | --> | 0.05 | 0.047 | 5.6 |  | --> | 0.047 | 0 | 0 | 0 | 0 | 0.049 | 0 |  | --> | E17 ex BLESSINGTON | BLESSINGTON: T421 | KILTEEL |  | 53.1337 | -6.4779
MV/LV Substation GA***789 | 10 kV | 400V(3ph) & 230V(single ph) | LV | 630 kVA :Building Structure | 0.63 | --> | 0.63 | 0.427 | 3.6 |  | --> | 0.598 | 0 | 0 | 0 | 0.002 | 0.5 | 0 |  | --> | C21 ex BOGHALL ROAD | BOGHALL ROAD: T41 | FASSAROE |  | 53.2051 | -6.1064
MV/LV Substation GA***791 | 10 kV | 400V(3ph) & 230V(single ph) | LV | 50 kVA :Pole Substation | 0.05 | --> | 0.05 | 0.023 | 7.7 |  | --> | 0.047 | 0 | 0 | 0 | 0.01 | 0.042 | 0 |  | --> | C20 ex GARRYCASTLE | GARRYCASTLE: T42 | ATHLONE |  | 53.4218 | -7.8926
MV/LV Substation GA***792 | 20 kV | 400V(3ph) & 230V(single ph) | LV | 200 kVA :Pole Substation | 0.2 | --> | 0.2 | 0 | 0 | Constrained,otherwise capacity available =95kVA. | --> | 0.19 | 0 | 0 | 0 | 0 | 0.216 | 0 |  | --> | E23 ex ATHENRY | ATHENRY: T423 | GALWAY 110KV |  | 53.2631 | -8.6254
MV/LV Substation GA***808Z | 20 kV | 400V(3ph) & 230V(single ph) | LV | 100 kVA :Pole Substation | 0.1 | --> | 0.1 | 0 | 0 | Constrained,otherwise capacity available =100kVA. | --> | 0.095 | 0 | 0 | 0 | 0 | 0.1 | 0 |  | --> | E17 ex HEADFORD | HEADFORD: T42 | CLOON |  | 53.4257 | -9.0132
MV/LV Substation GA***816 | 10 kV | 400V(3ph) & 230V(single ph) | LV | 100 kVA :Pole Substation | 0.1 | --> | 0.1 | 0 | 0 | Constrained,otherwise capacity available =80kVA. | --> | 0.095 | 0 | 0 | 0 | 0 | 0 | 0 | Constrained,otherwise capacity available =103kW. | --> | C15 ex BANAGHER | BANAGHER: T42 | DALLOW |  | 53.1856 | -7.9788
MV/LV Substation GA***819 | 10 kV | 400V(3ph) & 230V(single ph) | LV | 50 kVA :Pole Substation | 0.05 | --> | 0.05 | 0.038 | 0 |  | --> | 0.047 | 0 | 0 | 0 | 0 | 0.051 | 0 |  | --> | C15 ex TALBOTS INCH | TALBOTS INCH: T41∥T42 | KILKENNY |  | 52.674 | -7.4102
MV/LV Substation GA***821 | 20 kV | 400V(3ph) & 230V(single ph) | LV | 100 kVA :Pole Substation | 0.1 | --> | 0.1 | 0.085 | 1.5 |  | --> | 0.095 | 0 | 0 | 0 | 0 | 0.102 | 0 |  | --> | C19 ex TRAMORE | TRAMORE: T41 | BUTLERSTOWN |  | 52.1752 | -7.036
MV/LV Substation GA***823Y | 10 kV | 400V(3ph) & 230V(single ph) | LV | 400 kVA :Building Structure | 0.4 | --> | 0.4 | 0.349 | 8.9 |  | --> | 0.38 | 0 | 0 | 0 | 0 | 0.407 | 0 |  | --> | C19 ex MIDLETON | MIDLETON: T101 | MIDLETON |  | 51.9202 | -8.1909
MV/LV Substation GA***823Y | 10 kV | 400V(3ph) & 230V(single ph) | LV | 50 kVA :Pole Substation | 0.05 | --> | 0.05 | 0 | 0 | Constrained,otherwise capacity available =50kVA. | --> | 0.047 | 0 | 0 | 0 | 0 | 0.049 | 0 |  | --> | C11 ex KILMALLOCK | KILMALLOCK: T42 | CHARLEVILLE |  | 52.3771 | -8.4968
MV/LV Substation GA***825 | 20 kV | 400V(3ph) & 230V(single ph) | LV | 100 kVA :Pole Substation | 0.1 | --> | 0.1 | 0 | 0 | Constrained,otherwise capacity available =93kVA. | --> | 0.095 | 0 | 0 | 0 | 0 | 0.1 | 0 |  | --> | E18 ex DALTON | DALTON: T421∥T422 | DALTON |  | 53.634 | -8.8285
MV/LV Substation GA***825 | 10 kV | 400V(3ph) & 230V(single ph) | LV | 200 kVA :Kiosk Substation | 0.2 | --> | 0.2 | 0.143 | 1.7 |  | --> | 0.19 | 0 | 0 | 0 | 0.034 | 0.172 | 0 |  | --> | C15 ex GORT | GORT: T41∥T42 | ENNIS |  | 53.0703 | -8.8257
MV/LV Substation GA***830Y | 10 kV | 400V(3ph) & 230V(single ph) | LV | 630 kVA :Kiosk Substation | 0.63 | --> | 0.63 | 0 | 0 | Constrained,otherwise capacity available =500kVA. | --> | 0.598 | 0 | 0 | 0 | 0 | 0 | 0 | Constrained,otherwise capacity available =500kW. | --> | C14 ex HOLYCROSS ROAD | HOLYCROSS ROAD: T41∥T42 | THURLES |  | 52.6762 | -7.8151
MV/LV Substation GA***834 | 10 kV | 400V(3ph) & 230V(single ph) | LV | 200 kVA :Pole Substation | 0.2 | --> | 0.2 | 0.162 | 2.3 |  | --> | 0.19 | 0 | 0 | 0 | 0.01 | 0.194 | 0 |  | --> | C15 ex CASTLECOMER | CASTLECOMER: T41∥T42 | BALLYRAGGET |  | 52.8404 | -7.1535
MV/LV Substation GA***835X | 20 kV | 400V(3ph) & 230V(single ph) | LV | 100 kVA :Pole Substation | 0.1 | --> | 0.1 | 0.099 | 1.2 |  | --> | 0.095 | 0 | 0 | 0 | 0 | 0 | 0 | Constrained,otherwise capacity available =100kW. | --> | C21 ex KNOCKAPHUNTA | KNOCKAPHUNTA: T41∥T42 | CASTLEBAR |  | 53.8013 | -9.3181
MV/LV Substation GA***843 | 10 kV | 400V(3ph) & 230V(single ph) | LV | 630 kVA :Building Structure | 0.63 | --> | 0.63 | 0 | 0 | Constrained,otherwise capacity available =500kVA. | --> | 0.598 | 0 | 0 | 0 | 0 | 0.5 | 0 |  | --> | C19 ex GLOUCESTER PLACE | GLOUCESTER PLACE: T41 | MCDERMOTT |  | 53.3555 | -6.2563
MV/LV Substation GA***863X | 20 kV | 400V(3ph) & 230V(single ph) | LV | 50 kVA :Pole Substation | 0.05 | --> | 0.05 | 0.048 | 2.1 |  | --> | 0.047 | 0 | 0 | 0 | 0.003 | 0.046 | 0 |  | --> | E17 ex KILROSS ROAD | KILROSS ROAD: T421 | TIPPERARY |  | 52.5034 | -8.3336
MV/LV Substation GA***863Y | 10 kV | 400V(3ph) & 230V(single ph) | LV | 200 kVA :Kiosk Substation | 0.2 | --> | 0.2 | 0.17 | 7.3 |  | --> | 0.19 | 0 | 0 | 0 | 0 | 0.204 | 0 |  | --> | C13 ex GARRYCASTLE | GARRYCASTLE: T41 | ATHLONE |  | 53.4277 | -7.9286
MV/LV Substation GA***871X | 20 kV | 400V(3ph) & 230V(single ph) | LV | 50 kVA :Pole Substation | 0.05 | --> | 0.05 | 0.049 | 0.4 |  | --> | 0.047 | 0 | 0 | 0 | 0 | 0.049 | 0 |  | --> | C17 ex KYLEERAGH | KYLEERAGH: T41 | NENAGH |  | 53.0139 | -8.2186
MV/LV Substation GA***877 | 20 kV | 400V(3ph) & 230V(single ph) | LV | 100 kVA :Pole Substation | 0.1 | --> | 0.1 | 0 | 0 | Constrained,otherwise capacity available =92kVA. | --> | 0.095 | 0 | 0 | 0 | 0.003 | 0 | 0 | Constrained,otherwise capacity available =97kW. | --> | E12 ex LUMCLOON | LUMCLOON: T421∥T422 | DALLOW |  | 53.2641 | -7.8317
MV/LV Substation GA***877X | 10 kV | 400V(3ph) & 230V(single ph) | LV | 1000 kVA :Building Structure | 1 | --> | 1 | 0.5 | 7.6 |  | --> | 0.95 | 0 | 0 | 0 | 0 | 0.5 | 0 |  | --> | C13 ex MISERY HILL | MISERY HILL: T101 | POOLBEG |  | 53.3431 | -6.2392
MV/LV Substation GA***880X | 20 kV | 400V(3ph) & 230V(single ph) | LV | 50 kVA :Pole Substation | 0.05 | --> | 0.05 | 0 | 0 | Constrained,otherwise capacity available =50kVA. | --> | 0.047 | 0 | 0 | 0 | 0 | 0 | 0 | Constrained,otherwise capacity available =49kW. | --> | C17 ex BANAGHER | BANAGHER: T42 | DALLOW |  | 53.2158 | -8.2285
MV/LV Substation GA***883X | 10 kV | 400V(3ph) & 230V(single ph) | LV | 1000 kVA :Building Structure | 1 | --> | 1 | 0.5 | 7.6 |  | --> | 0.95 | 0 | 0 | 0 | 0 | 0.5 | 0 |  | --> | C13 ex MISERY HILL | MISERY HILL: T101 | POOLBEG |  | 53.3434 | -6.2405
MV/LV Substation GA***884X | 20 kV | 400V(3ph) & 230V(single ph) | LV | 50 kVA :Pole Substation | 0.05 | --> | 0.05 | 0.037 | 1.5 |  | --> | 0.047 | 0 | 0 | 0 | 0 | 0.051 | 0 |  | --> | E15 ex ARDFINNAN | ARDFINNAN: T421 | CAHIR |  | 52.3566 | -7.7971
MV/LV Substation GA***885X | 20 kV | 400V(3ph) & 230V(single ph) | LV | 50 kVA :Pole Substation | 0.05 | --> | 0.05 | 0 | 0 | Constrained,otherwise capacity available =44kVA. | --> | 0.047 | 0 | 0 | 0 | 0.002 | 0.048 | 0 |  | --> | E14 ex KILCOCK | KILCOCK: T422 | GRIFFINRATH |  | 53.4369 | -6.7053
MV/LV Substation GA***886X | 10 kV | 400V(3ph) & 230V(single ph) | LV | 1000 kVA :Building Structure | 1 | --> | 1 | 0.5 | 7 |  | --> | 0.95 | 0 | 0 | 0 | 0 | 0.5 | 0 |  | --> | C12 ex PEMBROKE | PEMBROKE: T41∥T43 | RINGSEND |  | 53.3402 | -6.2359
MV/LV Substation GA***888 | 20 kV | 400V(3ph) & 230V(single ph) | LV | 50 kVA :Pole Substation | 0.05 | --> | 0.05 | 0.044 | 1.6 |  | --> | 0.047 | 0 | 0 | 0 | 0 | 0.05 | 0 |  | --> | C18 ex NEWTOWNCUNNINGHAM | NEWTOWNCUNNINGHAM: T41∥T42 | LETTERKENNY |  | 55.065 | -7.3694
MV/LV Substation GA***891X | 20 kV | 400V(3ph) & 230V(single ph) | LV | 50 kVA :Pole Substation | 0.05 | --> | 0.05 | 0 | 0 | Constrained,otherwise capacity available =30kVA. | --> | 0.047 | 0 | 0 | 0 | 0.003 | 0.049 | 0 |  | --> | E16 ex ACADEMY STREET | ACADEMY STREET: T421∥T422 | NAVAN |  | 53.6237 | -6.71
MV/LV Substation GA***894Y | 10 kV | 400V(3ph) & 230V(single ph) | LV | 50 kVA :Pole Substation | 0.05 | --> | 0.05 | 0 | 0 | Constrained,otherwise capacity available =48kVA. | --> | 0.047 | 0 | 0 | 0 | 0 | 0.049 | 0 |  | --> | E15 ex GLENAMADDY | GLENAMADDY: T422 | ATHLONE |  | 53.6144 | -8.4603
MV/LV Substation GA***896 | 20 kV | 400V(3ph) & 230V(single ph) | LV | 50 kVA :Pole Substation | 0.05 | --> | 0.05 | 0.049 | 4.5 |  | --> | 0.047 | 0 | 0 | 0 | 0 | 0.049 | 0 |  | --> | E20 ex CLARA | CLARA: T422 | THORNSBERRY |  | 53.302 | -7.4994
MV/LV Substation GA***897 | 20 kV | 400V(3ph) & 230V(single ph) | LV | 100 kVA :Pole Substation | 0.1 | --> | 0.1 | 0.088 | 1.8 |  | --> | 0.095 | 0 | 0 | 0 | 0 | 0.101 | 0 |  | --> | E11 ex CARRIGALLEN | CARRIGALLEN: T421 | CARRICK ON SHANNON |  | 54.0593 | -7.7939
MV/LV Substation GA***906 | 20 kV | 400V(3ph) & 230V(single ph) | LV | 50 kVA :Pole Substation | 0.05 | --> | 0.05 | 0.05 | 6.9 |  | --> | 0.047 | 0 | 0 | 0 | 0 | 0 | 0 | Constrained,otherwise capacity available =49kW. | --> | E17 ex SPRINGS | SPRINGS: T421∥T422 | DUNGARVAN |  | 52.1007 | -7.5561
MV/LV Substation GA***908 | 20 kV | 400V(3ph) & 230V(single ph) | LV | 50 kVA :Pole Substation | 0.05 | --> | 0.05 | 0.044 | 1.7 |  | --> | 0.047 | 0 | 0 | 0 | 0 | 0 | 0 | Constrained,otherwise capacity available =50kW. | --> | E18 ex CREESLOUGH | CREESLOUGH: T421 | ARDNAGAPPARY |  | 55.093 | -7.8974
MV/LV Substation GA***910X | 20 kV | 400V(3ph) & 230V(single ph) | LV | 50 kVA :Pole Substation | 0.05 | --> | 0.05 | 0.029 | 7.4 |  | --> | 0.047 | 0 | 0 | 0 | 0.019 | 0.032 | 0 |  | --> | C06 ex AHANE | AHANE: T102 | AHANE |  | 52.6643 | -8.5109
MV/LV Substation GA***912 | 20 kV | 400V(3ph) & 230V(single ph) | LV | 100 kVA :Pole Substation | 0.1 | --> | 0.1 | 0.017 | 2.5 |  | --> | 0.095 | 0 | 0 | 0 | 0.042 | 0.067 | 0 |  | --> | E62 ex ATHY | ATHY: T102 | ATHY |  | 52.9956 | -6.9603
MV/LV Substation GA***913X | 20 kV | 400V(3ph) & 230V(single ph) | LV | 100 kVA :Pole Substation | 0.1 | --> | 0.1 | 0.094 | 2 |  | --> | 0.095 | 0 | 0 | 0 | 0 | 0.1 | 0 |  | --> | E17 ex BALLYCONNELL | BALLYCONNELL: T421∥T422 | GORTAWEE |  | 54.1909 | -7.7018
MV/LV Substation GA***921 | 20 kV | 400V(3ph) & 230V(single ph) | LV | 200 kVA :Pole Substation | 0.2 | --> | 0.2 | 0.177 | 1.6 |  | --> | 0.19 | 0 | 0 | 0 | 0 | 0.203 | 0 |  | --> | E16 ex DINGLE | DINGLE: T422 | OUGHTRAGH |  | 52.1452 | -10.1355
MV/LV Substation GA***921 | 20 kV | 400V(3ph) & 230V(single ph) | LV | 100 kVA :Pole Substation | 0.1 | --> | 0.1 | 0 | 0 | Constrained,otherwise capacity available =70kVA. | --> | 0.095 | 0 | 0 | 0 | 0.006 | 0.098 | 0 |  | --> | C13 ex CLONAKILTY | CLONAKILTY: T41∥T42 | DUNMANWAY |  | 51.6326 | -8.8637
MV/LV Substation GA***924 | 10 kV | 400V(3ph) & 230V(single ph) | LV | 50 kVA :Pole Substation | 0.05 | --> | 0.05 | 0.04 | 2 |  | --> | 0.047 | 0 | 0 | 0 | 0 | 0.051 | 0 |  | --> | C15 ex KILCAR | KILCAR: T41 | BINBANE |  | 54.6264 | -8.6005
MV/LV Substation GA***931X | 10 kV | 400V(3ph) & 230V(single ph) | LV | 50 kVA :Pole Substation | 0.05 | --> | 0.05 | 0.046 | 4.4 |  | --> | 0.047 | 0 | 0 | 0 | 0 | 0.049 | 0 |  | --> | C16 ex ARDFINNAN | ARDFINNAN: T42 | CAHIR |  | 52.3447 | -7.8975
MV/LV Substation GA***932 | 20 kV | 400V(3ph) & 230V(single ph) | LV | 50 kVA :Pole Substation | 0.05 | --> | 0.05 | 0.047 | 1.6 |  | --> | 0.047 | 0 | 0 | 0 | 0 | 0.049 | 0 |  | --> | E16 ex GURRANEBANE | GURRANEBANE: T421∥T422 | OUGHTRAGH |  | 51.773 | -10.1161
MV/LV Substation GA***932X | 10 kV | 400V(3ph) & 230V(single ph) | LV | 50 kVA :Pole Substation | 0.05 | --> | 0.05 | 0 | 0 | Constrained,otherwise capacity available =28kVA. | --> | 0.047 | 0 | 0 | 0 | 0 | 0.052 | 0 |  | --> | C11 ex CLONAKILTY | CLONAKILTY: T41∥T42 | DUNMANWAY |  | 51.6512 | -8.9149
MV/LV Substation GA***935X | 10 kV | 400V(3ph) & 230V(single ph) | LV | 50 kVA :Pole Substation | 0.05 | --> | 0.05 | 0 | 0 | Constrained,otherwise capacity available =45kVA. | --> | 0.047 | 0 | 0 | 0 | 0 | 0.05 | 0 |  | --> | C20 ex GARRYOWEN | GARRYOWEN: T42 | LIMERICK |  | 52.6468 | -8.6198
MV/LV Substation GA***936X | 20 kV | 400V(3ph) & 230V(single ph) | LV | 50 kVA :Pole Substation | 0.05 | --> | 0.05 | 0.033 | 0.3 |  | --> | 0.047 | 0 | 0 | 0 | 0 | 0.051 | 0 |  | --> | C23 ex TUAM NORTH | TUAM NORTH: T41∥T42 | CLOON |  | 53.5252 | -8.7353
MV/LV Substation GA***938 | 20 kV | 400V(3ph) & 230V(single ph) | LV | 50 kVA :Pole Substation | 0.05 | --> | 0.05 | 0.043 | 7.7 |  | --> | 0.047 | 0 | 0 | 0 | 0.003 | 0 | 0 | Constrained,otherwise capacity available =47kW. | --> | E12 ex CHURCHTOWN | CHURCHTOWN: T422 | RATHKEALE |  | 52.4342 | -9.1138
MV/LV Substation GA***939X | 20 kV | 400V(3ph) & 230V(single ph) | LV | 50 kVA :Pole Substation | 0.05 | --> | 0.05 | 0 | 0 |  | --> | 0.047 | 0 | 0 | 0 | 0 | 0.063 | 0 |  | --> | E18 ex JULIANSTOWN | JULIANSTOWN: T421∥T422 | DRYBRIDGE |  | 53.673 | -6.3733
MV/LV Substation GA***942Y | 20 kV | 400V(3ph) & 230V(single ph) | LV | 50 kVA :Pole Substation | 0.05 | --> | 0.05 | 0 | 0 | Constrained,otherwise capacity available =46kVA. | --> | 0.047 | 0 | 0 | 0 | 0.004 | 0.045 | 0 |  | --> | C21 ex TERMONFECKIN ROAD | TERMONFECKIN ROAD: T41∥T42 | DRYBRIDGE |  | 53.7518 | -6.296
MV/LV Substation GA***943X | 10 kV | 400V(3ph) & 230V(single ph) | LV | 1000 kVA :Building Structure | 1 | --> | 1 | 0.5 | 2.1 |  | --> | 0.95 | 0 | 0 | 0 | 0 | 0.5 | 0 |  | --> | C17 ex SOUTH KING STREET | SOUTH KING STREET: T42 | FRANCIS STREET |  | 53.3406 | -6.2621
MV/LV Substation GA***946 | 10 kV | 400V(3ph) & 230V(single ph) | LV | 50 kVA :Pole Substation | 0.05 | --> | 0.05 | 0.038 | 3.7 |  | --> | 0.047 | 0 | 0 | 0 | 0 | 0.051 | 0 |  | --> | C12 ex ROSS CARBERY | ROSS CARBERY: T41∥T42 | DUNMANWAY |  | 51.59 | -8.9704
MV/LV Substation GA***947 | 20 kV | 400V(3ph) & 230V(single ph) | LV | 50 kVA :Pole Substation | 0.05 | --> | 0.05 | 0.046 | 1 |  | --> | 0.047 | 0 | 0 | 0 | 0 | 0.049 | 0 |  | --> | E17 ex BALLYHALE | BALLYHALE: T421 | KILKENNY |  | 52.5251 | -7.1231
MV/LV Substation GA***951Z | 10 kV | 400V(3ph) & 230V(single ph) | LV | 50 kVA :Pole Substation | 0.05 | --> | 0.05 | 0 | 0 | Constrained,otherwise capacity available =40kVA. | --> | 0.047 | 0 | 0 | 0 | 0.002 | 0.048 | 0 |  | --> | C19 ex KILDARE | KILDARE: T41∥T42 | NEWBRIDGE |  | 53.1847 | -6.9819
MV/LV Substation GA***952 | 10 kV | 400V(3ph) & 230V(single ph) | LV | 50 kVA :Pole Substation | 0.05 | --> | 0.05 | 0.048 | 3.6 |  | --> | 0.047 | 0 | 0 | 0 | 0 | 0.049 | 0 |  | --> | C18 ex CASTLEREA | CASTLEREA: T41∥T42 | CARRICK ON SHANNON |  | 53.7723 | -8.4895
MV/LV Substation GA***953X | 20 kV | 400V(3ph) & 230V(single ph) | LV | 400 kVA :Kiosk Substation | 0.4 | --> | 0.4 | 0 | 0 | Constrained,otherwise capacity available =323kVA. | --> | 0.38 | 0 | 0 | 0 | 0 | 0.411 | 0 |  | --> | E12 ex BALLINROBE | BALLINROBE: T421∥T422 | DALTON |  | 53.6229 | -9.2234
MV/LV Substation GA***954 | 20 kV | 400V(3ph) & 230V(single ph) | LV | 50 kVA :Pole Substation | 0.05 | --> | 0.05 | 0 | 0 | Constrained,otherwise capacity available =38kVA. | --> | 0.047 | 0 | 0 | 0 | 0 | 0.051 | 0 |  | --> | E16 ex ACADEMY STREET | ACADEMY STREET: T421∥T422 | NAVAN |  | 53.6246 | -6.7044
MV/LV Substation GA***961X | 10 kV | 400V(3ph) & 230V(single ph) | LV | 50 kVA :Pole Substation | 0.05 | --> | 0.05 | 0.044 | 11.3 |  | --> | 0.047 | 0 | 0 | 0 | 0 | 0.05 | 0 |  | --> | C18 ex ENNIS | ENNIS: T102 | ENNIS |  | 52.8524 | -8.9508
MV/LV Substation GA***961Z | 10 kV | 400V(3ph) & 230V(single ph) | LV | 50 kVA :Pole Substation | 0.05 | --> | 0.05 | 0.05 | 9.1 |  | --> | 0.047 | 0 | 0 | 0 | 0 | 0.049 | 0 |  | --> | C18 ex TRABEG | TRABEG: T101 | TRABEG |  | 51.8759 | -8.4437
MV/LV Substation GA***963X | 10 kV | 400V(3ph) & 230V(single ph) | LV | 100 kVA :Pole Substation | 0.1 | --> | 0.1 | 0.033 | 3.7 |  | --> | 0.095 | 0 | 0 | 0 | 0 | 0.109 | 0 |  | --> | C17 ex BALLINASLOE | BALLINASLOE: T41∥T42 | SOMERSET |  | 53.3209 | -8.2427
MV/LV Substation GA***973X | 20 kV | 400V(3ph) & 230V(single ph) | LV | 100 kVA :Pole Substation | 0.1 | --> | 0.1 | 0.097 | 1.3 |  | --> | 0.095 | 0 | 0 | 0 | 0 | 0.1 | 0 |  | --> | C11 ex ENNIS NORTH | ENNIS NORTH: T41∥T42 | ENNIS |  | 52.9441 | -9.0676
MV/LV Substation GA***979 | 20 kV | 400V(3ph) & 230V(single ph) | LV | 50 kVA :Pole Substation | 0.05 | --> | 0.05 | 0 | 0 | Constrained,otherwise capacity available =40kVA. | --> | 0.047 | 0 | 0 | 0 | 0 | 0.051 | 0 |  | --> | E18 ex DALTON | DALTON: T421∥T422 | DALTON |  | 53.6346 | -8.8236
MV/LV Substation GA***984Y | 20 kV | 400V(3ph) & 230V(single ph) | LV | 630 kVA :Kiosk Substation | 0.63 | --> | 0.63 | 0.5 | 2.5 |  | --> | 0.598 | 0 | 0 | 0 | 0.003 | 0.5 | 0 |  | --> | E62 ex ATHY | ATHY: T102 | ATHY |  | 52.9965 | -6.9636
MV/LV Substation GA***985 | 20 kV | 400V(3ph) & 230V(single ph) | LV | 50 kVA :Pole Substation | 0.05 | --> | 0.05 | 0.046 | 2.2 |  | --> | 0.047 | 0 | 0 | 0 | 0.003 | 0.046 | 0 |  | --> | E16 ex CLONROCHE | CLONROCHE: T421∥T422 | WEXFORD |  | 52.4927 | -6.7362
MV/LV Substation GA***985X | 10 kV | 400V(3ph) & 230V(single ph) | LV | 400 kVA :Building Structure | 0.4 | --> | 0.4 | 0.211 | 10.8 |  | --> | 0.38 | 0 | 0 | 0 | 0 | 0.427 | 0 |  | --> | C21 ex SALTHILL | SALTHILL: T101 | SALTHILL |  | 53.2722 | -9.1005
MV/LV Substation GA***986 | 10 kV | 400V(3ph) & 230V(single ph) | LV | 100 kVA :Pole Substation | 0.1 | --> | 0.1 | 0 | 0 | Constrained,otherwise capacity available =79kVA. | --> | 0.095 | 0 | 0 | 0 | 0.003 | 0.099 | 0 |  | --> | C30 ex KINSALE | KINSALE: T41∥T42 | BANDON |  | 51.6428 | -8.5708
MV/LV Substation GA***988X | 10 kV | 400V(3ph) & 230V(single ph) | LV | 400 kVA :Kiosk Substation | 0.4 | --> | 0.4 | 0.359 | 11.1 |  | --> | 0.38 | 0 | 0 | 0 | 0 | 0.406 | 0 |  | --> | C17 ex FORTUNESTOWN | FORTUNESTOWN: T101 | INCHICORE 220KV |  | 53.2833 | -6.4407
MV/LV Substation GA***989 | 10 kV | 400V(3ph) & 230V(single ph) | LV | 100 kVA :Pole Substation | 0.1 | --> | 0.1 | 0.053 | 1.7 |  | --> | 0.095 | 0 | 0 | 0 | 0.002 | 0.104 | 0 |  | --> | C26 ex BISHOPSTOWN | BISHOPSTOWN: T42 | KILBARRY |  | 51.8936 | -8.5914
MV/LV Substation GA***990X | 10 kV | 400V(3ph) & 230V(single ph) | LV | 630 kVA :Building Structure | 0.63 | --> | 0.63 | 0.35 | 0.4 | Constrained,otherwise capacity available =500kVA. | --> | 0.598 | 0 | 0 | 0 | 0 | 0 | 0 | Constrained,otherwise capacity available =500kW. | --> | C15 ex GARRYSPILLANE | GARRYSPILLANE: T41 | TIPPERARY |  | 52.3709 | -8.3418
MV/LV Substation GA***991X | 20 kV | 400V(3ph) & 230V(single ph) | LV | 200 kVA :Kiosk Substation | 0.2 | --> | 0.2 | 0.138 | 6.9 |  | --> | 0.19 | 0 | 0 | 0 | 0.018 | 0 | 0 | Constrained,otherwise capacity available =190kW. | --> | E17 ex SPRINGS | SPRINGS: T421∥T422 | DUNGARVAN |  | 52.1065 | -7.5729
MV/LV Substation GA***995 | 10 kV | 400V(3ph) & 230V(single ph) | LV | 100 kVA :Pole Substation | 0.1 | --> | 0.1 | 0.081 | 1.3 |  | --> | 0.095 | 0 | 0 | 0 | 0 | 0.102 | 0 |  | --> | C17 ex TYMON | TYMON: T41 | COOKSTOWN |  | 53.3063 | -6.3811
MV/LV Substation GA***996Y | 10 kV | 400V(3ph) & 230V(single ph) | LV | 200 kVA :Kiosk Substation | 0.2 | --> | 0.2 | 0 | 0 | Constrained,otherwise capacity available =194kVA. | --> | 0.19 | 0 | 0 | 0 | 0 | 0.2 | 0 |  | --> | C18 ex LITTLE MILLS | LITTLE MILLS: T41 | DUNDALK |  | 53.9321 | -6.4606
MV/LV Substation GD***486 | 20 kV | 400V(3ph) & 230V(single ph) | LV | 100 kVA :Pole Substation | 0.1 | --> | 0.1 | 0.088 | 1.8 |  | --> | 0.095 | 0 | 0 | 0 | 0 | 0.101 | 0 |  | --> | E17 ex CARRIGALLEN | CARRIGALLEN: T421 | CARRICK ON SHANNON |  | 53.946 | -7.7871
MV/LV Substation GD***596Y | 10 kV | 400V(3ph) & 230V(single ph) | LV | 630 kVA :Building Structure | 0.63 | --> | 0.63 | 0.5 | 0.8 |  | --> | 0.598 | 0 | 0 | 0 | 0.004 | 0.5 | 0 |  | --> | C18 ex BALLYMOTE | BALLYMOTE: T41 | SLIGO |  | 54.0872 | -8.5156
MV/LV Substation GE***001 | 10 kV | 400V(3ph) & 230V(single ph) | LV | 630 kVA :Kiosk Substation | 0.63 | --> | 0.63 | 0 | 0 | Constrained,otherwise capacity available =198kVA. | --> | 0.598 | 0 | 0 | 0 | 0.007 | 0 | 0 | Constrained,otherwise capacity available =500kW. | --> | C18 ex RAMSTOWN | RAMSTOWN: T41∥T42 | CRANE |  | 52.6766 | -6.2951
MV/LV Substation GE***010 | 10 kV | 400V(3ph) & 230V(single ph) | LV | 200 kVA :Pole Substation | 0.2 | --> | 0.2 | 0 | 0 | Constrained,otherwise capacity available =78kVA. | --> | 0.19 | 0 | 0 | 0 | 0.014 | 0 | 0 | Constrained,otherwise capacity available =203kW. | --> | C16 ex CLOONLOUGH | CLOONLOUGH: T41∥T42 | BARRYMORE |  | 52.2654 | -8.2757
MV/LV Substation GE***012 | 10 kV | 400V(3ph) & 230V(single ph) | LV | 400 kVA :Building Structure | 0.4 | --> | 0.4 | 0.206 | 1.3 |  | --> | 0.38 | 0 | 0 | 0 | 0.013 | 0.415 | 0 |  | --> | C12 ex GRANGE (SR) | GRANGE (SR): T41∥T42 | BUTLERSTOWN |  | 52.2444 | -7.1098
MV/LV Substation GE***013 | 10 kV | 400V(3ph) & 230V(single ph) | LV | 400 kVA :Building Structure | 0.4 | --> | 0.4 | 0 | 0 | Constrained,otherwise capacity available =340kVA. | --> | 0.38 | 0 | 0 | 0 | 0.003 | 0.406 | 0 |  | --> | C18 ex CRANMORE | CRANMORE: T41∥T42 | SLIGO |  | 54.2739 | -8.4647
MV/LV Substation GE***014 | 10 kV | 400V(3ph) & 230V(single ph) | LV | 200 kVA :Pole Substation | 0.2 | --> | 0.2 | 0.045 | 1.7 |  | --> | 0.19 | 0 | 0 | 0 | 0.008 | 0.214 | 0 |  | --> | C16 ex GORT | GORT: T41∥T42 | ENNIS |  | 53.0632 | -8.8157
MV/LV Substation GE***025X | 20 kV | 400V(3ph) & 230V(single ph) | LV | 400 kVA :Kiosk Substation | 0.4 | --> | 0.4 | 0.4 | 0.9 |  | --> | 0.38 | 0 | 0 | 0 | 0 | 0.4 | 0 |  | --> | C16 ex CARRAROE | CARRAROE: T42 | SCREEB |  | 53.0877 | -9.5828
MV/LV Substation GE***027 | 10 kV | 400V(3ph) & 230V(single ph) | LV | 50 kVA :Pole Substation | 0.05 | --> | 0.05 | 0.041 | 3.9 |  | --> | 0.047 | 0 | 0 | 0 | 0 | 0.05 | 0 |  | --> | C19 ex DUNMANWAY | DUNMANWAY: T43 | DUNMANWAY |  | 51.7337 | -9.0942
MV/LV Substation GE***031 | 10 kV | 400V(3ph) & 230V(single ph) | LV | 630 kVA :Building Structure | 0.63 | --> | 0.63 | 0.359 | 8.5 |  | --> | 0.598 | 0 | 0 | 0 | 0 | 0.5 | 0 |  | --> | C11 ex ARDGEEHA | ARDGEEHA: T41∥T42 | DOON |  | 52.3536 | -7.7049
MV/LV Substation GE***034Z | 20 kV | 400V(3ph) & 230V(single ph) | LV | 630 kVA :Building Structure | 0.63 | --> | 0.63 | 0.294 | 0.8 |  | --> | 0.598 | 0 | 0 | 0 | 0 | 0 | 0 | Constrained,otherwise capacity available =500kW. | --> | C11 ex BANTRY | BANTRY: T41∥T42 | BALLYLICKY |  | 51.6446 | -9.5868
MV/LV Substation GE***043 | 10 kV | 400V(3ph) & 230V(single ph) | LV | 400 kVA :Kiosk Substation | 0.4 | --> | 0.4 | 0 | 0 | Constrained,otherwise capacity available =247kVA. | --> | 0.38 | 0 | 0 | 0 | 0 | 0.423 | 0 |  | --> | C20 ex TOGHER | TOGHER: T42 | TRABEG |  | 51.8784 | -8.4873
MV/LV Substation GE***048 | 10 kV | 400V(3ph) & 230V(single ph) | LV | 400 kVA :Kiosk Substation | 0.4 | --> | 0.4 | 0.113 | 2.8 |  | --> | 0.38 | 0 | 0 | 0 | 0.029 | 0.412 | 0 |  | --> | C18 ex SUTTON | SUTTON: T42 | GRANGE (DR) |  | 53.397 | -6.1297
MV/LV Substation GE***048Y | 10 kV | 400V(3ph) & 230V(single ph) | LV | 630 kVA :Building Structure | 0.63 | --> | 0.63 | 0 | 0 | Constrained,otherwise capacity available =500kVA. | --> | 0.598 | 0 | 0 | 0 | 0 | 0.5 | 0 |  | --> | C11 ex GRANGE (DR) | GRANGE (DR): T41 | GRANGE (DR) |  | 53.3939 | -6.1498
MV/LV Substation GE***066 | 10 kV | 400V(3ph) & 230V(single ph) | LV | 400 kVA :Kiosk Substation | 0.4 | --> | 0.4 | 0.192 | 1.9 |  | --> | 0.38 | 0 | 0 | 0 | 0.036 | 0.393 | 0 |  | --> | C11 ex DRYBRIDGE | DRYBRIDGE: T41 | DRYBRIDGE |  | 53.7194 | -6.358
MV/LV Substation GE***074X | 10 kV | 400V(3ph) & 230V(single ph) | LV | 200 kVA :Building Structure | 0.2 | --> | 0.2 | 0 | 0 | Constrained,otherwise capacity available =189kVA. | --> | 0.19 | 0 | 0 | 0 | 0 | 0.201 | 0 |  | --> | C13 ex RAHEEN | RAHEEN: T41 | LIMERICK |  | 52.6248 | -8.6537
MV/LV Substation GE***080Y | 10 kV | 400V(3ph) & 230V(single ph) | LV | 200 kVA :Pole Substation | 0.2 | --> | 0.2 | 0.179 | 1.3 |  | --> | 0.19 | 0 | 0 | 0 | 0 | 0.203 | 0 |  | --> | C17 ex ROOSKY | ROOSKY: T41 | RICHMOND |  | 53.8326 | -7.9164
MV/LV Substation GE***087X | 10 kV | 400V(3ph) & 230V(single ph) | LV | 630 kVA :Building Structure | 0.63 | --> | 0.63 | 0.5 | 7.6 |  | --> | 0.598 | 0 | 0 | 0 | 0 | 0.5 | 0 |  | --> | C17 ex MISERY HILL | MISERY HILL: T101 | POOLBEG |  | 53.3473 | -6.2523
MV/LV Substation GE***101X | 10 kV | 400V(3ph) & 230V(single ph) | LV | 1000 kVA :Building Structure | 1 | --> | 1 | 0.5 | 1.5 |  | --> | 0.95 | 0 | 0 | 0 | 0 | 0.5 | 0 |  | --> | C20 ex SHERIFF STREET | SHERIFF STREET: T42 | FRANCIS STREET |  | 53.3498 | -6.248
MV/LV Substation GE***105X | 10 kV | 400V(3ph) & 230V(single ph) | LV | 400 kVA :Kiosk Substation | 0.4 | --> | 0.4 | 0.313 | 2.9 |  | --> | 0.38 | 0 | 0 | 0 | 0 | 0.413 | 0 |  | --> | C24 ex WOLFE TONE STREET | WOLFE TONE STREET: T102 | FINGLAS |  | 53.349 | -6.2716
MV/LV Substation GE***114X | 10 kV | 400V(3ph) & 230V(single ph) | LV | 200 kVA :Pole Substation | 0.2 | --> | 0.2 | 0.198 | 2.3 |  | --> | 0.19 | 0 | 0 | 0 | 0 | 0 | 0 | Constrained,otherwise capacity available =200kW. | --> | C11 ex KILRUSH | KILRUSH: T41∥T42 | TULLABRACK |  | 52.6428 | -9.4728
MV/LV Substation GE***117X | 10 kV | 400V(3ph) & 230V(single ph) | LV | 630 kVA :Building Structure | 0.63 | --> | 0.63 | 0.372 | 4.6 |  | --> | 0.598 | 0 | 0 | 0 | 0 | 0.5 | 0 |  | --> | C12 ex LIBERTY STREET | LIBERTY STREET: T102 | LIBERTY STREET |  | 51.8947 | -8.4712
MV/LV Substation GE***138 | 10 kV | 400V(3ph) & 230V(single ph) | LV | 200 kVA :Pole Substation | 0.2 | --> | 0.2 | 0.086 | 10.8 |  | --> | 0.19 | 0 | 0 | 0 | 0.003 | 0.213 | 0 |  | --> | C33 ex SALTHILL | SALTHILL: T101 | SALTHILL |  | 53.2588 | -9.1084
MV/LV Substation GE***138X | 10 kV | 400V(3ph) & 230V(single ph) | LV | 630 kVA :Building Structure | 0.63 | --> | 0.63 | 0.5 | 1.5 |  | --> | 0.598 | 0 | 0 | 0 | 0 | 0.5 | 0 |  | --> | C20 ex SHERIFF STREET | SHERIFF STREET: T42 | FRANCIS STREET |  | 53.3499 | -6.2462
MV/LV Substation GE***141 | 20 kV | 400V(3ph) & 230V(single ph) | LV | 100 kVA :Pole Substation | 0.1 | --> | 0.1 | 0 | 0 | Constrained,otherwise capacity available =53kVA. | --> | 0.095 | 0 | 0 | 0 | 0 | 0 | 0 | Constrained,otherwise capacity available =106kW. | --> | C18 ex PORTARLINGTON | PORTARLINGTON: T41∥T42 | PORTLAOISE |  | 53.234 | -7.3209
MV/LV Substation GE***141 | 20 kV | 400V(3ph) & 230V(single ph) | LV | 50 kVA :Pole Substation | 0.05 | --> | 0.05 | 0 | 0 | Constrained,otherwise capacity available =42kVA. | --> | 0.047 | 0 | 0 | 0 | 0 | 0.05 | 0 |  | --> | E18 ex GLASMORE | GLASMORE: T422 | GLASMORE |  | 53.5435 | -6.2717
MV/LV Substation GE***149X | 10 kV | 400V(3ph) & 230V(single ph) | LV | 630 kVA :Building Structure | 0.63 | --> | 0.63 | 0.5 | 12.2 |  | --> | 0.598 | 0 | 0 | 0 | 0.006 | 0.5 | 0 |  | --> | C28 ex SALTHILL | SALTHILL: T102 | SALTHILL |  | 53.2505 | -9.2016
MV/LV Substation GE***172X | 10 kV | 400V(3ph) & 230V(single ph) | LV | 200 kVA :Pole Substation | 0.2 | --> | 0.2 | 0.189 | 4.2 |  | --> | 0.19 | 0 | 0 | 0 | 0 | 0.201 | 0 |  | --> | C21 ex MARSHES | MARSHES: T41 | DUNDALK |  | 53.9646 | -6.4031
MV/LV Substation GE***173Z | 10 kV | 400V(3ph) & 230V(single ph) | LV | 1000 kVA :Building Structure | 1 | --> | 1 | 0.5 | 2.7 |  | --> | 0.95 | 0 | 0 | 0 | 0 | 0.5 | 0 |  | --> | E19 ex LONGFORD | LONGFORD: T421 | RICHMOND |  | 53.7131 | -7.8154
MV/LV Substation GE***180X | 20 kV | 400V(3ph) & 230V(single ph) | LV | 50 kVA :Pole Substation | 0.05 | --> | 0.05 | 0.044 | 3.2 |  | --> | 0.047 | 0 | 0 | 0 | 0 | 0.05 | 0 |  | --> | C16 ex BOYLE | BOYLE: T41∥T42 | CARRICK ON SHANNON |  | 54.1005 | -8.2417
MV/LV Substation GE***201Z | 10 kV | 400V(3ph) & 230V(single ph) | LV | 400 kVA :Kiosk Substation | 0.4 | --> | 0.4 | 0 | 0 | Constrained,otherwise capacity available =339kVA. | --> | 0.38 | 0 | 0 | 0 | 0 | 0.409 | 0 |  | --> | C20 ex SANTRY | SANTRY: T42 | FINGLAS |  | 53.4009 | -6.2598
MV/LV Substation GE***207 | 10 kV | 400V(3ph) & 230V(single ph) | LV | 200 kVA :Kiosk Substation | 0.2 | --> | 0.2 | 0.125 | 1.9 |  | --> | 0.19 | 0 | 0 | 0 | 0.008 | 0.203 | 0 |  | --> | C11 ex DRYBRIDGE | DRYBRIDGE: T41 | DRYBRIDGE |  | 53.7203 | -6.3593
MV/LV Substation GE***218 | 20 kV | 400V(3ph) & 230V(single ph) | LV | 100 kVA :Pole Substation | 0.1 | --> | 0.1 | 0 | 0 | Constrained,otherwise capacity available =94kVA. | --> | 0.095 | 0 | 0 | 0 | 0 | 0.1 | 0 |  | --> | E12 ex CARRIGSHANE | CARRIGSHANE: T422 | MIDLETON |  | 51.9052 | -8.0371
MV/LV Substation GE***229 | 10 kV | 400V(3ph) & 230V(single ph) | LV | 400 kVA :Building Structure | 0.4 | --> | 0.4 | 0.29 | 1.1 |  | --> | 0.38 | 0 | 0 | 0 | 0 | 0.417 | 0 |  | --> | C17 ex BREWERY ROAD | BREWERY ROAD: T41 | CARRICKMINES |  | 53.2806 | -6.2174
MV/LV Substation GE***266Z | 10 kV | 400V(3ph) & 230V(single ph) | LV | 630 kVA :Building Structure | 0.63 | --> | 0.63 | 0.5 | 0.5 |  | --> | 0.598 | 0 | 0 | 0 | 0 | 0.5 | 0 |  | --> | C16 ex BALBRIGGAN | BALBRIGGAN: T42 | GLASMORE |  | 53.6111 | -6.1833
MV/LV Substation GE***269Z | 10 kV | 400V(3ph) & 230V(single ph) | LV | 630 kVA :Building Structure | 0.63 | --> | 0.63 | 0 | 0 | Constrained,otherwise capacity available =255kVA. | --> | 0.598 | 0 | 0 | 0 | 0 | 0.5 | 0 |  | --> | C17 ex MACETOWN | MACETOWN: T101 | MACETOWN |  | 53.4102 | -6.4057
MV/LV Substation GE***297Z | 10 kV | 400V(3ph) & 230V(single ph) | LV | 400 kVA :Kiosk Substation | 0.4 | --> | 0.4 | 0 | 0 | Constrained,otherwise capacity available =342kVA. | --> | 0.38 | 0 | 0 | 0 | 0 | 0.408 | 0 |  | --> | C20 ex SANTRY | SANTRY: T42 | FINGLAS |  | 53.4025 | -6.2636
MV/LV Substation GE***302Z | 10 kV | 400V(3ph) & 230V(single ph) | LV | 630 kVA :Kiosk Substation | 0.63 | --> | 0.63 | 0.5 | 0.5 |  | --> | 0.598 | 0 | 0 | 0 | 0 | 0.5 | 0 |  | --> | C16 ex BALBRIGGAN | BALBRIGGAN: T42 | GLASMORE |  | 53.6112 | -6.1817
MV/LV Substation GE***329Z | 10 kV | 400V(3ph) & 230V(single ph) | LV | 1000 kVA :Building Structure | 1 | --> | 1 | 0.5 | 0.5 |  | --> | 0.95 | 0 | 0 | 0 | 0 | 0.5 | 0 |  | --> | C16 ex BALBRIGGAN | BALBRIGGAN: T42 | GLASMORE |  | 53.6107 | -6.1824
MV/LV Substation GE***330Y | 10 kV | 400V(3ph) & 230V(single ph) | LV | 630 kVA :Kiosk Substation | 0.63 | --> | 0.63 | 0.483 | 2 |  | --> | 0.598 | 0 | 0 | 0 | 0 | 0.5 | 0 |  | --> | C25 ex TYCOR | TYCOR: T41∥T42 | WATERFORD |  | 52.2534 | -7.1545
MV/LV Substation GE***398X | 10 kV | 400V(3ph) & 230V(single ph) | LV | 630 kVA :Building Structure | 0.63 | --> | 0.63 | 0.5 | 5.4 |  | --> | 0.598 | 0 | 0 | 0 | 0 | 0.5 | 0 |  | --> | E17 ex MOY | MOY: T421∥T422 | MOY |  | 54.1156 | -9.1575
MV/LV Substation GE***399 | 10 kV | 400V(3ph) & 230V(single ph) | LV | 400 kVA :Kiosk Substation | 0.4 | --> | 0.4 | 0.207 | 2.6 |  | --> | 0.38 | 0 | 0 | 0 | 0 | 0.429 | 0 |  | --> | C21 ex SALLYNOGGIN ROAD | SALLYNOGGIN ROAD: T41 | CHERRYWOOD |  | 53.2914 | -6.1356
MV/LV Substation GE***4040 | 10 kV | 400V(3ph) & 230V(single ph) | LV | 400 kVA :Building Structure | 0.4 | --> | 0.4 | 0.273 | 0.3 | Constrained,otherwise capacity available =354kVA. | --> | 0.38 | 0 | 0 | 0 | 0 | 0.407 | 0 |  | --> | C20 ex DRUMBEAR | DRUMBEAR: T41∥T42 | LISDRUM |  | 54.2309 | -6.9553
MV/LV Substation GE***407Y | 10 kV | 400V(3ph) & 230V(single ph) | LV | 400 kVA :Kiosk Substation | 0.4 | --> | 0.4 | 0.4 | 2.8 |  | --> | 0.38 | 0 | 0 | 0 | 0 | 0.4 | 0 |  | --> | C15 ex COES ROAD | COES ROAD: T41∥T42 | DUNDALK |  | 53.9935 | -6.3795
MV/LV Substation GE***415X | 10 kV | 400V(3ph) & 230V(single ph) | LV | 200 kVA :Pole Substation | 0.2 | --> | 0.2 | 0 | 0 | Constrained,otherwise capacity available =200kVA. | --> | 0.19 | 0 | 0 | 0 | 0 | 0.2 | 0 |  | --> | C22 ex SKIBBEREEN | SKIBBEREEN: T41∥T42 | DUNMANWAY |  | 51.4408 | -9.5066
MV/LV Substation GE***419X | 10 kV | 400V(3ph) & 230V(single ph) | LV | 50 kVA :Pole Substation | 0.05 | --> | 0.05 | 0.04 | 3.7 |  | --> | 0.047 | 0 | 0 | 0 | 0 | 0.051 | 0 |  | --> | C21 ex ROSS CARBERY | ROSS CARBERY: T41∥T42 | DUNMANWAY |  | 51.6572 | -8.9877
MV/LV Substation GE***4202 | 10 kV | 400V(3ph) & 230V(single ph) | LV | 630 kVA :Kiosk Substation | 0.63 | --> | 0.63 | 0 | 0 | Constrained,otherwise capacity available =500kVA. | --> | 0.598 | 0 | 0 | 0 | 0 | 0.5 | 0 |  | --> | C22 ex OLDBAWN | OLDBAWN: T42 | COOKSTOWN |  | 53.2675 | -6.3392
MV/LV Substation GE***4284 | 20 kV | 400V(3ph) & 230V(single ph) | LV | 50 kVA :Pole Substation | 0.05 | --> | 0.05 | 0 | 0 | Constrained,otherwise capacity available =50kVA. | --> | 0.047 | 0 | 0 | 0 | 0 | 0.049 | 0 |  | --> | E18 ex GLASMORE | GLASMORE: T422 | GLASMORE |  | 53.5426 | -6.2758
MV/LV Substation GE***4317 | 10 kV | 400V(3ph) & 230V(single ph) | LV | 400 kVA :Kiosk Substation | 0.4 | --> | 0.4 | 0 | 0 | Constrained,otherwise capacity available =369kVA. | --> | 0.38 | 0 | 0 | 0 | 0 | 0.404 | 0 |  | --> | C17 ex KILBARRY | KILBARRY: T101 | KILBARRY |  | 51.9054 | -8.4769
MV/LV Substation GE***4337 | 20 kV | 400V(3ph) & 230V(single ph) | LV | 630 kVA :Building Structure | 0.63 | --> | 0.63 | 0.416 | 0.8 |  | --> | 0.598 | 0 | 0 | 0 | 0 | 0 | 0 | Constrained,otherwise capacity available =500kW. | --> | C11 ex BANTRY | BANTRY: T41∥T42 | BALLYLICKY |  | 51.6471 | -9.576
MV/LV Substation GE***4381 | 20 kV | 400V(3ph) & 230V(single ph) | LV | 50 kVA :Pole Substation | 0.05 | --> | 0.05 | 0 | 0 | Constrained,otherwise capacity available =50kVA. | --> | 0.047 | 0 | 0 | 0 | 0 | 0 | 0 | Constrained,otherwise capacity available =49kW. | --> | E12 ex CASTLELYONS | CASTLELYONS: T421∥T422 | BARRYMORE |  | 52.0614 | -8.3374
MV/LV Substation GE***4406 | 10 kV | 400V(3ph) & 230V(single ph) | LV | 50 kVA :Pole Substation | 0.05 | --> | 0.05 | 0 | 0 | Constrained,otherwise capacity available =49kVA. | --> | 0.047 | 0 | 0 | 0 | 0 | 0.049 | 0 |  | --> | C18 ex LITTLE MILLS | LITTLE MILLS: T41 | DUNDALK |  | 53.919 | -6.433
MV/LV Substation GE***4483 | 20 kV | 400V(3ph) & 230V(single ph) | LV | 50 kVA :Pole Substation | 0.05 | --> | 0.05 | 0 | 0 | Constrained,otherwise capacity available =50kVA. | --> | 0.047 | 0 | 0 | 0 | 0 | 0.049 | 0 |  | --> | E11 ex ACADEMY STREET | ACADEMY STREET: T421∥T422 | NAVAN |  | 53.6262 | -6.5949
MV/LV Substation GE***448X | 10 kV | 400V(3ph) & 230V(single ph) | LV | 1000 kVA :Building Structure | 1 | --> | 1 | 0.5 | 7 |  | --> | 0.95 | 0 | 0 | 0 | 0 | 0.5 | 0 |  | --> | C31 ex WOLFE TONE STREET | WOLFE TONE STREET: T101 | FINGLAS |  | 53.3497 | -6.2788
MV/LV Substation GE***4492 | 20 kV | 400V(3ph) & 230V(single ph) | LV | 50 kVA :Pole Substation | 0.05 | --> | 0.05 | 0.05 | 2.7 |  | --> | 0.047 | 0 | 0 | 0 | 0 | 0.049 | 0 |  | --> | E17 ex LONGFORD | LONGFORD: T421 | RICHMOND |  | 53.8061 | -7.6221
MV/LV Substation GE***501 | 20 kV | 400V(3ph) & 230V(single ph) | LV | 200 kVA :Pole Substation | 0.2 | --> | 0.2 | 0.152 | 3.2 |  | --> | 0.19 | 0 | 0 | 0 | 0 | 0 | 0 | Constrained,otherwise capacity available =207kW. | --> | E12 ex BANGOR ERRIS | BANGOR ERRIS: T421 | BELLACORICK |  | 54.1143 | -9.9006
MV/LV Substation GE***506X | 10 kV | 400V(3ph) & 230V(single ph) | LV | 630 kVA :Kiosk Substation | 0.63 | --> | 0.63 | 0 | 0 | Constrained,otherwise capacity available =299kVA. | --> | 0.598 | 0 | 0 | 0 | 0 | 0.5 | 0 |  | --> | C20 ex DENNEHYS CROSS | DENNEHYS CROSS: T42 | TRABEG |  | 51.8808 | -8.511
MV/LV Substation GE***506Y | 20 kV | 400V(3ph) & 230V(single ph) | LV | 100 kVA :Pole Substation | 0.1 | --> | 0.1 | 0 | 0 | Constrained,otherwise capacity available =49kVA. | --> | 0.095 | 0 | 0 | 0 | 0.02 | 0.086 | 0 |  | --> | E18 ex BALLINDERRY | BALLINDERRY: T422 | MULLINGAR |  | 53.5048 | -7.2424
MV/LV Substation GE***507Z | 10 kV | 400V(3ph) & 230V(single ph) | LV | 50 kVA :Pole Substation | 0.05 | --> | 0.05 | 0.049 | 1.3 |  | --> | 0.047 | 0 | 0 | 0 | 0 | 0.049 | 0 |  | --> | C17 ex ROOSKY | ROOSKY: T41 | RICHMOND |  | 53.8301 | -7.9176
MV/LV Substation GE***509Y | 10 kV | 400V(3ph) & 230V(single ph) | LV | 630 kVA :Building Structure | 0.63 | --> | 0.63 | 0 | 0 | Constrained,otherwise capacity available =500kVA. | --> | 0.598 | 0 | 0 | 0 | 0 | 0 | 0 | Constrained,otherwise capacity available =500kW. | --> | C11 ex HOLYCROSS ROAD | HOLYCROSS ROAD: T41∥T42 | THURLES |  | 52.5867 | -7.8216
MV/LV Substation GE***516X | 10 kV | 400V(3ph) & 230V(single ph) | LV | 400 kVA :Kiosk Substation | 0.4 | --> | 0.4 | 0.189 | 5.1 |  | --> | 0.38 | 0 | 0 | 0 | 0.061 | 0 | 0 | Constrained,otherwise capacity available =368kW. | --> | C15 ex CASTLEKNOCK | CASTLEKNOCK: T41∥T42 | FINGLAS |  | 53.3692 | -6.359
MV/LV Substation GE***527 | 10 kV | 400V(3ph) & 230V(single ph) | LV | 50 kVA :Pole Substation | 0.05 | --> | 0.05 | 0.037 | 3.7 |  | --> | 0.047 | 0 | 0 | 0 | 0 | 0.051 | 0 |  | --> | C21 ex ROSS CARBERY | ROSS CARBERY: T41∥T42 | DUNMANWAY |  | 51.6587 | -8.9772
MV/LV Substation GE***554 | 20 kV | 400V(3ph) & 230V(single ph) | LV | 200 kVA :Pole Substation | 0.2 | --> | 0.2 | 0.148 | 1.8 |  | --> | 0.19 | 0 | 0 | 0 | 0.007 | 0.2 | 0 |  | --> | E18 ex CURRALEIGH | CURRALEIGH: T421∥T422 | KILBARRY |  | 51.9113 | -8.5623
MV/LV Substation GE***576Y | 10 kV | 400V(3ph) & 230V(single ph) | LV | 630 kVA :Building Structure | 0.63 | --> | 0.63 | 0.073 | 0.1 | Constrained,otherwise capacity available =462kVA. | --> | 0.598 | 0 | 0 | 0 | 0 | 0.5 | 0 |  | --> | C25 ex SRAH | SRAH: T43 | THORNSBERRY |  | 53.2826 | -7.5064
MV/LV Substation GE***606X | 10 kV | 400V(3ph) & 230V(single ph) | LV | 400 kVA :Kiosk Substation | 0.4 | --> | 0.4 | 0.4 | 3.9 |  | --> | 0.38 | 0 | 0 | 0 | 0 | 0.4 | 0 |  | --> | C19 ex DUNMANWAY | DUNMANWAY: T43 | DUNMANWAY |  | 51.7315 | -9.0836
MV/LV Substation GE***626 | 20 kV | 400V(3ph) & 230V(single ph) | LV | 200 kVA :Pole Substation | 0.2 | --> | 0.2 | 0 | 0 | Constrained,otherwise capacity available =99kVA. | --> | 0.19 | 0 | 0 | 0 | 0.003 | 0 | 0 | Constrained,otherwise capacity available =212kW. | --> | C18 ex PORTARLINGTON | PORTARLINGTON: T41∥T42 | PORTLAOISE |  | 53.2363 | -7.3216
MV/LV Substation GE***628X | 10 kV | 400V(3ph) & 230V(single ph) | LV | 1000 kVA :Building Structure | 1 | --> | 1 | 0.5 | 6.1 |  | --> | 0.95 | 0 | 0 | 0 | 0 | 0.5 | 0 |  | --> | C21 ex BEDFORD ROW | BEDFORD ROW: T43 | FRANCIS STREET |  | 53.3462 | -6.2504
MV/LV Substation GE***635X | 20 kV | 400V(3ph) & 230V(single ph) | LV | 50 kVA :Pole Substation | 0.05 | --> | 0.05 | 0 | 0 | Constrained,otherwise capacity available =48kVA. | --> | 0.047 | 0 | 0 | 0 | 0 | 0.049 | 0 |  | --> | E11 ex ACADEMY STREET | ACADEMY STREET: T421∥T422 | NAVAN |  | 53.6235 | -6.5872
MV/LV Substation GE***646 | 20 kV | 400V(3ph) & 230V(single ph) | LV | 150 kVA :Pole Substation | 0.15 | --> | 0.15 | 0 | 0 | Constrained,otherwise capacity available =143kVA. | --> | 0.142 | 0 | 0 | 0 | 0 | 0.15 | 0 |  | --> | E20 ex EDENDERRY | EDENDERRY: T421∥T422 | BLAKE |  | 53.3312 | -7.0714
MV/LV Substation GE***684Y | 10 kV | 400V(3ph) & 230V(single ph) | LV | 400 kVA :Kiosk Substation | 0.4 | --> | 0.4 | 0.146 | 3.3 |  | --> | 0.38 | 0 | 0 | 0 | 0.034 | 0.402 | 0 |  | --> | C17 ex CELBRIDGE | CELBRIDGE: T41 | GRIFFINRATH |  | 53.3434 | -6.5408
MV/LV Substation GE***758Y | 10 kV | 400V(3ph) & 230V(single ph) | LV | 630 kVA :Kiosk Substation | 0.63 | --> | 0.63 | 0.5 | 1.4 |  | --> | 0.598 | 0 | 0 | 0 | 0.011 | 0.5 | 0 |  | --> | C19 ex ROSCOMMON | ROSCOMMON: T41 | LANESBORO |  | 53.6412 | -8.2112
MV/LV Substation GE***774Y | 20 kV | 400V(3ph) & 230V(single ph) | LV | 50 kVA :Pole Substation | 0.05 | --> | 0.05 | 0.05 | 0.8 |  | --> | 0.047 | 0 | 0 | 0 | 0 | 0 | 0 | Constrained,otherwise capacity available =49kW. | --> | C12 ex BANTRY | BANTRY: T41∥T42 | BALLYLICKY |  | 51.6166 | -9.5453
MV/LV Substation GE***833X | 10 kV | 400V(3ph) & 230V(single ph) | LV | 100 kVA :Pole Substation | 0.1 | --> | 0.1 | 0 | 0 | Constrained,otherwise capacity available =66kVA. | --> | 0.095 | 0 | 0 | 0 | 0 | 0 | 0 | Constrained,otherwise capacity available =104kW. | --> | C22 ex PORTLAOISE | PORTLAOISE: T42 | PORTLAOISE |  | 53.0916 | -7.179
MV/LV Substation GE***853X | 10 kV | 400V(3ph) & 230V(single ph) | LV | 1000 kVA :Building Structure | 1 | --> | 1 | 0.5 | 7 |  | --> | 0.95 | 0 | 0 | 0 | 0 | 0.5 | 0 |  | --> | C31 ex WOLFE TONE STREET | WOLFE TONE STREET: T101 | FINGLAS |  | 53.3497 | -6.2789
MV/LV Substation GE***868X | 20 kV | 400V(3ph) & 230V(single ph) | LV | 200 kVA :Pole Substation | 0.2 | --> | 0.2 | 0.195 | 1.4 |  | --> | 0.19 | 0 | 0 | 0 | 0.015 | 0.185 | 0 |  | --> | E20 ex GARRANACANTY | GARRANACANTY: T422 | TIPPERARY |  | 52.5214 | -8.0847
MV/LV Substation GE***872X | 10 kV | 400V(3ph) & 230V(single ph) | LV | 1000 kVA :Building Structure | 1 | --> | 1 | 0 | 0 | Constrained,otherwise capacity available =500kVA. | --> | 0.95 | 0 | 0 | 0 | 0 | 0.5 | 0 |  | --> | C12 ex MONEENAGEISHA | MONEENAGEISHA: T42 | GALWAY 110KV |  | 53.2743 | -9.044
MV/LV Substation GE***901 | 20 kV | 400V(3ph) & 230V(single ph) | LV | 50 kVA :Pole Substation | 0.05 | --> | 0.05 | 0 | 0 | Constrained,otherwise capacity available =37kVA. | --> | 0.047 | 0 | 0 | 0 | 0 | 0 | 0 | Constrained,otherwise capacity available =51kW. | --> | C18 ex PORTARLINGTON | PORTARLINGTON: T41∥T42 | PORTLAOISE |  | 53.2135 | -7.3513
MV/LV Substation GE***927X | 10 kV | 400V(3ph) & 230V(single ph) | LV | 50 kVA :Pole Substation | 0.05 | --> | 0.05 | 0.049 | 3.7 |  | --> | 0.047 | 0 | 0 | 0 | 0 | 0.049 | 0 |  | --> | C21 ex ROSS CARBERY | ROSS CARBERY: T41∥T42 | DUNMANWAY |  | 51.6572 | -8.9733
MV/LV Substation GE***986 | 10 kV | 400V(3ph) & 230V(single ph) | LV | 630 kVA :Building Structure | 0.63 | --> | 0.63 | 0.5 | 7.6 |  | --> | 0.598 | 0 | 0 | 0 | 0 | 0.5 | 0 |  | --> | C17 ex MISERY HILL | MISERY HILL: T101 | POOLBEG |  | 53.3472 | -6.2523
MV/LV Substation GE***987 | 10 kV | 400V(3ph) & 230V(single ph) | LV | 630 kVA :Building Structure | 0.63 | --> | 0.63 | 0.5 | 7.6 |  | --> | 0.598 | 0 | 0 | 0 | 0 | 0.5 | 0 |  | --> | C17 ex MISERY HILL | MISERY HILL: T101 | POOLBEG |  | 53.3473 | -6.2522
MV/LV Substation GE***987X | 20 kV | 400V(3ph) & 230V(single ph) | LV | 50 kVA :Pole Substation | 0.05 | --> | 0.05 | 0 | 0 | Constrained,otherwise capacity available =42kVA. | --> | 0.047 | 0 | 0 | 0 | 0 | 0.05 | 0 |  | --> | E20 ex COLLOONEY | COLLOONEY: T422 | SLIGO |  | 54.2426 | -8.7042
MV/LV Substation GH***281X | 20 kV | 400V(3ph) & 230V(single ph) | LV | 200 kVA :Kiosk Substation | 0.2 | --> | 0.2 | 0 | 0 | Constrained,otherwise capacity available =159kVA. | --> | 0.19 | 0 | 0 | 0 | 0.007 | 0 | 0 | Constrained,otherwise capacity available =198kW. | --> | C13 ex CLOYNE | CLOYNE: T41 | MIDLETON |  | 51.8929 | -7.9405
MV/LV Substation GI***001X | 10 kV | 400V(3ph) & 230V(single ph) | LV | 400 kVA :Kiosk Substation | 0.4 | --> | 0.4 | 0.351 | 3.6 |  | --> | 0.38 | 0 | 0 | 0 | 0 | 0.407 | 0 |  | --> | C19 ex BOGHALL ROAD | BOGHALL ROAD: T41 | FASSAROE |  | 53.1824 | -6.1286
MV/LV Substation GI***009Z | 20 kV | 400V(3ph) & 230V(single ph) | LV | 50 kVA :Pole Substation | 0.05 | --> | 0.05 | 0 | 0 | Constrained,otherwise capacity available =43kVA. | --> | 0.047 | 0 | 0 | 0 | 0 | 0.05 | 0 |  | --> | E11 ex KILCULLEN | KILCULLEN: T424 | STRATFORD |  | 53.1136 | -6.7373
MV/LV Substation GI***013 | 20 kV | 400V(3ph) & 230V(single ph) | LV | 200 kVA :Pole Substation | 0.2 | --> | 0.2 | 0 | 0 | Constrained,otherwise capacity available =108kVA. | --> | 0.19 | 0 | 0 | 0 | 0 | 0.213 | 0 |  | --> | E11 ex EDENDERRY | EDENDERRY: T421∥T422 | BLAKE |  | 53.3396 | -7.067
MV/LV Substation GI***018 | 10 kV | 400V(3ph) & 230V(single ph) | LV | 200 kVA :Kiosk Substation | 0.2 | --> | 0.2 | 0.1 | 2 |  | --> | 0.19 | 0 | 0 | 0 | 0.007 | 0.208 | 0 |  | --> | C12 ex CAPPAMORE | CAPPAMORE: T41∥T42 | ARDNACRUSHA |  | 52.6503 | -8.402
MV/LV Substation GI***028X | 10 kV | 400V(3ph) & 230V(single ph) | LV | 400 kVA :Kiosk Substation | 0.4 | --> | 0.4 | 0.206 | 6.7 |  | --> | 0.38 | 0 | 0 | 0 | 0.003 | 0.426 | 0 |  | --> | C17 ex LIBERTY STREET | LIBERTY STREET: T101 | LIBERTY STREET |  | 51.8937 | -8.4822
MV/LV Substation GI***032Y | 20 kV | 400V(3ph) & 230V(single ph) | LV | 50 kVA :Pole Substation | 0.05 | --> | 0.05 | 0.048 | 11.9 |  | --> | 0.047 | 0 | 0 | 0 | 0 | 0 | 0 | Constrained,otherwise capacity available =49kW. | --> | E11 ex WESTPORT | WESTPORT: T421∥T422 | CASTLEBAR |  | 53.7746 | -9.7124
MV/LV Substation GI***047 | 10 kV | 400V(3ph) & 230V(single ph) | LV | 100 kVA :Pole Substation | 0.1 | --> | 0.1 | 0.03 | 2.2 |  | --> | 0.095 | 0 | 0 | 0 | 0.008 | 0.102 | 0 |  | --> | C18 ex KINGSCOURT | KINGSCOURT: T42 | MEATH HILL |  | 53.9108 | -6.8055
MV/LV Substation GI***078X | 10 kV | 400V(3ph) & 230V(single ph) | LV | 400 kVA :Building Structure | 0.4 | --> | 0.4 | 0 | 0 | Constrained,otherwise capacity available =231kVA. | --> | 0.38 | 0 | 0 | 0 | 0 | 0.425 | 0 |  | --> | C19 ex LOUGHLINSTOWN | LOUGHLINSTOWN: T41 | CARRICKMINES |  | 53.244 | -6.1401
MV/LV Substation GI***079 | 10 kV | 400V(3ph) & 230V(single ph) | LV | 630 kVA :Building Structure | 0.63 | --> | 0.63 | 0.238 | 1.7 |  | --> | 0.598 | 0 | 0 | 0 | 0.044 | 0.5 | 0 |  | --> | C19 ex PEMBROKE | PEMBROKE: T42 | RINGSEND |  | 53.3288 | -6.2126
MV/LV Substation GI***081Z | 10 kV | 400V(3ph) & 230V(single ph) | LV | 400 kVA :Building Structure | 0.4 | --> | 0.4 | 0.243 | 1.7 |  | --> | 0.38 | 0 | 0 | 0 | 0.039 | 0.383 | 0 |  | --> | C28 ex GRANGE CASTLE | GRANGE CASTLE: T102 | INCHICORE 220KV |  | 53.295 | -6.479
MV/LV Substation GI***099 | 10 kV | 400V(3ph) & 230V(single ph) | LV | 400 kVA :Kiosk Substation | 0.4 | --> | 0.4 | 0.328 | 2.7 |  | --> | 0.38 | 0 | 0 | 0 | 0.015 | 0.395 | 0 |  | --> | C24 ex MONFIN | MONFIN: T41∥T42 | WEXFORD |  | 52.4961 | -6.5523
MV/LV Substation GI***161 | 20 kV | 400V(3ph) & 230V(single ph) | LV | 400 kVA :Building Structure | 0.4 | --> | 0.4 | 0 | 0 | Constrained,otherwise capacity available =214kVA. | --> | 0.38 | 0 | 0 | 0 | 0 | 0.428 | 0 |  | --> | E11 ex KILCULLEN | KILCULLEN: T424 | STRATFORD |  | 53.1116 | -6.7137
MV/LV Substation GI***162 | 20 kV | 400V(3ph) & 230V(single ph) | LV | 100 kVA :Building Structure | 0.1 | --> | 0.1 | 0 | 0 | Constrained,otherwise capacity available =100kVA. | --> | 0.095 | 0 | 0 | 0 | 0 | 0.1 | 0 |  | --> | E11 ex KILCULLEN | KILCULLEN: T424 | STRATFORD |  | 53.111 | -6.7214
MV/LV Substation GI***166Y | 10 kV | 400V(3ph) & 230V(single ph) | LV | 200 kVA :Building Structure | 0.2 | --> | 0.2 | 0.052 | 4.6 |  | --> | 0.19 | 0 | 0 | 0 | 0.007 | 0.214 | 0 |  | --> | C18 ex LIBERTY STREET | LIBERTY STREET: T102 | LIBERTY STREET |  | 51.8949 | -8.4851
MV/LV Substation GI***172Y | 20 kV | 400V(3ph) & 230V(single ph) | LV | 100 kVA :Pole Substation | 0.1 | --> | 0.1 | 0.07 | 1.5 |  | --> | 0.095 | 0 | 0 | 0 | 0 | 0.104 | 0 |  | --> | E12 ex OLDCASTLE | OLDCASTLE: T422 | MULLINGAR |  | 53.7206 | -7.1778
MV/LV Substation GI***173X | 20 kV | 400V(3ph) & 230V(single ph) | LV | 50 kVA :Pole Substation | 0.05 | --> | 0.05 | 0.05 | 7.4 |  | --> | 0.047 | 0 | 0 | 0 | 0 | 0 | 0 | Constrained,otherwise capacity available =49kW. | --> | E14 ex ARIGNA | ARIGNA: T121 | ARIGNA |  | 54.0665 | -8.0274
MV/LV Substation GI***186X | 10 kV | 400V(3ph) & 230V(single ph) | LV | 400 kVA :Building Structure | 0.4 | --> | 0.4 | 0.195 | 1.1 |  | --> | 0.38 | 0 | 0 | 0 | 0 | 0.431 | 0 |  | --> | C17 ex BREWERY ROAD | BREWERY ROAD: T41 | CARRICKMINES |  | 53.2815 | -6.2184
MV/LV Substation GI***193Z | 10 kV | 400V(3ph) & 230V(single ph) | LV | 400 kVA :Building Structure | 0.4 | --> | 0.4 | 0.372 | 1.1 |  | --> | 0.38 | 0 | 0 | 0 | 0 | 0 | 0 | Constrained,otherwise capacity available =403kW. | --> | C25 ex BALLYCOOLIN | BALLYCOOLIN: T43 | FINGLAS |  | 53.4038 | -6.3504
MV/LV Substation GI***240Y | 10 kV | 400V(3ph) & 230V(single ph) | LV | 200 kVA :Pole Substation | 0.2 | --> | 0.2 | 0 | 0 | Constrained,otherwise capacity available =181kVA. | --> | 0.19 | 0 | 0 | 0 | 0 | 0.202 | 0 |  | --> | C18 ex LITTLE MILLS | LITTLE MILLS: T41 | DUNDALK |  | 53.9712 | -6.4256
MV/LV Substation GI***306 | 10 kV | 400V(3ph) & 230V(single ph) | LV | 100 kVA :Pole Substation | 0.1 | --> | 0.1 | 0.084 | 6.4 |  | --> | 0.095 | 0 | 0 | 0 | 0 | 0.102 | 0 |  | --> | C18 ex AGHAGAD | AGHAGAD: T41∥T42 | SLIGO |  | 54.3872 | -8.5281
MV/LV Substation GI***311 | 10 kV | 400V(3ph) & 230V(single ph) | LV | 50 kVA :Pole Substation | 0.05 | --> | 0.05 | 0.035 | 2.8 |  | --> | 0.047 | 0 | 0 | 0 | 0 | 0 | 0 | Constrained,otherwise capacity available =51kW. | --> | C15 ex KILTIMAGH | KILTIMAGH: T41 | CASTLEBAR |  | 53.8603 | -9.0018
MV/LV Substation GI***368 | 10 kV | 400V(3ph) & 230V(single ph) | LV | 630 kVA :Building Structure | 0.63 | --> | 0.63 | 0.412 | 5.6 |  | --> | 0.598 | 0 | 0 | 0 | 0.039 | 0.5 | 0 |  | --> | C25 ex HAROLDS CROSS | HAROLDS CROSS: T101 | POOLBEG |  | 53.3341 | -6.2791
MV/LV Substation GI***399Y | 20 kV | 400V(3ph) & 230V(single ph) | LV | 50 kVA :Pole Substation | 0.05 | --> | 0.05 | 0.041 | 1 |  | --> | 0.047 | 0 | 0 | 0 | 0.009 | 0.04 | 0 |  | --> | E14 ex RANDALSTOWN | RANDALSTOWN: T422 | NAVAN |  | 53.7077 | -6.7334
MV/LV Substation GI***4058 | 10 kV | 400V(3ph) & 230V(single ph) | LV | 100 kVA :Pole Substation | 0.1 | --> | 0.1 | 0.078 | 5.5 |  | --> | 0.095 | 0 | 0 | 0 | 0 | 0 | 0 | Constrained,otherwise capacity available =103kW. | --> | C22 ex ENNISKEANE | ENNISKEANE: T41∥T42 | BANDON |  | 51.7161 | -9.0051
MV/LV Substation GI***4104 | 20 kV | 400V(3ph) & 230V(single ph) | LV | 100 kVA :Pole Substation | 0.1 | --> | 0.1 | 0 | 0 | Constrained,otherwise capacity available =100kVA. | --> | 0.095 | 0 | 0 | 0 | 0 | 0.1 | 0 |  | --> | C18 ex DELVIN | DELVIN: T42 | MULLINGAR |  | 53.6054 | -7.2053
MV/LV Substation GI***4162 | 20 kV | 400V(3ph) & 230V(single ph) | LV | 100 kVA :Pole Substation | 0.1 | --> | 0.1 | 0.1 | 1.1 |  | --> | 0.095 | 0 | 0 | 0 | 0 | 0.1 | 0 |  | --> | E19 ex LAWLESSTOWN | LAWLESSTOWN: T421 | DOON |  | 52.3855 | -7.7347
MV/LV Substation GI***4176 | 10 kV | 400V(3ph) & 230V(single ph) | LV | 400 kVA :Kiosk Substation | 0.4 | --> | 0.4 | 0.4 | 1.3 |  | --> | 0.38 | 0 | 0 | 0 | 0 | 0.4 | 0 |  | --> | C17 ex GRANGE (SR) | GRANGE (SR): T41∥T42 | BUTLERSTOWN |  | 52.2456 | -7.0806
MV/LV Substation GI***4181 | 20 kV | 400V(3ph) & 230V(single ph) | LV | 200 kVA :Kiosk Substation | 0.2 | --> | 0.2 | 0 | 0 | Constrained,otherwise capacity available =200kVA. | --> | 0.19 | 0 | 0 | 0 | 0 | 0.2 | 0 |  | --> | E11 ex KILCULLEN | KILCULLEN: T424 | STRATFORD |  | 53.114 | -6.7131
MV/LV Substation GI***4204 | 10 kV | 400V(3ph) & 230V(single ph) | LV | 400 kVA :Kiosk Substation | 0.4 | --> | 0.4 | 0.4 | 2.3 |  | --> | 0.38 | 0 | 0 | 0 | 0 | 0.4 | 0 |  | --> | C17 ex GILLOGUE | GILLOGUE: T41∥T42 | ARDNACRUSHA |  | 52.6866 | -8.5836
MV/LV Substation GI***4205 | 20 kV | 400V(3ph) & 230V(single ph) | LV | 50 kVA :Pole Substation | 0.05 | --> | 0.05 | 0 | 0 | Constrained,otherwise capacity available =50kVA. | --> | 0.047 | 0 | 0 | 0 | 0 | 0.049 | 0 |  | --> | E11 ex KILCULLEN | KILCULLEN: T424 | STRATFORD |  | 53.0964 | -6.7031
MV/LV Substation GI***4223 | 10 kV | 400V(3ph) & 230V(single ph) | LV | 630 kVA :Kiosk Substation | 0.63 | --> | 0.63 | 0.022 | 0 | Constrained,otherwise capacity available =328kVA. | --> | 0.598 | 0 | 0 | 0 | 0.02 | 0.191 | 0 | Constrained,otherwise capacity available =500kW. | --> | C16 ex RATHDRUM | RATHDRUM: T42 | ARKLOW |  | 52.9321 | -6.2326
MV/LV Substation GI***4267 | 20 kV | 400V(3ph) & 230V(single ph) | LV | 400 kVA :Building Structure | 0.4 | --> | 0.4 | 0.2 | 1.5 |  | --> | 0.38 | 0 | 0 | 0 | 0 | 0.417 | 0 |  | --> | E12 ex OLDCASTLE | OLDCASTLE: T422 | MULLINGAR |  | 53.721 | -7.1765
MV/LV Substation GI***4344 | 10 kV | 400V(3ph) & 230V(single ph) | LV | 50 kVA :Pole Substation | 0.05 | --> | 0.05 | 0.049 | 1.4 |  | --> | 0.047 | 0 | 0 | 0 | 0 | 0 | 0 | Constrained,otherwise capacity available =49kW. | --> | C16 ex DEERPARK | DEERPARK: T41∥T42 | BALLYDINE |  | 52.3916 | -7.5496
MV/LV Substation GI***4359 | 10 kV | 400V(3ph) & 230V(single ph) | LV | 50 kVA :Pole Substation | 0.05 | --> | 0.05 | 0 | 0 | Constrained,otherwise capacity available =32kVA. | --> | 0.047 | 0 | 0 | 0 | 0 | 0.051 | 0 |  | --> | C11 ex KILMALLOCK | KILMALLOCK: T42 | CHARLEVILLE |  | 52.4125 | -8.5265
MV/LV Substation GI***4378 | 20 kV | 400V(3ph) & 230V(single ph) | LV | 100 kVA :Pole Substation | 0.1 | --> | 0.1 | 0 | 0 | Constrained,otherwise capacity available =100kVA. | --> | 0.095 | 0 | 0 | 0 | 0 | 0.1 | 0 |  | --> | E17 ex DULEEK | DULEEK: T421∥T422 | DRYBRIDGE |  | 53.6572 | -6.4579
MV/LV Substation GI***4470 | 20 kV | 400V(3ph) & 230V(single ph) | LV | 50 kVA :Pole Substation | 0.05 | --> | 0.05 | 0.05 | 0.3 |  | --> | 0.047 | 0 | 0 | 0 | 0 | 0.049 | 0 |  | --> | C23 ex TUAM NORTH | TUAM NORTH: T41∥T42 | CLOON |  | 53.5432 | -8.7554
MV/LV Substation GI***4752 | 20 kV | 400V(3ph) & 230V(single ph) | LV | 200 kVA :Pole Substation | 0.2 | --> | 0.2 | 0 | 0 | Constrained,otherwise capacity available =200kVA. | --> | 0.19 | 0 | 0 | 0 | 0 | 0.2 | 0 |  | --> | E19 ex EDENDERRY | EDENDERRY: T421∥T422 | BLAKE |  | 53.4533 | -7.0993
MV/LV Substation GI***529X | 10 kV | 400V(3ph) & 230V(single ph) | LV | 630 kVA :Kiosk Substation | 0.63 | --> | 0.63 | 0.5 | 4.6 |  | --> | 0.598 | 0 | 0 | 0 | 0.024 | 0.5 | 0 |  | --> | C12 ex BALLYRAINE | BALLYRAINE: T41∥T42 | LETTERKENNY |  | 54.9564 | -7.6974
MV/LV Substation GI***545 | 10 kV | 400V(3ph) & 230V(single ph) | LV | 400 kVA :Kiosk Substation | 0.4 | --> | 0.4 | 0.223 | 1.7 |  | --> | 0.38 | 0 | 0 | 0 | 0.008 | 0.418 | 0 |  | --> | C19 ex PEMBROKE | PEMBROKE: T42 | RINGSEND |  | 53.329 | -6.2147
MV/LV Substation GI***567X | 10 kV | 400V(3ph) & 230V(single ph) | LV | 50 kVA :Pole Substation | 0.05 | --> | 0.05 | 0 | 0 | Constrained,otherwise capacity available =41kVA. | --> | 0.047 | 0 | 0 | 0 | 0 | 0.05 | 0 |  | --> | C18 ex LITTLE MILLS | LITTLE MILLS: T41 | DUNDALK |  | 53.9726 | -6.43
MV/LV Substation GI***570Z | 10 kV | 400V(3ph) & 230V(single ph) | LV | 400 kVA :Kiosk Substation | 0.4 | --> | 0.4 | 0.304 | 12.2 |  | --> | 0.38 | 0 | 0 | 0 | 0.041 | 0.371 | 0 |  | --> | C23 ex MONREAD | MONREAD: T101 | MONREAD |  | 53.2361 | -6.7248
MV/LV Substation GI***597Z | 20 kV | 400V(3ph) & 230V(single ph) | LV | 200 kVA :Pole Substation | 0.2 | --> | 0.2 | 0 | 0 | Constrained,otherwise capacity available =150kVA. | --> | 0.19 | 0 | 0 | 0 | 0 | 0.207 | 0 |  | --> | E11 ex KILCULLEN | KILCULLEN: T424 | STRATFORD |  | 53.1033 | -6.7368
MV/LV Substation GI***653 | 20 kV | 400V(3ph) & 230V(single ph) | LV | 50 kVA :Pole Substation | 0.05 | --> | 0.05 | 0 | 0 | Constrained,otherwise capacity available =21kVA. | --> | 0.047 | 0 | 0 | 0 | 0 | 0.053 | 0 |  | --> | E21 ex ATHENRY | ATHENRY: T423 | GALWAY 110KV |  | 53.4286 | -8.64
MV/LV Substation GI***659X | 20 kV | 400V(3ph) & 230V(single ph) | LV | 100 kVA :Pole Substation | 0.1 | --> | 0.1 | 0.076 | 1 |  | --> | 0.095 | 0 | 0 | 0 | 0 | 0.103 | 0 |  | --> | E14 ex RANDALSTOWN | RANDALSTOWN: T422 | NAVAN |  | 53.7085 | -6.7422
MV/LV Substation GI***666 | 20 kV | 400V(3ph) & 230V(single ph) | LV | 50 kVA :Pole Substation | 0.05 | --> | 0.05 | 0 | 0 | Constrained,otherwise capacity available =41kVA. | --> | 0.047 | 0 | 0 | 0 | 0 | 0.05 | 0 |  | --> | E14 ex KILCOCK | KILCOCK: T422 | GRIFFINRATH |  | 53.5075 | -6.7368
MV/LV Substation GI***666X | 10 kV | 400V(3ph) & 230V(single ph) | LV | 100 kVA :Pole Substation | 0.1 | --> | 0.1 | 0.072 | 12.2 |  | --> | 0.095 | 0 | 0 | 0 | 0 | 0.103 | 0 |  | --> | C23 ex MONREAD | MONREAD: T101 | MONREAD |  | 53.2336 | -6.7209
MV/LV Substation GI***752X | 10 kV | 400V(3ph) & 230V(single ph) | LV | 50 kVA :Pole Substation | 0.05 | --> | 0.05 | 0.05 | 1.2 |  | --> | 0.047 | 0 | 0 | 0 | 0 | 0.049 | 0 |  | --> | C24 ex MULLAGH | MULLAGH: T44 | MEATH HILL |  | 53.7529 | -6.8841
MV/LV Substation GI***786X | 10 kV | 400V(3ph) & 230V(single ph) | LV | 400 kVA :Kiosk Substation | 0.4 | --> | 0.4 | 0.328 | 2.7 |  | --> | 0.38 | 0 | 0 | 0 | 0.01 | 0.4 | 0 |  | --> | C24 ex MONFIN | MONFIN: T41∥T42 | WEXFORD |  | 52.4947 | -6.5548
MV/LV Substation GI***830X | 20 kV | 400V(3ph) & 230V(single ph) | LV | 50 kVA :Pole Substation | 0.05 | --> | 0.05 | 0.046 | 1 |  | --> | 0.047 | 0 | 0 | 0 | 0.003 | 0.046 | 0 |  | --> | E14 ex RANDALSTOWN | RANDALSTOWN: T422 | NAVAN |  | 53.7088 | -6.7595
MV/LV Substation GI***881 | 20 kV | 400V(3ph) & 230V(single ph) | LV | 50 kVA :Pole Substation | 0.05 | --> | 0.05 | 0 | 0 | Constrained,otherwise capacity available =50kVA. | --> | 0.047 | 0 | 0 | 0 | 0 | 0.049 | 0 |  | --> | E11 ex KILCULLEN | KILCULLEN: T424 | STRATFORD |  | 53.1047 | -6.7328
MV/LV Substation GI***905X | 10 kV | 400V(3ph) & 230V(single ph) | LV | 400 kVA :Kiosk Substation | 0.4 | --> | 0.4 | 0 | 0 | Constrained,otherwise capacity available =253kVA. | --> | 0.38 | 0 | 0 | 0 | 0 | 0.422 | 0 |  | --> | C19 ex POLLERTON | POLLERTON: T41 | CARLOW |  | 52.8344 | -6.9293
MV/LV Substation GI***943Y | 20 kV | 400V(3ph) & 230V(single ph) | LV | 50 kVA :Pole Substation | 0.05 | --> | 0.05 | 0.045 | 1.4 |  | --> | 0.047 | 0 | 0 | 0 | 0 | 0.05 | 0 |  | --> | C17 ex ROSCOMMON | ROSCOMMON: T41 | LANESBORO |  | 53.6336 | -8.2576
MV/LV Substation GI***961 | 10 kV | 400V(3ph) & 230V(single ph) | LV | 50 kVA :Pole Substation | 0.05 | --> | 0.05 | 0.05 | 3.6 |  | --> | 0.047 | 0 | 0 | 0 | 0 | 0.049 | 0 |  | --> | C17 ex CASTLEREA | CASTLEREA: T41∥T42 | CARRICK ON SHANNON |  | 53.7663 | -8.4928
MV/LV Substation GI***972 | 10 kV | 400V(3ph) & 230V(single ph) | LV | 400 kVA :Kiosk Substation | 0.4 | --> | 0.4 | 0.326 | 0.9 |  | --> | 0.38 | 0 | 0 | 0 | 0.01 | 0.4 | 0 |  | --> | C19 ex BRAY | BRAY: T41 | FASSAROE |  | 53.1918 | -6.1132
MV/LV Substation GL***001Y | 10 kV | 400V(3ph) & 230V(single ph) | LV | 200 kVA :Kiosk Substation | 0.2 | --> | 0.2 | 0 | 0 | Constrained,otherwise capacity available =145kVA. | --> | 0.19 | 0 | 0 | 0 | 0.028 | 0.179 | 0 |  | --> | C12 ex LEIXLIP | LEIXLIP: T42 | GRIFFINRATH |  | 53.3731 | -6.4827
MV/LV Substation GL***002 | 10 kV | 400V(3ph) & 230V(single ph) | LV | 200 kVA :Pole Substation | 0.2 | --> | 0.2 | 0 | 0 | Constrained,otherwise capacity available =175kVA. | --> | 0.19 | 0 | 0 | 0 | 0 | 0.203 | 0 |  | --> | C12 ex SKIBBEREEN | SKIBBEREEN: T41∥T42 | DUNMANWAY |  | 51.556 | -9.2721
MV/LV Substation GL***003Y | 10 kV | 400V(3ph) & 230V(single ph) | LV | 400 kVA :Building Structure | 0.4 | --> | 0.4 | 0 | 0 | Constrained,otherwise capacity available =187kVA. | --> | 0.38 | 0 | 0 | 0 | 0.062 | 0.366 | 0 |  | --> | C21 ex POPPINTREE | POPPINTREE: T101 | FINGLAS |  | 53.4026 | -6.2859
MV/LV Substation GL***005 | 10 kV | 400V(3ph) & 230V(single ph) | LV | 200 kVA :Pole Substation | 0.2 | --> | 0.2 | 0.136 | 0.8 |  | --> | 0.19 | 0 | 0 | 0 | 0.012 | 0 | 0 | Constrained,otherwise capacity available =196kW. | --> | C16 ex BANTRY | BANTRY: T41∥T42 | BALLYLICKY |  | 51.6831 | -9.4451
MV/LV Substation GL***005Z | 20 kV | 400V(3ph) & 230V(single ph) | LV | 50 kVA :Pole Substation | 0.05 | --> | 0.05 | 0.043 | 2.2 |  | --> | 0.047 | 0 | 0 | 0 | 0 | 0.05 | 0 |  | --> | E11 ex CLONROCHE | CLONROCHE: T421∥T422 | WEXFORD |  | 52.3771 | -6.7174
MV/LV Substation GL***006X | 20 kV | 400V(3ph) & 230V(single ph) | LV | 200 kVA :Pole Substation | 0.2 | --> | 0.2 | 0.126 | 2.4 |  | --> | 0.19 | 0 | 0 | 0 | 0.031 | 0.178 | 0 |  | --> | C22 ex BUSHFIELD | BUSHFIELD: T42 | ATHLONE |  | 53.4736 | -7.8644
MV/LV Substation GL***006Y | 20 kV | 400V(3ph) & 230V(single ph) | LV | 100 kVA :Pole Substation | 0.1 | --> | 0.1 | 0.07 | 1.6 |  | --> | 0.095 | 0 | 0 | 0 | 0 | 0.104 | 0 |  | --> | E12 ex GURRANEBANE | GURRANEBANE: T421∥T422 | OUGHTRAGH |  | 52.0581 | -9.9351
MV/LV Substation GL***007 | 10 kV | 400V(3ph) & 230V(single ph) | LV | 1000 kVA :Building Structure | 1 | --> | 1 | 0 | 0 | Constrained,otherwise capacity available =227kVA. | --> | 0.95 | 0 | 0 | 0 | 0 | 0.5 | 0 |  | --> | C12 ex COOLCORCORAN | COOLCORCORAN: T41∥T42 | KNOCKEARAGH |  | 52.0593 | -9.508
MV/LV Substation GL***007 | 10 kV | 400V(3ph) & 230V(single ph) | LV | 400 kVA :Kiosk Substation | 0.4 | --> | 0.4 | 0.325 | 2.8 |  | --> | 0.38 | 0 | 0 | 0 | 0.018 | 0.392 | 0 |  | --> | C15 ex CARRIGLAWN | CARRIGLAWN: T41∥T42 | WEXFORD |  | 52.3432 | -6.4793
MV/LV Substation GL***009X | 20 kV | 400V(3ph) & 230V(single ph) | LV | 50 kVA :Pole Substation | 0.05 | --> | 0.05 | 0.045 | 1 |  | --> | 0.047 | 0 | 0 | 0 | 0 | 0 | 0 | Constrained,otherwise capacity available =50kW. | --> | E12 ex CARNDONAGH | CARNDONAGH: T421∥T422 | TRILLICK |  | 55.2843 | -7.3961
MV/LV Substation GL***011X | 10 kV | 400V(3ph) & 230V(single ph) | LV | 100 kVA :Pole Substation | 0.1 | --> | 0.1 | 0.063 | 2 |  | --> | 0.095 | 0 | 0 | 0 | 0.005 | 0.1 | 0 |  | --> | C15 ex BALLYTIVNAN | BALLYTIVNAN: T41 | SLIGO |  | 54.2786 | -8.448
MV/LV Substation GL***012X | 10 kV | 400V(3ph) & 230V(single ph) | LV | 200 kVA :Kiosk Substation | 0.2 | --> | 0.2 | 0.191 | 4.6 |  | --> | 0.19 | 0 | 0 | 0 | 0.003 | 0.197 | 0 |  | --> | C19 ex BALLINCLEA | BALLINCLEA: T41 | CHERRYWOOD |  | 53.267 | -6.1372
MV/LV Substation GL***013X | 10 kV | 400V(3ph) & 230V(single ph) | LV | 200 kVA :Pole Substation | 0.2 | --> | 0.2 | 0 | 0 | Constrained,otherwise capacity available =199kVA. | --> | 0.19 | 0 | 0 | 0 | 0 | 0.2 | 0 |  | --> | C21 ex LITTLE BRAY | LITTLE BRAY: T41 | FASSAROE |  | 53.1811 | -6.2116
MV/LV Substation GL***013Z | 10 kV | 400V(3ph) & 230V(single ph) | LV | 400 kVA :Kiosk Substation | 0.4 | --> | 0.4 | 0 | 0 | Constrained,otherwise capacity available =266kVA. | --> | 0.38 | 0 | 0 | 0 | 0.028 | 0.39 | 0 |  | --> | C22 ex LEIXLIP | LEIXLIP: T42 | GRIFFINRATH |  | 53.3661 | -6.5163
MV/LV Substation GL***014X | 10 kV | 400V(3ph) & 230V(single ph) | LV | 200 kVA :Kiosk Substation | 0.2 | --> | 0.2 | 0.109 | 3.3 |  | --> | 0.19 | 0 | 0 | 0 | 0 | 0.213 | 0 |  | --> | C16 ex MOYLISH | MOYLISH: T41∥T42 | ARDNACRUSHA |  | 52.6778 | -8.6618
MV/LV Substation GL***015X | 20 kV | 400V(3ph) & 230V(single ph) | LV | 200 kVA :Kiosk Substation | 0.2 | --> | 0.2 | 0.091 | 2.4 |  | --> | 0.19 | 0 | 0 | 0 | 0.003 | 0.212 | 0 |  | --> | E20 ex STRANORLAR | STRANORLAR: T422 | LETTERKENNY |  | 54.8029 | -7.7584
MV/LV Substation GL***015Z | 10 kV | 400V(3ph) & 230V(single ph) | LV | 400 kVA :Kiosk Substation | 0.4 | --> | 0.4 | 0.347 | 2.2 |  | --> | 0.38 | 0 | 0 | 0 | 0 | 0 | 0 | Constrained,otherwise capacity available =407kW. | --> | C15 ex NEWCASTLEWEST | NEWCASTLEWEST: T41∥T42 | RATHKEALE |  | 52.4423 | -9.0618
MV/LV Substation GL***016Z | 10 kV | 400V(3ph) & 230V(single ph) | LV | 400 kVA :Kiosk Substation | 0.4 | --> | 0.4 | 0.318 | 0.6 |  | --> | 0.38 | 0 | 0 | 0 | 0.007 | 0.405 | 0 |  | --> | C30 ex ACADEMY STREET | ACADEMY STREET: T44 | NAVAN |  | 53.6601 | -6.6588
MV/LV Substation GL***017Z | 10 kV | 400V(3ph) & 230V(single ph) | LV | 200 kVA :Kiosk Substation | 0.2 | --> | 0.2 | 0.167 | 2.7 |  | --> | 0.19 | 0 | 0 | 0 | 0.007 | 0.197 | 0 |  | --> | C11 ex RAMPARTS | RAMPARTS: T41 | DUNDALK |  | 53.9919 | -6.3961
MV/LV Substation GL***018Z | 10 kV | 400V(3ph) & 230V(single ph) | LV | 400 kVA :Kiosk Substation | 0.4 | --> | 0.4 | 0 | 0 | Constrained,otherwise capacity available =372kVA. | --> | 0.38 | 0 | 0 | 0 | 0 | 0.403 | 0 |  | --> | C21 ex CASTLETROY | CASTLETROY: T41∥T42 | ARDNACRUSHA |  | 52.6566 | -8.5645
MV/LV Substation GL***019 | 20 kV | 400V(3ph) & 230V(single ph) | LV | 50 kVA :Pole Substation | 0.05 | --> | 0.05 | 0.049 | 2.2 |  | --> | 0.047 | 0 | 0 | 0 | 0 | 0.049 | 0 |  | --> | E11 ex CLONROCHE | CLONROCHE: T421∥T422 | WEXFORD |  | 52.3839 | -6.716
MV/LV Substation GL***020 | 10 kV | 400V(3ph) & 230V(single ph) | LV | 200 kVA :Kiosk Substation | 0.2 | --> | 0.2 | 0.165 | 1 |  | --> | 0.19 | 0 | 0 | 0 | 0 | 0.205 | 0 |  | --> | C16 ex RAHANS | RAHANS: T41 | MOY |  | 54.1073 | -9.1557
MV/LV Substation GL***020 | 10 kV | 400V(3ph) & 230V(single ph) | LV | 400 kVA :Kiosk Substation | 0.4 | --> | 0.4 | 0.306 | 6.6 |  | --> | 0.38 | 0 | 0 | 0 | 0 | 0.414 | 0 |  | --> | C17 ex GLEBE | GLEBE: T41∥T42 | RICHMOND |  | 53.7258 | -7.7905
MV/LV Substation GL***020 | 10 kV | 400V(3ph) & 230V(single ph) | LV | 400 kVA :Building Structure | 0.4 | --> | 0.4 | 0.161 | 2.3 |  | --> | 0.38 | 0 | 0 | 0 | 0.004 | 0 | 0 | Constrained,otherwise capacity available =431kW. | --> | C14 ex KILRUSH | KILRUSH: T41∥T42 | TULLABRACK |  | 52.6365 | -9.4904
MV/LV Substation GL***020Y | 20 kV | 400V(3ph) & 230V(single ph) | LV | 100 kVA :Pole Substation | 0.1 | --> | 0.1 | 0.087 | 1.6 |  | --> | 0.095 | 0 | 0 | 0 | 0 | 0.101 | 0 |  | --> | E12 ex GURRANEBANE | GURRANEBANE: T421∥T422 | OUGHTRAGH |  | 52.0643 | -9.9512
MV/LV Substation GL***021 | 20 kV | 400V(3ph) & 230V(single ph) | LV | 50 kVA :Pole Substation | 0.05 | --> | 0.05 | 0.043 | 1.6 |  | --> | 0.047 | 0 | 0 | 0 | 0 | 0.05 | 0 |  | --> | E12 ex MILLTOWN (SR) | MILLTOWN (SR): T422 | OUGHTRAGH |  | 52.0686 | -9.8432
MV/LV Substation GL***022 | 10 kV | 400V(3ph) & 230V(single ph) | LV | 400 kVA :Building Structure | 0.4 | --> | 0.4 | 0 | 0 | Constrained,otherwise capacity available =239kVA. | --> | 0.38 | 0 | 0 | 0 | 0.006 | 0 | 0 | Constrained,otherwise capacity available =416kW. | --> | C19 ex BIRR | BIRR: T41 | DALLOW |  | 53.0988 | -7.9083
MV/LV Substation GL***022 | 10 kV | 400V(3ph) & 230V(single ph) | LV | 400 kVA :Kiosk Substation | 0.4 | --> | 0.4 | 0.326 | 4.9 |  | --> | 0.38 | 0 | 0 | 0 | 0.017 | 0.393 | 0 |  | --> | C21 ex BALLINCOLLIG | BALLINCOLLIG: T41 | KILBARRY |  | 51.8816 | -8.59
MV/LV Substation GL***022Y | 10 kV | 400V(3ph) & 230V(single ph) | LV | 400 kVA :Building Structure | 0.4 | --> | 0.4 | 0 | 0 | Constrained,otherwise capacity available =387kVA. | --> | 0.38 | 0 | 0 | 0 | 0 | 0.401 | 0 |  | --> | C12 ex KILMALLOCK | KILMALLOCK: T42 | CHARLEVILLE |  | 52.3945 | -8.5639
MV/LV Substation GL***024Z | 10 kV | 400V(3ph) & 230V(single ph) | LV | 200 kVA :Building Structure | 0.2 | --> | 0.2 | 0 | 0 | Constrained,otherwise capacity available =200kVA. | --> | 0.19 | 0 | 0 | 0 | 0 | 0.2 | 0 |  | --> | C21 ex POPPINTREE | POPPINTREE: T101 | FINGLAS |  | 53.4016 | -6.2878
MV/LV Substation GL***028 | 10 kV | 400V(3ph) & 230V(single ph) | LV | 200 kVA :Kiosk Substation | 0.2 | --> | 0.2 | 0 | 0 | Constrained,otherwise capacity available =136kVA. | --> | 0.19 | 0 | 0 | 0 | 0.009 | 0.199 | 0 |  | --> | C22 ex GREYSTONES | GREYSTONES: T42 | FASSAROE |  | 53.1309 | -6.0865
MV/LV Substation GL***030Y | 20 kV | 400V(3ph) & 230V(single ph) | LV | 50 kVA :Pole Substation | 0.05 | --> | 0.05 | 0.047 | 1.6 |  | --> | 0.047 | 0 | 0 | 0 | 0 | 0.049 | 0 |  | --> | E12 ex GURRANEBANE | GURRANEBANE: T421∥T422 | OUGHTRAGH |  | 52.0525 | -9.9431
MV/LV Substation GL***031 | 10 kV | 400V(3ph) & 230V(single ph) | LV | 630 kVA :Building Structure | 0.63 | --> | 0.63 | 0.294 | 2.4 |  | --> | 0.598 | 0 | 0 | 0 | 0.061 | 0.5 | 0 |  | --> | C18 ex DUNDRUM | DUNDRUM: T42 | BLACKROCK |  | 53.3055 | -6.2362
MV/LV Substation GL***031 | 10 kV | 400V(3ph) & 230V(single ph) | LV | 200 kVA :Pole Substation | 0.2 | --> | 0.2 | 0 | 0 | Constrained,otherwise capacity available =52kVA. | --> | 0.19 | 0 | 0 | 0 | 0.002 | 0.219 | 0 |  | --> | C13 ex CARRICKMINES | CARRICKMINES: T41 | CARRICKMINES |  | 53.2519 | -6.1755
MV/LV Substation GL***032 | 10 kV | 400V(3ph) & 230V(single ph) | LV | 630 kVA :Kiosk Substation | 0.63 | --> | 0.63 | 0.5 | 2 |  | --> | 0.598 | 0 | 0 | 0 | 0.007 | 0.5 | 0 |  | --> | C15 ex BALLYTIVNAN | BALLYTIVNAN: T41 | SLIGO |  | 54.2764 | -8.4569
MV/LV Substation GL***033 | 10 kV | 400V(3ph) & 230V(single ph) | LV | 50 kVA :Pole Substation | 0.05 | --> | 0.05 | 0 | 0 | Constrained,otherwise capacity available =38kVA. | --> | 0.047 | 0 | 0 | 0 | 0 | 0.051 | 0 |  | --> | C22 ex GREYSTONES | GREYSTONES: T42 | FASSAROE |  | 53.1305 | -6.1007
MV/LV Substation GL***033Z | 20 kV | 400V(3ph) & 230V(single ph) | LV | 100 kVA :Pole Substation | 0.1 | --> | 0.1 | 0.09 | 3.3 |  | --> | 0.095 | 0 | 0 | 0 | 0 | 0.101 | 0 |  | --> | E21 ex CRATLOE | CRATLOE: T421∥T422 | ARDNACRUSHA |  | 52.6979 | -8.7741
MV/LV Substation GL***035 | 10 kV | 400V(3ph) & 230V(single ph) | LV | 400 kVA :Kiosk Substation | 0.4 | --> | 0.4 | 0.25 | 3.4 |  | --> | 0.38 | 0 | 0 | 0 | 0.003 | 0.42 | 0 |  | --> | C16 ex MAYFIELD | MAYFIELD: T42 | KILBARRY |  | 51.9136 | -8.4361
MV/LV Substation GL***036Y | 10 kV | 400V(3ph) & 230V(single ph) | LV | 400 kVA :Kiosk Substation | 0.4 | --> | 0.4 | 0 | 0 | Constrained,otherwise capacity available =319kVA. | --> | 0.38 | 0 | 0 | 0 | 0.006 | 0.406 | 0 |  | --> | C14 ex MERVILLE | MERVILLE: T42 | FINGLAS |  | 53.3765 | -6.289
MV/LV Substation GL***037 | 10 kV | 400V(3ph) & 230V(single ph) | LV | 400 kVA :Kiosk Substation | 0.4 | --> | 0.4 | 0.273 | 0.3 | Constrained,otherwise capacity available =326kVA. | --> | 0.38 | 0 | 0 | 0 | 0.001 | 0.409 | 0 |  | --> | C14 ex DRUMBEAR | DRUMBEAR: T41∥T42 | LISDRUM |  | 54.2468 | -6.9537
MV/LV Substation GL***038 | 10 kV | 400V(3ph) & 230V(single ph) | LV | 400 kVA :Kiosk Substation | 0.4 | --> | 0.4 | 0.284 | 9.6 |  | --> | 0.38 | 0 | 0 | 0 | 0.007 | 0.41 | 0 |  | --> | C14 ex GORTLEE | GORTLEE: T41∥T42 | LETTERKENNY |  | 54.9563 | -7.7464
MV/LV Substation GL***038X | 10 kV | 400V(3ph) & 230V(single ph) | LV | 200 kVA :Kiosk Substation | 0.2 | --> | 0.2 | 0.157 | 12.2 |  | --> | 0.19 | 0 | 0 | 0 | 0.01 | 0.195 | 0 |  | --> | C28 ex SALTHILL | SALTHILL: T102 | SALTHILL |  | 53.26 | -9.1279
MV/LV Substation GL***038Y | 10 kV | 400V(3ph) & 230V(single ph) | LV | 400 kVA :Kiosk Substation | 0.4 | --> | 0.4 | 0.313 | 9.1 |  | --> | 0.38 | 0 | 0 | 0 | 0 | 0.413 | 0 |  | --> | C20 ex TRABEG | TRABEG: T101 | TRABEG |  | 51.8773 | -8.4486
MV/LV Substation GL***043X | 10 kV | 400V(3ph) & 230V(single ph) | LV | 200 kVA :Kiosk Substation | 0.2 | --> | 0.2 | 0.145 | 5 |  | --> | 0.19 | 0 | 0 | 0 | 0 | 0.208 | 0 |  | --> | C11 ex BALLYRICKARD | BALLYRICKARD: T41∥T42 | TRALEE |  | 52.2734 | -9.7195
MV/LV Substation GL***043Z | 10 kV | 400V(3ph) & 230V(single ph) | LV | 200 kVA :Kiosk Substation | 0.2 | --> | 0.2 | 0.147 | 2.7 |  | --> | 0.19 | 0 | 0 | 0 | 0 | 0.207 | 0 |  | --> | E19 ex LONGFORD | LONGFORD: T421 | RICHMOND |  | 53.7196 | -7.8185
MV/LV Substation GL***045 | 10 kV | 400V(3ph) & 230V(single ph) | LV | 200 kVA :Pole Substation | 0.2 | --> | 0.2 | 0.139 | 9.6 |  | --> | 0.19 | 0 | 0 | 0 | 0.006 | 0.203 | 0 |  | --> | C14 ex GORTLEE | GORTLEE: T41∥T42 | LETTERKENNY |  | 54.9599 | -7.7513
MV/LV Substation GL***046X | 20 kV | 400V(3ph) & 230V(single ph) | LV | 200 kVA :Kiosk Substation | 0.2 | --> | 0.2 | 0.155 | 0.2 |  | --> | 0.19 | 0 | 0 | 0 | 0.007 | 0.199 | 0 |  | --> | C15 ex MOATE | MOATE: T42 | ATHLONE |  | 53.4024 | -7.7356
MV/LV Substation GL***046Y | 10 kV | 400V(3ph) & 230V(single ph) | LV | 50 kVA :Pole Substation | 0.05 | --> | 0.05 | 0.041 | 2.3 |  | --> | 0.047 | 0 | 0 | 0 | 0 | 0 | 0 | Constrained,otherwise capacity available =50kW. | --> | C15 ex KILRUSH | KILRUSH: T41∥T42 | TULLABRACK |  | 52.6383 | -9.4759
MV/LV Substation GL***046Z | 10 kV | 400V(3ph) & 230V(single ph) | LV | 200 kVA :Kiosk Substation | 0.2 | --> | 0.2 | 0 | 0 | Constrained,otherwise capacity available =17kVA. | --> | 0.19 | 0 | 0 | 0 | 0.034 | 0.191 | 0 |  | --> | C15 ex JOHNSTOWN | JOHNSTOWN: T41 | KILTEEL |  | 53.2327 | -6.6503
MV/LV Substation GL***047X | 10 kV | 400V(3ph) & 230V(single ph) | LV | 400 kVA :Kiosk Substation | 0.4 | --> | 0.4 | 0.298 | 15.8 |  | --> | 0.38 | 0 | 0 | 0 | 0.004 | 0.411 | 0 |  | --> | C18 ex CASTLEVIEW | CASTLEVIEW: T102 | CASTLEVIEW |  | 51.9155 | -8.3859
MV/LV Substation GL***049 | 10 kV | 400V(3ph) & 230V(single ph) | LV | 200 kVA :Pole Substation | 0.2 | --> | 0.2 | 0.134 | 4.1 |  | --> | 0.19 | 0 | 0 | 0 | 0.003 | 0 | 0 | Constrained,otherwise capacity available =206kW. | --> | E17 ex CHARLEVILLE | CHARLEVILLE: T422 | CHARLEVILLE |  | 52.3519 | -8.6827
MV/LV Substation GL***050 | 10 kV | 400V(3ph) & 230V(single ph) | LV | 50 kVA :Pole Substation | 0.05 | --> | 0.05 | 0.035 | 3.1 |  | --> | 0.047 | 0 | 0 | 0 | 0 | 0 | 0 | Constrained,otherwise capacity available =51kW. | --> | C18 ex GLENGOOLE | GLENGOOLE: T42 | THURLES |  | 52.6142 | -7.642
MV/LV Substation GL***050Y | 20 kV | 400V(3ph) & 230V(single ph) | LV | 50 kVA :Pole Substation | 0.05 | --> | 0.05 | 0.043 | 7.7 |  | --> | 0.047 | 0 | 0 | 0 | 0.008 | 0 | 0 | Constrained,otherwise capacity available =41kW. | --> | E12 ex CHURCHTOWN | CHURCHTOWN: T422 | RATHKEALE |  | 52.4291 | -9.1144
MV/LV Substation GL***054 | 10 kV | 400V(3ph) & 230V(single ph) | LV | 400 kVA :Kiosk Substation | 0.4 | --> | 0.4 | 0 | 0 | Constrained,otherwise capacity available =241kVA. | --> | 0.38 | 0 | 0 | 0 | 0.028 | 0.394 | 0 |  | --> | C19 ex JOHNSTOWN | JOHNSTOWN: T41 | KILTEEL |  | 53.2307 | -6.649
MV/LV Substation GL***054X | 10 kV | 400V(3ph) & 230V(single ph) | LV | 400 kVA :Kiosk Substation | 0.4 | --> | 0.4 | 0.35 | 3.3 |  | --> | 0.38 | 0 | 0 | 0 | 0 | 0.407 | 0 |  | --> | C11 ex MOYLISH | MOYLISH: T41∥T42 | ARDNACRUSHA |  | 52.6833 | -8.6445
MV/LV Substation GL***057 | 10 kV | 400V(3ph) & 230V(single ph) | LV | 100 kVA :Pole Substation | 0.1 | --> | 0.1 | 0.068 | 1.4 |  | --> | 0.095 | 0 | 0 | 0 | 0 | 0.104 | 0 |  | --> | E16 ex GARRANACANTY | GARRANACANTY: T422 | TIPPERARY |  | 52.4687 | -8.156
MV/LV Substation GL***062 | 10 kV | 400V(3ph) & 230V(single ph) | LV | 100 kVA :Pole Substation | 0.1 | --> | 0.1 | 0 | 5.8 |  | --> | 0.095 | 0 | 0 | 0 | 0.035 | 0.078 | 0 |  | --> | C22 ex CLOON | CLOON: T42 | CLOON |  | 53.511 | -8.8505
MV/LV Substation GL***064X | 20 kV | 400V(3ph) & 230V(single ph) | LV | 200 kVA :Kiosk Substation | 0.2 | --> | 0.2 | 0.157 | 1.2 |  | --> | 0.19 | 0 | 0 | 0 | 0 | 0 | 0 | Constrained,otherwise capacity available =206kW. | --> | E14 ex BUNCRANA | BUNCRANA: T421∥T422 | TRILLICK |  | 55.1566 | -7.4489
MV/LV Substation GL***065 | 20 kV | 400V(3ph) & 230V(single ph) | LV | 100 kVA :Pole Substation | 0.1 | --> | 0.1 | 0.079 | 1.6 |  | --> | 0.095 | 0 | 0 | 0 | 0 | 0.103 | 0 |  | --> | E16 ex GURRANEBANE | GURRANEBANE: T421∥T422 | OUGHTRAGH |  | 51.7593 | -10.0918
MV/LV Substation GL***066 | 10 kV | 400V(3ph) & 230V(single ph) | LV | 50 kVA :Pole Substation | 0.05 | --> | 0.05 | 0.05 | 7.4 |  | --> | 0.047 | 0 | 0 | 0 | 0 | 0.049 | 0 |  | --> | E24 ex BANOGE | BANOGE: T122 | BANOGE |  | 52.6662 | -6.219
MV/LV Substation GL***066Y | 10 kV | 400V(3ph) & 230V(single ph) | LV | 50 kVA :Pole Substation | 0.05 | --> | 0.05 | 0 | 0 | Constrained,otherwise capacity available =45kVA. | --> | 0.047 | 0 | 0 | 0 | 0 | 0 | 0 | Constrained,otherwise capacity available =50kW. | --> | C16 ex TOOMEVARA | TOOMEVARA: T42 | NENAGH |  | 52.8442 | -8.0322
MV/LV Substation GL***068 | 10 kV | 400V(3ph) & 230V(single ph) | LV | 50 kVA :Pole Substation | 0.05 | --> | 0.05 | 0.037 | 1.3 |  | --> | 0.047 | 0 | 0 | 0 | 0 | 0.051 | 0 |  | --> | C12 ex BALLYBAY | BALLYBAY: T41∥T42 | LISDRUM |  | 54.1145 | -7.0091
MV/LV Substation GL***070Z | 10 kV | 400V(3ph) & 230V(single ph) | LV | 400 kVA :Kiosk Substation | 0.4 | --> | 0.4 | 0 | 0 | Constrained,otherwise capacity available =278kVA. | --> | 0.38 | 0 | 0 | 0 | 0.019 | 0.398 | 0 |  | --> | C14 ex SWORDS | SWORDS: T42 | GLASMORE |  | 53.468 | -6.2348
MV/LV Substation GL***072 | 10 kV | 400V(3ph) & 230V(single ph) | LV | 200 kVA :Pole Substation | 0.2 | --> | 0.2 | 0.179 | 2.8 |  | --> | 0.19 | 0 | 0 | 0 | 0.003 | 0 | 0 | Constrained,otherwise capacity available =200kW. | --> | C11 ex LEE BRIDGE | LEE BRIDGE: T41 | MACROOM |  | 51.9071 | -8.9696
MV/LV Substation GL***072Y | 10 kV | 400V(3ph) & 230V(single ph) | LV | 200 kVA :Kiosk Substation | 0.2 | --> | 0.2 | 0.169 | 2.8 |  | --> | 0.19 | 0 | 0 | 0 | 0.003 | 0 | 0 | Constrained,otherwise capacity available =201kW. | --> | C11 ex LEE BRIDGE | LEE BRIDGE: T41 | MACROOM |  | 51.9079 | -8.9756
MV/LV Substation GL***073Z | 10 kV | 400V(3ph) & 230V(single ph) | LV | 400 kVA :Kiosk Substation | 0.4 | --> | 0.4 | 0 | 0 | Constrained,otherwise capacity available =243kVA. | --> | 0.38 | 0 | 0 | 0 | 0.031 | 0.391 | 0 |  | --> | C22 ex LEIXLIP | LEIXLIP: T42 | GRIFFINRATH |  | 53.3682 | -6.5159
MV/LV Substation GL***074 | 10 kV | 400V(3ph) & 230V(single ph) | LV | 100 kVA :Pole Substation | 0.1 | --> | 0.1 | 0 | 0 | Constrained,otherwise capacity available =99kVA. | --> | 0.095 | 0 | 0 | 0 | 0 | 0.1 | 0 |  | --> | C12 ex WOODFORD | WOODFORD: T41∥T42 | KNOCKEARAGH |  | 52.0156 | -9.3619
MV/LV Substation GL***081 | 10 kV | 400V(3ph) & 230V(single ph) | LV | 200 kVA :Kiosk Substation | 0.2 | --> | 0.2 | 0.11 | 2.8 |  | --> | 0.19 | 0 | 0 | 0 | 0.01 | 0.203 | 0 |  | --> | C15 ex RINEANNA | RINEANNA: T42 | DRUMLINE |  | 52.7038 | -8.8704
MV/LV Substation GL***081Y | 20 kV | 400V(3ph) & 230V(single ph) | LV | 400 kVA :Kiosk Substation | 0.4 | --> | 0.4 | 0.4 | 5.6 |  | --> | 0.38 | 0 | 0 | 0 | 0 | 0.4 | 0 |  | --> | E18 ex CRANE | CRANE: T122 | CRANE |  | 52.6345 | -6.234
MV/LV Substation GL***081Z | 10 kV | 400V(3ph) & 230V(single ph) | LV | 200 kVA :Pole Substation | 0.2 | --> | 0.2 | 0 | 0 | Constrained,otherwise capacity available =175kVA. | --> | 0.19 | 0 | 0 | 0 | 0 | 0.203 | 0 |  | --> | C31 ex KILBARRY | KILBARRY: T101 | KILBARRY |  | 51.9525 | -8.4303
MV/LV Substation GL***087X | 10 kV | 400V(3ph) & 230V(single ph) | LV | 200 kVA :Kiosk Substation | 0.2 | --> | 0.2 | 0 | 0 | Constrained,otherwise capacity available =156kVA. | --> | 0.19 | 0 | 0 | 0 | 0 | 0.206 | 0 |  | --> | C11 ex LOUGHLINSTOWN | LOUGHLINSTOWN: T41 | CARRICKMINES |  | 53.2388 | -6.1166
MV/LV Substation GL***087X | 10 kV | 400V(3ph) & 230V(single ph) | LV | 50 kVA :Pole Substation | 0.05 | --> | 0.05 | 0.043 | 0.7 |  | --> | 0.047 | 0 | 0 | 0 | 0 | 0.05 | 0 |  | --> | C26 ex GLENTIES | GLENTIES: T41 | BINBANE |  | 54.8015 | -8.3014
MV/LV Substation GL***087Z | 10 kV | 400V(3ph) & 230V(single ph) | LV | 50 kVA :Pole Substation | 0.05 | --> | 0.05 | 0.039 | 5.1 |  | --> | 0.047 | 0 | 0 | 0 | 0 | 0 | 0 | Constrained,otherwise capacity available =51kW. | --> | C12 ex CASTLEKNOCK | CASTLEKNOCK: T41∥T42 | FINGLAS |  | 53.366 | -6.3779
MV/LV Substation GL***087Z | 10 kV | 400V(3ph) & 230V(single ph) | LV | 400 kVA :Kiosk Substation | 0.4 | --> | 0.4 | 0.325 | 2.5 |  | --> | 0.38 | 0 | 0 | 0 | 0.102 | 0.304 | 0 |  | --> | C20 ex ATHY | ATHY: T102 | ATHY |  | 52.9848 | -6.973
MV/LV Substation GL***088Z | 10 kV | 400V(3ph) & 230V(single ph) | LV | 100 kVA :Pole Substation | 0.1 | --> | 0.1 | 0.1 | 1 |  | --> | 0.095 | 0 | 0 | 0 | 0 | 0 | 0 | Constrained,otherwise capacity available =100kW. | --> | C16 ex KILCLOHER | KILCLOHER: T42 | DUNGARVAN |  | 52.1464 | -7.8258
MV/LV Substation GL***092Y | 10 kV | 400V(3ph) & 230V(single ph) | LV | 400 kVA :Kiosk Substation | 0.4 | --> | 0.4 | 0 | 0 | Constrained,otherwise capacity available =263kVA. | --> | 0.38 | 0 | 0 | 0 | 0.025 | 0.394 | 0 |  | --> | C12 ex LEIXLIP | LEIXLIP: T42 | GRIFFINRATH |  | 53.372 | -6.4827
MV/LV Substation GL***093 | 10 kV | 400V(3ph) & 230V(single ph) | LV | 400 kVA :Kiosk Substation | 0.4 | --> | 0.4 | 0.262 | 2.8 |  | --> | 0.38 | 0 | 0 | 0 | 0.059 | 0.358 | 0 |  | --> | C15 ex RINEANNA | RINEANNA: T42 | DRUMLINE |  | 52.7054 | -8.8715
MV/LV Substation GL***094 | 20 kV | 400V(3ph) & 230V(single ph) | LV | 50 kVA :Pole Substation | 0.05 | --> | 0.05 | 0 | 0 | Constrained,otherwise capacity available =43kVA. | --> | 0.047 | 0 | 0 | 0 | 0 | 0 | 0 | Constrained,otherwise capacity available =50kW. | --> | C14 ex FERMOY NORTH | FERMOY NORTH: T41∥T42 | BARRYMORE |  | 52.1819 | -8.2772
MV/LV Substation GL***094 | 20 kV | 400V(3ph) & 230V(single ph) | LV | 50 kVA :Pole Substation | 0.05 | --> | 0.05 | 0.046 | 2.2 |  | --> | 0.047 | 0 | 0 | 0 | 0 | 0.049 | 0 |  | --> | E16 ex CLONROCHE | CLONROCHE: T421∥T422 | WEXFORD |  | 52.5179 | -6.7245
MV/LV Substation GL***096 | 10 kV | 400V(3ph) & 230V(single ph) | LV | 630 kVA :Building Structure | 0.63 | --> | 0.63 | 0.5 | 1.8 |  | --> | 0.598 | 0 | 0 | 0 | 0 | 0.5 | 0 |  | --> | C13 ex WATERFORD | WATERFORD: T41 | WATERFORD |  | 52.2623 | -7.1192
MV/LV Substation GL***096Y | 10 kV | 400V(3ph) & 230V(single ph) | LV | 400 kVA :Kiosk Substation | 0.4 | --> | 0.4 | 0 | 0 | Constrained,otherwise capacity available =235kVA. | --> | 0.38 | 0 | 0 | 0 | 0.028 | 0.396 | 0 |  | --> | C12 ex LEIXLIP | LEIXLIP: T42 | GRIFFINRATH |  | 53.3721 | -6.4766
MV/LV Substation GL***098 | 10 kV | 400V(3ph) & 230V(single ph) | LV | 50 kVA :Pole Substation | 0.05 | --> | 0.05 | 0 | 0 | Constrained,otherwise capacity available =26kVA. | --> | 0.047 | 0 | 0 | 0 | 0 | 0.052 | 0 |  | --> | C17 ex KILMALLOCK | KILMALLOCK: T42 | CHARLEVILLE |  | 52.4019 | -8.5831
MV/LV Substation GL***098 | 10 kV | 400V(3ph) & 230V(single ph) | LV | 400 kVA :Kiosk Substation | 0.4 | --> | 0.4 | 0.147 | 0.1 | Constrained,otherwise capacity available =287kVA. | --> | 0.38 | 0 | 0 | 0 | 0.039 | 0.376 | 0 |  | --> | C16 ex JOHNSTOWN | JOHNSTOWN: T42 | KILTEEL |  | 53.2456 | -6.5894
MV/LV Substation GL***098X | 10 kV | 400V(3ph) & 230V(single ph) | LV | 400 kVA :Kiosk Substation | 0.4 | --> | 0.4 | 0.319 | 3.3 |  | --> | 0.38 | 0 | 0 | 0 | 0 | 0.412 | 0 |  | --> | C11 ex MOYLISH | MOYLISH: T41∥T42 | ARDNACRUSHA |  | 52.6838 | -8.6474
MV/LV Substation GL***098Y | 10 kV | 400V(3ph) & 230V(single ph) | LV | 200 kVA :Kiosk Substation | 0.2 | --> | 0.2 | 0.153 | 1.2 |  | --> | 0.19 | 0 | 0 | 0 | 0.006 | 0.2 | 0 |  | --> | C24 ex MULLAGH | MULLAGH: T44 | MEATH HILL |  | 53.8102 | -6.942
MV/LV Substation GL***098Y | 10 kV | 400V(3ph) & 230V(single ph) | LV | 200 kVA :Kiosk Substation | 0.2 | --> | 0.2 | 0.158 | 2.8 |  | --> | 0.19 | 0 | 0 | 0 | 0.019 | 0 | 0 | Constrained,otherwise capacity available =186kW. | --> | C11 ex LEE BRIDGE | LEE BRIDGE: T41 | MACROOM |  | 51.91 | -8.9776
MV/LV Substation GL***098Y | 10 kV | 400V(3ph) & 230V(single ph) | LV | 400 kVA :Kiosk Substation | 0.4 | --> | 0.4 | 0.329 | 4.3 |  | --> | 0.38 | 0 | 0 | 0 | 0 | 0.411 | 0 |  | --> | C16 ex LAWLESSTOWN | LAWLESSTOWN: T42 | DOON |  | 52.3558 | -7.72
MV/LV Substation GL***099Y | 10 kV | 400V(3ph) & 230V(single ph) | LV | 200 kVA :Kiosk Substation | 0.2 | --> | 0.2 | 0.18 | 2.8 |  | --> | 0.19 | 0 | 0 | 0 | 0.016 | 0 | 0 | Constrained,otherwise capacity available =186kW. | --> | C11 ex LEE BRIDGE | LEE BRIDGE: T41 | MACROOM |  | 51.9095 | -8.9755
MV/LV Substation GL***100 | 20 kV | 400V(3ph) & 230V(single ph) | LV | 200 kVA :Kiosk Substation | 0.2 | --> | 0.2 | 0.126 | 11.9 |  | --> | 0.19 | 0 | 0 | 0 | 0 | 0 | 0 | Constrained,otherwise capacity available =210kW. | --> | E11 ex WESTPORT | WESTPORT: T421∥T422 | CASTLEBAR |  | 53.7999 | -9.9553
MV/LV Substation GL***101X | 10 kV | 400V(3ph) & 230V(single ph) | LV | 100 kVA :Pole Substation | 0.1 | --> | 0.1 | 0 | 0 | Constrained,otherwise capacity available =90kVA. | --> | 0.095 | 0 | 0 | 0 | 0 | 0.101 | 0 |  | --> | C17 ex CARRICKMINES | CARRICKMINES: T41 | CARRICKMINES |  | 53.2216 | -6.2214
MV/LV Substation GL***102Z | 10 kV | 400V(3ph) & 230V(single ph) | LV | 630 kVA :Kiosk Substation | 0.63 | --> | 0.63 | 0.5 | 7.7 |  | --> | 0.598 | 0 | 0 | 0 | 0 | 0.5 | 0 |  | --> | C12 ex GARRYCASTLE | GARRYCASTLE: T42 | ATHLONE |  | 53.4152 | -7.9013
MV/LV Substation GL***103Z | 10 kV | 400V(3ph) & 230V(single ph) | LV | 400 kVA :Kiosk Substation | 0.4 | --> | 0.4 | 0 | 0 | Constrained,otherwise capacity available =325kVA. | --> | 0.38 | 0 | 0 | 0 | 0.025 | 0.385 | 0 |  | --> | C23 ex ATHLONE | ATHLONE: T41 | ATHLONE |  | 53.4373 | -7.9392
MV/LV Substation GL***104 | 10 kV | 400V(3ph) & 230V(single ph) | LV | 200 kVA :Kiosk Substation | 0.2 | --> | 0.2 | 0.151 | 1.2 |  | --> | 0.19 | 0 | 0 | 0 | 0.014 | 0.192 | 0 |  | --> | C12 ex SRAH | SRAH: T41∥T42 | THORNSBERRY |  | 53.2791 | -7.5028
MV/LV Substation GL***104 | 20 kV | 400V(3ph) & 230V(single ph) | LV | 50 kVA :Pole Substation | 0.05 | --> | 0.05 | 0.042 | 4.3 |  | --> | 0.047 | 0 | 0 | 0 | 0 | 0 | 0 | Constrained,otherwise capacity available =50kW. | --> | E14 ex MOVILLE | MOVILLE: T421∥T422 | TRILLICK |  | 55.1909 | -7.0471
MV/LV Substation GL***104X | 10 kV | 400V(3ph) & 230V(single ph) | LV | 200 kVA :Pole Substation | 0.2 | --> | 0.2 | 0.198 | 1.5 |  | --> | 0.19 | 0 | 0 | 0 | 0 | 0.2 | 0 |  | --> | C15 ex DERRYCRAMPH | DERRYCRAMPH: T41∥T42 | SHANKILL |  | 53.9895 | -7.3687
MV/LV Substation GL***105X | 10 kV | 400V(3ph) & 230V(single ph) | LV | 200 kVA :Kiosk Substation | 0.2 | --> | 0.2 | 0.142 | 2.1 |  | --> | 0.19 | 0 | 0 | 0 | 0.025 | 0.182 | 0 |  | --> | C20 ex SALLYNOGGIN ROAD | SALLYNOGGIN ROAD: T42 | CHERRYWOOD |  | 53.2873 | -6.1482
MV/LV Substation GL***107Z | 10 kV | 400V(3ph) & 230V(single ph) | LV | 200 kVA :Kiosk Substation | 0.2 | --> | 0.2 | 0.18 | 7.6 |  | --> | 0.19 | 0 | 0 | 0 | 0 | 0.203 | 0 |  | --> | C14 ex DRYBRIDGE | DRYBRIDGE: T42 | DRYBRIDGE |  | 53.7381 | -6.4103
MV/LV Substation GL***108 | 10 kV | 400V(3ph) & 230V(single ph) | LV | 400 kVA :Building Structure | 0.4 | --> | 0.4 | 0 | 0 | Constrained,otherwise capacity available =263kVA. | --> | 0.38 | 0 | 0 | 0 | 0.013 | 0.407 | 0 |  | --> | C19 ex DENNEHYS CROSS | DENNEHYS CROSS: T41 | TRABEG |  | 51.8864 | -8.4975
MV/LV Substation GL***109Z | 10 kV | 400V(3ph) & 230V(single ph) | LV | 100 kVA :Pole Substation | 0.1 | --> | 0.1 | 0 | 0 | Constrained,otherwise capacity available =82kVA. | --> | 0.095 | 0 | 0 | 0 | 0.003 | 0.099 | 0 |  | --> | C31 ex KILBARRY | KILBARRY: T101 | KILBARRY |  | 51.9277 | -8.4776
MV/LV Substation GL***111 | 10 kV | 400V(3ph) & 230V(single ph) | LV | 630 kVA :Kiosk Substation | 0.63 | --> | 0.63 | 0.38 | 2.6 |  | --> | 0.598 | 0 | 0 | 0 | 0.074 | 0.5 | 0 |  | --> | C23 ex SALLYNOGGIN ROAD | SALLYNOGGIN ROAD: T41 | CHERRYWOOD |  | 53.2757 | -6.1232
MV/LV Substation GL***113 | 10 kV | 400V(3ph) & 230V(single ph) | LV | 400 kVA :Building Structure | 0.4 | --> | 0.4 | 0 | 0 | Constrained,otherwise capacity available =174kVA. | --> | 0.38 | 0 | 0 | 0 | 0.011 | 0.422 | 0 |  | --> | C16 ex SANTRY | SANTRY: T42 | FINGLAS |  | 53.3989 | -6.2067
MV/LV Substation GL***113Z | 10 kV | 400V(3ph) & 230V(single ph) | LV | 400 kVA :Kiosk Substation | 0.4 | --> | 0.4 | 0 | 0 | Constrained,otherwise capacity available =267kVA. | --> | 0.38 | 0 | 0 | 0 | 0.022 | 0.397 | 0 |  | --> | C22 ex LEIXLIP | LEIXLIP: T42 | GRIFFINRATH |  | 53.3676 | -6.5185
MV/LV Substation GL***114X | 10 kV | 400V(3ph) & 230V(single ph) | LV | 100 kVA :Pole Substation | 0.1 | --> | 0.1 | 0 | 0 | Constrained,otherwise capacity available =79kVA. | --> | 0.095 | 0 | 0 | 0 | 0 | 0.103 | 0 |  | --> | C15 ex KINSALE | KINSALE: T41∥T42 | BANDON |  | 51.7105 | -8.5169
MV/LV Substation GL***117 | 10 kV | 400V(3ph) & 230V(single ph) | LV | 400 kVA :Building Structure | 0.4 | --> | 0.4 | 0.121 | 2.1 |  | --> | 0.38 | 0 | 0 | 0 | 0.019 | 0.421 | 0 |  | --> | C22 ex SALLYNOGGIN ROAD | SALLYNOGGIN ROAD: T42 | CHERRYWOOD |  | 53.2869 | -6.124
MV/LV Substation GL***117 | 10 kV | 400V(3ph) & 230V(single ph) | LV | 400 kVA :Kiosk Substation | 0.4 | --> | 0.4 | 0.295 | 1.9 |  | --> | 0.38 | 0 | 0 | 0 | 0.025 | 0.39 | 0 |  | --> | C11 ex DRYBRIDGE | DRYBRIDGE: T41 | DRYBRIDGE |  | 53.7197 | -6.3432
MV/LV Substation GL***119X | 10 kV | 400V(3ph) & 230V(single ph) | LV | 630 kVA :Kiosk Substation | 0.63 | --> | 0.63 | 0 | 0 | Constrained,otherwise capacity available =500kVA. | --> | 0.598 | 0 | 0 | 0 | 0 | 0.5 | 0 |  | --> | C17 ex CARRICK ON SHANNON | CARRICK ON SHANNON: T41∥T42 | CARRICK ON SHANNON |  | 53.9389 | -8.1039
MV/LV Substation GL***121X | 10 kV | 400V(3ph) & 230V(single ph) | LV | 200 kVA :Kiosk Substation | 0.2 | --> | 0.2 | 0.067 | 0.1 | Constrained,otherwise capacity available =170kVA. | --> | 0.19 | 0 | 0 | 0 | 0 | 0.204 | 0 |  | --> | C21 ex BISHOPSTOWN | BISHOPSTOWN: T41 | KILBARRY |  | 51.883 | -8.5279
MV/LV Substation GL***123Z | 20 kV | 400V(3ph) & 230V(single ph) | LV | 100 kVA :Pole Substation | 0.1 | --> | 0.1 | 0.08 | 5.3 |  | --> | 0.095 | 0 | 0 | 0 | 0.003 | 0.099 | 0 |  | --> | C14 ex SMEARLA | SMEARLA: T42 | TRIEN |  | 52.5054 | -9.3582
MV/LV Substation GL***128 | 10 kV | 400V(3ph) & 230V(single ph) | LV | 400 kVA :Kiosk Substation | 0.4 | --> | 0.4 | 0.15 | 0.2 | Constrained,otherwise capacity available =260kVA. | --> | 0.38 | 0 | 0 | 0 | 0.021 | 0 | 0 | Constrained,otherwise capacity available =399kW. | --> | C13 ex COOLMINE | COOLMINE: T41 | FINGLAS |  | 53.3819 | -6.3907
MV/LV Substation GL***128Y | 10 kV | 400V(3ph) & 230V(single ph) | LV | 200 kVA :Kiosk Substation | 0.2 | --> | 0.2 | 0 | 0 | Constrained,otherwise capacity available =103kVA. | --> | 0.19 | 0 | 0 | 0 | 0.012 | 0.202 | 0 |  | --> | C12 ex LEIXLIP | LEIXLIP: T42 | GRIFFINRATH |  | 53.3702 | -6.4786
MV/LV Substation GL***130 | 10 kV | 400V(3ph) & 230V(single ph) | LV | 400 kVA :Kiosk Substation | 0.4 | --> | 0.4 | 0.308 | 1.3 |  | --> | 0.38 | 0 | 0 | 0 | 0.022 | 0.39 | 0 |  | --> | C16 ex GRANGE (SR) | GRANGE (SR): T41∥T42 | BUTLERSTOWN |  | 52.2493 | -7.0864
MV/LV Substation GL***130Y | 20 kV | 400V(3ph) & 230V(single ph) | LV | 50 kVA :Pole Substation | 0.05 | --> | 0.05 | 0.022 | 1.5 |  | --> | 0.047 | 0 | 0 | 0 | 0 | 0 | 0 | Constrained,otherwise capacity available =53kW. | --> | C17 ex FOYNES | FOYNES: T41 | RATHKEALE |  | 52.5686 | -9.295
MV/LV Substation GL***130Z | 20 kV | 400V(3ph) & 230V(single ph) | LV | 200 kVA :Kiosk Substation | 0.2 | --> | 0.2 | 0 | 0 | Constrained,otherwise capacity available =166kVA. | --> | 0.19 | 0 | 0 | 0 | 0 | 0 | 0 | Constrained,otherwise capacity available =204kW. | --> | E13 ex ABBEYLEIX | ABBEYLEIX: T422 | PORTLAOISE |  | 52.946 | -7.297
MV/LV Substation GL***132X | 10 kV | 400V(3ph) & 230V(single ph) | LV | 100 kVA :Pole Substation | 0.1 | --> | 0.1 | 0 | 0 | Constrained,otherwise capacity available =82kVA. | --> | 0.095 | 0 | 0 | 0 | 0.003 | 0.099 | 0 |  | --> | C18 ex BALLYBAILIE | BALLYBAILIE: T41 | DUNDALK |  | 53.9142 | -6.5309
MV/LV Substation GL***133Y | 20 kV | 400V(3ph) & 230V(single ph) | LV | 100 kVA :Pole Substation | 0.1 | --> | 0.1 | 0.098 | 1.4 |  | --> | 0.095 | 0 | 0 | 0 | 0 | 0.1 | 0 |  | --> | E18 ex GARRANACANTY | GARRANACANTY: T422 | TIPPERARY |  | 52.5128 | -8.2732
MV/LV Substation GL***134 | 20 kV | 400V(3ph) & 230V(single ph) | LV | 200 kVA :Kiosk Substation | 0.2 | --> | 0.2 | 0 | 0 | Constrained,otherwise capacity available =118kVA. | --> | 0.19 | 0 | 0 | 0 | 0.007 | 0.205 | 0 |  | --> | E17 ex DULEEK | DULEEK: T421∥T422 | DRYBRIDGE |  | 53.6298 | -6.5309
MV/LV Substation GL***135Y | 20 kV | 400V(3ph) & 230V(single ph) | LV | 200 kVA :Kiosk Substation | 0.2 | --> | 0.2 | 0 | 0 | Constrained,otherwise capacity available =159kVA. | --> | 0.19 | 0 | 0 | 0 | 0 | 0.206 | 0 |  | --> | C19 ex ENNISTYMON | ENNISTYMON: T41∥T42 | ENNIS |  | 53.0298 | -9.2852
MV/LV Substation GL***136 | 10 kV | 400V(3ph) & 230V(single ph) | LV | 100 kVA :Pole Substation | 0.1 | --> | 0.1 | 0.076 | 6.4 |  | --> | 0.095 | 0 | 0 | 0 | 0.003 | 0.099 | 0 |  | --> | C18 ex AGHAGAD | AGHAGAD: T41∥T42 | SLIGO |  | 54.396 | -8.5284
MV/LV Substation GL***137X | 10 kV | 400V(3ph) & 230V(single ph) | LV | 200 kVA :Kiosk Substation | 0.2 | --> | 0.2 | 0.154 | 4.9 |  | --> | 0.19 | 0 | 0 | 0 | 0.003 | 0.203 | 0 |  | --> | C21 ex BALLINCOLLIG | BALLINCOLLIG: T41 | KILBARRY |  | 51.8819 | -8.5865
MV/LV Substation GL***139 | 10 kV | 400V(3ph) & 230V(single ph) | LV | 400 kVA :Kiosk Substation | 0.4 | --> | 0.4 | 0.306 | 12.2 |  | --> | 0.38 | 0 | 0 | 0 | 0.046 | 0.365 | 0 |  | --> | C24 ex SALTHILL | SALTHILL: T102 | SALTHILL |  | 53.266 | -9.0858
MV/LV Substation GL***139X | 10 kV | 400V(3ph) & 230V(single ph) | LV | 50 kVA :Pole Substation | 0.05 | --> | 0.05 | 0 | 0 | Constrained,otherwise capacity available =46kVA. | --> | 0.047 | 0 | 0 | 0 | 0 | 0.049 | 0 |  | --> | C12 ex CULLION | CULLION: T41∥T42 | LETTERKENNY |  | 54.9403 | -7.8386
MV/LV Substation GL***139Z | 10 kV | 400V(3ph) & 230V(single ph) | LV | 50 kVA :Pole Substation | 0.05 | --> | 0.05 | 0.05 | 6.7 |  | --> | 0.047 | 0 | 0 | 0 | 0 | 0.049 | 0 |  | --> | C20 ex COLLINSTOWN | COLLINSTOWN: T41∥T42 | GRANGE (DR) |  | 53.4416 | -6.2261
MV/LV Substation GL***141X | 10 kV | 400V(3ph) & 230V(single ph) | LV | 400 kVA :Kiosk Substation | 0.4 | --> | 0.4 | 0.309 | 2.3 |  | --> | 0.38 | 0 | 0 | 0 | 0.003 | 0.41 | 0 |  | --> | C19 ex TRABEG | TRABEG: T102 | TRABEG |  | 51.8652 | -8.4453
MV/LV Substation GL***144 | 10 kV | 400V(3ph) & 230V(single ph) | LV | 630 kVA :Kiosk Substation | 0.63 | --> | 0.63 | 0.48 | 4.1 |  | --> | 0.598 | 0 | 0 | 0 | 0.018 | 0.5 | 0 |  | --> | C19 ex MOUNT MERRION | MOUNT MERRION: T41 | CARRICKMINES |  | 53.3093 | -6.2141
MV/LV Substation GL***147X | 10 kV | 400V(3ph) & 230V(single ph) | LV | 400 kVA :Kiosk Substation | 0.4 | --> | 0.4 | 0.269 | 3.6 |  | --> | 0.38 | 0 | 0 | 0 | 0.017 | 0.402 | 0 |  | --> | C17 ex DEANSGRANGE | DEANSGRANGE: T41 | CARRICKMINES |  | 53.2811 | -6.1564
MV/LV Substation GL***151X | 10 kV | 400V(3ph) & 230V(single ph) | LV | 50 kVA :Pole Substation | 0.05 | --> | 0.05 | 0 | 0 | Constrained,otherwise capacity available =50kVA. | --> | 0.047 | 0 | 0 | 0 | 0 | 0.049 | 0 |  | --> | C23 ex CASTLEISLAND | CASTLEISLAND: T41∥T42 | TRALEE |  | 52.2555 | -9.4407
MV/LV Substation GL***152 | 10 kV | 400V(3ph) & 230V(single ph) | LV | 400 kVA :Kiosk Substation | 0.4 | --> | 0.4 | 0.222 | 2.1 |  | --> | 0.38 | 0 | 0 | 0 | 0.01 | 0.416 | 0 |  | --> | C22 ex SALLYNOGGIN ROAD | SALLYNOGGIN ROAD: T42 | CHERRYWOOD |  | 53.2847 | -6.133
MV/LV Substation GL***154 | 10 kV | 400V(3ph) & 230V(single ph) | LV | 630 kVA :Kiosk Substation | 0.63 | --> | 0.63 | 0.5 | 3.5 |  | --> | 0.598 | 0 | 0 | 0 | 0.013 | 0.5 | 0 |  | --> | C12 ex MARSHES | MARSHES: T42 | DUNDALK |  | 53.9893 | -6.3947
MV/LV Substation GL***155 | 10 kV | 400V(3ph) & 230V(single ph) | LV | 400 kVA :Kiosk Substation | 0.4 | --> | 0.4 | 0.34 | 2.7 |  | --> | 0.38 | 0 | 0 | 0 | 0.01 | 0.398 | 0 |  | --> | C11 ex RAMPARTS | RAMPARTS: T41 | DUNDALK |  | 53.9904 | -6.3956
MV/LV Substation GL***155X | 10 kV | 400V(3ph) & 230V(single ph) | LV | 100 kVA :Pole Substation | 0.1 | --> | 0.1 | 0.072 | 3 |  | --> | 0.095 | 0 | 0 | 0 | 0 | 0.103 | 0 |  | --> | C17 ex LOUGHANALLA | LOUGHANALLA: T41∥T42 | MULLINGAR |  | 53.6835 | -7.299
MV/LV Substation GL***156Y | 10 kV | 400V(3ph) & 230V(single ph) | LV | 630 kVA :Kiosk Substation | 0.63 | --> | 0.63 | 0 | 0 | Constrained,otherwise capacity available =392kVA. | --> | 0.598 | 0 | 0 | 0 | 0.067 | 0.5 | 0 |  | --> | C14 ex SWORDS | SWORDS: T42 | GLASMORE |  | 53.4674 | -6.2299
MV/LV Substation GL***158Z | 20 kV | 400V(3ph) & 230V(single ph) | LV | 50 kVA :Pole Substation | 0.05 | --> | 0.05 | 0 | 0 | Constrained,otherwise capacity available =50kVA. | --> | 0.047 | 0 | 0 | 0 | 0 | 0.049 | 0 |  | --> | E12 ex BALTINGLASS | BALTINGLASS: T421∥T422 | STRATFORD |  | 52.991 | -6.5407
MV/LV Substation GL***159 | 10 kV | 400V(3ph) & 230V(single ph) | LV | 1000 kVA :Building Structure | 1 | --> | 1 | 0 | 0 | Constrained,otherwise capacity available =398kVA. | --> | 0.95 | 0 | 0 | 0 | 0.006 | 0.5 | 0 |  | --> | C19 ex GRANBY ROW | GRANBY ROW: T41 | MCDERMOTT |  | 53.3544 | -6.2545
MV/LV Substation GL***159X | 10 kV | 400V(3ph) & 230V(single ph) | LV | 50 kVA :Pole Substation | 0.05 | --> | 0.05 | 0.044 | 4.5 |  | --> | 0.047 | 0 | 0 | 0 | 0 | 0.05 | 0 |  | --> | C15 ex MAYFIELD | MAYFIELD: T41 | KILBARRY |  | 51.9258 | -8.3942
MV/LV Substation GL***160 | 10 kV | 400V(3ph) & 230V(single ph) | LV | 400 kVA :Kiosk Substation | 0.4 | --> | 0.4 | 0 | 0 | Constrained,otherwise capacity available =286kVA. | --> | 0.38 | 0 | 0 | 0 | 0.007 | 0.409 | 0 |  | --> | C17 ex BALLYBEGGAN | BALLYBEGGAN: T43∥T44 | TRALEE |  | 52.2815 | -9.6974
MV/LV Substation GL***161Y | 10 kV | 400V(3ph) & 230V(single ph) | LV | 50 kVA :Pole Substation | 0.05 | --> | 0.05 | 0 | 0 | Constrained,otherwise capacity available =48kVA. | --> | 0.047 | 0 | 0 | 0 | 0 | 0.049 | 0 |  | --> | C17 ex OUGHTERARD | OUGHTERARD: T41∥T42 | GALWAY 110KV |  | 53.4337 | -9.3233
MV/LV Substation GL***162X | 20 kV | 400V(3ph) & 230V(single ph) | LV | 50 kVA :Pole Substation | 0.05 | --> | 0.05 | 0.05 | 7.4 |  | --> | 0.047 | 0 | 0 | 0 | 0 | 0 | 0 | Constrained,otherwise capacity available =49kW. | --> | E12 ex ARIGNA | ARIGNA: T121 | ARIGNA |  | 54.1911 | -7.8543
MV/LV Substation GL***164 | 10 kV | 400V(3ph) & 230V(single ph) | LV | 400 kVA :Kiosk Substation | 0.4 | --> | 0.4 | 0.254 | 3.3 |  | --> | 0.38 | 0 | 0 | 0 | 0.009 | 0.413 | 0 |  | --> | C19 ex COOLOCK | COOLOCK: T41 | FINGLAS |  | 53.3899 | -6.1897
MV/LV Substation GL***164 | 10 kV | 400V(3ph) & 230V(single ph) | LV | 200 kVA :Pole Substation | 0.2 | --> | 0.2 | 0.116 | 5.5 |  | --> | 0.19 | 0 | 0 | 0 | 0.01 | 0.201 | 0 |  | --> | C13 ex MCDONAGH | MCDONAGH: T41 | KILKENNY |  | 52.6693 | -7.2489
MV/LV Substation GL***164Y | 20 kV | 400V(3ph) & 230V(single ph) | LV | 50 kVA :Pole Substation | 0.05 | --> | 0.05 | 0 | 0 | Constrained,otherwise capacity available =50kVA. | --> | 0.047 | 0 | 0 | 0 | 0 | 0 | 0 | Constrained,otherwise capacity available =49kW. | --> | C17 ex COLLIGAN | COLLIGAN: T41 | DUNGARVAN |  | 52.0713 | -7.6791
MV/LV Substation GL***165X | 10 kV | 400V(3ph) & 230V(single ph) | LV | 200 kVA :Kiosk Substation | 0.2 | --> | 0.2 | 0 | 0 | Constrained,otherwise capacity available =200kVA. | --> | 0.19 | 0 | 0 | 0 | 0 | 0.2 | 0 |  | --> | C11 ex LITTLE BRAY | LITTLE BRAY: T41 | FASSAROE |  | 53.2347 | -6.1167
MV/LV Substation GL***168Z | 10 kV | 400V(3ph) & 230V(single ph) | LV | 200 kVA :Kiosk Substation | 0.2 | --> | 0.2 | 0.127 | 0.9 |  | --> | 0.19 | 0 | 0 | 0 | 0.009 | 0.201 | 0 |  | --> | C15 ex RIVERSTOWN | RIVERSTOWN: T41∥T42 | KILBARRY |  | 51.9347 | -8.3909
MV/LV Substation GL***169 | 10 kV | 400V(3ph) & 230V(single ph) | LV | 100 kVA :Pole Substation | 0.1 | --> | 0.1 | 0.077 | 9.6 |  | --> | 0.095 | 0 | 0 | 0 | 0 | 0.103 | 0 |  | --> | C14 ex GORTLEE | GORTLEE: T41∥T42 | LETTERKENNY |  | 54.9621 | -7.7542
MV/LV Substation GL***170Z | 10 kV | 400V(3ph) & 230V(single ph) | LV | 50 kVA :Pole Substation | 0.05 | --> | 0.05 | 0 | 0 | Constrained,otherwise capacity available =37kVA. | --> | 0.047 | 0 | 0 | 0 | 0 | 0.051 | 0 |  | --> | C13 ex TIMOLEAGUE | TIMOLEAGUE: T41 | BANDON |  | 51.6731 | -8.6998
MV/LV Substation GL***171X | 10 kV | 400V(3ph) & 230V(single ph) | LV | 100 kVA :Pole Substation | 0.1 | --> | 0.1 | 0 | 0 | Constrained,otherwise capacity available =86kVA. | --> | 0.095 | 0 | 0 | 0 | 0 | 0.101 | 0 |  | --> | C14 ex MILFORD (NR) | MILFORD (NR): T41∥T42 | LETTERKENNY |  | 55.083 | -7.6904
MV/LV Substation GL***173X | 20 kV | 400V(3ph) & 230V(single ph) | LV | 50 kVA :Pole Substation | 0.05 | --> | 0.05 | 0.044 | 1 |  | --> | 0.047 | 0 | 0 | 0 | 0 | 0 | 0 | Constrained,otherwise capacity available =50kW. | --> | E12 ex CARNDONAGH | CARNDONAGH: T421∥T422 | TRILLICK |  | 55.2621 | -7.3155
MV/LV Substation GL***174Z | 20 kV | 400V(3ph) & 230V(single ph) | LV | 50 kVA :Pole Substation | 0.05 | --> | 0.05 | 0.05 | 4.4 |  | --> | 0.047 | 0 | 0 | 0 | 0 | 0 | 0 | Constrained,otherwise capacity available =49kW. | --> | E19 ex SLANE | SLANE: T421 | DRYBRIDGE |  | 53.6847 | -6.6143
MV/LV Substation GL***176Y | 10 kV | 400V(3ph) & 230V(single ph) | LV | 50 kVA :Pole Substation | 0.05 | --> | 0.05 | 0.047 | 2.2 |  | --> | 0.047 | 0 | 0 | 0 | 0 | 0 | 0 | Constrained,otherwise capacity available =49kW. | --> | C17 ex GLENGOOLE | GLENGOOLE: T41 | THURLES |  | 52.6169 | -7.6449
MV/LV Substation GL***177 | 10 kV | 400V(3ph) & 230V(single ph) | LV | 400 kVA :Building Structure | 0.4 | --> | 0.4 | 0.234 | 2.7 |  | --> | 0.38 | 0 | 0 | 0 | 0 | 0.425 | 0 |  | --> | C13 ex CASTLEBLAYNEY | CASTLEBLAYNEY: T41 | DUNDALK |  | 54.1213 | -6.7394
MV/LV Substation GL***179Z | 10 kV | 400V(3ph) & 230V(single ph) | LV | 100 kVA :Pole Substation | 0.1 | --> | 0.1 | 0.085 | 0.3 |  | --> | 0.095 | 0 | 0 | 0 | 0 | 0.102 | 0 |  | --> | C14 ex DRUMBEAR | DRUMBEAR: T41∥T42 | LISDRUM |  | 54.2427 | -6.9699
MV/LV Substation GL***180 | 20 kV | 400V(3ph) & 230V(single ph) | LV | 50 kVA :Pole Substation | 0.05 | --> | 0.05 | 0.043 | 7.7 |  | --> | 0.047 | 0 | 0 | 0 | 0 | 0 | 0 | Constrained,otherwise capacity available =50kW. | --> | E12 ex CHURCHTOWN | CHURCHTOWN: T422 | RATHKEALE |  | 52.4249 | -9.1194
MV/LV Substation GL***181 | 10 kV | 400V(3ph) & 230V(single ph) | LV | 50 kVA :Pole Substation | 0.05 | --> | 0.05 | 0.022 | 0 | Constrained,otherwise capacity available =41kVA. | --> | 0.047 | 0 | 0 | 0 | 0.009 | 0.04 | 0 |  | --> | C11 ex RATHDRUM | RATHDRUM: T42 | ARKLOW |  | 52.9367 | -6.2198
MV/LV Substation GL***182X | 20 kV | 400V(3ph) & 230V(single ph) | LV | 50 kVA :Pole Substation | 0.05 | --> | 0.05 | 0.049 | 2.9 |  | --> | 0.047 | 0 | 0 | 0 | 0 | 0.049 | 0 |  | --> | C12 ex DUNLEER | DUNLEER: T41∥T42 | DRYBRIDGE |  | 53.7824 | -6.2533
MV/LV Substation GL***187Y | 20 kV | 400V(3ph) & 230V(single ph) | LV | 50 kVA :Pole Substation | 0.05 | --> | 0.05 | 0 | 0 | Constrained,otherwise capacity available =45kVA. | --> | 0.047 | 0 | 0 | 0 | 0 | 0.05 | 0 |  | --> | C18 ex KANTURK | KANTURK: T41∥T42 | GLENLARA |  | 52.0804 | -8.8479
MV/LV Substation GL***188Y | 10 kV | 400V(3ph) & 230V(single ph) | LV | 100 kVA :Pole Substation | 0.1 | --> | 0.1 | 0.066 | 1.4 |  | --> | 0.095 | 0 | 0 | 0 | 0.009 | 0.095 | 0 |  | --> | C17 ex ROSCOMMON | ROSCOMMON: T41 | LANESBORO |  | 53.6165 | -8.1959
MV/LV Substation GL***190X | 10 kV | 400V(3ph) & 230V(single ph) | LV | 100 kVA :Pole Substation | 0.1 | --> | 0.1 | 0.071 | 4.6 |  | --> | 0.095 | 0 | 0 | 0 | 0.014 | 0.089 | 0 |  | --> | C21 ex BALLYRAINE | BALLYRAINE: T41∥T42 | LETTERKENNY |  | 54.9594 | -7.6895
MV/LV Substation GL***190X | 10 kV | 400V(3ph) & 230V(single ph) | LV | 200 kVA :Pole Substation | 0.2 | --> | 0.2 | 0.167 | 2.3 |  | --> | 0.19 | 0 | 0 | 0 | 0 | 0.204 | 0 |  | --> | C16 ex CASTLECOMER | CASTLECOMER: T41∥T42 | BALLYRAGGET |  | 52.8722 | -7.2981
MV/LV Substation GL***191X | 20 kV | 400V(3ph) & 230V(single ph) | LV | 200 kVA :Pole Substation | 0.2 | --> | 0.2 | 0.197 | 5 |  | --> | 0.19 | 0 | 0 | 0 | 0 | 0.2 | 0 |  | --> | C12 ex BALLYTIVNAN | BALLYTIVNAN: T42 | SLIGO |  | 54.3401 | -8.4029
MV/LV Substation GL***191Z | 10 kV | 400V(3ph) & 230V(single ph) | LV | 50 kVA :Pole Substation | 0.05 | --> | 0.05 | 0.05 | 4.4 |  | --> | 0.047 | 0 | 0 | 0 | 0 | 0 | 0 | Constrained,otherwise capacity available =49kW. | --> | E11 ex SLANE | SLANE: T421 | DRYBRIDGE |  | 53.7535 | -6.4945
MV/LV Substation GL***192 | 10 kV | 400V(3ph) & 230V(single ph) | LV | 200 kVA :Kiosk Substation | 0.2 | --> | 0.2 | 0.162 | 4.6 |  | --> | 0.19 | 0 | 0 | 0 | 0.006 | 0.199 | 0 |  | --> | C15 ex BALLINCLEA | BALLINCLEA: T41 | CHERRYWOOD |  | 53.2626 | -6.1201
MV/LV Substation GL***193X | 20 kV | 400V(3ph) & 230V(single ph) | LV | 400 kVA :Kiosk Substation | 0.4 | --> | 0.4 | 0.29 | 3.3 |  | --> | 0.38 | 0 | 0 | 0 | 0.011 | 0.405 | 0 |  | --> | E11 ex BIRDHILL | BIRDHILL: T421 | ARDNACRUSHA |  | 52.7081 | -8.4023
MV/LV Substation GL***195 | 10 kV | 400V(3ph) & 230V(single ph) | LV | 400 kVA :Building Structure | 0.4 | --> | 0.4 | 0.276 | 2.3 |  | --> | 0.38 | 0 | 0 | 0 | 0.011 | 0.407 | 0 |  | --> | C14 ex MOUNT MERRION | MOUNT MERRION: T42 | CARRICKMINES |  | 53.3017 | -6.2116
MV/LV Substation GL***195X | 10 kV | 400V(3ph) & 230V(single ph) | LV | 200 kVA :Kiosk Substation | 0.2 | --> | 0.2 | 0 | 0 | Constrained,otherwise capacity available =125kVA. | --> | 0.19 | 0 | 0 | 0 | 0.007 | 0.204 | 0 |  | --> | C12 ex OLDBAWN | OLDBAWN: T42 | COOKSTOWN |  | 53.2766 | -6.35
MV/LV Substation GL***196X | 10 kV | 400V(3ph) & 230V(single ph) | LV | 200 kVA :Kiosk Substation | 0.2 | --> | 0.2 | 0.118 | 11.4 |  | --> | 0.19 | 0 | 0 | 0 | 0 | 0.212 | 0 |  | --> | C23 ex COOKSTOWN | COOKSTOWN: T101 | CARRICKMINES |  | 53.2853 | -6.4018
MV/LV Substation GL***197X | 10 kV | 400V(3ph) & 230V(single ph) | LV | 400 kVA :Kiosk Substation | 0.4 | --> | 0.4 | 0.23 | 11.4 |  | --> | 0.38 | 0 | 0 | 0 | 0 | 0.426 | 0 |  | --> | C23 ex COOKSTOWN | COOKSTOWN: T101 | CARRICKMINES |  | 53.2852 | -6.4
MV/LV Substation GL***199Z | 10 kV | 400V(3ph) & 230V(single ph) | LV | 200 kVA :Kiosk Substation | 0.2 | --> | 0.2 | 0.135 | 0.9 |  | --> | 0.19 | 0 | 0 | 0 | 0.028 | 0.18 | 0 |  | --> | C12 ex RIVERSTOWN | RIVERSTOWN: T41∥T42 | KILBARRY |  | 51.9395 | -8.4026
MV/LV Substation GL***201 | 10 kV | 400V(3ph) & 230V(single ph) | LV | 400 kVA :Kiosk Substation | 0.4 | --> | 0.4 | 0 | 0 | Constrained,otherwise capacity available =386kVA. | --> | 0.38 | 0 | 0 | 0 | 0 | 0.401 | 0 |  | --> | C14 ex GREYSTONES | GREYSTONES: T42 | FASSAROE |  | 53.1452 | -6.1246
MV/LV Substation GL***202 | 10 kV | 400V(3ph) & 230V(single ph) | LV | 400 kVA :Kiosk Substation | 0.4 | --> | 0.4 | 0.355 | 5 |  | --> | 0.38 | 0 | 0 | 0 | 0.011 | 0.395 | 0 |  | --> | C15 ex OLDBAWN | OLDBAWN: T41 | COOKSTOWN |  | 53.289 | -6.3381
MV/LV Substation GL***203X | 20 kV | 400V(3ph) & 230V(single ph) | LV | 100 kVA :Pole Substation | 0.1 | --> | 0.1 | 0.072 | 2.4 |  | --> | 0.095 | 0 | 0 | 0 | 0.003 | 0.1 | 0 |  | --> | C22 ex BUSHFIELD | BUSHFIELD: T42 | ATHLONE |  | 53.4724 | -7.8647
MV/LV Substation GL***204 | 10 kV | 400V(3ph) & 230V(single ph) | LV | 400 kVA :Kiosk Substation | 0.4 | --> | 0.4 | 0.286 | 8.3 |  | --> | 0.38 | 0 | 0 | 0 | 0 | 0.417 | 0 |  | --> | C25 ex BALLYBEG | BALLYBEG: T101 | CARRICKMINES |  | 52.9861 | -6.0506
MV/LV Substation GL***205 | 10 kV | 400V(3ph) & 230V(single ph) | LV | 100 kVA :Pole Substation | 0.1 | --> | 0.1 | 0 | 0 | Constrained,otherwise capacity available =94kVA. | --> | 0.095 | 0 | 0 | 0 | 0 | 0.1 | 0 |  | --> | C11 ex COOLCORCORAN | COOLCORCORAN: T41∥T42 | KNOCKEARAGH |  | 52.0753 | -9.5063
MV/LV Substation GL***205 | 10 kV | 400V(3ph) & 230V(single ph) | LV | 630 kVA :Kiosk Substation | 0.63 | --> | 0.63 | 0.5 | 2.4 |  | --> | 0.598 | 0 | 0 | 0 | 0 | 0.5 | 0 |  | --> | C25 ex TINAHASK | TINAHASK: T41∥T42 | ARKLOW |  | 52.7919 | -6.1458
MV/LV Substation GL***205X | 20 kV | 400V(3ph) & 230V(single ph) | LV | 200 kVA :Kiosk Substation | 0.2 | --> | 0.2 | 0.174 | 3.5 |  | --> | 0.19 | 0 | 0 | 0 | 0 | 0.203 | 0 |  | --> | E19 ex STRANORLAR | STRANORLAR: T421 | LETTERKENNY |  | 54.7998 | -7.7994
MV/LV Substation GL***208X | 10 kV | 400V(3ph) & 230V(single ph) | LV | 400 kVA :Kiosk Substation | 0.4 | --> | 0.4 | 0.279 | 4.5 |  | --> | 0.38 | 0 | 0 | 0 | 0.004 | 0.414 | 0 |  | --> | C17 ex KILMORE | KILMORE: T101 | FINGLAS |  | 53.4008 | -6.2048
MV/LV Substation GL***210 | 10 kV | 400V(3ph) & 230V(single ph) | LV | 400 kVA :Kiosk Substation | 0.4 | --> | 0.4 | 0.045 | 0 | Constrained,otherwise capacity available =317kVA. | --> | 0.38 | 0 | 0 | 0 | 0.049 | 0.361 | 0 |  | --> | C21 ex TALBOTS INCH | TALBOTS INCH: T41∥T42 | KILKENNY |  | 52.6742 | -7.252
MV/LV Substation GL***210Z | 10 kV | 400V(3ph) & 230V(single ph) | LV | 200 kVA :Kiosk Substation | 0.2 | --> | 0.2 | 0 | 0 | Constrained,otherwise capacity available =148kVA. | --> | 0.19 | 0 | 0 | 0 | 0 | 0.207 | 0 |  | --> | C14 ex MERVILLE | MERVILLE: T42 | FINGLAS |  | 53.3814 | -6.2866
MV/LV Substation GL***211 | 20 kV | 400V(3ph) & 230V(single ph) | LV | 50 kVA :Pole Substation | 0.05 | --> | 0.05 | 0 | 0 | Constrained,otherwise capacity available =44kVA. | --> | 0.047 | 0 | 0 | 0 | 0 | 0.05 | 0 |  | --> | E25 ex PATRICKSWELL | PATRICKSWELL: T421∥T422 | LIMERICK |  | 52.6283 | -8.8394
MV/LV Substation GL***211 | 10 kV | 400V(3ph) & 230V(single ph) | LV | 400 kVA :Kiosk Substation | 0.4 | --> | 0.4 | 0.337 | 4.2 |  | --> | 0.38 | 0 | 0 | 0 | 0 | 0.409 | 0 |  | --> | C11 ex MARSHES | MARSHES: T41 | DUNDALK |  | 53.9883 | -6.3809
MV/LV Substation GL***213X | 20 kV | 400V(3ph) & 230V(single ph) | LV | 400 kVA :Kiosk Substation | 0.4 | --> | 0.4 | 0.314 | 3.7 |  | --> | 0.38 | 0 | 0 | 0 | 0.008 | 0 | 0 | Constrained,otherwise capacity available =404kW. | --> | E17 ex FOXHOLE | FOXHOLE: T421∥T422 | DUNGARVAN |  | 51.9545 | -7.8718
MV/LV Substation GL***220 | 10 kV | 400V(3ph) & 230V(single ph) | LV | 400 kVA :Kiosk Substation | 0.4 | --> | 0.4 | 0.273 | 1.6 |  | --> | 0.38 | 0 | 0 | 0 | 0.025 | 0.393 | 0 |  | --> | C19 ex SUTTON | SUTTON: T41 | GRANGE (DR) |  | 53.3882 | -6.1006
MV/LV Substation GL***221 | 10 kV | 400V(3ph) & 230V(single ph) | LV | 630 kVA :Building Structure | 0.63 | --> | 0.63 | 0 | 0 | Constrained,otherwise capacity available =320kVA. | --> | 0.598 | 0 | 0 | 0 | 0 | 0.5 | 0 |  | --> | C16 ex ROCHES STREET | ROCHES STREET: T42 | LIMERICK |  | 52.6607 | -8.6276
MV/LV Substation GL***224 | 10 kV | 400V(3ph) & 230V(single ph) | LV | 200 kVA :Kiosk Substation | 0.2 | --> | 0.2 | 0.082 | 0.2 |  | --> | 0.19 | 0 | 0 | 0 | 0.043 | 0 | 0 | Constrained,otherwise capacity available =172kW. | --> | C13 ex COOLMINE | COOLMINE: T41 | FINGLAS |  | 53.3829 | -6.3864
MV/LV Substation GL***229 | 10 kV | 400V(3ph) & 230V(single ph) | LV | 50 kVA :Pole Substation | 0.05 | --> | 0.05 | 0.027 | 5.9 |  | --> | 0.047 | 0 | 0 | 0 | 0.003 | 0.049 | 0 |  | --> | C15 ex NEWMARKET (SR) | NEWMARKET (SR): T41∥T42 | GLENLARA |  | 52.2063 | -9.106
MV/LV Substation GL***231 | 10 kV | 400V(3ph) & 230V(single ph) | LV | 50 kVA :Pole Substation | 0.05 | --> | 0.05 | 0 | 0 | Constrained,otherwise capacity available =38kVA. | --> | 0.047 | 0 | 0 | 0 | 0 | 0.051 | 0 |  | --> | C17 ex COOLCORCORAN | COOLCORCORAN: T41∥T42 | KNOCKEARAGH |  | 52.1101 | -9.4986
MV/LV Substation GL***233 | 10 kV | 400V(3ph) & 230V(single ph) | LV | 50 kVA :Pole Substation | 0.05 | --> | 0.05 | 0 | 0 | Constrained,otherwise capacity available =44kVA. | --> | 0.047 | 0 | 0 | 0 | 0 | 0.05 | 0 |  | --> | C17 ex SKIBBEREEN | SKIBBEREEN: T41∥T42 | DUNMANWAY |  | 51.5138 | -9.2002
MV/LV Substation GL***238 | 10 kV | 400V(3ph) & 230V(single ph) | LV | 630 kVA :Kiosk Substation | 0.63 | --> | 0.63 | 0.495 | 5.6 |  | --> | 0.598 | 0 | 0 | 0 | 0.009 | 0.5 | 0 |  | --> | C21 ex HAROLDS CROSS | HAROLDS CROSS: T101 | POOLBEG |  | 53.3306 | -6.2886
MV/LV Substation GL***241 | 20 kV | 400V(3ph) & 230V(single ph) | LV | 50 kVA :Pole Substation | 0.05 | --> | 0.05 | 0.04 | 1 |  | --> | 0.047 | 0 | 0 | 0 | 0 | 0 | 0 | Constrained,otherwise capacity available =51kW. | --> | E11 ex MACROOM | MACROOM: T422 | MACROOM |  | 51.8982 | -8.8508
MV/LV Substation GL***242 | 10 kV | 400V(3ph) & 230V(single ph) | LV | 200 kVA :Pole Substation | 0.2 | --> | 0.2 | 0.122 | 2.3 |  | --> | 0.19 | 0 | 0 | 0 | 0.019 | 0.191 | 0 |  | --> | C14 ex RINEANNA | RINEANNA: T41 | DRUMLINE |  | 52.7641 | -8.902
MV/LV Substation GL***243 | 20 kV | 400V(3ph) & 230V(single ph) | LV | 50 kVA :Pole Substation | 0.05 | --> | 0.05 | 0.039 | 1.6 |  | --> | 0.047 | 0 | 0 | 0 | 0 | 0.051 | 0 |  | --> | E16 ex GURRANEBANE | GURRANEBANE: T421∥T422 | OUGHTRAGH |  | 51.7582 | -10.0941
MV/LV Substation GL***244Y | 20 kV | 400V(3ph) & 230V(single ph) | LV | 200 kVA :Kiosk Substation | 0.2 | --> | 0.2 | 0 | 0 | Constrained,otherwise capacity available =170kVA. | --> | 0.19 | 0 | 0 | 0 | 0.003 | 0.201 | 0 |  | --> | E14 ex DALTON | DALTON: T421∥T422 | DALTON |  | 53.8033 | -8.9257
MV/LV Substation GL***249Z | 10 kV | 400V(3ph) & 230V(single ph) | LV | 400 kVA :Building Structure | 0.4 | --> | 0.4 | 0 | 0 | Constrained,otherwise capacity available =376kVA. | --> | 0.38 | 0 | 0 | 0 | 0.003 | 0.4 | 0 |  | --> | C29 ex GRANGE CASTLE | GRANGE CASTLE: T101 | INCHICORE 220KV |  | 53.2997 | -6.4731
MV/LV Substation GL***252X | 20 kV | 400V(3ph) & 230V(single ph) | LV | 200 kVA :Pole Substation | 0.2 | --> | 0.2 | 0.148 | 4.5 |  | --> | 0.19 | 0 | 0 | 0 | 0 | 0.207 | 0 |  | --> | E19 ex TELAYDON | TELAYDON: T421 | LISDRUM |  | 54.3345 | -6.938
MV/LV Substation GL***254Y | 10 kV | 400V(3ph) & 230V(single ph) | LV | 200 kVA :Pole Substation | 0.2 | --> | 0.2 | 0.176 | 0.7 |  | --> | 0.19 | 0 | 0 | 0 | 0.026 | 0.175 | 0 |  | --> | C20 ex KILMARTIN | KILMARTIN: T41 | ARKLOW |  | 53.0076 | -6.2853
MV/LV Substation GL***256 | 10 kV | 400V(3ph) & 230V(single ph) | LV | 400 kVA :Kiosk Substation | 0.4 | --> | 0.4 | 0.277 | 2.6 |  | --> | 0.38 | 0 | 0 | 0 | 0.042 | 0.374 | 0 |  | --> | C17 ex SALLYNOGGIN ROAD | SALLYNOGGIN ROAD: T41 | CHERRYWOOD |  | 53.2766 | -6.1359
MV/LV Substation GL***256X | 10 kV | 400V(3ph) & 230V(single ph) | LV | 400 kVA :Kiosk Substation | 0.4 | --> | 0.4 | 0.313 | 9.6 |  | --> | 0.38 | 0 | 0 | 0 | 0.006 | 0.407 | 0 |  | --> | C14 ex GORTLEE | GORTLEE: T41∥T42 | LETTERKENNY |  | 54.9645 | -7.7587
MV/LV Substation GL***257 | 20 kV | 400V(3ph) & 230V(single ph) | LV | 50 kVA :Pole Substation | 0.05 | --> | 0.05 | 0.039 | 2.6 |  | --> | 0.047 | 0 | 0 | 0 | 0 | 0.051 | 0 |  | --> | C14 ex CASHEL | CASHEL: T42 | CAHIR |  | 52.6136 | -8.0313
MV/LV Substation GL***258 | 10 kV | 400V(3ph) & 230V(single ph) | LV | 630 kVA :Kiosk Substation | 0.63 | --> | 0.63 | 0.5 | 2.8 |  | --> | 0.598 | 0 | 0 | 0 | 0.026 | 0.5 | 0 |  | --> | C18 ex BALLYBODEN | BALLYBODEN: T42 | COOKSTOWN |  | 53.2941 | -6.2891
MV/LV Substation GL***260 | 20 kV | 400V(3ph) & 230V(single ph) | LV | 200 kVA :Kiosk Substation | 0.2 | --> | 0.2 | 0.165 | 5.3 |  | --> | 0.19 | 0 | 0 | 0 | 0.015 | 0.189 | 0 |  | --> | C14 ex SMEARLA | SMEARLA: T42 | TRIEN |  | 52.5023 | -9.3675
MV/LV Substation GL***261Y | 10 kV | 400V(3ph) & 230V(single ph) | LV | 1000 kVA :Building Structure | 1 | --> | 1 | 0 | 0 | Constrained,otherwise capacity available =500kVA. | --> | 0.95 | 0 | 0 | 0 | 0 | 0.5 | 0 |  | --> | C20 ex BALLINACURRA | BALLINACURRA: T42 | LIMERICK |  | 52.6598 | -8.6344
MV/LV Substation GL***261Z | 10 kV | 400V(3ph) & 230V(single ph) | LV | 200 kVA :Kiosk Substation | 0.2 | --> | 0.2 | 0 | 0 | Constrained,otherwise capacity available =178kVA. | --> | 0.19 | 0 | 0 | 0 | 0.007 | 0.195 | 0 |  | --> | C17 ex KILBARRY | KILBARRY: T101 | KILBARRY |  | 51.9117 | -8.4584
MV/LV Substation GL***262 | 10 kV | 400V(3ph) & 230V(single ph) | LV | 1000 kVA :Building Structure | 1 | --> | 1 | 0 | 0 | Constrained,otherwise capacity available =500kVA. | --> | 0.95 | 0 | 0 | 0 | 0 | 0.5 | 0 |  | --> | C12 ex COOLCORCORAN | COOLCORCORAN: T41∥T42 | KNOCKEARAGH |  | 52.0593 | -9.5079
MV/LV Substation GL***263Y | 10 kV | 400V(3ph) & 230V(single ph) | LV | 200 kVA :Kiosk Substation | 0.2 | --> | 0.2 | 0 | 0 | Constrained,otherwise capacity available =151kVA. | --> | 0.19 | 0 | 0 | 0 | 0 | 0 | 0 | Constrained,otherwise capacity available =207kW. | --> | C12 ex ROSCREA | ROSCREA: T42 | IKERRIN |  | 52.9643 | -7.7914
MV/LV Substation GL***266Y | 10 kV | 400V(3ph) & 230V(single ph) | LV | 400 kVA :Kiosk Substation | 0.4 | --> | 0.4 | 0.21 | 25.2 |  | --> | 0.38 | 0 | 0 | 0 | 0 | 0.429 | 0 |  | --> | C22 ex ARKLOW | ARKLOW: T101∥T102 | ARKLOW |  | 52.7976 | -6.1694
MV/LV Substation GL***273 | 10 kV | 400V(3ph) & 230V(single ph) | LV | 400 kVA :Kiosk Substation | 0.4 | --> | 0.4 | 0 | 0 | Constrained,otherwise capacity available =330kVA. | --> | 0.38 | 0 | 0 | 0 | 0.007 | 0.403 | 0 |  | --> | C12 ex BRUFF | BRUFF: T42 | LIMERICK |  | 52.4733 | -8.4297
MV/LV Substation GL***274 | 10 kV | 400V(3ph) & 230V(single ph) | LV | 200 kVA :Pole Substation | 0.2 | --> | 0.2 | 0.14 | 0.8 |  | --> | 0.19 | 0 | 0 | 0 | 0 | 0 | 0 | Constrained,otherwise capacity available =209kW. | --> | C16 ex BANTRY | BANTRY: T41∥T42 | BALLYLICKY |  | 51.6826 | -9.4449
MV/LV Substation GL***274X | 10 kV | 400V(3ph) & 230V(single ph) | LV | 400 kVA :Kiosk Substation | 0.4 | --> | 0.4 | 0.198 | 4.5 |  | --> | 0.38 | 0 | 0 | 0 | 0.023 | 0.406 | 0 |  | --> | C15 ex MAYFIELD | MAYFIELD: T41 | KILBARRY |  | 51.9189 | -8.4004
MV/LV Substation GL***279Y | 10 kV | 400V(3ph) & 230V(single ph) | LV | 400 kVA :Kiosk Substation | 0.4 | --> | 0.4 | 0.352 | 2.3 |  | --> | 0.38 | 0 | 0 | 0 | 0 | 0.407 | 0 |  | --> | C19 ex TRABEG | TRABEG: T102 | TRABEG |  | 51.8668 | -8.4463
MV/LV Substation GL***280 | 20 kV | 400V(3ph) & 230V(single ph) | LV | 400 kVA :Kiosk Substation | 0.4 | --> | 0.4 | 0 | 0 | Constrained,otherwise capacity available =288kVA. | --> | 0.38 | 0 | 0 | 0 | 0.007 | 0.409 | 0 |  | --> | E17 ex DRUMLINE | DRUMLINE: T421∥T422 | DRUMLINE |  | 52.7613 | -8.8864
MV/LV Substation GL***280 | 10 kV | 400V(3ph) & 230V(single ph) | LV | 400 kVA :Kiosk Substation | 0.4 | --> | 0.4 | 0.234 | 4.2 |  | --> | 0.38 | 0 | 0 | 0 | 0.017 | 0.407 | 0 |  | --> | C19 ex SWORDS | SWORDS: T41 | GLASMORE |  | 53.4608 | -6.234
MV/LV Substation GL***282X | 20 kV | 400V(3ph) & 230V(single ph) | LV | 100 kVA :Pole Substation | 0.1 | --> | 0.1 | 0.071 | 0.9 |  | --> | 0.095 | 0 | 0 | 0 | 0.006 | 0 | 0 | Constrained,otherwise capacity available =97kW. | --> | E23 ex ATHBOY | ATHBOY: T423 | NAVAN |  | 53.5335 | -6.9543
MV/LV Substation GL***282X | 10 kV | 400V(3ph) & 230V(single ph) | LV | 50 kVA :Pole Substation | 0.05 | --> | 0.05 | 0.05 | 1.2 |  | --> | 0.047 | 0 | 0 | 0 | 0 | 0.049 | 0 |  | --> | C16 ex SCREEB | SCREEB: T41 | SCREEB |  | 53.4215 | -9.4017
MV/LV Substation GL***284X | 10 kV | 400V(3ph) & 230V(single ph) | LV | 200 kVA :Building Structure | 0.2 | --> | 0.2 | 0.134 | 2.8 |  | --> | 0.19 | 0 | 0 | 0 | 0 | 0 | 0 | Constrained,otherwise capacity available =210kW. | --> | C11 ex PALMERSTOWN | PALMERSTOWN: T41 | FINGLAS |  | 53.3557 | -6.3542
MV/LV Substation GL***284Y | 10 kV | 400V(3ph) & 230V(single ph) | LV | 200 kVA :Kiosk Substation | 0.2 | --> | 0.2 | 0.149 | 2.7 |  | --> | 0.19 | 0 | 0 | 0 | 0.008 | 0.199 | 0 |  | --> | C11 ex RAMPARTS | RAMPARTS: T41 | DUNDALK |  | 53.9894 | -6.3991
MV/LV Substation GL***285 | 20 kV | 400V(3ph) & 230V(single ph) | LV | 200 kVA :Pole Substation | 0.2 | --> | 0.2 | 0.194 | 1.6 |  | --> | 0.19 | 0 | 0 | 0 | 0 | 0.2 | 0 |  | --> | E12 ex MILLTOWN (SR) | MILLTOWN (SR): T422 | OUGHTRAGH |  | 52.0835 | -9.8481
MV/LV Substation GL***285X | 10 kV | 400V(3ph) & 230V(single ph) | LV | 200 kVA :Building Structure | 0.2 | --> | 0.2 | 0.177 | 2.8 |  | --> | 0.19 | 0 | 0 | 0 | 0 | 0 | 0 | Constrained,otherwise capacity available =203kW. | --> | C11 ex PALMERSTOWN | PALMERSTOWN: T41 | FINGLAS |  | 53.3592 | -6.3615
MV/LV Substation GL***286 | 10 kV | 400V(3ph) & 230V(single ph) | LV | 200 kVA :Kiosk Substation | 0.2 | --> | 0.2 | 0 | 0 | Constrained,otherwise capacity available =108kVA. | --> | 0.19 | 0 | 0 | 0 | 0.01 | 0.203 | 0 |  | --> | C11 ex GARRYOWEN | GARRYOWEN: T41 | LIMERICK |  | 52.6516 | -8.6071
MV/LV Substation GL***288Y | 10 kV | 400V(3ph) & 230V(single ph) | LV | 400 kVA :Kiosk Substation | 0.4 | --> | 0.4 | 0.325 | 1.5 |  | --> | 0.38 | 0 | 0 | 0 | 0.007 | 0.404 | 0 |  | --> | C23 ex TRAMORE | TRAMORE: T41 | BUTLERSTOWN |  | 52.175 | -7.1441
MV/LV Substation GL***291X | 10 kV | 400V(3ph) & 230V(single ph) | LV | 50 kVA :Pole Substation | 0.05 | --> | 0.05 | 0 | 0 | Constrained,otherwise capacity available =50kVA. | --> | 0.047 | 0 | 0 | 0 | 0 | 0.049 | 0 |  | --> | C14 ex GREYSTONES | GREYSTONES: T42 | FASSAROE |  | 53.1781 | -6.2102
MV/LV Substation GL***292Z | 10 kV | 400V(3ph) & 230V(single ph) | LV | 200 kVA :Kiosk Substation | 0.2 | --> | 0.2 | 0 | 0 | Constrained,otherwise capacity available =160kVA. | --> | 0.19 | 0 | 0 | 0 | 0.007 | 0.198 | 0 |  | --> | C17 ex KILBARRY | KILBARRY: T101 | KILBARRY |  | 51.9101 | -8.4557
MV/LV Substation GL***295 | 10 kV | 400V(3ph) & 230V(single ph) | LV | 400 kVA :Kiosk Substation | 0.4 | --> | 0.4 | 0.319 | 5 |  | --> | 0.38 | 0 | 0 | 0 | 0.003 | 0.409 | 0 |  | --> | C28 ex GALWAY 110KV | GALWAY 110KV: T102 | GALWAY 110KV |  | 53.2928 | -9.021
MV/LV Substation GL***297X | 20 kV | 400V(3ph) & 230V(single ph) | LV | 50 kVA :Pole Substation | 0.05 | --> | 0.05 | 0.045 | 4.4 |  | --> | 0.047 | 0 | 0 | 0 | 0 | 0.05 | 0 |  | --> | E15 ex MOHILL | MOHILL: T421∥T422 | CARRICK ON SHANNON |  | 53.9691 | -7.9019
MV/LV Substation GL***299X | 20 kV | 400V(3ph) & 230V(single ph) | LV | 50 kVA :Pole Substation | 0.05 | --> | 0.05 | 0.048 | 1 |  | --> | 0.047 | 0 | 0 | 0 | 0.007 | 0 | 0 | Constrained,otherwise capacity available =42kW. | --> | E13 ex CARNDONAGH | CARNDONAGH: T421∥T422 | TRILLICK |  | 55.2156 | -7.4059
MV/LV Substation GL***301 | 10 kV | 400V(3ph) & 230V(single ph) | LV | 630 kVA :Kiosk Substation | 0.63 | --> | 0.63 | 0 | 0 | Constrained,otherwise capacity available =500kVA. | --> | 0.598 | 0 | 0 | 0 | 0.008 | 0.5 | 0 |  | --> | C11 ex MERVILLE | MERVILLE: T41 | FINGLAS |  | 53.3809 | -6.313
MV/LV Substation GL***302 | 20 kV | 400V(3ph) & 230V(single ph) | LV | 50 kVA :Pole Substation | 0.05 | --> | 0.05 | 0.05 | 1.6 |  | --> | 0.047 | 0 | 0 | 0 | 0 | 0.049 | 0 |  | --> | E12 ex GURRANEBANE | GURRANEBANE: T421∥T422 | OUGHTRAGH |  | 52.0566 | -9.9475
MV/LV Substation GL***304 | 10 kV | 400V(3ph) & 230V(single ph) | LV | 400 kVA :Kiosk Substation | 0.4 | --> | 0.4 | 0 | 0 | Constrained,otherwise capacity available =184kVA. | --> | 0.38 | 0 | 0 | 0 | 0.007 | 0.425 | 0 |  | --> | C16 ex MERVILLE | MERVILLE: T42 | FINGLAS |  | 53.384 | -6.2924
MV/LV Substation GL***304Z | 10 kV | 400V(3ph) & 230V(single ph) | LV | 630 kVA :Building Structure | 0.63 | --> | 0.63 | 0.452 | 3.1 |  | --> | 0.598 | 0 | 0 | 0 | 0.039 | 0.5 | 0 |  | --> | C26 ex MONEYCOOLEY | MONEYCOOLEY: T44 | GRIFFINRATH |  | 53.3797 | -6.5869
MV/LV Substation GL***306X | 10 kV | 400V(3ph) & 230V(single ph) | LV | 200 kVA :Kiosk Substation | 0.2 | --> | 0.2 | 0.169 | 5.4 |  | --> | 0.19 | 0 | 0 | 0 | 0.011 | 0.193 | 0 |  | --> | C18 ex ARDNAREE | ARDNAREE: T42 | MOY |  | 54.1073 | -9.1379
MV/LV Substation GL***309X | 10 kV | 400V(3ph) & 230V(single ph) | LV | 200 kVA :Kiosk Substation | 0.2 | --> | 0.2 | 0 | 0 | Constrained,otherwise capacity available =168kVA. | --> | 0.19 | 0 | 0 | 0 | 0.007 | 0.197 | 0 |  | --> | C28 ex CLAREGALWAY | CLAREGALWAY: T42 | GALWAY 110KV |  | 53.3349 | -8.9433
MV/LV Substation GL***312 | 20 kV | 400V(3ph) & 230V(single ph) | LV | 100 kVA :Pole Substation | 0.1 | --> | 0.1 | 0 | 0 | Constrained,otherwise capacity available =82kVA. | --> | 0.095 | 0 | 0 | 0 | 0.007 | 0.095 | 0 |  | --> | E21 ex ATHENRY | ATHENRY: T423 | GALWAY 110KV |  | 53.3786 | -8.7067
MV/LV Substation GL***312Y | 10 kV | 400V(3ph) & 230V(single ph) | LV | 50 kVA :Pole Substation | 0.05 | --> | 0.05 | 0.045 | 0.7 |  | --> | 0.047 | 0 | 0 | 0 | 0 | 0.05 | 0 |  | --> | C15 ex KILMARTIN | KILMARTIN: T41 | ARKLOW |  | 53.0695 | -6.0914
MV/LV Substation GL***316Y | 10 kV | 400V(3ph) & 230V(single ph) | LV | 630 kVA :Kiosk Substation | 0.63 | --> | 0.63 | 0.5 | 3.1 |  | --> | 0.598 | 0 | 0 | 0 | 0 | 0.5 | 0 |  | --> | C26 ex MONEYCOOLEY | MONEYCOOLEY: T44 | GRIFFINRATH |  | 53.3802 | -6.5869
MV/LV Substation GL***318Y | 10 kV | 400V(3ph) & 230V(single ph) | LV | 400 kVA :Kiosk Substation | 0.4 | --> | 0.4 | 0.191 | 8.9 |  | --> | 0.38 | 0 | 0 | 0 | 0.034 | 0.395 | 0 |  | --> | C21 ex SINGLAND | SINGLAND: T101 | SINGLAND |  | 52.6572 | -8.5914
MV/LV Substation GL***324X | 10 kV | 400V(3ph) & 230V(single ph) | LV | 400 kVA :Kiosk Substation | 0.4 | --> | 0.4 | 0 | 0 | Constrained,otherwise capacity available =353kVA. | --> | 0.38 | 0 | 0 | 0 | 0 | 0.407 | 0 |  | --> | C13 ex MONEENAGEISHA | MONEENAGEISHA: T41 | GALWAY 110KV |  | 53.2818 | -9.0358
MV/LV Substation GL***325X | 10 kV | 400V(3ph) & 230V(single ph) | LV | 200 kVA :Kiosk Substation | 0.2 | --> | 0.2 | 0.123 | 4.5 |  | --> | 0.19 | 0 | 0 | 0 | 0.034 | 0.175 | 0 |  | --> | C15 ex MAYFIELD | MAYFIELD: T41 | KILBARRY |  | 51.9235 | -8.3974
MV/LV Substation GL***335Y | 20 kV | 400V(3ph) & 230V(single ph) | LV | 400 kVA :Kiosk Substation | 0.4 | --> | 0.4 | 0.284 | 6.2 |  | --> | 0.38 | 0 | 0 | 0 | 0.004 | 0.413 | 0 |  | --> | E12 ex BAGENALSTOWN | BAGENALSTOWN: T421∥T422 | CARLOW |  | 52.6982 | -6.9676
MV/LV Substation GL***336Y | 10 kV | 400V(3ph) & 230V(single ph) | LV | 400 kVA :Building Structure | 0.4 | --> | 0.4 | 0.327 | 2.7 |  | --> | 0.38 | 0 | 0 | 0 | 0 | 0.411 | 0 |  | --> | C17 ex OLDCASTLE | OLDCASTLE: T41 | MULLINGAR |  | 53.772 | -7.1576
MV/LV Substation GL***340Y | 10 kV | 400V(3ph) & 230V(single ph) | LV | 100 kVA :Pole Substation | 0.1 | --> | 0.1 | 0 | 0 | Constrained,otherwise capacity available =79kVA. | --> | 0.095 | 0 | 0 | 0 | 0 | 0 | 0 | Constrained,otherwise capacity available =103kW. | --> | C20 ex PORTLAOISE | PORTLAOISE: T42 | PORTLAOISE |  | 53.0326 | -7.2866
MV/LV Substation GL***349 | 20 kV | 400V(3ph) & 230V(single ph) | LV | 50 kVA :Pole Substation | 0.05 | --> | 0.05 | 0 | 0 | Constrained,otherwise capacity available =42kVA. | --> | 0.047 | 0 | 0 | 0 | 0 | 0 | 0 | Constrained,otherwise capacity available =50kW. | --> | C13 ex CLOYNE | CLOYNE: T41 | MIDLETON |  | 51.8879 | -7.8921
MV/LV Substation GL***349X | 10 kV | 400V(3ph) & 230V(single ph) | LV | 630 kVA :Kiosk Substation | 0.63 | --> | 0.63 | 0 | 0 | Constrained,otherwise capacity available =500kVA. | --> | 0.598 | 0 | 0 | 0 | 0 | 0.5 | 0 |  | --> | C13 ex HEADFORD ROAD | HEADFORD ROAD: T41 | GALWAY 110KV |  | 53.284 | -9.043
MV/LV Substation GL***357X | 10 kV | 400V(3ph) & 230V(single ph) | LV | 1000 kVA :Building Structure | 1 | --> | 1 | 0.5 | 2 |  | --> | 0.95 | 0 | 0 | 0 | 0.003 | 0.5 | 0 |  | --> | C15 ex FAIRVIEW | FAIRVIEW: T41 | MCDERMOTT |  | 53.3667 | -6.2197
MV/LV Substation GL***359X | 10 kV | 400V(3ph) & 230V(single ph) | LV | 630 kVA :Building Structure | 0.63 | --> | 0.63 | 0.5 | 4.6 |  | --> | 0.598 | 0 | 0 | 0 | 0 | 0.5 | 0 |  | --> | C24 ex CABRA | CABRA: T101 | FINGLAS |  | 53.3737 | -6.3023
MV/LV Substation GL***366 | 10 kV | 400V(3ph) & 230V(single ph) | LV | 50 kVA :Pole Substation | 0.05 | --> | 0.05 | 0.046 | 5.9 |  | --> | 0.047 | 0 | 0 | 0 | 0 | 0.049 | 0 |  | --> | C18 ex BANDON | BANDON: T101 | BANDON |  | 51.7908 | -8.6952
MV/LV Substation GL***376 | 10 kV | 400V(3ph) & 230V(single ph) | LV | 400 kVA :Kiosk Substation | 0.4 | --> | 0.4 | 0 | 0 | Constrained,otherwise capacity available =334kVA. | --> | 0.38 | 0 | 0 | 0 | 0 | 0.41 | 0 |  | --> | C13 ex MONEENAGEISHA | MONEENAGEISHA: T41 | GALWAY 110KV |  | 53.2765 | -9.0426
MV/LV Substation GL***377Z | 10 kV | 400V(3ph) & 230V(single ph) | LV | 200 kVA :Kiosk Substation | 0.2 | --> | 0.2 | 0 | 0 | Constrained,otherwise capacity available =163kVA. | --> | 0.19 | 0 | 0 | 0 | 0.007 | 0.198 | 0 |  | --> | C24 ex KILMONEY | KILMONEY: T41∥T42 | TRABEG |  | 51.8228 | -8.466
MV/LV Substation GL***380X | 10 kV | 400V(3ph) & 230V(single ph) | LV | 1000 kVA :Building Structure | 1 | --> | 1 | 0.5 | 2 |  | --> | 0.95 | 0 | 0 | 0 | 0 | 0.5 | 0 |  | --> | C14 ex FAIRVIEW | FAIRVIEW: T41 | MCDERMOTT |  | 53.3739 | -6.2363
MV/LV Substation GL***381 | 10 kV | 400V(3ph) & 230V(single ph) | LV | 100 kVA :Pole Substation | 0.1 | --> | 0.1 | 0.073 | 0.1 | Constrained,otherwise capacity available =99kVA. | --> | 0.095 | 0 | 0 | 0 | 0 | 0.1 | 0 |  | --> | C23 ex SRAH | SRAH: T43 | THORNSBERRY |  | 53.2854 | -7.4816
MV/LV Substation GL***381Z | 10 kV | 400V(3ph) & 230V(single ph) | LV | 630 kVA :Building Structure | 0.63 | --> | 0.63 | 0.273 | 0.3 | Constrained,otherwise capacity available =336kVA. | --> | 0.598 | 0 | 0 | 0 | 0 | 0.5 | 0 |  | --> | C14 ex DRUMBEAR | DRUMBEAR: T41∥T42 | LISDRUM |  | 54.2494 | -6.9686
MV/LV Substation GL***382X | 10 kV | 400V(3ph) & 230V(single ph) | LV | 200 kVA :Kiosk Substation | 0.2 | --> | 0.2 | 0 | 0 | Constrained,otherwise capacity available =106kVA. | --> | 0.19 | 0 | 0 | 0 | 0.01 | 0.203 | 0 |  | --> | C18 ex BALLYMUN | BALLYMUN: T42 | FINGLAS |  | 53.3796 | -6.2853
MV/LV Substation GL***385Z | 10 kV | 400V(3ph) & 230V(single ph) | LV | 400 kVA :Kiosk Substation | 0.4 | --> | 0.4 | 0.347 | 6.3 |  | --> | 0.38 | 0 | 0 | 0 | 0 | 0.407 | 0 |  | --> | C12 ex KILBARRY | KILBARRY: T43 | KILBARRY |  | 51.9191 | -8.464
MV/LV Substation GL***386Z | 10 kV | 400V(3ph) & 230V(single ph) | LV | 400 kVA :Kiosk Substation | 0.4 | --> | 0.4 | 0.311 | 6.3 |  | --> | 0.38 | 0 | 0 | 0 | 0 | 0.413 | 0 |  | --> | C12 ex KILBARRY | KILBARRY: T43 | KILBARRY |  | 51.9192 | -8.4602
MV/LV Substation GL***394 | 10 kV | 400V(3ph) & 230V(single ph) | LV | 200 kVA :Kiosk Substation | 0.2 | --> | 0.2 | 0 | 0 | Constrained,otherwise capacity available =154kVA. | --> | 0.19 | 0 | 0 | 0 | 0.006 | 0.2 | 0 |  | --> | C14 ex MERVILLE | MERVILLE: T42 | FINGLAS |  | 53.3765 | -6.2909
MV/LV Substation GL***394Z | 10 kV | 400V(3ph) & 230V(single ph) | LV | 400 kVA :Kiosk Substation | 0.4 | --> | 0.4 | 0.356 | 6.3 |  | --> | 0.38 | 0 | 0 | 0 | 0.003 | 0.403 | 0 |  | --> | C12 ex KILBARRY | KILBARRY: T43 | KILBARRY |  | 51.9199 | -8.4619
MV/LV Substation GL***395Y | 10 kV | 400V(3ph) & 230V(single ph) | LV | 400 kVA :Kiosk Substation | 0.4 | --> | 0.4 | 0 | 0 | Constrained,otherwise capacity available =315kVA. | --> | 0.38 | 0 | 0 | 0 | 0.003 | 0 | 0 | Constrained,otherwise capacity available =410kW. | --> | C17 ex ROSCREA | ROSCREA: T41 | IKERRIN |  | 52.944 | -7.786
MV/LV Substation GL***4001 | 20 kV | 400V(3ph) & 230V(single ph) | LV | 50 kVA :Pole Substation | 0.05 | --> | 0.05 | 0.045 | 8.5 |  | --> | 0.047 | 0 | 0 | 0 | 0 | 0 | 0 | Constrained,otherwise capacity available =50kW. | --> | E14 ex BELLACORICK | BELLACORICK: T122 | BELLACORICK |  | 54.18 | -9.8698
MV/LV Substation GL***4007 | 10 kV | 400V(3ph) & 230V(single ph) | LV | 400 kVA :Kiosk Substation | 0.4 | --> | 0.4 | 0.386 | 2.8 |  | --> | 0.38 | 0 | 0 | 0 | 0 | 0.401 | 0 |  | --> | C15 ex RINEANNA | RINEANNA: T42 | DRUMLINE |  | 52.7008 | -8.8842
MV/LV Substation GL***4008 | 10 kV | 400V(3ph) & 230V(single ph) | LV | 400 kVA :Kiosk Substation | 0.4 | --> | 0.4 | 0.365 | 11.2 |  | --> | 0.38 | 0 | 0 | 0 | 0 | 0.405 | 0 |  | --> | C14 ex CABRA | CABRA: T102 | FINGLAS |  | 53.3693 | -6.2762
MV/LV Substation GL***401 | 10 kV | 400V(3ph) & 230V(single ph) | LV | 50 kVA :Pole Substation | 0.05 | --> | 0.05 | 0.045 | 1.2 |  | --> | 0.047 | 0 | 0 | 0 | 0 | 0.05 | 0 |  | --> | C16 ex SCREEB | SCREEB: T41 | SCREEB |  | 53.3814 | -9.5845
MV/LV Substation GL***4015 | 20 kV | 400V(3ph) & 230V(single ph) | LV | 50 kVA :Pole Substation | 0.05 | --> | 0.05 | 0.003 | 2.8 |  | --> | 0.047 | 0 | 0 | 0 | 0 | 0.056 | 0 |  | --> | E18 ex LONGFORD | LONGFORD: T422 | RICHMOND |  | 53.7286 | -7.6753
MV/LV Substation GL***4018 | 10 kV | 400V(3ph) & 230V(single ph) | LV | 50 kVA :Pole Substation | 0.05 | --> | 0.05 | 0.034 | 3.3 |  | --> | 0.047 | 0 | 0 | 0 | 0 | 0.051 | 0 |  | --> | C19 ex SHERCOCK | SHERCOCK: T41∥T42 | MEATH HILL |  | 53.9706 | -6.9119
MV/LV Substation GL***4019 | 10 kV | 400V(3ph) & 230V(single ph) | LV | 100 kVA :Pole Substation | 0.1 | --> | 0.1 | 0.083 | 0.7 |  | --> | 0.095 | 0 | 0 | 0 | 0 | 0.102 | 0 |  | --> | C26 ex GLENTIES | GLENTIES: T41 | BINBANE |  | 54.7941 | -8.2935
MV/LV Substation GL***401X | 10 kV | 400V(3ph) & 230V(single ph) | LV | 400 kVA :Kiosk Substation | 0.4 | --> | 0.4 | 0.243 | 2 |  | --> | 0.38 | 0 | 0 | 0 | 0 | 0.424 | 0 |  | --> | C12 ex CAPPAMORE | CAPPAMORE: T41∥T42 | ARDNACRUSHA |  | 52.662 | -8.3886
MV/LV Substation GL***4021 | 10 kV | 400V(3ph) & 230V(single ph) | LV | 50 kVA :Pole Substation | 0.05 | --> | 0.05 | 0 | 0 | Constrained,otherwise capacity available =50kVA. | --> | 0.047 | 0 | 0 | 0 | 0 | 0.049 | 0 |  | --> | C20 ex ORANMORE | ORANMORE: T44 | GALWAY 110KV |  | 53.296 | -8.9225
MV/LV Substation GL***4023 | 20 kV | 400V(3ph) & 230V(single ph) | LV | 400 kVA :Building Structure | 0.4 | --> | 0.4 | 0 | 0 | Constrained,otherwise capacity available =362kVA. | --> | 0.38 | 0 | 0 | 0 | 0.008 | 0.397 | 0 |  | --> | E15 ex GLENAMADDY | GLENAMADDY: T422 | ATHLONE |  | 53.6075 | -8.5663
MV/LV Substation GL***4027 | 10 kV | 400V(3ph) & 230V(single ph) | LV | 400 kVA :Kiosk Substation | 0.4 | --> | 0.4 | 0.303 | 1.5 |  | --> | 0.38 | 0 | 0 | 0 | 0 | 0.414 | 0 |  | --> | E17 ex BEALISTOWN | BEALISTOWN: T421∥T422 | GREAT ISLAND |  | 52.1651 | -6.8833
MV/LV Substation GL***4030 | 20 kV | 400V(3ph) & 230V(single ph) | LV | 50 kVA :Pole Substation | 0.05 | --> | 0.05 | 0.047 | 1 |  | --> | 0.047 | 0 | 0 | 0 | 0 | 0 | 0 | Constrained,otherwise capacity available =49kW. | --> | E12 ex CARNDONAGH | CARNDONAGH: T421∥T422 | TRILLICK |  | 55.2658 | -7.3147
MV/LV Substation GL***4031 | 10 kV | 400V(3ph) & 230V(single ph) | LV | 50 kVA :Pole Substation | 0.05 | --> | 0.05 | 0 | 0 | Constrained,otherwise capacity available =50kVA. | --> | 0.047 | 0 | 0 | 0 | 0 | 0.049 | 0 |  | --> | C17 ex CARRICKMINES | CARRICKMINES: T41 | CARRICKMINES |  | 53.2164 | -6.2203
MV/LV Substation GL***4034 | 20 kV | 400V(3ph) & 230V(single ph) | LV | 100 kVA :Pole Substation | 0.1 | --> | 0.1 | 0.096 | 1.6 |  | --> | 0.095 | 0 | 0 | 0 | 0 | 0.1 | 0 |  | --> | E12 ex MILLTOWN (SR) | MILLTOWN (SR): T422 | OUGHTRAGH |  | 52.0545 | -9.7809
MV/LV Substation GL***403X | 10 kV | 400V(3ph) & 230V(single ph) | LV | 50 kVA :Pole Substation | 0.05 | --> | 0.05 | 0.019 | 2.2 |  | --> | 0.047 | 0 | 0 | 0 | 0.015 | 0.038 | 0 |  | --> | C15 ex SPA ROAD | SPA ROAD: T41∥T42 | DOON |  | 52.3248 | -7.73
MV/LV Substation GL***4042 | 10 kV | 400V(3ph) & 230V(single ph) | LV | 630 kVA :Kiosk Substation | 0.63 | --> | 0.63 | 0 | 0 | Constrained,otherwise capacity available =500kVA. | --> | 0.598 | 0 | 0 | 0 | 0.124 | 0.5 | 0 |  | --> | C22 ex GREYSTONES | GREYSTONES: T42 | FASSAROE |  | 53.1241 | -6.0724
MV/LV Substation GL***4043 | 10 kV | 400V(3ph) & 230V(single ph) | LV | 630 kVA :Kiosk Substation | 0.63 | --> | 0.63 | 0 | 0 | Constrained,otherwise capacity available =500kVA. | --> | 0.598 | 0 | 0 | 0 | 0.124 | 0.5 | 0 |  | --> | C22 ex GREYSTONES | GREYSTONES: T42 | FASSAROE |  | 53.1242 | -6.0679
MV/LV Substation GL***404X | 10 kV | 400V(3ph) & 230V(single ph) | LV | 630 kVA :Building Structure | 0.63 | --> | 0.63 | 0.495 | 6.1 |  | --> | 0.598 | 0 | 0 | 0 | 0 | 0.5 | 0 |  | --> | C21 ex BEDFORD ROW | BEDFORD ROW: T43 | FRANCIS STREET |  | 53.3464 | -6.2498
MV/LV Substation GL***404Y | 20 kV | 400V(3ph) & 230V(single ph) | LV | 400 kVA :Kiosk Substation | 0.4 | --> | 0.4 | 0.252 | 6.7 |  | --> | 0.38 | 0 | 0 | 0 | 0.042 | 0 | 0 | Constrained,otherwise capacity available =378kW. | --> | E11 ex DUNFIRTH | DUNFIRTH: T122 | DUNFIRTH |  | 53.4111 | -6.8312
MV/LV Substation GL***4053 | 10 kV | 400V(3ph) & 230V(single ph) | LV | 200 kVA :Kiosk Substation | 0.2 | --> | 0.2 | 0 | 0 | Constrained,otherwise capacity available =178kVA. | --> | 0.19 | 0 | 0 | 0 | 0 | 0.203 | 0 |  | --> | C12 ex CHARLESTOWN | CHARLESTOWN: T41 | TONROE |  | 53.9671 | -8.7995
MV/LV Substation GL***405X | 10 kV | 400V(3ph) & 230V(single ph) | LV | 200 kVA :Kiosk Substation | 0.2 | --> | 0.2 | 0.108 | 3.3 |  | --> | 0.19 | 0 | 0 | 0 | 0.016 | 0 | 0 | Constrained,otherwise capacity available =197kW. | --> | C20 ex PALMERSTOWN | PALMERSTOWN: T42 | FINGLAS |  | 53.3555 | -6.3825
MV/LV Substation GL***406 | 20 kV | 400V(3ph) & 230V(single ph) | LV | 50 kVA :Pole Substation | 0.05 | --> | 0.05 | 0 | 0 | Constrained,otherwise capacity available =48kVA. | --> | 0.047 | 0 | 0 | 0 | 0 | 0.049 | 0 |  | --> | E23 ex ATHENRY | ATHENRY: T423 | GALWAY 110KV |  | 53.2895 | -8.6761
MV/LV Substation GL***4065 | 20 kV | 400V(3ph) & 230V(single ph) | LV | 200 kVA :Pole Substation | 0.2 | --> | 0.2 | 0.2 | 3 |  | --> | 0.19 | 0 | 0 | 0 | 0 | 0 | 0 | Constrained,otherwise capacity available =200kW. | --> | C21 ex SWINFORD | SWINFORD: T41∥T42 | CASTLEBAR |  | 53.9905 | -9.1135
MV/LV Substation GL***4071 | 10 kV | 400V(3ph) & 230V(single ph) | LV | 50 kVA :Pole Substation | 0.05 | --> | 0.05 | 0.05 | 2.2 |  | --> | 0.047 | 0 | 0 | 0 | 0 | 0.049 | 0 |  | --> | C16 ex ROSSGEIR | ROSSGEIR: T41∥T42 | LETTERKENNY |  | 54.8648 | -7.4991
MV/LV Substation GL***4071 | 10 kV | 400V(3ph) & 230V(single ph) | LV | 50 kVA :Pole Substation | 0.05 | --> | 0.05 | 0 | 0 | Constrained,otherwise capacity available =29kVA. | --> | 0.047 | 0 | 0 | 0 | 0 | 0.052 | 0 |  | --> | C15 ex BALLYBAILIE | BALLYBAILIE: T41 | DUNDALK |  | 53.8682 | -6.5445
MV/LV Substation GL***4073 | 10 kV | 400V(3ph) & 230V(single ph) | LV | 100 kVA :Pole Substation | 0.1 | --> | 0.1 | 0.1 | 25.2 |  | --> | 0.095 | 0 | 0 | 0 | 0 | 0.1 | 0 |  | --> | C13 ex ARKLOW | ARKLOW: T101∥T102 | ARKLOW |  | 52.8055 | -6.1949
MV/LV Substation GL***4081 | 10 kV | 400V(3ph) & 230V(single ph) | LV | 200 kVA :Pole Substation | 0.2 | --> | 0.2 | 0.156 | 0.7 |  | --> | 0.19 | 0 | 0 | 0 | 0 | 0.206 | 0 |  | --> | C15 ex MONEYCOOLEY | MONEYCOOLEY: T41 | GRIFFINRATH |  | 53.3688 | -6.6178
MV/LV Substation GL***4084 | 10 kV | 400V(3ph) & 230V(single ph) | LV | 50 kVA :Pole Substation | 0.05 | --> | 0.05 | 0.04 | 5.2 |  | --> | 0.047 | 0 | 0 | 0 | 0 | 0.051 | 0 |  | --> | C12 ex KILFLYNN | KILFLYNN: T41∥T42 | TRALEE |  | 52.3552 | -9.6142
MV/LV Substation GL***4085 | 20 kV | 400V(3ph) & 230V(single ph) | LV | 50 kVA :Pole Substation | 0.05 | --> | 0.05 | 0.049 | 1.5 |  | --> | 0.047 | 0 | 0 | 0 | 0.003 | 0.046 | 0 |  | --> | C17 ex MOUNT MISERY | MOUNT MISERY: T41 | WATERFORD |  | 52.3423 | -7.0582
MV/LV Substation GL***4087 | 10 kV | 400V(3ph) & 230V(single ph) | LV | 50 kVA :Pole Substation | 0.05 | --> | 0.05 | 0 | 0 | Constrained,otherwise capacity available =48kVA. | --> | 0.047 | 0 | 0 | 0 | 0 | 0 | 0 | Constrained,otherwise capacity available =49kW. | --> | C11 ex DONEGAL | DONEGAL: T41∥T42 | CATHALEENS FALL |  | 54.6779 | -8.1466
MV/LV Substation GL***4089 | 10 kV | 400V(3ph) & 230V(single ph) | LV | 100 kVA :Pole Substation | 0.1 | --> | 0.1 | 0 | 0 | Constrained,otherwise capacity available =83kVA. | --> | 0.095 | 0 | 0 | 0 | 0 | 0 | 0 | Constrained,otherwise capacity available =102kW. | --> | C18 ex LEE BRIDGE | LEE BRIDGE: T42 | MACROOM |  | 51.9229 | -8.9933
MV/LV Substation GL***4108 | 10 kV | 400V(3ph) & 230V(single ph) | LV | 630 kVA :Kiosk Substation | 0.63 | --> | 0.63 | 0.5 | 9.8 |  | --> | 0.598 | 0 | 0 | 0 | 0 | 0.5 | 0 |  | --> | C11 ex KILCOOLE | KILCOOLE: T41∥T42 | FASSAROE |  | 53.0896 | -6.1204
MV/LV Substation GL***410Z | 20 kV | 400V(3ph) & 230V(single ph) | LV | 50 kVA :Pole Substation | 0.05 | --> | 0.05 | 0.032 | 5.2 |  | --> | 0.047 | 0 | 0 | 0 | 0.004 | 0.047 | 0 |  | --> | E12 ex WHITECHURCH | WHITECHURCH: T422 | KILBARRY |  | 52.0509 | -8.4184
MV/LV Substation GL***4112 | 10 kV | 400V(3ph) & 230V(single ph) | LV | 400 kVA :Kiosk Substation | 0.4 | --> | 0.4 | 0.4 | 4.1 |  | --> | 0.38 | 0 | 0 | 0 | 0 | 0.4 | 0 |  | --> | C17 ex MOUNT MERRION | MOUNT MERRION: T41 | CARRICKMINES |  | 53.2941 | -6.1899
MV/LV Substation GL***4115 | 10 kV | 400V(3ph) & 230V(single ph) | LV | 630 kVA :Building Structure | 0.63 | --> | 0.63 | 0 | 0 | Constrained,otherwise capacity available =441kVA. | --> | 0.598 | 0 | 0 | 0 | 0 | 0.5 | 0 |  | --> | C11 ex KILMALLOCK | KILMALLOCK: T42 | CHARLEVILLE |  | 52.4477 | -8.4514
MV/LV Substation GL***4123 | 20 kV | 400V(3ph) & 230V(single ph) | LV | 200 kVA :Building Structure | 0.2 | --> | 0.2 | 0 | 0 | Constrained,otherwise capacity available =98kVA. | --> | 0.19 | 0 | 0 | 0 | 0 | 0.212 | 0 |  | --> | E11 ex CREAGH | CREAGH: T421∥T422 | ATHLONE |  | 53.4148 | -8.1711
MV/LV Substation GL***4124 | 10 kV | 400V(3ph) & 230V(single ph) | LV | 50 kVA :Pole Substation | 0.05 | --> | 0.05 | 0 | 0 | Constrained,otherwise capacity available =50kVA. | --> | 0.047 | 0 | 0 | 0 | 0 | 0.049 | 0 |  | --> | C16 ex LOUGHREA | LOUGHREA: T41∥T42 | SOMERSET |  | 53.1827 | -8.5084
MV/LV Substation GL***412X | 10 kV | 400V(3ph) & 230V(single ph) | LV | 100 kVA :Pole Substation | 0.1 | --> | 0.1 | 0 | 0 | Constrained,otherwise capacity available =100kVA. | --> | 0.095 | 0 | 0 | 0 | 0 | 0.1 | 0 |  | --> | C13 ex COBH | COBH: T41∥T42 | COW CROSS |  | 51.8627 | -8.2974
MV/LV Substation GL***4131 | 20 kV | 400V(3ph) & 230V(single ph) | LV | 200 kVA :Pole Substation | 0.2 | --> | 0.2 | 0.116 | 1.1 |  | --> | 0.19 | 0 | 0 | 0 | 0 | 0.212 | 0 |  | --> | E19 ex LAWLESSTOWN | LAWLESSTOWN: T421 | DOON |  | 52.5228 | -7.7229
MV/LV Substation GL***4131 | 10 kV | 400V(3ph) & 230V(single ph) | LV | 1000 kVA :Building Structure | 1 | --> | 1 | 0.5 | 3.2 |  | --> | 0.95 | 0 | 0 | 0 | 0 | 0.5 | 0 |  | --> | C18 ex DONNYBROOK | DONNYBROOK: T42 | MILLTOWN (DR) |  | 53.3291 | -6.2288
MV/LV Substation GL***4132 | 10 kV | 400V(3ph) & 230V(single ph) | LV | 1000 kVA :Building Structure | 1 | --> | 1 | 0.5 | 3.2 |  | --> | 0.95 | 0 | 0 | 0 | 0 | 0.5 | 0 |  | --> | C18 ex DONNYBROOK | DONNYBROOK: T42 | MILLTOWN (DR) |  | 53.3291 | -6.2288
MV/LV Substation GL***4141 | 10 kV | 400V(3ph) & 230V(single ph) | LV | 400 kVA :Kiosk Substation | 0.4 | --> | 0.4 | 0 | 0 | Constrained,otherwise capacity available =385kVA. | --> | 0.38 | 0 | 0 | 0 | 0.011 | 0.39 | 0 |  | --> | C11 ex GARDEN CITY | GARDEN CITY: T41∥T42 | ARKLOW |  | 52.6837 | -6.2852
MV/LV Substation GL***4141 | 10 kV | 400V(3ph) & 230V(single ph) | LV | 400 kVA :Kiosk Substation | 0.4 | --> | 0.4 | 0.371 | 0.9 |  | --> | 0.38 | 0 | 0 | 0 | 0.022 | 0.38 | 0 |  | --> | C16 ex RIVERSTOWN | RIVERSTOWN: T41∥T42 | KILBARRY |  | 51.9571 | -8.3407
MV/LV Substation GL***4148 | 20 kV | 400V(3ph) & 230V(single ph) | LV | 400 kVA :Kiosk Substation | 0.4 | --> | 0.4 | 0.4 | 3.3 |  | --> | 0.38 | 0 | 0 | 0 | 0 | 0.4 | 0 |  | --> | E11 ex BIRDHILL | BIRDHILL: T421 | ARDNACRUSHA |  | 52.7095 | -8.4017
MV/LV Substation GL***4149 | 20 kV | 400V(3ph) & 230V(single ph) | LV | 400 kVA :Kiosk Substation | 0.4 | --> | 0.4 | 0.317 | 6.2 |  | --> | 0.38 | 0 | 0 | 0 | 0.001 | 0.411 | 0 |  | --> | E12 ex BAGENALSTOWN | BAGENALSTOWN: T421∥T422 | CARLOW |  | 52.6962 | -6.9657
MV/LV Substation GL***415Y | 20 kV | 400V(3ph) & 230V(single ph) | LV | 400 kVA :Kiosk Substation | 0.4 | --> | 0.4 | 0 | 0 | Constrained,otherwise capacity available =344kVA. | --> | 0.38 | 0 | 0 | 0 | 0.003 | 0.405 | 0 |  | --> | E15 ex CREAGH | CREAGH: T421∥T422 | ATHLONE |  | 53.3316 | -8.191
MV/LV Substation GL***4163 | 20 kV | 400V(3ph) & 230V(single ph) | LV | 400 kVA :Kiosk Substation | 0.4 | --> | 0.4 | 0.335 | 0.9 |  | --> | 0.38 | 0 | 0 | 0 | 0.014 | 0.395 | 0 |  | --> | C11 ex RIVERSTOWN | RIVERSTOWN: T41∥T42 | KILBARRY |  | 52.0086 | -8.3508
MV/LV Substation GL***4163 | 10 kV | 400V(3ph) & 230V(single ph) | LV | 50 kVA :Pole Substation | 0.05 | --> | 0.05 | 0.035 | 2 |  | --> | 0.047 | 0 | 0 | 0 | 0.011 | 0.04 | 0 |  | --> | C12 ex CAPPAMORE | CAPPAMORE: T41∥T42 | ARDNACRUSHA |  | 52.6343 | -8.3951
MV/LV Substation GL***4164 | 10 kV | 400V(3ph) & 230V(single ph) | LV | 100 kVA :Pole Substation | 0.1 | --> | 0.1 | 0.091 | 8.5 |  | --> | 0.095 | 0 | 0 | 0 | 0 | 0.1 | 0 |  | --> | C13 ex ARDGEEHA | ARDGEEHA: T41∥T42 | DOON |  | 52.3702 | -7.6833
MV/LV Substation GL***4166 | 10 kV | 400V(3ph) & 230V(single ph) | LV | 100 kVA :Pole Substation | 0.1 | --> | 0.1 | 0 | 0 | Constrained,otherwise capacity available =89kVA. | --> | 0.095 | 0 | 0 | 0 | 0.02 | 0.08 | 0 |  | --> | C12 ex CULLION | CULLION: T41∥T42 | LETTERKENNY |  | 54.9364 | -7.8492
MV/LV Substation GL***4167 | 20 kV | 400V(3ph) & 230V(single ph) | LV | 630 kVA :Building Structure | 0.63 | --> | 0.63 | 0 | 0 | Constrained,otherwise capacity available =410kVA. | --> | 0.598 | 0 | 0 | 0 | 0 | 0 | 0 | Constrained,otherwise capacity available =500kW. | --> | E19 ex PORTLAOISE | PORTLAOISE: T423∥T424 | PORTLAOISE |  | 53.0312 | -7.2452
MV/LV Substation GL***4169 | 10 kV | 400V(3ph) & 230V(single ph) | LV | 400 kVA :Building Structure | 0.4 | --> | 0.4 | 0 | 0 | Constrained,otherwise capacity available =359kVA. | --> | 0.38 | 0 | 0 | 0 | 0 | 0.406 | 0 |  | --> | C35 ex CASTLEVIEW | CASTLEVIEW: T101 | CASTLEVIEW |  | 51.9007 | -8.349
MV/LV Substation GL***4173 | 10 kV | 400V(3ph) & 230V(single ph) | LV | 50 kVA :Pole Substation | 0.05 | --> | 0.05 | 0.05 | 3.9 |  | --> | 0.047 | 0 | 0 | 0 | 0 | 0.049 | 0 |  | --> | C19 ex DUNMANWAY | DUNMANWAY: T43 | DUNMANWAY |  | 51.7926 | -9.0562
MV/LV Substation GL***4176 | 10 kV | 400V(3ph) & 230V(single ph) | LV | 400 kVA :Building Structure | 0.4 | --> | 0.4 | 0 | 0 | Constrained,otherwise capacity available =400kVA. | --> | 0.38 | 0 | 0 | 0 | 0 | 0.4 | 0 |  | --> | C13 ex GLOUCESTER PLACE | GLOUCESTER PLACE: T41 | MCDERMOTT |  | 53.3542 | -6.2554
MV/LV Substation GL***4178 | 10 kV | 400V(3ph) & 230V(single ph) | LV | 1000 kVA :Building Structure | 1 | --> | 1 | 0 | 0 | Constrained,otherwise capacity available =500kVA. | --> | 0.95 | 0 | 0 | 0 | 0 | 0.5 | 0 |  | --> | C13 ex GLOUCESTER PLACE | GLOUCESTER PLACE: T41 | MCDERMOTT |  | 53.3542 | -6.2555
MV/LV Substation GL***417X | 10 kV | 400V(3ph) & 230V(single ph) | LV | 200 kVA :Kiosk Substation | 0.2 | --> | 0.2 | 0 | 0 | Constrained,otherwise capacity available =156kVA. | --> | 0.19 | 0 | 0 | 0 | 0.003 | 0.203 | 0 |  | --> | C17 ex KILMALLOCK | KILMALLOCK: T42 | CHARLEVILLE |  | 52.4051 | -8.5801
MV/LV Substation GL***4180 | 20 kV | 400V(3ph) & 230V(single ph) | LV | 400 kVA :Kiosk Substation | 0.4 | --> | 0.4 | 0 | 0 | Constrained,otherwise capacity available =362kVA. | --> | 0.38 | 0 | 0 | 0 | 0.005 | 0.4 | 0 |  | --> | E11 ex GLASMORE | GLASMORE: T421 | GLASMORE |  | 53.4888 | -6.1453
MV/LV Substation GL***4181 | 20 kV | 400V(3ph) & 230V(single ph) | LV | 100 kVA :Pole Substation | 0.1 | --> | 0.1 | 0.1 | 1.6 |  | --> | 0.095 | 0 | 0 | 0 | 0 | 0.1 | 0 |  | --> | E12 ex MILLTOWN (SR) | MILLTOWN (SR): T422 | OUGHTRAGH |  | 52.0754 | -9.8492
MV/LV Substation GL***4181 | 10 kV | 400V(3ph) & 230V(single ph) | LV | 200 kVA :Kiosk Substation | 0.2 | --> | 0.2 | 0.163 | 2.3 |  | --> | 0.19 | 0 | 0 | 0 | 0 | 0.205 | 0 |  | --> | C16 ex CASTLECOMER | CASTLECOMER: T41∥T42 | BALLYRAGGET |  | 52.8053 | -7.2187
MV/LV Substation GL***4181 | 20 kV | 400V(3ph) & 230V(single ph) | LV | 400 kVA :Kiosk Substation | 0.4 | --> | 0.4 | 0.375 | 2.5 |  | --> | 0.38 | 0 | 0 | 0 | 0 | 0.403 | 0 |  | --> | E19 ex TULLOW | TULLOW: T421 | CARLOW |  | 52.8052 | -6.7102
MV/LV Substation GL***4185 | 10 kV | 400V(3ph) & 230V(single ph) | LV | 200 kVA :Kiosk Substation | 0.2 | --> | 0.2 | 0 | 0 | Constrained,otherwise capacity available =178kVA. | --> | 0.19 | 0 | 0 | 0 | 0.009 | 0.193 | 0 |  | --> | C13 ex SPIDDAL | SPIDDAL: T42 | SCREEB |  | 53.252 | -9.2134
MV/LV Substation GL***4186 | 10 kV | 400V(3ph) & 230V(single ph) | LV | 200 kVA :Kiosk Substation | 0.2 | --> | 0.2 | 0.186 | 2.1 |  | --> | 0.19 | 0 | 0 | 0 | 0 | 0.201 | 0 |  | --> | C17 ex MILFORD (MWR) | MILFORD (MWR): T41 | CHARLEVILLE |  | 52.3374 | -8.9023
MV/LV Substation GL***4188 | 10 kV | 400V(3ph) & 230V(single ph) | LV | 400 kVA :Kiosk Substation | 0.4 | --> | 0.4 | 0.282 | 12.2 |  | --> | 0.38 | 0 | 0 | 0 | 0.004 | 0.413 | 0 |  | --> | C18 ex SALTHILL | SALTHILL: T102 | SALTHILL |  | 53.2662 | -9.1189
MV/LV Substation GL***4192 | 20 kV | 400V(3ph) & 230V(single ph) | LV | 100 kVA :Pole Substation | 0.1 | --> | 0.1 | 0.1 | 1.6 |  | --> | 0.095 | 0 | 0 | 0 | 0 | 0.1 | 0 |  | --> | E16 ex GURRANEBANE | GURRANEBANE: T421∥T422 | OUGHTRAGH |  | 51.7594 | -10.0844
MV/LV Substation GL***4192 | 20 kV | 400V(3ph) & 230V(single ph) | LV | 400 kVA :Kiosk Substation | 0.4 | --> | 0.4 | 0.349 | 1.8 |  | --> | 0.38 | 0 | 0 | 0 | 0.04 | 0.365 | 0 |  | --> | E21 ex CURRALEIGH | CURRALEIGH: T421∥T422 | KILBARRY |  | 51.9675 | -8.6463
MV/LV Substation GL***4195 | 10 kV | 400V(3ph) & 230V(single ph) | LV | 50 kVA :Pole Substation | 0.05 | --> | 0.05 | 0 | 0 | Constrained,otherwise capacity available =40kVA. | --> | 0.047 | 0 | 0 | 0 | 0.019 | 0 | 0 | Constrained,otherwise capacity available =31kW. | --> | C11 ex TEMPLEMORE | TEMPLEMORE: T41 | IKERRIN |  | 52.7718 | -7.9937
MV/LV Substation GL***4198 | 10 kV | 400V(3ph) & 230V(single ph) | LV | 1000 kVA :Building Structure | 1 | --> | 1 | 0 | 0 | Constrained,otherwise capacity available =500kVA. | --> | 0.95 | 0 | 0 | 0 | 0.019 | 0.5 | 0 |  | --> | C17 ex CARRICKMINES | CARRICKMINES: T41 | CARRICKMINES |  | 53.2433 | -6.1914
MV/LV Substation GL***4207 | 10 kV | 400V(3ph) & 230V(single ph) | LV | 630 kVA :Kiosk Substation | 0.63 | --> | 0.63 | 0 | 0 | Constrained,otherwise capacity available =500kVA. | --> | 0.598 | 0 | 0 | 0 | 0 | 0.5 | 0 |  | --> | C19 ex BELGARD | BELGARD: T41 | COOKSTOWN |  | 53.293 | -6.3672
MV/LV Substation GL***4212 | 20 kV | 400V(3ph) & 230V(single ph) | LV | 50 kVA :Pole Substation | 0.05 | --> | 0.05 | 0.048 | 4.4 |  | --> | 0.047 | 0 | 0 | 0 | 0.007 | 0 | 0 | Constrained,otherwise capacity available =42kW. | --> | E19 ex SLANE | SLANE: T421 | DRYBRIDGE |  | 53.6866 | -6.6196
MV/LV Substation GL***4215 | 10 kV | 400V(3ph) & 230V(single ph) | LV | 400 kVA :Kiosk Substation | 0.4 | --> | 0.4 | 0.32 | 0.9 |  | --> | 0.38 | 0 | 0 | 0 | 0.007 | 0.405 | 0 |  | --> | C12 ex RIVERSTOWN | RIVERSTOWN: T41∥T42 | KILBARRY |  | 51.9398 | -8.3949
MV/LV Substation GL***422 | 20 kV | 400V(3ph) & 230V(single ph) | LV | 50 kVA :Pole Substation | 0.05 | --> | 0.05 | 0 | 0 | Constrained,otherwise capacity available =40kVA. | --> | 0.047 | 0 | 0 | 0 | 0 | 0 | 0 | Constrained,otherwise capacity available =51kW. | --> | E21 ex ASHBOURNE | ASHBOURNE: T421 | FINGLAS |  | 53.5276 | -6.3227
MV/LV Substation GL***422 | 10 kV | 400V(3ph) & 230V(single ph) | LV | 630 kVA :Kiosk Substation | 0.63 | --> | 0.63 | 0.452 | 10.8 |  | --> | 0.598 | 0 | 0 | 0 | 0.009 | 0.5 | 0 |  | --> | C19 ex SALTHILL | SALTHILL: T101 | SALTHILL |  | 53.2724 | -9.0817
MV/LV Substation GL***4225 | 10 kV | 400V(3ph) & 230V(single ph) | LV | 630 kVA :Kiosk Substation | 0.63 | --> | 0.63 | 0 | 0 | Constrained,otherwise capacity available =500kVA. | --> | 0.598 | 0 | 0 | 0 | 0.043 | 0.5 | 0 |  | --> | C11 ex GARDEN CITY | GARDEN CITY: T41∥T42 | ARKLOW |  | 52.6854 | -6.2836
MV/LV Substation GL***4230 | 10 kV | 400V(3ph) & 230V(single ph) | LV | 50 kVA :Pole Substation | 0.05 | --> | 0.05 | 0.05 | 2.2 |  | --> | 0.047 | 0 | 0 | 0 | 0 | 0.049 | 0 |  | --> | C15 ex SPA ROAD | SPA ROAD: T41∥T42 | DOON |  | 52.3256 | -7.7313
MV/LV Substation GL***4230 | 10 kV | 400V(3ph) & 230V(single ph) | LV | 630 kVA :Kiosk Substation | 0.63 | --> | 0.63 | 0 | 0 | Constrained,otherwise capacity available =465kVA. | --> | 0.598 | 0 | 0 | 0 | 0 | 0.5 | 0 |  | --> | C20 ex ORANMORE | ORANMORE: T44 | GALWAY 110KV |  | 53.3042 | -8.9422
MV/LV Substation GL***4232 | 10 kV | 400V(3ph) & 230V(single ph) | LV | 630 kVA :Kiosk Substation | 0.63 | --> | 0.63 | 0.5 | 4.3 |  | --> | 0.598 | 0 | 0 | 0 | 0.003 | 0.5 | 0 |  | --> | C16 ex LAWLESSTOWN | LAWLESSTOWN: T42 | DOON |  | 52.3583 | -7.7254
MV/LV Substation GL***4235 | 10 kV | 400V(3ph) & 230V(single ph) | LV | 630 kVA :Kiosk Substation | 0.63 | --> | 0.63 | 0.5 | 2 |  | --> | 0.598 | 0 | 0 | 0 | 0 | 0.5 | 0 |  | --> | C18 ex CARRICKMACROSS | CARRICKMACROSS: T42 | MEATH HILL |  | 53.9832 | -6.7194
MV/LV Substation GL***423Y | 10 kV | 400V(3ph) & 230V(single ph) | LV | 630 kVA :Kiosk Substation | 0.63 | --> | 0.63 | 0 | 0 | Constrained,otherwise capacity available =500kVA. | --> | 0.598 | 0 | 0 | 0 | 0.056 | 0.5 | 0 |  | --> | C15 ex CARRIGALINE | CARRIGALINE: T41∥T42 | BARNAHELY |  | 51.8203 | -8.3954
MV/LV Substation GL***4240 | 10 kV | 400V(3ph) & 230V(single ph) | LV | 630 kVA :Kiosk Substation | 0.63 | --> | 0.63 | 0 | 0 | Constrained,otherwise capacity available =500kVA. | --> | 0.598 | 0 | 0 | 0 | 0.009 | 0.5 | 0 |  | --> | C11 ex GARDEN CITY | GARDEN CITY: T41∥T42 | ARKLOW |  | 52.6869 | -6.2797
MV/LV Substation GL***4242 | 20 kV | 400V(3ph) & 230V(single ph) | LV | 400 kVA :Kiosk Substation | 0.4 | --> | 0.4 | 0.33 | 1.7 |  | --> | 0.38 | 0 | 0 | 0 | 0.007 | 0.403 | 0 |  | --> | C13 ex MORNINGTON ROAD | MORNINGTON ROAD: T41 | DRYBRIDGE |  | 53.7135 | -6.2796
MV/LV Substation GL***4243 | 10 kV | 400V(3ph) & 230V(single ph) | LV | 630 kVA :Kiosk Substation | 0.63 | --> | 0.63 | 0.5 | 12.2 |  | --> | 0.598 | 0 | 0 | 0 | 0 | 0.5 | 0 |  | --> | C18 ex SALTHILL | SALTHILL: T102 | SALTHILL |  | 53.2671 | -9.1186
MV/LV Substation GL***4245 | 20 kV | 400V(3ph) & 230V(single ph) | LV | 630 kVA :Kiosk Substation | 0.63 | --> | 0.63 | 0 | 0 | Constrained,otherwise capacity available =500kVA. | --> | 0.598 | 0 | 0 | 0 | 0.118 | 0.5 | 0 |  | --> | E13 ex GLASMORE | GLASMORE: T421 | GLASMORE |  | 53.4725 | -6.2471
MV/LV Substation GL***424Y | 10 kV | 400V(3ph) & 230V(single ph) | LV | 400 kVA :Kiosk Substation | 0.4 | --> | 0.4 | 0 | 0 | Constrained,otherwise capacity available =275kVA. | --> | 0.38 | 0 | 0 | 0 | 0.008 | 0.411 | 0 |  | --> | C20 ex RAHEEN | RAHEEN: T42 | LIMERICK |  | 52.623 | -8.6463
MV/LV Substation GL***4256 | 20 kV | 400V(3ph) & 230V(single ph) | LV | 50 kVA :Pole Substation | 0.05 | --> | 0.05 | 0 | 0 | Constrained,otherwise capacity available =45kVA. | --> | 0.047 | 0 | 0 | 0 | 0 | 0 | 0 | Constrained,otherwise capacity available =50kW. | --> | C18 ex TOOMEVARA | TOOMEVARA: T42 | NENAGH |  | 52.784 | -8.008
MV/LV Substation GL***4262 | 10 kV | 400V(3ph) & 230V(single ph) | LV | 400 kVA :Building Structure | 0.4 | --> | 0.4 | 0 | 0 | Constrained,otherwise capacity available =375kVA. | --> | 0.38 | 0 | 0 | 0 | 0 | 0.403 | 0 |  | --> | C20 ex ORANMORE | ORANMORE: T44 | GALWAY 110KV |  | 53.292 | -8.9222
MV/LV Substation GL***4272 | 10 kV | 400V(3ph) & 230V(single ph) | LV | 400 kVA :Kiosk Substation | 0.4 | --> | 0.4 | 0.356 | 3.4 |  | --> | 0.38 | 0 | 0 | 0 | 0.003 | 0.403 | 0 |  | --> | C20 ex GRAIGUE | GRAIGUE: T42 | CARLOW |  | 52.8484 | -6.9876
MV/LV Substation GL***4274 | 20 kV | 400V(3ph) & 230V(single ph) | LV | 100 kVA :Pole Substation | 0.1 | --> | 0.1 | 0 | 0 | Constrained,otherwise capacity available =68kVA. | --> | 0.095 | 0 | 0 | 0 | 0 | 0 | 0 | Constrained,otherwise capacity available =104kW. | --> | C14 ex FERMOY NORTH | FERMOY NORTH: T41∥T42 | BARRYMORE |  | 52.1914 | -8.3595
MV/LV Substation GL***4275 | 10 kV | 400V(3ph) & 230V(single ph) | LV | 50 kVA :Pole Substation | 0.05 | --> | 0.05 | 0.05 | 1.5 |  | --> | 0.047 | 0 | 0 | 0 | 0 | 0.049 | 0 |  | --> | C11 ex DERRYCRAMPH | DERRYCRAMPH: T41∥T42 | SHANKILL |  | 53.9413 | -7.3083
MV/LV Substation GL***4279 | 20 kV | 400V(3ph) & 230V(single ph) | LV | 400 kVA :Kiosk Substation | 0.4 | --> | 0.4 | 0.367 | 1.8 |  | --> | 0.38 | 0 | 0 | 0 | 0.007 | 0.397 | 0 |  | --> | E18 ex CURRALEIGH | CURRALEIGH: T421∥T422 | KILBARRY |  | 51.9233 | -8.5951
MV/LV Substation GL***4280 | 20 kV | 400V(3ph) & 230V(single ph) | LV | 50 kVA :Pole Substation | 0.05 | --> | 0.05 | 0.05 | 2.6 |  | --> | 0.047 | 0 | 0 | 0 | 0 | 0.049 | 0 |  | --> | E13 ex AGHADA | AGHADA: T721 | N/A |  | 51.8158 | -8.2531
MV/LV Substation GL***4286 | 10 kV | 400V(3ph) & 230V(single ph) | LV | 50 kVA :Pole Substation | 0.05 | --> | 0.05 | 0.05 | 0.3 |  | --> | 0.047 | 0 | 0 | 0 | 0 | 0.049 | 0 |  | --> | C15 ex DRUMBEAR | DRUMBEAR: T41∥T42 | LISDRUM |  | 54.2234 | -6.8545
MV/LV Substation GL***4290 | 10 kV | 400V(3ph) & 230V(single ph) | LV | 50 kVA :Pole Substation | 0.05 | --> | 0.05 | 0 | 0 | Constrained,otherwise capacity available =50kVA. | --> | 0.047 | 0 | 0 | 0 | 0 | 0.049 | 0 |  | --> | C16 ex KANTURK | KANTURK: T41∥T42 | GLENLARA |  | 52.27 | -8.8974
MV/LV Substation GL***4296 | 10 kV | 400V(3ph) & 230V(single ph) | LV | 630 kVA :Kiosk Substation | 0.63 | --> | 0.63 | 0.5 | 15.8 |  | --> | 0.598 | 0 | 0 | 0 | 0.015 | 0.5 | 0 |  | --> | C18 ex CASTLEVIEW | CASTLEVIEW: T102 | CASTLEVIEW |  | 51.919 | -8.3855
MV/LV Substation GL***429X | 10 kV | 400V(3ph) & 230V(single ph) | LV | 630 kVA :Kiosk Substation | 0.63 | --> | 0.63 | 0.5 | 6.6 |  | --> | 0.598 | 0 | 0 | 0 | 0 | 0.5 | 0 |  | --> | C29 ex PELLETSTOWN | PELLETSTOWN: T101 | FINGLAS |  | 53.3737 | -6.324
MV/LV Substation GL***4303 | 10 kV | 400V(3ph) & 230V(single ph) | LV | 50 kVA :Pole Substation | 0.05 | --> | 0.05 | 0.05 | 1.7 |  | --> | 0.047 | 0 | 0 | 0 | 0 | 0.049 | 0 |  | --> | C11 ex RATHMORE | RATHMORE: T42 | KNOCKEARAGH |  | 52.0592 | -9.2796
MV/LV Substation GL***430Y | 20 kV | 400V(3ph) & 230V(single ph) | LV | 200 kVA :Kiosk Substation | 0.2 | --> | 0.2 | 0.179 | 5.6 |  | --> | 0.19 | 0 | 0 | 0 | 0.009 | 0.193 | 0 |  | --> | E18 ex CRANE | CRANE: T122 | CRANE |  | 52.5279 | -6.4794
MV/LV Substation GL***431Y | 20 kV | 400V(3ph) & 230V(single ph) | LV | 200 kVA :Kiosk Substation | 0.2 | --> | 0.2 | 0.146 | 6.2 |  | --> | 0.19 | 0 | 0 | 0 | 0.004 | 0.203 | 0 |  | --> | E12 ex BAGENALSTOWN | BAGENALSTOWN: T421∥T422 | CARLOW |  | 52.6972 | -6.9675
MV/LV Substation GL***431Z | 10 kV | 400V(3ph) & 230V(single ph) | LV | 400 kVA :Kiosk Substation | 0.4 | --> | 0.4 | 0 | 0 | Constrained,otherwise capacity available =303kVA. | --> | 0.38 | 0 | 0 | 0 | 0.022 | 0.391 | 0 |  | --> | C24 ex KILMONEY | KILMONEY: T41∥T42 | TRABEG |  | 51.8213 | -8.4632
MV/LV Substation GL***4334 | 20 kV | 400V(3ph) & 230V(single ph) | LV | 100 kVA :Pole Substation | 0.1 | --> | 0.1 | 0 | 0 | Constrained,otherwise capacity available =100kVA. | --> | 0.095 | 0 | 0 | 0 | 0 | 0.1 | 0 |  | --> | E15 ex GLENAMADDY | GLENAMADDY: T422 | ATHLONE |  | 53.6072 | -8.5446
MV/LV Substation GL***433Z | 10 kV | 400V(3ph) & 230V(single ph) | LV | 630 kVA :Kiosk Substation | 0.63 | --> | 0.63 | 0 | 0 | Constrained,otherwise capacity available =483kVA. | --> | 0.598 | 0 | 0 | 0 | 0 | 0.5 | 0 |  | --> | C17 ex KILBARRY | KILBARRY: T101 | KILBARRY |  | 51.9176 | -8.4604
MV/LV Substation GL***4344 | 20 kV | 400V(3ph) & 230V(single ph) | LV | 50 kVA :Pole Substation | 0.05 | --> | 0.05 | 0 | 0 | Constrained,otherwise capacity available =50kVA. | --> | 0.047 | 0 | 0 | 0 | 0 | 0.049 | 0 |  | --> | E15 ex GLENAMADDY | GLENAMADDY: T422 | ATHLONE |  | 53.6042 | -8.5527
MV/LV Substation GL***434X | 10 kV | 400V(3ph) & 230V(single ph) | LV | 100 kVA :Pole Substation | 0.1 | --> | 0.1 | 0.099 | 11.5 |  | --> | 0.095 | 0 | 0 | 0 | 0 | 0.1 | 0 |  | --> | C18 ex BALLYBEG | BALLYBEG: T102 | CARRICKMINES |  | 52.9651 | -6.1534
MV/LV Substation GL***436 | 20 kV | 400V(3ph) & 230V(single ph) | LV | 100 kVA :Pole Substation | 0.1 | --> | 0.1 | 0 | 0 | Constrained,otherwise capacity available =96kVA. | --> | 0.095 | 0 | 0 | 0 | 0 | 0.1 | 0 |  | --> | C14 ex MILFORD (NR) | MILFORD (NR): T41∥T42 | LETTERKENNY |  | 55.1577 | -7.5984
MV/LV Substation GL***4371 | 20 kV | 400V(3ph) & 230V(single ph) | LV | 630 kVA :Kiosk Substation | 0.63 | --> | 0.63 | 0.5 | 1.7 |  | --> | 0.598 | 0 | 0 | 0 | 0.003 | 0.5 | 0 |  | --> | C13 ex MORNINGTON ROAD | MORNINGTON ROAD: T41 | DRYBRIDGE |  | 53.715 | -6.2793
MV/LV Substation GL***438X | 20 kV | 400V(3ph) & 230V(single ph) | LV | 100 kVA :Pole Substation | 0.1 | --> | 0.1 | 0.09 | 26.7 |  | --> | 0.095 | 0 | 0 | 0 | 0 | 0.101 | 0 |  | --> | E21 ex WEXFORD | WEXFORD: T121∥T122 | WEXFORD |  | 52.3998 | -6.4033
MV/LV Substation GL***4392 | 20 kV | 400V(3ph) & 230V(single ph) | LV | 50 kVA :Pole Substation | 0.05 | --> | 0.05 | 0.05 | 5.3 |  | --> | 0.047 | 0 | 0 | 0 | 0 | 0.049 | 0 |  | --> | E18 ex BUSH | BUSH: T421∥T422 | DUNDALK |  | 54.0245 | -6.2233
MV/LV Substation GL***439Z | 20 kV | 400V(3ph) & 230V(single ph) | LV | 200 kVA :Pole Substation | 0.2 | --> | 0.2 | 0.174 | 5.3 |  | --> | 0.19 | 0 | 0 | 0 | 0 | 0.203 | 0 |  | --> | C14 ex SMEARLA | SMEARLA: T42 | TRIEN |  | 52.5716 | -9.3724
MV/LV Substation GL***4401 | 10 kV | 400V(3ph) & 230V(single ph) | LV | 50 kVA :Pole Substation | 0.05 | --> | 0.05 | 0.05 | 1.2 |  | --> | 0.047 | 0 | 0 | 0 | 0 | 0 | 0 | Constrained,otherwise capacity available =49kW. | --> | C25 ex ROSBERCON | ROSBERCON: T42 | WATERFORD |  | 52.402 | -6.9465
MV/LV Substation GL***440X | 20 kV | 400V(3ph) & 230V(single ph) | LV | 200 kVA :Pole Substation | 0.2 | --> | 0.2 | 0.19 | 2 |  | --> | 0.19 | 0 | 0 | 0 | 0 | 0.201 | 0 |  | --> | C16 ex CAPPAMORE | CAPPAMORE: T41∥T42 | ARDNACRUSHA |  | 52.6405 | -8.1072
MV/LV Substation GL***444X | 20 kV | 400V(3ph) & 230V(single ph) | LV | 200 kVA :Pole Substation | 0.2 | --> | 0.2 | 0.159 | 1.6 |  | --> | 0.19 | 0 | 0 | 0 | 0.011 | 0.194 | 0 |  | --> | E12 ex GURRANEBANE | GURRANEBANE: T421∥T422 | OUGHTRAGH |  | 52.0585 | -9.9403
MV/LV Substation GL***445X | 20 kV | 400V(3ph) & 230V(single ph) | LV | 50 kVA :Pole Substation | 0.05 | --> | 0.05 | 0 | 0 | Constrained,otherwise capacity available =41kVA. | --> | 0.047 | 0 | 0 | 0 | 0.006 | 0.043 | 0 |  | --> | C15 ex KILMONEY | KILMONEY: T41∥T42 | TRABEG |  | 51.8145 | -8.4951
MV/LV Substation GL***445X | 20 kV | 400V(3ph) & 230V(single ph) | LV | 100 kVA :Pole Substation | 0.1 | --> | 0.1 | 0.033 | 1.6 |  | --> | 0.095 | 0 | 0 | 0 | 0 | 0.109 | 0 |  | --> | E12 ex GURRANEBANE | GURRANEBANE: T421∥T422 | OUGHTRAGH |  | 52.0589 | -9.9332
MV/LV Substation GL***446Y | 20 kV | 400V(3ph) & 230V(single ph) | LV | 50 kVA :Pole Substation | 0.05 | --> | 0.05 | 0 | 0 | Constrained,otherwise capacity available =33kVA. | --> | 0.047 | 0 | 0 | 0 | 0 | 0.051 | 0 |  | --> | E13 ex HEADFORD | HEADFORD: T42 | CLOON |  | 53.5043 | -9.2053
MV/LV Substation GL***451 | 20 kV | 400V(3ph) & 230V(single ph) | LV | 100 kVA :Pole Substation | 0.1 | --> | 0.1 | 0.097 | 2 |  | --> | 0.095 | 0 | 0 | 0 | 0.008 | 0.091 | 0 |  | --> | E31 ex CAPPAMORE | CAPPAMORE: T41∥T42 | ARDNACRUSHA |  | 52.6331 | -8.2939
MV/LV Substation GL***451 | 10 kV | 400V(3ph) & 230V(single ph) | LV | 50 kVA :Pole Substation | 0.05 | --> | 0.05 | 0 | 0 | Constrained,otherwise capacity available =33kVA. | --> | 0.047 | 0 | 0 | 0 | 0.003 | 0 | 0 | Constrained,otherwise capacity available =48kW. | --> | C11 ex DONEGAL | DONEGAL: T41∥T42 | CATHALEENS FALL |  | 54.6502 | -8.2
MV/LV Substation GL***4527 | 10 kV | 400V(3ph) & 230V(single ph) | LV | 630 kVA :Building Structure | 0.63 | --> | 0.63 | 0.5 | 6.1 |  | --> | 0.598 | 0 | 0 | 0 | 0 | 0.5 | 0 |  | --> | C21 ex BEDFORD ROW | BEDFORD ROW: T43 | FRANCIS STREET |  | 53.3462 | -6.2499
MV/LV Substation GL***4532 | 10 kV | 400V(3ph) & 230V(single ph) | LV | 1000 kVA :Building Structure | 1 | --> | 1 | 0.5 | 3.2 |  | --> | 0.95 | 0 | 0 | 0 | 0 | 0.5 | 0 |  | --> | C11 ex EAST WALL ROAD | EAST WALL ROAD: T42 | MCDERMOTT |  | 53.3497 | -6.2333
MV/LV Substation GL***458X | 10 kV | 400V(3ph) & 230V(single ph) | LV | 200 kVA :Kiosk Substation | 0.2 | --> | 0.2 | 0 | 0 | Constrained,otherwise capacity available =103kVA. | --> | 0.19 | 0 | 0 | 0 | 0.007 | 0.207 | 0 |  | --> | C20 ex OLDBAWN | OLDBAWN: T42 | COOKSTOWN |  | 53.2728 | -6.366
MV/LV Substation GL***4594 | 10 kV | 400V(3ph) & 230V(single ph) | LV | 50 kVA :Pole Substation | 0.05 | --> | 0.05 | 0 | 0 | Constrained,otherwise capacity available =50kVA. | --> | 0.047 | 0 | 0 | 0 | 0 | 0 | 0 | Constrained,otherwise capacity available =49kW. | --> | C18 ex HOLYCROSS ROAD | HOLYCROSS ROAD: T41∥T42 | THURLES |  | 52.6758 | -7.834
MV/LV Substation GL***460 | 20 kV | 400V(3ph) & 230V(single ph) | LV | 100 kVA :Pole Substation | 0.1 | --> | 0.1 | 0 | 4.5 |  | --> | 0.095 | 0 | 0 | 0 | 0 | 0.114 | 0 |  | --> | E19 ex TELAYDON | TELAYDON: T421 | LISDRUM |  | 54.3184 | -6.895
MV/LV Substation GL***461 | 20 kV | 400V(3ph) & 230V(single ph) | LV | 50 kVA :Pole Substation | 0.05 | --> | 0.05 | 0 | 0 | Constrained,otherwise capacity available =37kVA. | --> | 0.047 | 0 | 0 | 0 | 0 | 0 | 0 | Constrained,otherwise capacity available =51kW. | --> | C15 ex CLOONLOUGH | CLOONLOUGH: T41∥T42 | BARRYMORE |  | 52.2544 | -8.3629
MV/LV Substation GL***466X | 20 kV | 400V(3ph) & 230V(single ph) | LV | 50 kVA :Pole Substation | 0.05 | --> | 0.05 | 0.044 | 5.6 |  | --> | 0.047 | 0 | 0 | 0 | 0.003 | 0.047 | 0 |  | --> | E13 ex BLESSINGTON | BLESSINGTON: T421 | KILTEEL |  | 53.1479 | -6.5603
MV/LV Substation GL***4671 | 10 kV | 400V(3ph) & 230V(single ph) | LV | 400 kVA :Kiosk Substation | 0.4 | --> | 0.4 | 0.35 | 0.5 |  | --> | 0.38 | 0 | 0 | 0 | 0 | 0.407 | 0 |  | --> | C17 ex BALLINDERRY | BALLINDERRY: T41 | MULLINGAR |  | 53.5268 | -7.311
MV/LV Substation GL***471 | 10 kV | 400V(3ph) & 230V(single ph) | LV | 400 kVA :Kiosk Substation | 0.4 | --> | 0.4 | 0 | 0 | Constrained,otherwise capacity available =253kVA. | --> | 0.38 | 0 | 0 | 0 | 0 | 0.422 | 0 |  | --> | C14 ex GREYSTONES | GREYSTONES: T42 | FASSAROE |  | 53.1422 | -6.1276
MV/LV Substation GL***472X | 20 kV | 400V(3ph) & 230V(single ph) | LV | 400 kVA :Building Structure | 0.4 | --> | 0.4 | 0.305 | 1.6 |  | --> | 0.38 | 0 | 0 | 0 | 0 | 0.414 | 0 |  | --> | E12 ex MILLTOWN (SR) | MILLTOWN (SR): T422 | OUGHTRAGH |  | 52.0816 | -9.8443
MV/LV Substation GL***474Y | 20 kV | 400V(3ph) & 230V(single ph) | LV | 400 kVA :Kiosk Substation | 0.4 | --> | 0.4 | 0 | 0 | Constrained,otherwise capacity available =359kVA. | --> | 0.38 | 0 | 0 | 0 | 0.047 | 0.356 | 0 |  | --> | E30 ex LOUGHREA | LOUGHREA: T41∥T42 | SOMERSET |  | 53.2268 | -8.7377
MV/LV Substation GL***479Y | 10 kV | 400V(3ph) & 230V(single ph) | LV | 400 kVA :Kiosk Substation | 0.4 | --> | 0.4 | 0 | 0 | Constrained,otherwise capacity available =255kVA. | --> | 0.38 | 0 | 0 | 0 | 0.017 | 0 | 0 | Constrained,otherwise capacity available =404kW. | --> | C20 ex COOLCARRON | COOLCARRON: T41 | BARRYMORE |  | 52.1294 | -8.2893
MV/LV Substation GL***481 | 10 kV | 400V(3ph) & 230V(single ph) | LV | 50 kVA :Pole Substation | 0.05 | --> | 0.05 | 0 | 0 | Constrained,otherwise capacity available =47kVA. | --> | 0.047 | 0 | 0 | 0 | 0.003 | 0.046 | 0 |  | --> | C13 ex COBH | COBH: T41∥T42 | COW CROSS |  | 51.8627 | -8.2956
MV/LV Substation GL***486X | 20 kV | 400V(3ph) & 230V(single ph) | LV | 50 kVA :Pole Substation | 0.05 | --> | 0.05 | 0.039 | 4.5 |  | --> | 0.047 | 0 | 0 | 0 | 0 | 0.051 | 0 |  | --> | E19 ex TELAYDON | TELAYDON: T421 | LISDRUM |  | 54.3158 | -6.8993
MV/LV Substation GL***489Z | 10 kV | 400V(3ph) & 230V(single ph) | LV | 200 kVA :Pole Substation | 0.2 | --> | 0.2 | 0.169 | 4.4 |  | --> | 0.19 | 0 | 0 | 0 | 0 | 0.204 | 0 |  | --> | C11 ex RINGASKIDDY 110KV | RINGASKIDDY 110KV: T42 | BARNAHELY |  | 51.8332 | -8.3647
MV/LV Substation GL***491 | 20 kV | 400V(3ph) & 230V(single ph) | LV | 200 kVA :Pole Substation | 0.2 | --> | 0.2 | 0.112 | 1 |  | --> | 0.19 | 0 | 0 | 0 | 0 | 0 | 0 | Constrained,otherwise capacity available =213kW. | --> | E11 ex MACROOM | MACROOM: T422 | MACROOM |  | 51.913 | -8.7915
MV/LV Substation GL***492Y | 10 kV | 400V(3ph) & 230V(single ph) | LV | 400 kVA :Kiosk Substation | 0.4 | --> | 0.4 | 0 | 0 | Constrained,otherwise capacity available =332kVA. | --> | 0.38 | 0 | 0 | 0 | 0.008 | 0 | 0 | Constrained,otherwise capacity available =401kW. | --> | C15 ex PALLAS | PALLAS: T41∥T42 | PORTLAOISE |  | 53.043 | -7.3141
MV/LV Substation GL***493Z | 20 kV | 400V(3ph) & 230V(single ph) | LV | 100 kVA :Pole Substation | 0.1 | --> | 0.1 | 0.08 | 2.8 |  | --> | 0.095 | 0 | 0 | 0 | 0.002 | 0.101 | 0 |  | --> | E12 ex LONGFORD | LONGFORD: T422 | RICHMOND |  | 53.8176 | -7.7784
MV/LV Substation GL***497 | 10 kV | 400V(3ph) & 230V(single ph) | LV | 630 kVA :Kiosk Substation | 0.63 | --> | 0.63 | 0 | 0 | Constrained,otherwise capacity available =413kVA. | --> | 0.598 | 0 | 0 | 0 | 0.014 | 0.5 | 0 |  | --> | C12 ex WHITEHALL | WHITEHALL: T41 | FINGLAS |  | 53.3867 | -6.246
MV/LV Substation GL***497X | 10 kV | 400V(3ph) & 230V(single ph) | LV | 50 kVA :Pole Substation | 0.05 | --> | 0.05 | 0 | 0 | Constrained,otherwise capacity available =39kVA. | --> | 0.047 | 0 | 0 | 0 | 0 | 0.051 | 0 |  | --> | C19 ex RECESS | RECESS: T41 | GALWAY 110KV |  | 53.3704 | -9.8202
MV/LV Substation GL***499X | 10 kV | 400V(3ph) & 230V(single ph) | LV | 200 kVA :Kiosk Substation | 0.2 | --> | 0.2 | 0.197 | 3 |  | --> | 0.19 | 0 | 0 | 0 | 0.002 | 0 | 0 | Constrained,otherwise capacity available =197kW. | --> | C13 ex SWINFORD | SWINFORD: T41∥T42 | CASTLEBAR |  | 53.9465 | -8.9382
MV/LV Substation GL***500Y | 20 kV | 400V(3ph) & 230V(single ph) | LV | 50 kVA :Pole Substation | 0.05 | --> | 0.05 | 0 | 0 | Constrained,otherwise capacity available =39kVA. | --> | 0.047 | 0 | 0 | 0 | 0.004 | 0 | 0 | Constrained,otherwise capacity available =46kW. | --> | E11 ex CASTLELYONS | CASTLELYONS: T421∥T422 | BARRYMORE |  | 52.073 | -8.2816
MV/LV Substation GL***503X | 10 kV | 400V(3ph) & 230V(single ph) | LV | 1000 kVA :Building Structure | 1 | --> | 1 | 0 | 0 | Constrained,otherwise capacity available =500kVA. | --> | 0.95 | 0 | 0 | 0 | 0 | 0.5 | 0 |  | --> | C21 ex CAMDEN ROW | CAMDEN ROW: T41 | FRANCIS STREET |  | 53.3395 | -6.2626
MV/LV Substation GL***504 | 20 kV | 400V(3ph) & 230V(single ph) | LV | 50 kVA :Pole Substation | 0.05 | --> | 0.05 | 0 | 0 | Constrained,otherwise capacity available =37kVA. | --> | 0.047 | 0 | 0 | 0 | 0.004 | 0.046 | 0 |  | --> | C22 ex ATHLONE | ATHLONE: T41 | ATHLONE |  | 53.5179 | -8.0319
MV/LV Substation GL***508 | 20 kV | 400V(3ph) & 230V(single ph) | LV | 50 kVA :Pole Substation | 0.05 | --> | 0.05 | 0 | 0 | Constrained,otherwise capacity available =37kVA. | --> | 0.047 | 0 | 0 | 0 | 0 | 0 | 0 | Constrained,otherwise capacity available =51kW. | --> | E13 ex BEALNABLATH | BEALNABLATH: T421 | BANDON |  | 51.8149 | -8.8554
MV/LV Substation GL***509X | 20 kV | 400V(3ph) & 230V(single ph) | LV | 50 kVA :Pole Substation | 0.05 | --> | 0.05 | 0.013 | 4.5 |  | --> | 0.047 | 0 | 0 | 0 | 0 | 0.054 | 0 |  | --> | E19 ex TELAYDON | TELAYDON: T421 | LISDRUM |  | 54.3177 | -6.8963
MV/LV Substation GL***509Y | 20 kV | 400V(3ph) & 230V(single ph) | LV | 400 kVA :Kiosk Substation | 0.4 | --> | 0.4 | 0.29 | 6.7 |  | --> | 0.38 | 0 | 0 | 0 | 0.024 | 0 | 0 | Constrained,otherwise capacity available =391kW. | --> | E11 ex DUNFIRTH | DUNFIRTH: T122 | DUNFIRTH |  | 53.4124 | -6.8296
MV/LV Substation GL***512Y | 20 kV | 400V(3ph) & 230V(single ph) | LV | 100 kVA :Pole Substation | 0.1 | --> | 0.1 | 0.094 | 5.6 |  | --> | 0.095 | 0 | 0 | 0 | 0.003 | 0.097 | 0 |  | --> | E13 ex CRANE | CRANE: T122 | CRANE |  | 52.4772 | -6.4148
MV/LV Substation GL***519Y | 10 kV | 400V(3ph) & 230V(single ph) | LV | 400 kVA :Kiosk Substation | 0.4 | --> | 0.4 | 0.4 | 8.9 |  | --> | 0.38 | 0 | 0 | 0 | 0 | 0.4 | 0 |  | --> | C21 ex SINGLAND | SINGLAND: T101 | SINGLAND |  | 52.6572 | -8.5914
MV/LV Substation GL***522X | 10 kV | 400V(3ph) & 230V(single ph) | LV | 400 kVA :Kiosk Substation | 0.4 | --> | 0.4 | 0.3 | 5 |  | --> | 0.38 | 0 | 0 | 0 | 0 | 0.415 | 0 |  | --> | C24 ex GALWAY 110KV | GALWAY 110KV: T102 | GALWAY 110KV |  | 53.2726 | -9.0052
MV/LV Substation GL***523X | 10 kV | 400V(3ph) & 230V(single ph) | LV | 400 kVA :Kiosk Substation | 0.4 | --> | 0.4 | 0.305 | 5 |  | --> | 0.38 | 0 | 0 | 0 | 0 | 0.414 | 0 |  | --> | C24 ex GALWAY 110KV | GALWAY 110KV: T102 | GALWAY 110KV |  | 53.2729 | -9.0039
MV/LV Substation GL***523Z | 20 kV | 400V(3ph) & 230V(single ph) | LV | 400 kVA :Kiosk Substation | 0.4 | --> | 0.4 | 0 | 0 | Constrained,otherwise capacity available =346kVA. | --> | 0.38 | 0 | 0 | 0 | 0.003 | 0.404 | 0 |  | --> | E20 ex GLASMORE | GLASMORE: T422 | GLASMORE |  | 53.5227 | -6.1668
MV/LV Substation GL***524X | 10 kV | 400V(3ph) & 230V(single ph) | LV | 1000 kVA :Building Structure | 1 | --> | 1 | 0.5 | 5 |  | --> | 0.95 | 0 | 0 | 0 | 0 | 0.5 | 0 |  | --> | C24 ex GALWAY 110KV | GALWAY 110KV: T102 | GALWAY 110KV |  | 53.2725 | -9.0014
MV/LV Substation GL***526 | 10 kV | 400V(3ph) & 230V(single ph) | LV | 200 kVA :Kiosk Substation | 0.2 | --> | 0.2 | 0.117 | 9.9 |  | --> | 0.19 | 0 | 0 | 0 | 0 | 0.212 | 0 |  | --> | C17 ex ENNIS | ENNIS: T101 | ENNIS |  | 52.8565 | -8.9822
MV/LV Substation GL***527Y | 20 kV | 400V(3ph) & 230V(single ph) | LV | 50 kVA :Pole Substation | 0.05 | --> | 0.05 | 0.05 | 3.4 |  | --> | 0.047 | 0 | 0 | 0 | 0 | 0.049 | 0 |  | --> | E18 ex CLONMINCH | CLONMINCH: T422 | THORNSBERRY |  | 53.2584 | -7.5879
MV/LV Substation GL***527Y | 10 kV | 400V(3ph) & 230V(single ph) | LV | 400 kVA :Kiosk Substation | 0.4 | --> | 0.4 | 0 | 0 | Constrained,otherwise capacity available =396kVA. | --> | 0.38 | 0 | 0 | 0 | 0 | 0 | 0 | Constrained,otherwise capacity available =400kW. | --> | C17 ex ROSCREA | ROSCREA: T41 | IKERRIN |  | 52.9454 | -7.7879
MV/LV Substation GL***530Y | 20 kV | 400V(3ph) & 230V(single ph) | LV | 50 kVA :Pole Substation | 0.05 | --> | 0.05 | 0 | 0 | Constrained,otherwise capacity available =48kVA. | --> | 0.047 | 0 | 0 | 0 | 0 | 0.049 | 0 |  | --> | E16 ex GLENAMADDY | GLENAMADDY: T422 | ATHLONE |  | 53.5833 | -8.5635
MV/LV Substation GL***536 | 10 kV | 400V(3ph) & 230V(single ph) | LV | 50 kVA :Pole Substation | 0.05 | --> | 0.05 | 0 | 0 | Constrained,otherwise capacity available =43kVA. | --> | 0.047 | 0 | 0 | 0 | 0 | 0.05 | 0 |  | --> | C15 ex SKIBBEREEN | SKIBBEREEN: T41∥T42 | DUNMANWAY |  | 51.5212 | -9.3347
MV/LV Substation GL***537X | 20 kV | 400V(3ph) & 230V(single ph) | LV | 50 kVA :Pole Substation | 0.05 | --> | 0.05 | 0 | 0 | Constrained,otherwise capacity available =48kVA. | --> | 0.047 | 0 | 0 | 0 | 0 | 0.049 | 0 |  | --> | E23 ex ATHENRY | ATHENRY: T423 | GALWAY 110KV |  | 53.2954 | -8.6742
MV/LV Substation GL***538 | 10 kV | 400V(3ph) & 230V(single ph) | LV | 100 kVA :Pole Substation | 0.1 | --> | 0.1 | 0.077 | 8.3 |  | --> | 0.095 | 0 | 0 | 0 | 0.003 | 0.099 | 0 |  | --> | C19 ex BALLYBEG | BALLYBEG: T101 | CARRICKMINES |  | 53.0197 | -6.1448
MV/LV Substation GL***538Y | 20 kV | 400V(3ph) & 230V(single ph) | LV | 50 kVA :Pole Substation | 0.05 | --> | 0.05 | 0 | 0 | Constrained,otherwise capacity available =38kVA. | --> | 0.047 | 0 | 0 | 0 | 0 | 0 | 0 | Constrained,otherwise capacity available =51kW. | --> | E11 ex CASTLELYONS | CASTLELYONS: T421∥T422 | BARRYMORE |  | 52.0743 | -8.2784
MV/LV Substation GL***542X | 10 kV | 400V(3ph) & 230V(single ph) | LV | 200 kVA :Kiosk Substation | 0.2 | --> | 0.2 | 0 | 0 | Constrained,otherwise capacity available =124kVA. | --> | 0.19 | 0 | 0 | 0 | 0.003 | 0.208 | 0 |  | --> | C14 ex KILDARE | KILDARE: T41∥T42 | NEWBRIDGE |  | 53.2215 | -7.0037
MV/LV Substation GL***549 | 10 kV | 400V(3ph) & 230V(single ph) | LV | 50 kVA :Pole Substation | 0.05 | --> | 0.05 | 0.041 | 4.5 |  | --> | 0.047 | 0 | 0 | 0 | 0 | 0.05 | 0 |  | --> | C16 ex BRAY | BRAY: T42 | FASSAROE |  | 53.1783 | -6.1497
MV/LV Substation GL***552 | 20 kV | 400V(3ph) & 230V(single ph) | LV | 100 kVA :Pole Substation | 0.1 | --> | 0.1 | 0.061 | 1.7 |  | --> | 0.095 | 0 | 0 | 0 | 0 | 0 | 0 | Constrained,otherwise capacity available =105kW. | --> | E18 ex CREESLOUGH | CREESLOUGH: T421 | ARDNAGAPPARY |  | 55.0559 | -7.936
MV/LV Substation GL***556 | 20 kV | 400V(3ph) & 230V(single ph) | LV | 100 kVA :Pole Substation | 0.1 | --> | 0.1 | 0.083 | 1.7 |  | --> | 0.095 | 0 | 0 | 0 | 0 | 0 | 0 | Constrained,otherwise capacity available =102kW. | --> | E18 ex CREESLOUGH | CREESLOUGH: T421 | ARDNAGAPPARY |  | 55.0383 | -7.9648
MV/LV Substation GL***557X | 20 kV | 400V(3ph) & 230V(single ph) | LV | 100 kVA :Pole Substation | 0.1 | --> | 0.1 | 0.067 | 6.2 |  | --> | 0.095 | 0 | 0 | 0 | 0 | 0.104 | 0 |  | --> | E17 ex BAGENALSTOWN | BAGENALSTOWN: T421∥T422 | CARLOW |  | 52.7748 | -7.1183
MV/LV Substation GL***557Y | 20 kV | 400V(3ph) & 230V(single ph) | LV | 400 kVA :Kiosk Substation | 0.4 | --> | 0.4 | 0 | 0 | Constrained,otherwise capacity available =380kVA. | --> | 0.38 | 0 | 0 | 0 | 0.003 | 0 | 0 | Constrained,otherwise capacity available =400kW. | --> | E20 ex ROSCREA | ROSCREA: T42 | IKERRIN |  | 52.9407 | -7.6379
MV/LV Substation GL***559X | 20 kV | 400V(3ph) & 230V(single ph) | LV | 50 kVA :Pole Substation | 0.05 | --> | 0.05 | 0.048 | 1.5 |  | --> | 0.047 | 0 | 0 | 0 | 0 | 0.049 | 0 |  | --> | E17 ex ACHILL | ACHILL: T422 | CARROWBEG |  | 53.9325 | -9.9427
MV/LV Substation GL***559X | 10 kV | 400V(3ph) & 230V(single ph) | LV | 50 kVA :Pole Substation | 0.05 | --> | 0.05 | 0 | 0 | Constrained,otherwise capacity available =47kVA. | --> | 0.047 | 0 | 0 | 0 | 0 | 0.049 | 0 |  | --> | C20 ex CULLION | CULLION: T41∥T42 | LETTERKENNY |  | 54.9149 | -7.6867
MV/LV Substation GL***560 | 10 kV | 400V(3ph) & 230V(single ph) | LV | 50 kVA :Pole Substation | 0.05 | --> | 0.05 | 0.03 | 0.4 |  | --> | 0.047 | 0 | 0 | 0 | 0 | 0 | 0 | Constrained,otherwise capacity available =52kW. | --> | C12 ex GARRYSPILLANE | GARRYSPILLANE: T41 | TIPPERARY |  | 52.3841 | -8.3876
MV/LV Substation GL***563X | 10 kV | 400V(3ph) & 230V(single ph) | LV | 400 kVA :Kiosk Substation | 0.4 | --> | 0.4 | 0.294 | 1.3 |  | --> | 0.38 | 0 | 0 | 0 | 0.016 | 0.399 | 0 |  | --> | C15 ex ENNIS NORTH | ENNIS NORTH: T41∥T42 | ENNIS |  | 52.8537 | -8.9856
MV/LV Substation GL***565Y | 10 kV | 400V(3ph) & 230V(single ph) | LV | 50 kVA :Pole Substation | 0.05 | --> | 0.05 | 0.041 | 11.5 |  | --> | 0.047 | 0 | 0 | 0 | 0 | 0.05 | 0 |  | --> | C18 ex BALLYBEG | BALLYBEG: T102 | CARRICKMINES |  | 52.9693 | -6.1487
MV/LV Substation GL***566 | 10 kV | 400V(3ph) & 230V(single ph) | LV | 630 kVA :Kiosk Substation | 0.63 | --> | 0.63 | 0.434 | 4.6 |  | --> | 0.598 | 0 | 0 | 0 | 0.07 | 0.5 | 0 |  | --> | C11 ex CABRA | CABRA: T101 | FINGLAS |  | 53.3599 | -6.2948
MV/LV Substation GL***572 | 10 kV | 400V(3ph) & 230V(single ph) | LV | 50 kVA :Pole Substation | 0.05 | --> | 0.05 | 0.043 | 9.6 |  | --> | 0.047 | 0 | 0 | 0 | 0 | 0.05 | 0 |  | --> | C14 ex GORTLEE | GORTLEE: T41∥T42 | LETTERKENNY |  | 54.9654 | -7.7478
MV/LV Substation GL***574 | 10 kV | 400V(3ph) & 230V(single ph) | LV | 630 kVA :Kiosk Substation | 0.63 | --> | 0.63 | 0.428 | 1.3 |  | --> | 0.598 | 0 | 0 | 0 | 0.06 | 0.5 | 0 |  | --> | C15 ex TYMON | TYMON: T41 | COOKSTOWN |  | 53.28 | -6.3295
MV/LV Substation GL***575X | 10 kV | 400V(3ph) & 230V(single ph) | LV | 200 kVA :Pole Substation | 0.2 | --> | 0.2 | 0 | 0 | Constrained,otherwise capacity available =165kVA. | --> | 0.19 | 0 | 0 | 0 | 0 | 0.205 | 0 |  | --> | C16 ex BLAKE | BLAKE: T41∥T42 | BLAKE |  | 53.2353 | -6.9326
MV/LV Substation GL***577 | 20 kV | 400V(3ph) & 230V(single ph) | LV | 100 kVA :Pole Substation | 0.1 | --> | 0.1 | 0.086 | 5.6 |  | --> | 0.095 | 0 | 0 | 0 | 0 | 0.101 | 0 |  | --> | E18 ex CRANE | CRANE: T122 | CRANE |  | 52.5767 | -6.2297
MV/LV Substation GL***579 | 20 kV | 400V(3ph) & 230V(single ph) | LV | 400 kVA :Kiosk Substation | 0.4 | --> | 0.4 | 0.383 | 7.4 |  | --> | 0.38 | 0 | 0 | 0 | 0.003 | 0.399 | 0 |  | --> | C03 ex AHANE | AHANE: T102 | AHANE |  | 52.6662 | -8.537
MV/LV Substation GL***580 | 10 kV | 400V(3ph) & 230V(single ph) | LV | 400 kVA :Building Structure | 0.4 | --> | 0.4 | 0.184 | 11.2 |  | --> | 0.38 | 0 | 0 | 0 | 0.008 | 0.424 | 0 |  | --> | C21 ex ARTANE | ARTANE: T101 | FINGLAS |  | 53.3841 | -6.2399
MV/LV Substation GL***582Y | 20 kV | 400V(3ph) & 230V(single ph) | LV | 50 kVA :Pole Substation | 0.05 | --> | 0.05 | 0 | 0 | Constrained,otherwise capacity available =27kVA. | --> | 0.047 | 0 | 0 | 0 | 0.039 | 0.011 | 0 |  | --> | E14 ex EMYVALE | EMYVALE: T422 | LISDRUM |  | 54.3637 | -7.0573
MV/LV Substation GL***584 | 10 kV | 400V(3ph) & 230V(single ph) | LV | 200 kVA :Kiosk Substation | 0.2 | --> | 0.2 | 0.089 | 9.8 |  | --> | 0.19 | 0 | 0 | 0 | 0.031 | 0.184 | 0 |  | --> | C14 ex KILCOOLE | KILCOOLE: T41∥T42 | FASSAROE |  | 53.1145 | -6.1069
MV/LV Substation GL***584X | 20 kV | 400V(3ph) & 230V(single ph) | LV | 400 kVA :Kiosk Substation | 0.4 | --> | 0.4 | 0.325 | 5.6 |  | --> | 0.38 | 0 | 0 | 0 | 0.014 | 0.397 | 0 |  | --> | E18 ex CRANE | CRANE: T122 | CRANE |  | 52.6265 | -6.2347
MV/LV Substation GL***589Y | 10 kV | 400V(3ph) & 230V(single ph) | LV | 200 kVA :Kiosk Substation | 0.2 | --> | 0.2 | 0.158 | 1.3 |  | --> | 0.19 | 0 | 0 | 0 | 0 | 0.206 | 0 |  | --> | C16 ex GRANGE (SR) | GRANGE (SR): T41∥T42 | BUTLERSTOWN |  | 52.2503 | -7.0849
MV/LV Substation GL***590 | 10 kV | 400V(3ph) & 230V(single ph) | LV | 100 kVA :Pole Substation | 0.1 | --> | 0.1 | 0 | 0 | Constrained,otherwise capacity available =66kVA. | --> | 0.095 | 0 | 0 | 0 | 0.003 | 0.101 | 0 |  | --> | C20 ex ORANMORE | ORANMORE: T44 | GALWAY 110KV |  | 53.3149 | -8.9402
MV/LV Substation GL***590X | 20 kV | 400V(3ph) & 230V(single ph) | LV | 100 kVA :Pole Substation | 0.1 | --> | 0.1 | 0.09 | 5.6 |  | --> | 0.095 | 0 | 0 | 0 | 0 | 0.101 | 0 |  | --> | E18 ex CRANE | CRANE: T122 | CRANE |  | 52.6171 | -6.2272
MV/LV Substation GL***596 | 20 kV | 400V(3ph) & 230V(single ph) | LV | 50 kVA :Pole Substation | 0.05 | --> | 0.05 | 0.049 | 0.2 |  | --> | 0.047 | 0 | 0 | 0 | 0 | 0.049 | 0 |  | --> | C15 ex MOATE | MOATE: T42 | ATHLONE |  | 53.4232 | -7.7681
MV/LV Substation GL***596Z | 10 kV | 400V(3ph) & 230V(single ph) | LV | 400 kVA :Kiosk Substation | 0.4 | --> | 0.4 | 0.045 | 0 | Constrained,otherwise capacity available =312kVA. | --> | 0.38 | 0 | 0 | 0 | 0.05 | 0.36 | 0 |  | --> | C21 ex TALBOTS INCH | TALBOTS INCH: T41∥T42 | KILKENNY |  | 52.6756 | -7.2507
MV/LV Substation GL***599X | 10 kV | 400V(3ph) & 230V(single ph) | LV | 1000 kVA :Building Structure | 1 | --> | 1 | 0 | 0 | Constrained,otherwise capacity available =400kVA. | --> | 0.95 | 0 | 0 | 0 | 0 | 0.5 | 0 |  | --> | C12 ex GLOUCESTER PLACE | GLOUCESTER PLACE: T42 | MCDERMOTT |  | 53.3526 | -6.2547
MV/LV Substation GL***599X | 20 kV | 400V(3ph) & 230V(single ph) | LV | 400 kVA :Kiosk Substation | 0.4 | --> | 0.4 | 0.357 | 1.6 |  | --> | 0.38 | 0 | 0 | 0 | 0 | 0.406 | 0 |  | --> | E12 ex GURRANEBANE | GURRANEBANE: T421∥T422 | OUGHTRAGH |  | 52.0556 | -9.9446
MV/LV Substation GL***599Y | 10 kV | 400V(3ph) & 230V(single ph) | LV | 400 kVA :Kiosk Substation | 0.4 | --> | 0.4 | 0.354 | 6.6 |  | --> | 0.38 | 0 | 0 | 0 | 0 | 0.407 | 0 |  | --> | C17 ex GLEBE | GLEBE: T41∥T42 | RICHMOND |  | 53.7193 | -7.7908
MV/LV Substation GL***602 | 10 kV | 400V(3ph) & 230V(single ph) | LV | 50 kVA :Pole Substation | 0.05 | --> | 0.05 | 0.047 | 3.7 |  | --> | 0.047 | 0 | 0 | 0 | 0 | 0 | 0 | Constrained,otherwise capacity available =49kW. | --> | E17 ex GLENGARRIFF | GLENGARRIFF: T421 | BALLYLICKY |  | 51.7433 | -9.5254
MV/LV Substation GL***604 | 10 kV | 400V(3ph) & 230V(single ph) | LV | 200 kVA :Pole Substation | 0.2 | --> | 0.2 | 0.167 | 25.2 |  | --> | 0.19 | 0 | 0 | 0 | 0 | 0.204 | 0 |  | --> | C19 ex ARKLOW | ARKLOW: T101∥T102 | ARKLOW |  | 52.8117 | -6.1509
MV/LV Substation GL***604 | 10 kV | 400V(3ph) & 230V(single ph) | LV | 50 kVA :Pole Substation | 0.05 | --> | 0.05 | 0.048 | 5.2 |  | --> | 0.047 | 0 | 0 | 0 | 0 | 0.049 | 0 |  | --> | C15 ex KILFLYNN | KILFLYNN: T41∥T42 | TRALEE |  | 52.3573 | -9.6078
MV/LV Substation GL***604 | 20 kV | 400V(3ph) & 230V(single ph) | LV | 100 kVA :Pole Substation | 0.1 | --> | 0.1 | 0.08 | 1.5 |  | --> | 0.095 | 0 | 0 | 0 | 0.004 | 0.098 | 0 |  | --> | C17 ex MOUNT MISERY | MOUNT MISERY: T41 | WATERFORD |  | 52.3523 | -7.0315
MV/LV Substation GL***612 | 20 kV | 400V(3ph) & 230V(single ph) | LV | 50 kVA :Pole Substation | 0.05 | --> | 0.05 | 0 | 0 | Constrained,otherwise capacity available =18kVA. | --> | 0.047 | 0 | 0 | 0 | 0 | 0.054 | 0 |  | --> | E15 ex MANORHAMILTON | MANORHAMILTON: T422 | SLIGO |  | 54.2839 | -7.9834
MV/LV Substation GL***613 | 10 kV | 400V(3ph) & 230V(single ph) | LV | 200 kVA :Pole Substation | 0.2 | --> | 0.2 | 0.177 | 4.5 |  | --> | 0.19 | 0 | 0 | 0 | 0.011 | 0.191 | 0 |  | --> | C16 ex BRAY | BRAY: T42 | FASSAROE |  | 53.1744 | -6.1423
MV/LV Substation GL***613 | 20 kV | 400V(3ph) & 230V(single ph) | LV | 400 kVA :Kiosk Substation | 0.4 | --> | 0.4 | 0.241 | 5.2 |  | --> | 0.38 | 0 | 0 | 0 | 0.016 | 0.407 | 0 |  | --> | E12 ex WHITECHURCH | WHITECHURCH: T422 | KILBARRY |  | 52.0453 | -8.4252
MV/LV Substation GL***615X | 20 kV | 400V(3ph) & 230V(single ph) | LV | 200 kVA :Pole Substation | 0.2 | --> | 0.2 | 0.114 | 6.7 |  | --> | 0.19 | 0 | 0 | 0 | 0 | 0 | 0 | Constrained,otherwise capacity available =213kW. | --> | E11 ex DUNFIRTH | DUNFIRTH: T122 | DUNFIRTH |  | 53.4139 | -6.8333
MV/LV Substation GL***616 | 20 kV | 400V(3ph) & 230V(single ph) | LV | 50 kVA :Pole Substation | 0.05 | --> | 0.05 | 0 | 0 | Constrained,otherwise capacity available =45kVA. | --> | 0.047 | 0 | 0 | 0 | 0 | 0.05 | 0 |  | --> | C24 ex CLIFDEN | CLIFDEN: T41∥T42 | GALWAY 110KV |  | 53.6137 | -9.8746
MV/LV Substation GL***616Y | 20 kV | 400V(3ph) & 230V(single ph) | LV | 50 kVA :Pole Substation | 0.05 | --> | 0.05 | 0 | 0 | Constrained,otherwise capacity available =12kVA. | --> | 0.047 | 0 | 0 | 0 | 0 | 0.054 | 0 |  | --> | E15 ex GLENAMADDY | GLENAMADDY: T422 | ATHLONE |  | 53.6306 | -8.5684
MV/LV Substation GL***626Y | 20 kV | 400V(3ph) & 230V(single ph) | LV | 400 kVA :Kiosk Substation | 0.4 | --> | 0.4 | 0.373 | 2.6 |  | --> | 0.38 | 0 | 0 | 0 | 0.003 | 0.4 | 0 |  | --> | E13 ex AGHADA | AGHADA: T721 | N/A |  | 51.8218 | -8.2305
MV/LV Substation GL***628X | 20 kV | 400V(3ph) & 230V(single ph) | LV | 400 kVA :Kiosk Substation | 0.4 | --> | 0.4 | 0.365 | 5.6 |  | --> | 0.38 | 0 | 0 | 0 | 0.007 | 0.398 | 0 |  | --> | E18 ex CRANE | CRANE: T122 | CRANE |  | 52.6173 | -6.2285
MV/LV Substation GL***629 | 20 kV | 400V(3ph) & 230V(single ph) | LV | 100 kVA :Pole Substation | 0.1 | --> | 0.1 | 0.004 | 2.4 |  | --> | 0.095 | 0 | 0 | 0 | 0.003 | 0.11 | 0 |  | --> | C22 ex BUSHFIELD | BUSHFIELD: T42 | ATHLONE |  | 53.4704 | -7.8646
MV/LV Substation GL***629X | 10 kV | 400V(3ph) & 230V(single ph) | LV | 200 kVA :Kiosk Substation | 0.2 | --> | 0.2 | 0.152 | 1.7 |  | --> | 0.19 | 0 | 0 | 0 | 0.007 | 0.199 | 0 |  | --> | C11 ex RATHMORE | RATHMORE: T42 | KNOCKEARAGH |  | 52.0832 | -9.2066
MV/LV Substation GL***633 | 10 kV | 400V(3ph) & 230V(single ph) | LV | 400 kVA :Kiosk Substation | 0.4 | --> | 0.4 | 0 | 0 | Constrained,otherwise capacity available =228kVA. | --> | 0.38 | 0 | 0 | 0 | 0.027 | 0.397 | 0 |  | --> | C11 ex MACETOWN | MACETOWN: T101 | MACETOWN |  | 53.4002 | -6.4164
MV/LV Substation GL***634Y | 20 kV | 400V(3ph) & 230V(single ph) | LV | 50 kVA :Pole Substation | 0.05 | --> | 0.05 | 0 | 0 | Constrained,otherwise capacity available =46kVA. | --> | 0.047 | 0 | 0 | 0 | 0 | 0 | 0 | Constrained,otherwise capacity available =49kW. | --> | E22 ex ROSCREA | ROSCREA: T42 | IKERRIN |  | 53.0056 | -7.8723
MV/LV Substation GL***636 | 10 kV | 400V(3ph) & 230V(single ph) | LV | 400 kVA :Kiosk Substation | 0.4 | --> | 0.4 | 0.307 | 4.1 |  | --> | 0.38 | 0 | 0 | 0 | 0.003 | 0.41 | 0 |  | --> | C12 ex LOUGHLINSTOWN | LOUGHLINSTOWN: T42 | CARRICKMINES |  | 53.2504 | -6.1306
MV/LV Substation GL***637 | 10 kV | 400V(3ph) & 230V(single ph) | LV | 400 kVA :Kiosk Substation | 0.4 | --> | 0.4 | 0.123 | 5.6 |  | --> | 0.38 | 0 | 0 | 0 | 0.021 | 0.419 | 0 |  | --> | C20 ex MILLTOWN (DR) | MILLTOWN (DR): T102 | INCHICORE 220KV |  | 53.3141 | -6.2484
MV/LV Substation GL***642 | 10 kV | 400V(3ph) & 230V(single ph) | LV | 100 kVA :Pole Substation | 0.1 | --> | 0.1 | 0.05 | 2 |  | --> | 0.095 | 0 | 0 | 0 | 0.007 | 0.1 | 0 |  | --> | C17 ex KILCAR | KILCAR: T41 | BINBANE |  | 54.7071 | -8.7274
MV/LV Substation GL***644 | 10 kV | 400V(3ph) & 230V(single ph) | LV | 50 kVA :Pole Substation | 0.05 | --> | 0.05 | 0.033 | 3.3 |  | --> | 0.047 | 0 | 0 | 0 | 0 | 0.051 | 0 |  | --> | C19 ex SHERCOCK | SHERCOCK: T41∥T42 | MEATH HILL |  | 53.969 | -6.9095
MV/LV Substation GL***644Y | 20 kV | 400V(3ph) & 230V(single ph) | LV | 50 kVA :Pole Substation | 0.05 | --> | 0.05 | 0 | 0 | Constrained,otherwise capacity available =40kVA. | --> | 0.047 | 0 | 0 | 0 | 0 | 0.051 | 0 |  | --> | E17 ex ACADEMY STREET | ACADEMY STREET: T421∥T422 | NAVAN |  | 53.5557 | -6.6593
MV/LV Substation GL***645X | 10 kV | 400V(3ph) & 230V(single ph) | LV | 400 kVA :Kiosk Substation | 0.4 | --> | 0.4 | 0.214 | 9.6 |  | --> | 0.38 | 0 | 0 | 0 | 0 | 0.428 | 0 |  | --> | C14 ex GORTLEE | GORTLEE: T41∥T42 | LETTERKENNY |  | 54.9576 | -7.744
MV/LV Substation GL***645X | 10 kV | 400V(3ph) & 230V(single ph) | LV | 400 kVA :Kiosk Substation | 0.4 | --> | 0.4 | 0.335 | 1.3 |  | --> | 0.38 | 0 | 0 | 0 | 0.003 | 0.407 | 0 |  | --> | C15 ex TYMON | TYMON: T41 | COOKSTOWN |  | 53.2777 | -6.33
MV/LV Substation GL***646X | 20 kV | 400V(3ph) & 230V(single ph) | LV | 50 kVA :Pole Substation | 0.05 | --> | 0.05 | 0.015 | 5.6 |  | --> | 0.047 | 0 | 0 | 0 | 0.004 | 0.05 | 0 |  | --> | E18 ex CRANE | CRANE: T122 | CRANE |  | 52.6218 | -6.2321
MV/LV Substation GL***647 | 10 kV | 400V(3ph) & 230V(single ph) | LV | 50 kVA :Pole Substation | 0.05 | --> | 0.05 | 0.05 | 2 |  | --> | 0.047 | 0 | 0 | 0 | 0 | 0.049 | 0 |  | --> | C17 ex KILCAR | KILCAR: T41 | BINBANE |  | 54.6971 | -8.773
MV/LV Substation GL***650 | 10 kV | 400V(3ph) & 230V(single ph) | LV | 400 kVA :Kiosk Substation | 0.4 | --> | 0.4 | 0 | 0 | Constrained,otherwise capacity available =386kVA. | --> | 0.38 | 0 | 0 | 0 | 0.004 | 0.397 | 0 |  | --> | C17 ex CARRICKMINES | CARRICKMINES: T41 | CARRICKMINES |  | 53.2223 | -6.2176
MV/LV Substation GL***651 | 10 kV | 400V(3ph) & 230V(single ph) | LV | 50 kVA :Pole Substation | 0.05 | --> | 0.05 | 0 | 0 | Constrained,otherwise capacity available =40kVA. | --> | 0.047 | 0 | 0 | 0 | 0.003 | 0.047 | 0 |  | --> | C17 ex CARRICKMINES | CARRICKMINES: T41 | CARRICKMINES |  | 53.2239 | -6.2203
MV/LV Substation GL***652 | 10 kV | 400V(3ph) & 230V(single ph) | LV | 100 kVA :Pole Substation | 0.1 | --> | 0.1 | 0.061 | 1.6 |  | --> | 0.095 | 0 | 0 | 0 | 0.039 | 0.064 | 0 |  | --> | C16 ex NEWTOWNCUNNINGHAM | NEWTOWNCUNNINGHAM: T41∥T42 | LETTERKENNY |  | 54.9992 | -7.4858
MV/LV Substation GL***652 | 10 kV | 400V(3ph) & 230V(single ph) | LV | 100 kVA :Pole Substation | 0.1 | --> | 0.1 | 0 | 0 | Constrained,otherwise capacity available =72kVA. | --> | 0.095 | 0 | 0 | 0 | 0 | 0.103 | 0 |  | --> | C17 ex CARRICKMINES | CARRICKMINES: T41 | CARRICKMINES |  | 53.2191 | -6.2226
MV/LV Substation GL***653 | 10 kV | 400V(3ph) & 230V(single ph) | LV | 50 kVA :Pole Substation | 0.05 | --> | 0.05 | 0 | 0 | Constrained,otherwise capacity available =41kVA. | --> | 0.047 | 0 | 0 | 0 | 0 | 0.05 | 0 |  | --> | C17 ex CARRICKMINES | CARRICKMINES: T41 | CARRICKMINES |  | 53.2198 | -6.2238
MV/LV Substation GL***654X | 10 kV | 400V(3ph) & 230V(single ph) | LV | 100 kVA :Pole Substation | 0.1 | --> | 0.1 | 0.096 | 3.9 |  | --> | 0.095 | 0 | 0 | 0 | 0 | 0.1 | 0 |  | --> | C19 ex DUNMANWAY | DUNMANWAY: T43 | DUNMANWAY |  | 51.7932 | -9.0478
MV/LV Substation GL***654X | 20 kV | 400V(3ph) & 230V(single ph) | LV | 200 kVA :Pole Substation | 0.2 | --> | 0.2 | 0.199 | 2.4 |  | --> | 0.19 | 0 | 0 | 0 | 0 | 0.2 | 0 |  | --> | C22 ex BUSHFIELD | BUSHFIELD: T42 | ATHLONE |  | 53.4739 | -7.8656
MV/LV Substation GL***657X | 10 kV | 400V(3ph) & 230V(single ph) | LV | 200 kVA :Kiosk Substation | 0.2 | --> | 0.2 | 0.122 | 3.3 |  | --> | 0.19 | 0 | 0 | 0 | 0 | 0 | 0 | Constrained,otherwise capacity available =211kW. | --> | C18 ex PALMERSTOWN | PALMERSTOWN: T42 | FINGLAS |  | 53.3474 | -6.3664
MV/LV Substation GL***660 | 20 kV | 400V(3ph) & 230V(single ph) | LV | 50 kVA :Pole Substation | 0.05 | --> | 0.05 | 0.049 | 1.6 |  | --> | 0.047 | 0 | 0 | 0 | 0.008 | 0.041 | 0 |  | --> | E12 ex DINGLE | DINGLE: T422 | OUGHTRAGH |  | 52.2077 | -10.359
MV/LV Substation GL***661X | 10 kV | 400V(3ph) & 230V(single ph) | LV | 200 kVA :Kiosk Substation | 0.2 | --> | 0.2 | 0.149 | 1.7 |  | --> | 0.19 | 0 | 0 | 0 | 0.02 | 0.186 | 0 |  | --> | C26 ex BISHOPSTOWN | BISHOPSTOWN: T42 | KILBARRY |  | 51.891 | -8.5793
MV/LV Substation GL***661Z | 20 kV | 400V(3ph) & 230V(single ph) | LV | 200 kVA :Kiosk Substation | 0.2 | --> | 0.2 | 0.087 | 3 |  | --> | 0.19 | 0 | 0 | 0 | 0.014 | 0.202 | 0 |  | --> | C16 ex LOUGHANALLA | LOUGHANALLA: T41∥T42 | MULLINGAR |  | 53.647 | -7.2113
MV/LV Substation GL***663 | 10 kV | 400V(3ph) & 230V(single ph) | LV | 50 kVA :Pole Substation | 0.05 | --> | 0.05 | 0 | 0 | Constrained,otherwise capacity available =33kVA. | --> | 0.047 | 0 | 0 | 0 | 0 | 0.051 | 0 |  | --> | C17 ex CARRICKMINES | CARRICKMINES: T41 | CARRICKMINES |  | 53.2352 | -6.1847
MV/LV Substation GL***664X | 10 kV | 400V(3ph) & 230V(single ph) | LV | 50 kVA :Pole Substation | 0.05 | --> | 0.05 | 0.04 | 15.8 |  | --> | 0.047 | 0 | 0 | 0 | 0 | 0.051 | 0 |  | --> | C18 ex CASTLEVIEW | CASTLEVIEW: T102 | CASTLEVIEW |  | 51.9162 | -8.3813
MV/LV Substation GL***665X | 10 kV | 400V(3ph) & 230V(single ph) | LV | 200 kVA :Pole Substation | 0.2 | --> | 0.2 | 0.153 | 15.8 |  | --> | 0.19 | 0 | 0 | 0 | 0.023 | 0.182 | 0 |  | --> | C18 ex CASTLEVIEW | CASTLEVIEW: T102 | CASTLEVIEW |  | 51.924 | -8.3903
MV/LV Substation GL***666 | 10 kV | 400V(3ph) & 230V(single ph) | LV | 50 kVA :Pole Substation | 0.05 | --> | 0.05 | 0.04 | 0.7 |  | --> | 0.047 | 0 | 0 | 0 | 0 | 0.051 | 0 |  | --> | C20 ex KILMARTIN | KILMARTIN: T41 | ARKLOW |  | 53.0384 | -6.2683
MV/LV Substation GL***667 | 10 kV | 400V(3ph) & 230V(single ph) | LV | 400 kVA :Kiosk Substation | 0.4 | --> | 0.4 | 0.271 | 2.1 |  | --> | 0.38 | 0 | 0 | 0 | 0.025 | 0.393 | 0 |  | --> | C20 ex SALLYNOGGIN ROAD | SALLYNOGGIN ROAD: T42 | CHERRYWOOD |  | 53.2813 | -6.1386
MV/LV Substation GL***670X | 10 kV | 400V(3ph) & 230V(single ph) | LV | 50 kVA :Pole Substation | 0.05 | --> | 0.05 | 0.036 | 4.5 |  | --> | 0.047 | 0 | 0 | 0 | 0 | 0.051 | 0 |  | --> | C15 ex MAYFIELD | MAYFIELD: T41 | KILBARRY |  | 51.92 | -8.3962
MV/LV Substation GL***671X | 10 kV | 400V(3ph) & 230V(single ph) | LV | 200 kVA :Kiosk Substation | 0.2 | --> | 0.2 | 0 | 0 | Constrained,otherwise capacity available =153kVA. | --> | 0.19 | 0 | 0 | 0 | 0.003 | 0.203 | 0 |  | --> | C15 ex BALLYBAILIE | BALLYBAILIE: T41 | DUNDALK |  | 53.9222 | -6.546
MV/LV Substation GL***674Y | 20 kV | 400V(3ph) & 230V(single ph) | LV | 400 kVA :Kiosk Substation | 0.4 | --> | 0.4 | 0.337 | 3.7 |  | --> | 0.38 | 0 | 0 | 0 | 0.019 | 0 | 0 | Constrained,otherwise capacity available =389kW. | --> | E20 ex FOXHOLE | FOXHOLE: T421∥T422 | DUNGARVAN |  | 51.9337 | -8.0513
MV/LV Substation GL***676X | 20 kV | 400V(3ph) & 230V(single ph) | LV | 400 kVA :Kiosk Substation | 0.4 | --> | 0.4 | 0.376 | 5.6 |  | --> | 0.38 | 0 | 0 | 0 | 0.007 | 0.395 | 0 |  | --> | E18 ex CRANE | CRANE: T122 | CRANE |  | 52.6474 | -6.236
MV/LV Substation GL***679 | 10 kV | 400V(3ph) & 230V(single ph) | LV | 200 kVA :Pole Substation | 0.2 | --> | 0.2 | 0.132 | 2.8 |  | --> | 0.19 | 0 | 0 | 0 | 0 | 0.21 | 0 |  | --> | C14 ex BALLYBODEN | BALLYBODEN: T42 | COOKSTOWN |  | 53.264 | -6.336
MV/LV Substation GL***682 | 10 kV | 400V(3ph) & 230V(single ph) | LV | 50 kVA :Pole Substation | 0.05 | --> | 0.05 | 0 | 0 | Constrained,otherwise capacity available =46kVA. | --> | 0.047 | 0 | 0 | 0 | 0 | 0.049 | 0 |  | --> | C21 ex CARRIGTWOHILL | CARRIGTWOHILL: T42 | COW CROSS |  | 51.8992 | -8.2767
MV/LV Substation GL***685X | 10 kV | 400V(3ph) & 230V(single ph) | LV | 100 kVA :Pole Substation | 0.1 | --> | 0.1 | 0 | 0 | Constrained,otherwise capacity available =99kVA. | --> | 0.095 | 0 | 0 | 0 | 0 | 0.1 | 0 |  | --> | C15 ex ENNISTYMON | ENNISTYMON: T41∥T42 | ENNIS |  | 52.9485 | -9.2962
MV/LV Substation GL***688Y | 10 kV | 400V(3ph) & 230V(single ph) | LV | 400 kVA :Kiosk Substation | 0.4 | --> | 0.4 | 0 | 0 | Constrained,otherwise capacity available =347kVA. | --> | 0.38 | 0 | 0 | 0 | 0 | 0.407 | 0 |  | --> | C12 ex KILMALLOCK | KILMALLOCK: T42 | CHARLEVILLE |  | 52.3954 | -8.5767
MV/LV Substation GL***690 | 20 kV | 400V(3ph) & 230V(single ph) | LV | 200 kVA :Pole Substation | 0.2 | --> | 0.2 | 0.116 | 4.5 |  | --> | 0.19 | 0 | 0 | 0 | 0 | 0.212 | 0 |  | --> | E19 ex TELAYDON | TELAYDON: T421 | LISDRUM |  | 54.3207 | -6.8912
MV/LV Substation GL***692 | 10 kV | 400V(3ph) & 230V(single ph) | LV | 400 kVA :Kiosk Substation | 0.4 | --> | 0.4 | 0 | 0 | Constrained,otherwise capacity available =189kVA. | --> | 0.38 | 0 | 0 | 0 | 0.046 | 0.383 | 0 |  | --> | C13 ex CARRICKMINES | CARRICKMINES: T41 | CARRICKMINES |  | 53.2655 | -6.1626
MV/LV Substation GL***693 | 10 kV | 400V(3ph) & 230V(single ph) | LV | 400 kVA :Kiosk Substation | 0.4 | --> | 0.4 | 0 | 0 | Constrained,otherwise capacity available =203kVA. | --> | 0.38 | 0 | 0 | 0 | 0.013 | 0.416 | 0 |  | --> | C13 ex CARRICKMINES | CARRICKMINES: T41 | CARRICKMINES |  | 53.2629 | -6.1617
MV/LV Substation GL***695Y | 10 kV | 400V(3ph) & 230V(single ph) | LV | 50 kVA :Pole Substation | 0.05 | --> | 0.05 | 0 | 0 | Constrained,otherwise capacity available =49kVA. | --> | 0.047 | 0 | 0 | 0 | 0 | 0 | 0 | Constrained,otherwise capacity available =49kW. | --> | C22 ex PORTLAOISE | PORTLAOISE: T42 | PORTLAOISE |  | 53.1134 | -7.1436
MV/LV Substation GL***696X | 10 kV | 400V(3ph) & 230V(single ph) | LV | 50 kVA :Pole Substation | 0.05 | --> | 0.05 | 0.046 | 5 |  | --> | 0.047 | 0 | 0 | 0 | 0 | 0.049 | 0 |  | --> | C21 ex OLDBAWN | OLDBAWN: T41 | COOKSTOWN |  | 53.271 | -6.3608
MV/LV Substation GL***696Z | 20 kV | 400V(3ph) & 230V(single ph) | LV | 200 kVA :Pole Substation | 0.2 | --> | 0.2 | 0 | 0 | Constrained,otherwise capacity available =195kVA. | --> | 0.19 | 0 | 0 | 0 | 0 | 0.2 | 0 |  | --> | E15 ex GLENAMADDY | GLENAMADDY: T422 | ATHLONE |  | 53.605 | -8.553
MV/LV Substation GL***698Y | 10 kV | 400V(3ph) & 230V(single ph) | LV | 200 kVA :Kiosk Substation | 0.2 | --> | 0.2 | 0.14 | 5.9 |  | --> | 0.19 | 0 | 0 | 0 | 0.003 | 0.206 | 0 |  | --> | C14 ex BANDON | BANDON: T101 | BANDON |  | 51.7437 | -8.7328
MV/LV Substation GL***698Y | 10 kV | 400V(3ph) & 230V(single ph) | LV | 200 kVA :Kiosk Substation | 0.2 | --> | 0.2 | 0.166 | 7.6 |  | --> | 0.19 | 0 | 0 | 0 | 0.011 | 0.193 | 0 |  | --> | C14 ex DRYBRIDGE | DRYBRIDGE: T42 | DRYBRIDGE |  | 53.7928 | -6.4186
MV/LV Substation GL***699Y | 20 kV | 400V(3ph) & 230V(single ph) | LV | 200 kVA :Kiosk Substation | 0.2 | --> | 0.2 | 0 | 0 | Constrained,otherwise capacity available =183kVA. | --> | 0.19 | 0 | 0 | 0 | 0.003 | 0.199 | 0 |  | --> | E17 ex CAVAN | CAVAN: T421 | SHANKILL |  | 54.0442 | -7.3778
MV/LV Substation GL***708 | 10 kV | 400V(3ph) & 230V(single ph) | LV | 100 kVA :Pole Substation | 0.1 | --> | 0.1 | 0.078 | 15.8 |  | --> | 0.095 | 0 | 0 | 0 | 0.003 | 0.099 | 0 |  | --> | C18 ex CASTLEVIEW | CASTLEVIEW: T102 | CASTLEVIEW |  | 51.9158 | -8.3786
MV/LV Substation GL***709X | 10 kV | 400V(3ph) & 230V(single ph) | LV | 50 kVA :Pole Substation | 0.05 | --> | 0.05 | 0 | 0 | Constrained,otherwise capacity available =40kVA. | --> | 0.047 | 0 | 0 | 0 | 0 | 0.051 | 0 |  | --> | C17 ex COOLCORCORAN | COOLCORCORAN: T41∥T42 | KNOCKEARAGH |  | 52.1088 | -9.4964
MV/LV Substation GL***710 | 10 kV | 400V(3ph) & 230V(single ph) | LV | 630 kVA :Kiosk Substation | 0.63 | --> | 0.63 | 0 | 0 | Constrained,otherwise capacity available =387kVA. | --> | 0.598 | 0 | 0 | 0 | 0.01 | 0.5 | 0 |  | --> | C12 ex GLASNEVIN | GLASNEVIN: T41 | FINGLAS |  | 53.3682 | -6.2603
MV/LV Substation GL***710 | 10 kV | 400V(3ph) & 230V(single ph) | LV | 400 kVA :Kiosk Substation | 0.4 | --> | 0.4 | 0.339 | 13.1 |  | --> | 0.38 | 0 | 0 | 0 | 0.011 | 0.397 | 0 |  | --> | C18 ex POTTERY ROAD | POTTERY ROAD: T102 | CARRICKMINES |  | 53.2726 | -6.1366
MV/LV Substation GL***711X | 10 kV | 400V(3ph) & 230V(single ph) | LV | 50 kVA :Pole Substation | 0.05 | --> | 0.05 | 0 | 0 | Constrained,otherwise capacity available =44kVA. | --> | 0.047 | 0 | 0 | 0 | 0 | 0.05 | 0 |  | --> | C11 ex KANTURK | KANTURK: T41∥T42 | GLENLARA |  | 52.1743 | -8.799
MV/LV Substation GL***713 | 10 kV | 400V(3ph) & 230V(single ph) | LV | 400 kVA :Kiosk Substation | 0.4 | --> | 0.4 | 0.222 | 4.5 |  | --> | 0.38 | 0 | 0 | 0 | 0 | 0.427 | 0 |  | --> | C15 ex MAYFIELD | MAYFIELD: T41 | KILBARRY |  | 51.9277 | -8.3889
MV/LV Substation GL***714 | 10 kV | 400V(3ph) & 230V(single ph) | LV | 400 kVA :Building Structure | 0.4 | --> | 0.4 | 0.358 | 0.7 |  | --> | 0.38 | 0 | 0 | 0 | 0 | 0.406 | 0 |  | --> | C26 ex GLENTIES | GLENTIES: T41 | BINBANE |  | 54.792 | -8.2825
MV/LV Substation GL***720X | 10 kV | 400V(3ph) & 230V(single ph) | LV | 50 kVA :Pole Substation | 0.05 | --> | 0.05 | 0.049 | 2.6 |  | --> | 0.047 | 0 | 0 | 0 | 0 | 0.049 | 0 |  | --> | C12 ex CLOONBANNIN | CLOONBANNIN: T42 | GLENLARA |  | 52.1753 | -9.1891
MV/LV Substation GL***723X | 10 kV | 400V(3ph) & 230V(single ph) | LV | 200 kVA :Kiosk Substation | 0.2 | --> | 0.2 | 0.179 | 2 |  | --> | 0.19 | 0 | 0 | 0 | 0 | 0.203 | 0 |  | --> | C12 ex CAPPAMORE | CAPPAMORE: T41∥T42 | ARDNACRUSHA |  | 52.65 | -8.3965
MV/LV Substation GL***725X | 10 kV | 400V(3ph) & 230V(single ph) | LV | 50 kVA :Pole Substation | 0.05 | --> | 0.05 | 0 | 2.2 |  | --> | 0.047 | 0 | 0 | 0 | 0 | 0.058 | 0 |  | --> | C15 ex SPA ROAD | SPA ROAD: T41∥T42 | DOON |  | 52.3221 | -7.7226
MV/LV Substation GL***727 | 20 kV | 400V(3ph) & 230V(single ph) | LV | 50 kVA :Pole Substation | 0.05 | --> | 0.05 | 0 | 0 | Constrained,otherwise capacity available =49kVA. | --> | 0.047 | 0 | 0 | 0 | 0 | 0.049 | 0 |  | --> | E16 ex GLENAMADDY | GLENAMADDY: T422 | ATHLONE |  | 53.5476 | -8.5593
MV/LV Substation GL***731 | 10 kV | 400V(3ph) & 230V(single ph) | LV | 100 kVA :Pole Substation | 0.1 | --> | 0.1 | 0.079 | 4.6 |  | --> | 0.095 | 0 | 0 | 0 | 0 | 0.103 | 0 |  | --> | C21 ex BALLYRAINE | BALLYRAINE: T41∥T42 | LETTERKENNY |  | 54.9609 | -7.6849
MV/LV Substation GL***732X | 10 kV | 400V(3ph) & 230V(single ph) | LV | 50 kVA :Pole Substation | 0.05 | --> | 0.05 | 0 | 0 | Constrained,otherwise capacity available =48kVA. | --> | 0.047 | 0 | 0 | 0 | 0 | 0.049 | 0 |  | --> | C19 ex MILFORD (NR) | MILFORD (NR): T41∥T42 | LETTERKENNY |  | 55.0164 | -7.6353
MV/LV Substation GL***735 | 10 kV | 400V(3ph) & 230V(single ph) | LV | 200 kVA :Pole Substation | 0.2 | --> | 0.2 | 0.15 | 4 |  | --> | 0.19 | 0 | 0 | 0 | 0 | 0 | 0 | Constrained,otherwise capacity available =207kW. | --> | C19 ex LISMORE | LISMORE: T41∥T42 | DUNGARVAN |  | 52.1402 | -8.0034
MV/LV Substation GL***737 | 10 kV | 400V(3ph) & 230V(single ph) | LV | 50 kVA :Pole Substation | 0.05 | --> | 0.05 | 0 | 0 | Constrained,otherwise capacity available =21kVA. | --> | 0.047 | 0 | 0 | 0 | 0.004 | 0.049 | 0 |  | --> | C16 ex KILLACLOYNE | KILLACLOYNE: T41∥T42 | MIDLETON |  | 51.9132 | -8.3333
MV/LV Substation GL***740 | 10 kV | 400V(3ph) & 230V(single ph) | LV | 100 kVA :Pole Substation | 0.1 | --> | 0.1 | 0 | 0 | Constrained,otherwise capacity available =79kVA. | --> | 0.095 | 0 | 0 | 0 | 0.004 | 0 | 0 | Constrained,otherwise capacity available =98kW. | --> | C18 ex PORTARLINGTON | PORTARLINGTON: T41∥T42 | PORTLAOISE |  | 53.1547 | -7.2212
MV/LV Substation GL***741 | 10 kV | 400V(3ph) & 230V(single ph) | LV | 400 kVA :Kiosk Substation | 0.4 | --> | 0.4 | 0.304 | 2.6 |  | --> | 0.38 | 0 | 0 | 0 | 0.014 | 0.4 | 0 |  | --> | C17 ex SALLYNOGGIN ROAD | SALLYNOGGIN ROAD: T41 | CHERRYWOOD |  | 53.2737 | -6.1356
MV/LV Substation GL***743 | 10 kV | 400V(3ph) & 230V(single ph) | LV | 50 kVA :Pole Substation | 0.05 | --> | 0.05 | 0 | 0 | Constrained,otherwise capacity available =38kVA. | --> | 0.047 | 0 | 0 | 0 | 0.004 | 0.046 | 0 |  | --> | C16 ex KILLACLOYNE | KILLACLOYNE: T41∥T42 | MIDLETON |  | 51.9215 | -8.3375
MV/LV Substation GL***743 | 20 kV | 400V(3ph) & 230V(single ph) | LV | 50 kVA :Pole Substation | 0.05 | --> | 0.05 | 0 | 0 | Constrained,otherwise capacity available =3kVA. | --> | 0.047 | 0 | 0 | 0 | 0 | 0 | 0 | Constrained,otherwise capacity available =56kW. | --> | C15 ex CLOONLOUGH | CLOONLOUGH: T41∥T42 | BARRYMORE |  | 52.22 | -8.3498
MV/LV Substation GL***743 | 10 kV | 400V(3ph) & 230V(single ph) | LV | 100 kVA :Pole Substation | 0.1 | --> | 0.1 | 0.1 | 5.2 |  | --> | 0.095 | 0 | 0 | 0 | 0 | 0.1 | 0 |  | --> | C12 ex KILFLYNN | KILFLYNN: T41∥T42 | TRALEE |  | 52.4141 | -9.6929
MV/LV Substation GL***744X | 10 kV | 400V(3ph) & 230V(single ph) | LV | 200 kVA :Kiosk Substation | 0.2 | --> | 0.2 | 0.114 | 8.3 |  | --> | 0.19 | 0 | 0 | 0 | 0.027 | 0.184 | 0 |  | --> | C25 ex BALLYBEG | BALLYBEG: T101 | CARRICKMINES |  | 52.9841 | -6.0552
MV/LV Substation GL***747 | 20 kV | 400V(3ph) & 230V(single ph) | LV | 100 kVA :Pole Substation | 0.1 | --> | 0.1 | 0.055 | 1.6 |  | --> | 0.095 | 0 | 0 | 0 | 0.02 | 0.085 | 0 |  | --> | E16 ex GURRANEBANE | GURRANEBANE: T421∥T422 | OUGHTRAGH |  | 51.7605 | -10.0824
MV/LV Substation GL***750Z | 10 kV | 400V(3ph) & 230V(single ph) | LV | 630 kVA :Kiosk Substation | 0.63 | --> | 0.63 | 0 | 0 | Constrained,otherwise capacity available =500kVA. | --> | 0.598 | 0 | 0 | 0 | 0 | 0.5 | 0 |  | --> | C17 ex KILBARRY | KILBARRY: T101 | KILBARRY |  | 51.9111 | -8.4623
MV/LV Substation GL***751X | 10 kV | 400V(3ph) & 230V(single ph) | LV | 200 kVA :Kiosk Substation | 0.2 | --> | 0.2 | 0.158 | 1.3 |  | --> | 0.19 | 0 | 0 | 0 | 0.004 | 0.202 | 0 |  | --> | C15 ex ENNIS NORTH | ENNIS NORTH: T41∥T42 | ENNIS |  | 52.851 | -8.9978
MV/LV Substation GL***751Z | 20 kV | 400V(3ph) & 230V(single ph) | LV | 400 kVA :Kiosk Substation | 0.4 | --> | 0.4 | 0.362 | 0.9 |  | --> | 0.38 | 0 | 0 | 0 | 0.014 | 0.39 | 0 |  | --> | C11 ex RIVERSTOWN | RIVERSTOWN: T41∥T42 | KILBARRY |  | 52.0167 | -8.3397
MV/LV Substation GL***754X | 10 kV | 400V(3ph) & 230V(single ph) | LV | 630 kVA :Kiosk Substation | 0.63 | --> | 0.63 | 0.424 | 3.4 |  | --> | 0.598 | 0 | 0 | 0 | 0.015 | 0.5 | 0 |  | --> | C17 ex GALWAY 110KV | GALWAY 110KV: T103 | GALWAY 110KV |  | 53.2933 | -9.0124
MV/LV Substation GL***759Y | 20 kV | 400V(3ph) & 230V(single ph) | LV | 50 kVA :Pole Substation | 0.05 | --> | 0.05 | 0.02 | 1.4 |  | --> | 0.047 | 0 | 0 | 0 | 0 | 0.054 | 0 |  | --> | C17 ex ROSCOMMON | ROSCOMMON: T41 | LANESBORO |  | 53.6518 | -8.3953
MV/LV Substation GL***760Y | 20 kV | 400V(3ph) & 230V(single ph) | LV | 50 kVA :Pole Substation | 0.05 | --> | 0.05 | 0.05 | 1.4 |  | --> | 0.047 | 0 | 0 | 0 | 0 | 0.049 | 0 |  | --> | C17 ex ROSCOMMON | ROSCOMMON: T41 | LANESBORO |  | 53.6513 | -8.3921
MV/LV Substation GL***762Z | 20 kV | 400V(3ph) & 230V(single ph) | LV | 630 kVA :Kiosk Substation | 0.63 | --> | 0.63 | 0.5 | 1.8 |  | --> | 0.598 | 0 | 0 | 0 | 0.012 | 0.5 | 0 |  | --> | E18 ex CURRALEIGH | CURRALEIGH: T421∥T422 | KILBARRY |  | 51.9223 | -8.5977
MV/LV Substation GL***764Y | 20 kV | 400V(3ph) & 230V(single ph) | LV | 50 kVA :Pole Substation | 0.05 | --> | 0.05 | 0 | 0 | Constrained,otherwise capacity available =38kVA. | --> | 0.047 | 0 | 0 | 0 | 0 | 0.051 | 0 |  | --> | E13 ex HEADFORD | HEADFORD: T42 | CLOON |  | 53.486 | -9.0881
MV/LV Substation GL***773 | 10 kV | 400V(3ph) & 230V(single ph) | LV | 100 kVA :Pole Substation | 0.1 | --> | 0.1 | 0 | 0 | Constrained,otherwise capacity available =94kVA. | --> | 0.095 | 0 | 0 | 0 | 0 | 0.1 | 0 |  | --> | C18 ex MIDLETON | MIDLETON: T102 | MIDLETON |  | 51.9778 | -8.2749
MV/LV Substation GL***777Y | 10 kV | 400V(3ph) & 230V(single ph) | LV | 400 kVA :Kiosk Substation | 0.4 | --> | 0.4 | 0.387 | 1.4 |  | --> | 0.38 | 0 | 0 | 0 | 0 | 0 | 0 | Constrained,otherwise capacity available =401kW. | --> | C17 ex DEERPARK | DEERPARK: T41∥T42 | BALLYDINE |  | 52.3527 | -7.4177
MV/LV Substation GL***778Z | 10 kV | 400V(3ph) & 230V(single ph) | LV | 1000 kVA :Building Structure | 1 | --> | 1 | 0.147 | 0.1 | Constrained,otherwise capacity available =500kVA. | --> | 0.95 | 0 | 0 | 0 | 0 | 0.5 | 0 |  | --> | C12 ex JOHNSTOWN | JOHNSTOWN: T42 | KILTEEL |  | 53.2349 | -6.6381
MV/LV Substation GL***779Z | 10 kV | 400V(3ph) & 230V(single ph) | LV | 400 kVA :Kiosk Substation | 0.4 | --> | 0.4 | 0.249 | 0.5 |  | --> | 0.38 | 0 | 0 | 0 | 0.067 | 0.352 | 0 |  | --> | C17 ex BALLINDERRY | BALLINDERRY: T41 | MULLINGAR |  | 53.523 | -7.3227
MV/LV Substation GL***781 | 10 kV | 400V(3ph) & 230V(single ph) | LV | 400 kVA :Kiosk Substation | 0.4 | --> | 0.4 | 0.296 | 3.7 |  | --> | 0.38 | 0 | 0 | 0 | 0 | 0.415 | 0 |  | --> | C22 ex ROSS CARBERY | ROSS CARBERY: T41∥T42 | DUNMANWAY |  | 51.5666 | -9.1207
MV/LV Substation GL***788 | 10 kV | 400V(3ph) & 230V(single ph) | LV | 630 kVA :Kiosk Substation | 0.63 | --> | 0.63 | 0.5 | 5.6 |  | --> | 0.598 | 0 | 0 | 0 | 0 | 0.5 | 0 |  | --> | C20 ex MILLTOWN (DR) | MILLTOWN (DR): T102 | INCHICORE 220KV |  | 53.3082 | -6.2551
MV/LV Substation GL***790X | 20 kV | 400V(3ph) & 230V(single ph) | LV | 50 kVA :Pole Substation | 0.05 | --> | 0.05 | 0.044 | 6.9 |  | --> | 0.047 | 0 | 0 | 0 | 0 | 0 | 0 | Constrained,otherwise capacity available =50kW. | --> | E12 ex RATHKEALE | RATHKEALE: T421∥T422 | RATHKEALE |  | 52.4627 | -8.867
MV/LV Substation GL***791Y | 10 kV | 400V(3ph) & 230V(single ph) | LV | 630 kVA :Kiosk Substation | 0.63 | --> | 0.63 | 0.5 | 6.6 |  | --> | 0.598 | 0 | 0 | 0 | 0 | 0.5 | 0 |  | --> | C17 ex GLEBE | GLEBE: T41∥T42 | RICHMOND |  | 53.7195 | -7.7947
MV/LV Substation GL***796X | 20 kV | 400V(3ph) & 230V(single ph) | LV | 50 kVA :Pole Substation | 0.05 | --> | 0.05 | 0.047 | 5.6 |  | --> | 0.047 | 0 | 0 | 0 | 0 | 0.049 | 0 |  | --> | E13 ex BLESSINGTON | BLESSINGTON: T421 | KILTEEL |  | 53.152 | -6.5715
MV/LV Substation GL***802 | 10 kV | 400V(3ph) & 230V(single ph) | LV | 630 kVA :Building Structure | 0.63 | --> | 0.63 | 0.216 | 6.7 |  | --> | 0.598 | 0 | 0 | 0 | 0 | 0.5 | 0 |  | --> | C04 ex BEDFORD ROW | BEDFORD ROW: T42 | FRANCIS STREET |  | 53.3432 | -6.2605
MV/LV Substation GL***804 | 10 kV | 400V(3ph) & 230V(single ph) | LV | 50 kVA :Pole Substation | 0.05 | --> | 0.05 | 0 | 0 | Constrained,otherwise capacity available =49kVA. | --> | 0.047 | 0 | 0 | 0 | 0 | 0.049 | 0 |  | --> | C14 ex GREYSTONES | GREYSTONES: T42 | FASSAROE |  | 53.1534 | -6.1073
MV/LV Substation GL***804 | 20 kV | 400V(3ph) & 230V(single ph) | LV | 100 kVA :Pole Substation | 0.1 | --> | 0.1 | 0 | 0 | Constrained,otherwise capacity available =54kVA. | --> | 0.095 | 0 | 0 | 0 | 0 | 0.106 | 0 |  | --> | C21 ex MILFORD (NR) | MILFORD (NR): T41∥T42 | LETTERKENNY |  | 55.1264 | -7.8135
MV/LV Substation GL***804Z | 10 kV | 400V(3ph) & 230V(single ph) | LV | 200 kVA :Kiosk Substation | 0.2 | --> | 0.2 | 0.161 | 0.5 |  | --> | 0.19 | 0 | 0 | 0 | 0.021 | 0.183 | 0 |  | --> | C19 ex BALLINDERRY | BALLINDERRY: T41 | MULLINGAR |  | 53.5226 | -7.3243
MV/LV Substation GL***806X | 20 kV | 400V(3ph) & 230V(single ph) | LV | 200 kVA :Kiosk Substation | 0.2 | --> | 0.2 | 0 | 0 | Constrained,otherwise capacity available =86kVA. | --> | 0.19 | 0 | 0 | 0 | 0.002 | 0 | 0 | Constrained,otherwise capacity available =214kW. | --> | E13 ex ABBEYLEIX | ABBEYLEIX: T422 | PORTLAOISE |  | 52.9459 | -7.3017
MV/LV Substation GL***807 | 20 kV | 400V(3ph) & 230V(single ph) | LV | 100 kVA :Pole Substation | 0.1 | --> | 0.1 | 0 | 0 | Constrained,otherwise capacity available =80kVA. | --> | 0.095 | 0 | 0 | 0 | 0.039 | 0.062 | 0 |  | --> | C15 ex KILMONEY | KILMONEY: T41∥T42 | TRABEG |  | 51.7524 | -8.5288
MV/LV Substation GL***811 | 10 kV | 400V(3ph) & 230V(single ph) | LV | 200 kVA :Pole Substation | 0.2 | --> | 0.2 | 0.19 | 0.9 |  | --> | 0.19 | 0 | 0 | 0 | 0 | 0.201 | 0 |  | --> | C11 ex BRAY | BRAY: T41 | FASSAROE |  | 53.1982 | -6.2924
MV/LV Substation GL***813 | 10 kV | 400V(3ph) & 230V(single ph) | LV | 630 kVA :Kiosk Substation | 0.63 | --> | 0.63 | 0 | 0 | Constrained,otherwise capacity available =469kVA. | --> | 0.598 | 0 | 0 | 0 | 0.027 | 0.5 | 0 |  | --> | C16 ex KILLACLOYNE | KILLACLOYNE: T41∥T42 | MIDLETON |  | 51.9117 | -8.3342
MV/LV Substation GL***814 | 20 kV | 400V(3ph) & 230V(single ph) | LV | 50 kVA :Pole Substation | 0.05 | --> | 0.05 | 0.043 | 1.4 |  | --> | 0.047 | 0 | 0 | 0 | 0 | 0.05 | 0 |  | --> | E18 ex GARRANACANTY | GARRANACANTY: T422 | TIPPERARY |  | 52.5632 | -8.1305
MV/LV Substation GL***817X | 10 kV | 400V(3ph) & 230V(single ph) | LV | 400 kVA :Kiosk Substation | 0.4 | --> | 0.4 | 0.281 | 11.4 |  | --> | 0.38 | 0 | 0 | 0 | 0.003 | 0.414 | 0 |  | --> | C23 ex COOKSTOWN | COOKSTOWN: T101 | CARRICKMINES |  | 53.2848 | -6.4039
MV/LV Substation GL***820X | 10 kV | 400V(3ph) & 230V(single ph) | LV | 100 kVA :Pole Substation | 0.1 | --> | 0.1 | 0.093 | 3.7 |  | --> | 0.095 | 0 | 0 | 0 | 0 | 0.1 | 0 |  | --> | C22 ex ROSS CARBERY | ROSS CARBERY: T41∥T42 | DUNMANWAY |  | 51.5645 | -9.109
MV/LV Substation GL***825X | 10 kV | 400V(3ph) & 230V(single ph) | LV | 50 kVA :Pole Substation | 0.05 | --> | 0.05 | 0 | 0 | Constrained,otherwise capacity available =50kVA. | --> | 0.047 | 0 | 0 | 0 | 0 | 0.049 | 0 |  | --> | C15 ex SKIBBEREEN | SKIBBEREEN: T41∥T42 | DUNMANWAY |  | 51.5198 | -9.3341
MV/LV Substation GL***826Y | 10 kV | 400V(3ph) & 230V(single ph) | LV | 50 kVA :Pole Substation | 0.05 | --> | 0.05 | 0 | 0 | Constrained,otherwise capacity available =47kVA. | --> | 0.047 | 0 | 0 | 0 | 0 | 0.049 | 0 |  | --> | C14 ex HEADFORD | HEADFORD: T42 | CLOON |  | 53.481 | -9.0914
MV/LV Substation GL***838 | 20 kV | 400V(3ph) & 230V(single ph) | LV | 400 kVA :Kiosk Substation | 0.4 | --> | 0.4 | 0.385 | 5.1 |  | --> | 0.38 | 0 | 0 | 0 | 0 | 0.402 | 0 |  | --> | E18 ex BALLYBUNION | BALLYBUNION: T421∥T422 | TRIEN |  | 52.5078 | -9.6694
MV/LV Substation GL***841Y | 10 kV | 400V(3ph) & 230V(single ph) | LV | 400 kVA :Kiosk Substation | 0.4 | --> | 0.4 | 0.375 | 2.7 |  | --> | 0.38 | 0 | 0 | 0 | 0 | 0.403 | 0 |  | --> | E19 ex LONGFORD | LONGFORD: T421 | RICHMOND |  | 53.7216 | -7.8172
MV/LV Substation GL***845 | 20 kV | 400V(3ph) & 230V(single ph) | LV | 50 kVA :Pole Substation | 0.05 | --> | 0.05 | 0.05 | 1.7 |  | --> | 0.047 | 0 | 0 | 0 | 0 | 0.049 | 0 |  | --> | E13 ex GORT | GORT: T41∥T42 | ENNIS |  | 53.0766 | -8.8341
MV/LV Substation GL***845X | 10 kV | 400V(3ph) & 230V(single ph) | LV | 400 kVA :Kiosk Substation | 0.4 | --> | 0.4 | 0.322 | 5 |  | --> | 0.38 | 0 | 0 | 0 | 0.003 | 0.408 | 0 |  | --> | C15 ex OLDBAWN | OLDBAWN: T41 | COOKSTOWN |  | 53.2889 | -6.3408
MV/LV Substation GL***846X | 10 kV | 400V(3ph) & 230V(single ph) | LV | 400 kVA :Kiosk Substation | 0.4 | --> | 0.4 | 0.251 | 4.4 |  | --> | 0.38 | 0 | 0 | 0 | 0.002 | 0.42 | 0 |  | --> | C22 ex TYMON | TYMON: T42 | COOKSTOWN |  | 53.2886 | -6.3468
MV/LV Substation GL***848 | 10 kV | 400V(3ph) & 230V(single ph) | LV | 630 kVA :Building Structure | 0.63 | --> | 0.63 | 0 | 0 | Constrained,otherwise capacity available =420kVA. | --> | 0.598 | 0 | 0 | 0 | 0 | 0.5 | 0 |  | --> | C18 ex WOODFORD | WOODFORD: T41∥T42 | KNOCKEARAGH |  | 52.046 | -9.5043
MV/LV Substation GL***852 | 10 kV | 400V(3ph) & 230V(single ph) | LV | 630 kVA :Kiosk Substation | 0.63 | --> | 0.63 | 0 | 0 | Constrained,otherwise capacity available =500kVA. | --> | 0.598 | 0 | 0 | 0 | 0.004 | 0.5 | 0 |  | --> | C18 ex WOODFORD | WOODFORD: T41∥T42 | KNOCKEARAGH |  | 52.0499 | -9.4938
MV/LV Substation GL***858X | 10 kV | 400V(3ph) & 230V(single ph) | LV | 50 kVA :Pole Substation | 0.05 | --> | 0.05 | 0 | 0 | Constrained,otherwise capacity available =26kVA. | --> | 0.047 | 0 | 0 | 0 | 0.003 | 0 | 0 | Constrained,otherwise capacity available =49kW. | --> | C15 ex FERMOY NORTH | FERMOY NORTH: T41∥T42 | BARRYMORE |  | 52.143 | -8.2884
MV/LV Substation GL***860 | 10 kV | 400V(3ph) & 230V(single ph) | LV | 100 kVA :Pole Substation | 0.1 | --> | 0.1 | 0.098 | 9.8 |  | --> | 0.095 | 0 | 0 | 0 | 0 | 0.1 | 0 |  | --> | C11 ex KILCOOLE | KILCOOLE: T41∥T42 | FASSAROE |  | 53.0736 | -6.0819
MV/LV Substation GL***862X | 20 kV | 400V(3ph) & 230V(single ph) | LV | 50 kVA :Pole Substation | 0.05 | --> | 0.05 | 0.027 | 1.5 |  | --> | 0.047 | 0 | 0 | 0 | 0.003 | 0.049 | 0 |  | --> | E15 ex ARDFINNAN | ARDFINNAN: T421 | CAHIR |  | 52.271 | -7.8109
MV/LV Substation GL***868X | 10 kV | 400V(3ph) & 230V(single ph) | LV | 200 kVA :Kiosk Substation | 0.2 | --> | 0.2 | 0 | 0 | Constrained,otherwise capacity available =110kVA. | --> | 0.19 | 0 | 0 | 0 | 0.017 | 0.196 | 0 |  | --> | C21 ex KILBARRY | KILBARRY: T101 | KILBARRY |  | 51.9174 | -8.4836
MV/LV Substation GL***877 | 10 kV | 400V(3ph) & 230V(single ph) | LV | 50 kVA :Pole Substation | 0.05 | --> | 0.05 | 0.026 | 11.5 |  | --> | 0.047 | 0 | 0 | 0 | 0.007 | 0.045 | 0 |  | --> | C18 ex BALLYBEG | BALLYBEG: T102 | CARRICKMINES |  | 52.9613 | -6.1543
MV/LV Substation GL***878X | 10 kV | 400V(3ph) & 230V(single ph) | LV | 1000 kVA :Building Structure | 1 | --> | 1 | 0 | 0 | Constrained,otherwise capacity available =500kVA. | --> | 0.95 | 0 | 0 | 0 | 0 | 0.5 | 0 |  | --> | C22 ex ORANMORE | ORANMORE: T44 | GALWAY 110KV |  | 53.2844 | -8.9327
MV/LV Substation GL***879X | 10 kV | 400V(3ph) & 230V(single ph) | LV | 100 kVA :Pole Substation | 0.1 | --> | 0.1 | 0.063 | 8.3 |  | --> | 0.095 | 0 | 0 | 0 | 0.004 | 0.101 | 0 |  | --> | C25 ex BALLYBEG | BALLYBEG: T101 | CARRICKMINES |  | 52.9873 | -6.0555
MV/LV Substation GL***883 | 10 kV | 400V(3ph) & 230V(single ph) | LV | 400 kVA :Kiosk Substation | 0.4 | --> | 0.4 | 0.39 | 5.6 |  | --> | 0.38 | 0 | 0 | 0 | 0 | 0.401 | 0 |  | --> | C26 ex MILLTOWN (DR) | MILLTOWN (DR): T102 | INCHICORE 220KV |  | 53.2946 | -6.2523
MV/LV Substation GL***884 | 10 kV | 400V(3ph) & 230V(single ph) | LV | 400 kVA :Kiosk Substation | 0.4 | --> | 0.4 | 0.301 | 5 |  | --> | 0.38 | 0 | 0 | 0 | 0.01 | 0.404 | 0 |  | --> | C24 ex GALWAY 110KV | GALWAY 110KV: T102 | GALWAY 110KV |  | 53.2724 | -9.0068
MV/LV Substation GL***885Y | 10 kV | 400V(3ph) & 230V(single ph) | LV | 50 kVA :Pole Substation | 0.05 | --> | 0.05 | 0.028 | 2.3 |  | --> | 0.047 | 0 | 0 | 0 | 0.007 | 0.045 | 0 |  | --> | E20 ex BLESSINGTON | BLESSINGTON: T422 | KILTEEL |  | 53.1695 | -6.5416
MV/LV Substation GL***887X | 20 kV | 400V(3ph) & 230V(single ph) | LV | 200 kVA :Pole Substation | 0.2 | --> | 0.2 | 0.112 | 2.7 |  | --> | 0.19 | 0 | 0 | 0 | 0 | 0.213 | 0 |  | --> | E17 ex LONGFORD | LONGFORD: T421 | RICHMOND |  | 53.7564 | -7.676
MV/LV Substation GL***887Y | 10 kV | 400V(3ph) & 230V(single ph) | LV | 400 kVA :Kiosk Substation | 0.4 | --> | 0.4 | 0.313 | 8.9 |  | --> | 0.38 | 0 | 0 | 0 | 0.019 | 0.393 | 0 |  | --> | C21 ex SINGLAND | SINGLAND: T101 | SINGLAND |  | 52.6553 | -8.588
MV/LV Substation GL***890X | 10 kV | 400V(3ph) & 230V(single ph) | LV | 50 kVA :Pole Substation | 0.05 | --> | 0.05 | 0 | 0 | Constrained,otherwise capacity available =33kVA. | --> | 0.047 | 0 | 0 | 0 | 0 | 0 | 0 | Constrained,otherwise capacity available =51kW. | --> | C17 ex ROSCREA | ROSCREA: T41 | IKERRIN |  | 52.9175 | -7.8194
MV/LV Substation GL***892Y | 10 kV | 400V(3ph) & 230V(single ph) | LV | 200 kVA :Kiosk Substation | 0.2 | --> | 0.2 | 0.2 | 1.3 |  | --> | 0.19 | 0 | 0 | 0 | 0 | 0.2 | 0 |  | --> | C16 ex GRANGE (SR) | GRANGE (SR): T41∥T42 | BUTLERSTOWN |  | 52.2505 | -7.0894
MV/LV Substation GL***894 | 10 kV | 400V(3ph) & 230V(single ph) | LV | 50 kVA :Pole Substation | 0.05 | --> | 0.05 | 0 | 0 | Constrained,otherwise capacity available =31kVA. | --> | 0.047 | 0 | 0 | 0 | 0.028 | 0.022 | 0 |  | --> | C21 ex CLONMINCH | CLONMINCH: T41 | THORNSBERRY |  | 53.2531 | -7.4792
MV/LV Substation GL***895 | 10 kV | 400V(3ph) & 230V(single ph) | LV | 50 kVA :Pole Substation | 0.05 | --> | 0.05 | 0.047 | 5.9 |  | --> | 0.047 | 0 | 0 | 0 | 0 | 0.049 | 0 |  | --> | C15 ex NEWMARKET (SR) | NEWMARKET (SR): T41∥T42 | GLENLARA |  | 52.2797 | -9.1821
MV/LV Substation GL***896 | 10 kV | 400V(3ph) & 230V(single ph) | LV | 50 kVA :Pole Substation | 0.05 | --> | 0.05 | 0 | 0 | Constrained,otherwise capacity available =39kVA. | --> | 0.047 | 0 | 0 | 0 | 0 | 0.051 | 0 |  | --> | C13 ex SANDYFORD | SANDYFORD: T41 | CARRICKMINES |  | 53.249 | -6.3001
MV/LV Substation GL***899 | 20 kV | 400V(3ph) & 230V(single ph) | LV | 50 kVA :Pole Substation | 0.05 | --> | 0.05 | 0 | 0 | Constrained,otherwise capacity available =45kVA. | --> | 0.047 | 0 | 0 | 0 | 0 | 0.05 | 0 |  | --> | C18 ex KANTURK | KANTURK: T41∥T42 | GLENLARA |  | 52.0915 | -8.8526
MV/LV Substation GL***899X | 10 kV | 400V(3ph) & 230V(single ph) | LV | 400 kVA :Building Structure | 0.4 | --> | 0.4 | 0.237 | 4.4 |  | --> | 0.38 | 0 | 0 | 0 | 0.046 | 0.376 | 0 |  | --> | C11 ex RINGASKIDDY 110KV | RINGASKIDDY 110KV: T42 | BARNAHELY |  | 51.8694 | -8.3406
MV/LV Substation GL***899Z | 20 kV | 400V(3ph) & 230V(single ph) | LV | 400 kVA :Kiosk Substation | 0.4 | --> | 0.4 | 0.342 | 5.6 |  | --> | 0.38 | 0 | 0 | 0 | 0 | 0.408 | 0 |  | --> | E13 ex BLESSINGTON | BLESSINGTON: T421 | KILTEEL |  | 53.1743 | -6.5528
MV/LV Substation GL***911 | 10 kV | 400V(3ph) & 230V(single ph) | LV | 400 kVA :Kiosk Substation | 0.4 | --> | 0.4 | 0 | 0 | Constrained,otherwise capacity available =214kVA. | --> | 0.38 | 0 | 0 | 0 | 0.005 | 0.423 | 0 |  | --> | C19 ex CARRICKMINES | CARRICKMINES: T41 | CARRICKMINES |  | 53.26 | -6.2004
MV/LV Substation GL***911Y | 10 kV | 400V(3ph) & 230V(single ph) | LV | 400 kVA :Kiosk Substation | 0.4 | --> | 0.4 | 0.29 | 7.6 |  | --> | 0.38 | 0 | 0 | 0 | 0.021 | 0.395 | 0 |  | --> | C14 ex DRYBRIDGE | DRYBRIDGE: T42 | DRYBRIDGE |  | 53.7378 | -6.4127
MV/LV Substation GL***920 | 20 kV | 400V(3ph) & 230V(single ph) | LV | 50 kVA :Pole Substation | 0.05 | --> | 0.05 | 0.041 | 1.9 |  | --> | 0.047 | 0 | 0 | 0 | 0 | 0.05 | 0 |  | --> | C17 ex DRYBRIDGE | DRYBRIDGE: T41 | DRYBRIDGE |  | 53.7388 | -6.4369
MV/LV Substation GL***921X | 10 kV | 400V(3ph) & 230V(single ph) | LV | 50 kVA :Pole Substation | 0.05 | --> | 0.05 | 0 | 0 | Constrained,otherwise capacity available =16kVA. | --> | 0.047 | 0 | 0 | 0 | 0 | 0.054 | 0 |  | --> | C18 ex MIDLETON | MIDLETON: T102 | MIDLETON |  | 51.979 | -8.0961
MV/LV Substation GL***926 | 10 kV | 400V(3ph) & 230V(single ph) | LV | 100 kVA :Pole Substation | 0.1 | --> | 0.1 | 0.1 | 25.2 |  | --> | 0.095 | 0 | 0 | 0 | 0 | 0.1 | 0 |  | --> | C13 ex ARKLOW | ARKLOW: T101∥T102 | ARKLOW |  | 52.8092 | -6.1959
MV/LV Substation GL***926X | 10 kV | 400V(3ph) & 230V(single ph) | LV | 400 kVA :Kiosk Substation | 0.4 | --> | 0.4 | 0.357 | 11.4 |  | --> | 0.38 | 0 | 0 | 0 | 0 | 0.406 | 0 |  | --> | C23 ex COOKSTOWN | COOKSTOWN: T101 | CARRICKMINES |  | 53.2836 | -6.4015
MV/LV Substation GL***932 | 10 kV | 400V(3ph) & 230V(single ph) | LV | 400 kVA :Kiosk Substation | 0.4 | --> | 0.4 | 0 | 0 | Constrained,otherwise capacity available =260kVA. | --> | 0.38 | 0 | 0 | 0 | 0.064 | 0.354 | 0 |  | --> | C19 ex CARRICKMINES | CARRICKMINES: T41 | CARRICKMINES |  | 53.2628 | -6.2072
MV/LV Substation GL***934 | 10 kV | 400V(3ph) & 230V(single ph) | LV | 400 kVA :Kiosk Substation | 0.4 | --> | 0.4 | 0 | 0 | Constrained,otherwise capacity available =246kVA. | --> | 0.38 | 0 | 0 | 0 | 0.018 | 0.404 | 0 |  | --> | C19 ex CARRICKMINES | CARRICKMINES: T41 | CARRICKMINES |  | 53.2611 | -6.199
MV/LV Substation GL***934X | 10 kV | 400V(3ph) & 230V(single ph) | LV | 400 kVA :Building Structure | 0.4 | --> | 0.4 | 0.327 | 4.5 |  | --> | 0.38 | 0 | 0 | 0 | 0 | 0.411 | 0 |  | --> | C15 ex MAYFIELD | MAYFIELD: T41 | KILBARRY |  | 51.9196 | -8.3961
MV/LV Substation GL***942Y | 20 kV | 400V(3ph) & 230V(single ph) | LV | 50 kVA :Pole Substation | 0.05 | --> | 0.05 | 0 | 0 | Constrained,otherwise capacity available =45kVA. | --> | 0.047 | 0 | 0 | 0 | 0 | 0.05 | 0 |  | --> | E14 ex EMYVALE | EMYVALE: T422 | LISDRUM |  | 54.3744 | -6.9752
MV/LV Substation GL***943 | 20 kV | 400V(3ph) & 230V(single ph) | LV | 50 kVA :Pole Substation | 0.05 | --> | 0.05 | 0.038 | 3.3 |  | --> | 0.047 | 0 | 0 | 0 | 0 | 0.051 | 0 |  | --> | E18 ex CRATLOE | CRATLOE: T421∥T422 | ARDNACRUSHA |  | 52.7175 | -8.8124
MV/LV Substation GL***943Y | 20 kV | 400V(3ph) & 230V(single ph) | LV | 50 kVA :Pole Substation | 0.05 | --> | 0.05 | 0.044 | 4.5 |  | --> | 0.047 | 0 | 0 | 0 | 0 | 0.05 | 0 |  | --> | E19 ex TELAYDON | TELAYDON: T421 | LISDRUM |  | 54.323 | -6.894
MV/LV Substation GL***946Y | 10 kV | 400V(3ph) & 230V(single ph) | LV | 630 kVA :Kiosk Substation | 0.63 | --> | 0.63 | 0 | 0 | Constrained,otherwise capacity available =475kVA. | --> | 0.598 | 0 | 0 | 0 | 0.011 | 0.5 | 0 |  | --> | C21 ex CASTLETROY | CASTLETROY: T41∥T42 | ARDNACRUSHA |  | 52.655 | -8.5636
MV/LV Substation GL***947X | 20 kV | 400V(3ph) & 230V(single ph) | LV | 400 kVA :Kiosk Substation | 0.4 | --> | 0.4 | 0.373 | 2.1 |  | --> | 0.38 | 0 | 0 | 0 | 0 | 0.307 | 0 | Constrained,otherwise capacity available =403kW. | --> | E17 ex KILROSS ROAD | KILROSS ROAD: T421 | TIPPERARY |  | 52.4643 | -8.356
MV/LV Substation GL***948Y | 10 kV | 400V(3ph) & 230V(single ph) | LV | 400 kVA :Kiosk Substation | 0.4 | --> | 0.4 | 0.357 | 1.2 |  | --> | 0.38 | 0 | 0 | 0 | 0 | 0 | 0 | Constrained,otherwise capacity available =406kW. | --> | C15 ex ROSBERCON | ROSBERCON: T42 | WATERFORD |  | 52.3955 | -6.9542
MV/LV Substation GL***953 | 20 kV | 400V(3ph) & 230V(single ph) | LV | 400 kVA :Kiosk Substation | 0.4 | --> | 0.4 | 0 | 0 | Constrained,otherwise capacity available =376kVA. | --> | 0.38 | 0 | 0 | 0 | 0 | 0 | 0 | Constrained,otherwise capacity available =403kW. | --> | E12 ex KILLYBEGS | KILLYBEGS: | N/A |  | 54.6597 | -8.3985
MV/LV Substation GL***955X | 10 kV | 400V(3ph) & 230V(single ph) | LV | 400 kVA :Kiosk Substation | 0.4 | --> | 0.4 | 0.322 | 3.3 |  | --> | 0.38 | 0 | 0 | 0 | 0.002 | 0.409 | 0 |  | --> | C16 ex MOYLISH | MOYLISH: T41∥T42 | ARDNACRUSHA |  | 52.6809 | -8.6597
MV/LV Substation GL***961Y | 20 kV | 400V(3ph) & 230V(single ph) | LV | 200 kVA :Kiosk Substation | 0.2 | --> | 0.2 | 0 | 0 | Constrained,otherwise capacity available =151kVA. | --> | 0.19 | 0 | 0 | 0 | 0.006 | 0.2 | 0 |  | --> | E15 ex JULIANSTOWN | JULIANSTOWN: T421∥T422 | DRYBRIDGE |  | 53.6292 | -6.2753
MV/LV Substation GL***962 | 10 kV | 400V(3ph) & 230V(single ph) | LV | 400 kVA :Kiosk Substation | 0.4 | --> | 0.4 | 0 | 0 | Constrained,otherwise capacity available =224kVA. | --> | 0.38 | 0 | 0 | 0 | 0.028 | 0.397 | 0 |  | --> | C19 ex CARRICKMINES | CARRICKMINES: T41 | CARRICKMINES |  | 53.2618 | -6.2031
MV/LV Substation GL***962Y | 20 kV | 400V(3ph) & 230V(single ph) | LV | 200 kVA :Kiosk Substation | 0.2 | --> | 0.2 | 0 | 0 | Constrained,otherwise capacity available =75kVA. | --> | 0.19 | 0 | 0 | 0 | 0.021 | 0.196 | 0 |  | --> | E15 ex JULIANSTOWN | JULIANSTOWN: T421∥T422 | DRYBRIDGE |  | 53.6306 | -6.2739
MV/LV Substation GL***971 | 20 kV | 400V(3ph) & 230V(single ph) | LV | 50 kVA :Pole Substation | 0.05 | --> | 0.05 | 0.038 | 1.6 |  | --> | 0.047 | 0 | 0 | 0 | 0.003 | 0.047 | 0 |  | --> | E18 ex GURRANEBANE | GURRANEBANE: T421∥T422 | OUGHTRAGH |  | 51.8497 | -10.3346
MV/LV Substation GL***972 | 20 kV | 400V(3ph) & 230V(single ph) | LV | 400 kVA :Kiosk Substation | 0.4 | --> | 0.4 | 0.235 | 3.7 |  | --> | 0.38 | 0 | 0 | 0 | 0 | 0 | 0 | Constrained,otherwise capacity available =425kW. | --> | E14 ex GLENGARRIFF | GLENGARRIFF: T421 | BALLYLICKY |  | 51.7503 | -9.5505
MV/LV Substation GL***974Y | 10 kV | 400V(3ph) & 230V(single ph) | LV | 50 kVA :Pole Substation | 0.05 | --> | 0.05 | 0 | 0 | Constrained,otherwise capacity available =49kVA. | --> | 0.047 | 0 | 0 | 0 | 0 | 0 | 0 | Constrained,otherwise capacity available =49kW. | --> | C11 ex TEMPLEMORE | TEMPLEMORE: T41 | IKERRIN |  | 52.7642 | -7.9816
MV/LV Substation GL***976 | 10 kV | 400V(3ph) & 230V(single ph) | LV | 400 kVA :Building Structure | 0.4 | --> | 0.4 | 0.343 | 3.9 |  | --> | 0.38 | 0 | 0 | 0 | 0 | 0.408 | 0 |  | --> | C22 ex BOGHALL ROAD | BOGHALL ROAD: T42 | FASSAROE |  | 53.1713 | -6.1389
MV/LV Substation GL***977X | 10 kV | 400V(3ph) & 230V(single ph) | LV | 630 kVA :Building Structure | 0.63 | --> | 0.63 | 0.477 | 3.4 |  | --> | 0.598 | 0 | 0 | 0 | 0 | 0.5 | 0 |  | --> | C17 ex GALWAY 110KV | GALWAY 110KV: T103 | GALWAY 110KV |  | 53.2921 | -9.0121
MV/LV Substation GL***981 | 10 kV | 400V(3ph) & 230V(single ph) | LV | 400 kVA :Building Structure | 0.4 | --> | 0.4 | 0 | 0 | Constrained,otherwise capacity available =347kVA. | --> | 0.38 | 0 | 0 | 0 | 0 | 0.407 | 0 |  | --> | C17 ex BELGARD | BELGARD: T41 | COOKSTOWN |  | 53.2959 | -6.3713
MV/LV Substation GL***984 | 20 kV | 400V(3ph) & 230V(single ph) | LV | 100 kVA :Pole Substation | 0.1 | --> | 0.1 | 0.071 | 1.5 |  | --> | 0.095 | 0 | 0 | 0 | 0 | 0.103 | 0 |  | --> | C17 ex MOUNT MISERY | MOUNT MISERY: T41 | WATERFORD |  | 52.354 | -7.0277
MV/LV Substation GL***985X | 10 kV | 400V(3ph) & 230V(single ph) | LV | 50 kVA :Pole Substation | 0.05 | --> | 0.05 | 0 | 0 | Constrained,otherwise capacity available =26kVA. | --> | 0.047 | 0 | 0 | 0 | 0.01 | 0 | 0 | Constrained,otherwise capacity available =42kW. | --> | C15 ex RATHDOWNEY | RATHDOWNEY: T42 | IKERRIN |  | 52.8573 | -7.602
MV/LV Substation GL***986X | 10 kV | 400V(3ph) & 230V(single ph) | LV | 630 kVA :Kiosk Substation | 0.63 | --> | 0.63 | 0.495 | 4.3 |  | --> | 0.598 | 0 | 0 | 0 | 0 | 0.5 | 0 |  | --> | C16 ex LAWLESSTOWN | LAWLESSTOWN: T42 | DOON |  | 52.3561 | -7.7252
MV/LV Substation GL***986Y | 20 kV | 400V(3ph) & 230V(single ph) | LV | 50 kVA :Pole Substation | 0.05 | --> | 0.05 | 0.05 | 3.6 |  | --> | 0.047 | 0 | 0 | 0 | 0 | 0.049 | 0 |  | --> | E15 ex JENKINSTOWN | JENKINSTOWN: T421∥T422 | DUNDALK |  | 54.0524 | -6.4289
MV/LV Substation GL***989Z | 10 kV | 400V(3ph) & 230V(single ph) | LV | 630 kVA :Building Structure | 0.63 | --> | 0.63 | 0.166 | 8.3 |  | --> | 0.598 | 0 | 0 | 0 | 0 | 0.5 | 0 |  | --> | C18 ex MONREAD | MONREAD: T102 | MONREAD |  | 53.2262 | -6.702
MV/LV Substation GL***993X | 20 kV | 400V(3ph) & 230V(single ph) | LV | 200 kVA :Kiosk Substation | 0.2 | --> | 0.2 | 0.191 | 1 |  | --> | 0.19 | 0 | 0 | 0 | 0.002 | 0.198 | 0 |  | --> | E19 ex SHILLELAGH | SHILLELAGH: T421∥T422 | CARLOW |  | 52.7092 | -6.4874
MV/LV Substation GL***998Y | 10 kV | 400V(3ph) & 230V(single ph) | LV | 50 kVA :Pole Substation | 0.05 | --> | 0.05 | 0.049 | 2.2 |  | --> | 0.047 | 0 | 0 | 0 | 0 | 0 | 0 | Constrained,otherwise capacity available =49kW. | --> | C16 ex NEWCASTLEWEST | NEWCASTLEWEST: T41∥T42 | RATHKEALE |  | 52.5034 | -9.0704
MV/LV Substation GM***131X | 10 kV | 400V(3ph) & 230V(single ph) | LV | 200 kVA :Pole Substation | 0.2 | --> | 0.2 | 0.108 | 2.8 |  | --> | 0.19 | 0 | 0 | 0 | 0 | 0.213 | 0 |  | --> | C11 ex COES ROAD | COES ROAD: T41∥T42 | DUNDALK |  | 54.0035 | -6.3742
MV/LV Substation GM***402X | 20 kV | 400V(3ph) & 230V(single ph) | LV | 100 kVA :Pole Substation | 0.1 | --> | 0.1 | 0.068 | 1 |  | --> | 0.095 | 0 | 0 | 0 | 0.006 | 0.098 | 0 |  | --> | E11 ex BALLYHALE | BALLYHALE: T421 | KILKENNY |  | 52.5345 | -7.2282
MV/LV Substation GM***4144 | 10 kV | 400V(3ph) & 230V(single ph) | LV | 50 kVA :Pole Substation | 0.05 | --> | 0.05 | 0.029 | 1.6 |  | --> | 0.047 | 0 | 0 | 0 | 0 | 0.052 | 0 |  | --> | C20 ex CLONDALKIN | CLONDALKIN: T42 | INCHICORE 220KV |  | 53.3153 | -6.3742
MV/LV Substation GM***4413 | 10 kV | 400V(3ph) & 230V(single ph) | LV | 50 kVA :Pole Substation | 0.05 | --> | 0.05 | 0.034 | 1.5 |  | --> | 0.047 | 0 | 0 | 0 | 0 | 0.051 | 0 |  | --> | E16 ex BEALISTOWN | BEALISTOWN: T421∥T422 | GREAT ISLAND |  | 52.1975 | -6.8972
MV/LV Substation GN***199 | 20 kV | 400V(3ph) & 230V(single ph) | LV | 50 kVA :Pole Substation | 0.05 | --> | 0.05 | 0.031 | 0.8 |  | --> | 0.047 | 0 | 0 | 0 | 0.003 | 0.048 | 0 |  | --> | E15 ex RATHMORE | RATHMORE: T421 | KNOCKEARAGH |  | 52.1183 | -9.2746
MV/LV Substation GN***251 | 20 kV | 400V(3ph) & 230V(single ph) | LV | 50 kVA :Pole Substation | 0.05 | --> | 0.05 | 0.045 | 0.8 |  | --> | 0.047 | 0 | 0 | 0 | 0.003 | 0.047 | 0 |  | --> | E15 ex RATHMORE | RATHMORE: T421 | KNOCKEARAGH |  | 52.1221 | -9.2739
MV/LV Substation GN***347X | 20 kV | 400V(3ph) & 230V(single ph) | LV | 50 kVA :Pole Substation | 0.05 | --> | 0.05 | 0.046 | 3.6 |  | --> | 0.047 | 0 | 0 | 0 | 0 | 0.049 | 0 |  | --> | E13 ex CLARA | CLARA: T421 | THORNSBERRY |  | 53.4143 | -7.5645
MV/LV Substation GN***4376 | 20 kV | 400V(3ph) & 230V(single ph) | LV | 50 kVA :Pole Substation | 0.05 | --> | 0.05 | 0 | 0 | Constrained,otherwise capacity available =50kVA. | --> | 0.047 | 0 | 0 | 0 | 0 | 0 | 0 | Constrained,otherwise capacity available =49kW. | --> | E12 ex CASTLELYONS | CASTLELYONS: T421∥T422 | BARRYMORE |  | 52.0599 | -8.2858
MV/LV Substation GN***761 | 20 kV | 400V(3ph) & 230V(single ph) | LV | 100 kVA :Pole Substation | 0.1 | --> | 0.1 | 0.073 | 0.8 |  | --> | 0.095 | 0 | 0 | 0 | 0.008 | 0.095 | 0 |  | --> | E15 ex RATHMORE | RATHMORE: T421 | KNOCKEARAGH |  | 52.1165 | -9.2711
MV/LV Substation GN***859X | 10 kV | 400V(3ph) & 230V(single ph) | LV | 50 kVA :Pole Substation | 0.05 | --> | 0.05 | 0.038 | 2.6 |  | --> | 0.047 | 0 | 0 | 0 | 0 | 0.051 | 0 |  | --> | C12 ex CLOONBANNIN | CLOONBANNIN: T42 | GLENLARA |  | 52.1559 | -9.0767
MV/LV Substation GN***983 | 20 kV | 400V(3ph) & 230V(single ph) | LV | 50 kVA :Pole Substation | 0.05 | --> | 0.05 | 0.046 | 0.8 |  | --> | 0.047 | 0 | 0 | 0 | 0 | 0.049 | 0 |  | --> | E15 ex RATHMORE | RATHMORE: T421 | KNOCKEARAGH |  | 52.1199 | -9.2776
MV/LV Substation GO***001 | 10 kV | 400V(3ph) & 230V(single ph) | LV | 630 kVA :Kiosk Substation | 0.63 | --> | 0.63 | 0.291 | 1.7 |  | --> | 0.598 | 0 | 0 | 0 | 0 | 0.5 | 0 |  | --> | C16 ex GORT | GORT: T41∥T42 | ENNIS |  | 53.0658 | -8.819
MV/LV Substation GO***003 | 10 kV | 400V(3ph) & 230V(single ph) | LV | 50 kVA :Pole Substation | 0.05 | --> | 0.05 | 0.034 | 1.7 |  | --> | 0.047 | 0 | 0 | 0 | 0 | 0.051 | 0 |  | --> | C16 ex GORT | GORT: T41∥T42 | ENNIS |  | 53.06 | -8.822
MV/LV Substation GO***004 | 10 kV | 400V(3ph) & 230V(single ph) | LV | 100 kVA :Pole Substation | 0.1 | --> | 0.1 | 0.067 | 3 |  | --> | 0.095 | 0 | 0 | 0 | 0 | 0.104 | 0 |  | --> | C15 ex CROSSMOLINA | CROSSMOLINA: T41∥T42 | MOY |  | 54.0977 | -9.3005
MV/LV Substation GO***004X | 10 kV | 400V(3ph) & 230V(single ph) | LV | 50 kVA :Pole Substation | 0.05 | --> | 0.05 | 0.047 | 3.3 |  | --> | 0.047 | 0 | 0 | 0 | 0 | 0.049 | 0 |  | --> | E11 ex KNOCKMULLEN | KNOCKMULLEN: T421 | GREAT ISLAND |  | 52.4411 | -6.8681
MV/LV Substation GO***007 | 20 kV | 400V(3ph) & 230V(single ph) | LV | 200 kVA :Pole Substation | 0.2 | --> | 0.2 | 0.191 | 1.6 |  | --> | 0.19 | 0 | 0 | 0 | 0.008 | 0.192 | 0 |  | --> | E15 ex DINGLE | DINGLE: T421 | OUGHTRAGH |  | 52.1659 | -10.4124
MV/LV Substation GO***008 | 10 kV | 400V(3ph) & 230V(single ph) | LV | 400 kVA :Kiosk Substation | 0.4 | --> | 0.4 | 0.346 | 0.4 |  | --> | 0.38 | 0 | 0 | 0 | 0.003 | 0.404 | 0 |  | --> | C11 ex KYLEERAGH | KYLEERAGH: T41 | NENAGH |  | 52.8673 | -8.2079
MV/LV Substation GO***011 | 10 kV | 400V(3ph) & 230V(single ph) | LV | 200 kVA :Kiosk Substation | 0.2 | --> | 0.2 | 0.041 | 1.7 |  | --> | 0.19 | 0 | 0 | 0 | 0.013 | 0.209 | 0 |  | --> | C16 ex GORT | GORT: T41∥T42 | ENNIS |  | 53.0641 | -8.8223
MV/LV Substation GO***013 | 10 kV | 400V(3ph) & 230V(single ph) | LV | 400 kVA :Kiosk Substation | 0.4 | --> | 0.4 | 0.366 | 1.5 |  | --> | 0.38 | 0 | 0 | 0 | 0.007 | 0.397 | 0 |  | --> | C13 ex MOUNT MISERY | MOUNT MISERY: T41 | WATERFORD |  | 52.2689 | -7.1218
MV/LV Substation GO***016Y | 10 kV | 400V(3ph) & 230V(single ph) | LV | 400 kVA :Kiosk Substation | 0.4 | --> | 0.4 | 0 | 0 | Constrained,otherwise capacity available =354kVA. | --> | 0.38 | 0 | 0 | 0 | 0.011 | 0.395 | 0 |  | --> | C11 ex ATHENRY | ATHENRY: T41∥T42 | GALWAY 110KV |  | 53.2902 | -8.7483
MV/LV Substation GO***022 | 10 kV | 400V(3ph) & 230V(single ph) | LV | 50 kVA :Pole Substation | 0.05 | --> | 0.05 | 0 | 0 | Constrained,otherwise capacity available =48kVA. | --> | 0.047 | 0 | 0 | 0 | 0 | 0 | 0 | Constrained,otherwise capacity available =49kW. | --> | C15 ex PORTARLINGTON | PORTARLINGTON: T41∥T42 | PORTLAOISE |  | 53.1612 | -7.1867
MV/LV Substation GO***023 | 20 kV | 400V(3ph) & 230V(single ph) | LV | 400 kVA :Kiosk Substation | 0.4 | --> | 0.4 | 0.332 | 4.4 |  | --> | 0.38 | 0 | 0 | 0 | 0.002 | 0.408 | 0 |  | --> | E15 ex MOHILL | MOHILL: T421∥T422 | CARRICK ON SHANNON |  | 54.0533 | -7.8053
MV/LV Substation GO***023 | 20 kV | 400V(3ph) & 230V(single ph) | LV | 200 kVA :Pole Substation | 0.2 | --> | 0.2 | 0.173 | 2.3 |  | --> | 0.19 | 0 | 0 | 0 | 0 | 0.203 | 0 |  | --> | E14 ex BLESSINGTON | BLESSINGTON: T422 | KILTEEL |  | 53.123 | -6.6127
MV/LV Substation GO***023 | 20 kV | 400V(3ph) & 230V(single ph) | LV | 50 kVA :Pole Substation | 0.05 | --> | 0.05 | 0.025 | 1.7 |  | --> | 0.047 | 0 | 0 | 0 | 0 | 0.053 | 0 |  | --> | E15 ex GORT | GORT: T41∥T42 | ENNIS |  | 53.0731 | -8.8165
MV/LV Substation GO***023X | 10 kV | 400V(3ph) & 230V(single ph) | LV | 100 kVA :Pole Substation | 0.1 | --> | 0.1 | 0.1 | 2.6 |  | --> | 0.095 | 0 | 0 | 0 | 0 | 0.1 | 0 |  | --> | C18 ex GURTEEN | GURTEEN: T41 | TONROE |  | 53.9885 | -8.4933
MV/LV Substation GO***024 | 10 kV | 400V(3ph) & 230V(single ph) | LV | 50 kVA :Pole Substation | 0.05 | --> | 0.05 | 0 | 0 | Constrained,otherwise capacity available =47kVA. | --> | 0.047 | 0 | 0 | 0 | 0.003 | 0.046 | 0 |  | --> | C11 ex KANTURK | KANTURK: T41∥T42 | GLENLARA |  | 52.1688 | -8.8858
MV/LV Substation GO***024Y | 10 kV | 400V(3ph) & 230V(single ph) | LV | 630 kVA :Building Structure | 0.63 | --> | 0.63 | 0.433 | 7.7 |  | --> | 0.598 | 0 | 0 | 0 | 0 | 0.5 | 0 |  | --> | C14 ex GARRYCASTLE | GARRYCASTLE: T42 | ATHLONE |  | 53.4202 | -7.933
MV/LV Substation GO***025X | 10 kV | 400V(3ph) & 230V(single ph) | LV | 50 kVA :Pole Substation | 0.05 | --> | 0.05 | 0.049 | 0.8 |  | --> | 0.047 | 0 | 0 | 0 | 0 | 0 | 0 | Constrained,otherwise capacity available =49kW. | --> | C15 ex BANTRY | BANTRY: T41∥T42 | BALLYLICKY |  | 51.7003 | -9.4506
MV/LV Substation GO***025Y | 10 kV | 400V(3ph) & 230V(single ph) | LV | 630 kVA :Building Structure | 0.63 | --> | 0.63 | 0.418 | 7.3 |  | --> | 0.598 | 0 | 0 | 0 | 0 | 0.5 | 0 |  | --> | C11 ex GARRYCASTLE | GARRYCASTLE: T41 | ATHLONE |  | 53.4196 | -7.9332
MV/LV Substation GO***026 | 10 kV | 400V(3ph) & 230V(single ph) | LV | 200 kVA :Kiosk Substation | 0.2 | --> | 0.2 | 0.095 | 1.5 |  | --> | 0.19 | 0 | 0 | 0 | 0.031 | 0.183 | 0 |  | --> | C11 ex DERRYCRAMPH | DERRYCRAMPH: T41∥T42 | SHANKILL |  | 53.9744 | -7.3535
MV/LV Substation GO***026Y | 10 kV | 400V(3ph) & 230V(single ph) | LV | 1000 kVA :Building Structure | 1 | --> | 1 | 0.5 | 7.3 |  | --> | 0.95 | 0 | 0 | 0 | 0 | 0.5 | 0 |  | --> | C11 ex GARRYCASTLE | GARRYCASTLE: T41 | ATHLONE |  | 53.4195 | -7.9322
MV/LV Substation GO***028 | 10 kV | 400V(3ph) & 230V(single ph) | LV | 100 kVA :Pole Substation | 0.1 | --> | 0.1 | 0.1 | 1.7 |  | --> | 0.095 | 0 | 0 | 0 | 0 | 0.1 | 0 |  | --> | C18 ex GORT | GORT: T41∥T42 | ENNIS |  | 53.0324 | -8.9003
MV/LV Substation GO***030 | 10 kV | 400V(3ph) & 230V(single ph) | LV | 50 kVA :Pole Substation | 0.05 | --> | 0.05 | 0.05 | 3 |  | --> | 0.047 | 0 | 0 | 0 | 0 | 0 | 0 | Constrained,otherwise capacity available =49kW. | --> | E18 ex WINDSOR | WINDSOR: T421∥T422 | CASTLEBAR |  | 53.8491 | -9.2815
MV/LV Substation GO***033 | 10 kV | 400V(3ph) & 230V(single ph) | LV | 100 kVA :Pole Substation | 0.1 | --> | 0.1 | 0 | 0 | Constrained,otherwise capacity available =86kVA. | --> | 0.095 | 0 | 0 | 0 | 0 | 0.101 | 0 |  | --> | C18 ex COOLCORCORAN | COOLCORCORAN: T41∥T42 | KNOCKEARAGH |  | 52.0676 | -9.6108
MV/LV Substation GO***033X | 20 kV | 400V(3ph) & 230V(single ph) | LV | 50 kVA :Pole Substation | 0.05 | --> | 0.05 | 0.046 | 1.4 |  | --> | 0.047 | 0 | 0 | 0 | 0 | 0.049 | 0 |  | --> | E18 ex GARRANACANTY | GARRANACANTY: T422 | TIPPERARY |  | 52.5613 | -8.0477
MV/LV Substation GO***034 | 10 kV | 400V(3ph) & 230V(single ph) | LV | 400 kVA :Building Structure | 0.4 | --> | 0.4 | 0 | 0 | Constrained,otherwise capacity available =330kVA. | --> | 0.38 | 0 | 0 | 0 | 0 | 0.411 | 0 |  | --> | C19 ex BALLYBAILIE | BALLYBAILIE: T41 | DUNDALK |  | 53.8552 | -6.5487
MV/LV Substation GO***034 | 20 kV | 400V(3ph) & 230V(single ph) | LV | 50 kVA :Pole Substation | 0.05 | --> | 0.05 | 0.037 | 6.9 |  | --> | 0.047 | 0 | 0 | 0 | 0 | 0 | 0 | Constrained,otherwise capacity available =51kW. | --> | E18 ex SPRINGS | SPRINGS: T421∥T422 | DUNGARVAN |  | 52.0546 | -7.6129
MV/LV Substation GO***035 | 10 kV | 400V(3ph) & 230V(single ph) | LV | 200 kVA :Pole Substation | 0.2 | --> | 0.2 | 0 | 0 | Constrained,otherwise capacity available =121kVA. | --> | 0.19 | 0 | 0 | 0 | 0 | 0.211 | 0 |  | --> | C14 ex GARDEN CITY | GARDEN CITY: T41∥T42 | ARKLOW |  | 52.6758 | -6.2861
MV/LV Substation GO***036 | 10 kV | 400V(3ph) & 230V(single ph) | LV | 400 kVA :Kiosk Substation | 0.4 | --> | 0.4 | 0.337 | 5.5 |  | --> | 0.38 | 0 | 0 | 0 | 0 | 0.409 | 0 |  | --> | C11 ex MCDONAGH | MCDONAGH: T41 | KILKENNY |  | 52.656 | -7.2427
MV/LV Substation GO***037 | 10 kV | 400V(3ph) & 230V(single ph) | LV | 200 kVA :Kiosk Substation | 0.2 | --> | 0.2 | 0.167 | 7.5 |  | --> | 0.19 | 0 | 0 | 0 | 0 | 0.204 | 0 |  | --> | C22 ex CARRICKMINES | CARRICKMINES: T42 | CARRICKMINES |  | 53.2662 | -6.1881
MV/LV Substation GO***038Y | 10 kV | 400V(3ph) & 230V(single ph) | LV | 200 kVA :Building Structure | 0.2 | --> | 0.2 | 0.133 | 4.5 |  | --> | 0.19 | 0 | 0 | 0 | 0 | 0.21 | 0 |  | --> | C17 ex KILMORE | KILMORE: T101 | FINGLAS |  | 53.4038 | -6.2152
MV/LV Substation GO***042 | 20 kV | 400V(3ph) & 230V(single ph) | LV | 200 kVA :Pole Substation | 0.2 | --> | 0.2 | 0 | 0 | Constrained,otherwise capacity available =140kVA. | --> | 0.19 | 0 | 0 | 0 | 0.003 | 0 | 0 | Constrained,otherwise capacity available =206kW. | --> | C14 ex FERMOY NORTH | FERMOY NORTH: T41∥T42 | BARRYMORE |  | 52.1842 | -8.3552
MV/LV Substation GO***046X | 10 kV | 400V(3ph) & 230V(single ph) | LV | 200 kVA :Pole Substation | 0.2 | --> | 0.2 | 0.053 | 7.3 |  | --> | 0.19 | 0 | 0 | 0 | 0 | 0.221 | 0 |  | --> | C11 ex GARRYCASTLE | GARRYCASTLE: T41 | ATHLONE |  | 53.4161 | -7.9267
MV/LV Substation GO***047Y | 10 kV | 400V(3ph) & 230V(single ph) | LV | 630 kVA :Kiosk Substation | 0.63 | --> | 0.63 | 0.337 | 3.3 |  | --> | 0.598 | 0 | 0 | 0 | 0.022 | 0.5 | 0 |  | --> | C11 ex COOLOCK | COOLOCK: T41 | FINGLAS |  | 53.3973 | -6.193
MV/LV Substation GO***048Y | 20 kV | 400V(3ph) & 230V(single ph) | LV | 400 kVA :Kiosk Substation | 0.4 | --> | 0.4 | 0.396 | 2 |  | --> | 0.38 | 0 | 0 | 0 | 0 | 0.4 | 0 |  | --> | E15 ex BALLYCONNELL | BALLYCONNELL: T421∥T422 | GORTAWEE |  | 54.1143 | -7.5773
MV/LV Substation GO***049 | 10 kV | 400V(3ph) & 230V(single ph) | LV | 200 kVA :Pole Substation | 0.2 | --> | 0.2 | 0 | 0 | Constrained,otherwise capacity available =108kVA. | --> | 0.19 | 0 | 0 | 0 | 0 | 0 | 0 | Constrained,otherwise capacity available =213kW. | --> | C13 ex ROSCREA | ROSCREA: T41 | IKERRIN |  | 52.9593 | -7.7989
MV/LV Substation GO***049 | 20 kV | 400V(3ph) & 230V(single ph) | LV | 50 kVA :Pole Substation | 0.05 | --> | 0.05 | 0.027 | 3.7 |  | --> | 0.047 | 0 | 0 | 0 | 0.005 | 0 | 0 | Constrained,otherwise capacity available =47kW. | --> | E14 ex FOXHOLE | FOXHOLE: T421∥T422 | DUNGARVAN |  | 51.9444 | -7.8451
MV/LV Substation GO***050 | 10 kV | 400V(3ph) & 230V(single ph) | LV | 400 kVA :Kiosk Substation | 0.4 | --> | 0.4 | 0.113 | 4.6 |  | --> | 0.38 | 0 | 0 | 0 | 0.035 | 0.406 | 0 |  | --> | C15 ex BALLYRAINE | BALLYRAINE: T41∥T42 | LETTERKENNY |  | 54.9555 | -7.7349
MV/LV Substation GO***055 | 10 kV | 400V(3ph) & 230V(single ph) | LV | 200 kVA :Kiosk Substation | 0.2 | --> | 0.2 | 0.136 | 4.3 |  | --> | 0.19 | 0 | 0 | 0 | 0.007 | 0.202 | 0 |  | --> | C16 ex LAWLESSTOWN | LAWLESSTOWN: T42 | DOON |  | 52.3573 | -7.7202
MV/LV Substation GO***058 | 10 kV | 400V(3ph) & 230V(single ph) | LV | 400 kVA :Kiosk Substation | 0.4 | --> | 0.4 | 0.341 | 3.4 |  | --> | 0.38 | 0 | 0 | 0 | 0.046 | 0.36 | 0 |  | --> | C12 ex TRAMORE | TRAMORE: T42 | BUTLERSTOWN |  | 52.1553 | -7.17
MV/LV Substation GO***058X | 20 kV | 400V(3ph) & 230V(single ph) | LV | 50 kVA :Pole Substation | 0.05 | --> | 0.05 | 0.038 | 4.1 |  | --> | 0.047 | 0 | 0 | 0 | 0.019 | 0 | 0 | Constrained,otherwise capacity available =31kW. | --> | E14 ex CHARLEVILLE | CHARLEVILLE: T422 | CHARLEVILLE |  | 52.3627 | -8.7097
MV/LV Substation GO***061Y | 20 kV | 400V(3ph) & 230V(single ph) | LV | 100 kVA :Pole Substation | 0.1 | --> | 0.1 | 0.089 | 11.3 |  | --> | 0.095 | 0 | 0 | 0 | 0 | 0.101 | 0 |  | --> | C14 ex SINGLAND | SINGLAND: T102 | SINGLAND |  | 52.586 | -8.5518
MV/LV Substation GO***065 | 10 kV | 400V(3ph) & 230V(single ph) | LV | 100 kVA :Pole Substation | 0.1 | --> | 0.1 | 0.065 | 7.4 |  | --> | 0.095 | 0 | 0 | 0 | 0 | 0.105 | 0 |  | --> | E24 ex BANOGE | BANOGE: T122 | BANOGE |  | 52.6589 | -6.2318
MV/LV Substation GO***067X | 20 kV | 400V(3ph) & 230V(single ph) | LV | 200 kVA :Kiosk Substation | 0.2 | --> | 0.2 | 0.168 | 0.2 |  | --> | 0.19 | 0 | 0 | 0 | 0.028 | 0.175 | 0 |  | --> | C15 ex MOATE | MOATE: T42 | ATHLONE |  | 53.432 | -7.7798
MV/LV Substation GO***068 | 10 kV | 400V(3ph) & 230V(single ph) | LV | 200 kVA :Kiosk Substation | 0.2 | --> | 0.2 | 0.145 | 4.4 |  | --> | 0.19 | 0 | 0 | 0 | 0.004 | 0 | 0 | Constrained,otherwise capacity available =204kW. | --> | C13 ex CHURCHTOWN | CHURCHTOWN: T41 | RATHKEALE |  | 52.4548 | -9.0479
MV/LV Substation GO***072 | 10 kV | 400V(3ph) & 230V(single ph) | LV | 100 kVA :Pole Substation | 0.1 | --> | 0.1 | 0.068 | 5.3 |  | --> | 0.095 | 0 | 0 | 0 | 0 | 0.104 | 0 |  | --> | C12 ex SMEARLA | SMEARLA: T42 | TRIEN |  | 52.4441 | -9.5233
MV/LV Substation GO***072Z | 20 kV | 400V(3ph) & 230V(single ph) | LV | 200 kVA :Kiosk Substation | 0.2 | --> | 0.2 | 0.169 | 4.4 |  | --> | 0.19 | 0 | 0 | 0 | 0 | 0 | 0 | Constrained,otherwise capacity available =204kW. | --> | E19 ex SLANE | SLANE: T421 | DRYBRIDGE |  | 53.7004 | -6.6436
MV/LV Substation GO***073Y | 20 kV | 400V(3ph) & 230V(single ph) | LV | 50 kVA :Pole Substation | 0.05 | --> | 0.05 | 0 | 0 | Constrained,otherwise capacity available =50kVA. | --> | 0.047 | 0 | 0 | 0 | 0 | 0.049 | 0 |  | --> | E17 ex BALLINROBE | BALLINROBE: T421∥T422 | DALTON |  | 53.6602 | -9.1095
MV/LV Substation GO***073Y | 10 kV | 400V(3ph) & 230V(single ph) | LV | 400 kVA :Kiosk Substation | 0.4 | --> | 0.4 | 0.363 | 1.3 |  | --> | 0.38 | 0 | 0 | 0 | 0 | 0 | 0 | Constrained,otherwise capacity available =405kW. | --> | C25 ex KILKEE | KILKEE: T41 | TULLABRACK |  | 52.6761 | -9.6464
MV/LV Substation GO***074Z | 10 kV | 400V(3ph) & 230V(single ph) | LV | 200 kVA :Building Structure | 0.2 | --> | 0.2 | 0 | 0 | Constrained,otherwise capacity available =95kVA. | --> | 0.19 | 0 | 0 | 0 | 0 | 0.216 | 0 |  | --> | C35 ex CASTLEVIEW | CASTLEVIEW: T101 | CASTLEVIEW |  | 51.8952 | -8.3468
MV/LV Substation GO***076 | 10 kV | 400V(3ph) & 230V(single ph) | LV | 50 kVA :Pole Substation | 0.05 | --> | 0.05 | 0.033 | 3.1 |  | --> | 0.047 | 0 | 0 | 0 | 0 | 0.051 | 0 |  | --> | C18 ex KILROSS ROAD | KILROSS ROAD: T42 | TIPPERARY |  | 52.4601 | -8.1575
MV/LV Substation GO***076X | 20 kV | 400V(3ph) & 230V(single ph) | LV | 50 kVA :Pole Substation | 0.05 | --> | 0.05 | 0 | 0 | Constrained,otherwise capacity available =45kVA. | --> | 0.047 | 0 | 0 | 0 | 0.003 | 0.047 | 0 |  | --> | C21 ex CASTLEISLAND | CASTLEISLAND: T41∥T42 | TRALEE |  | 52.1899 | -9.4215
MV/LV Substation GO***079X | 20 kV | 400V(3ph) & 230V(single ph) | LV | 50 kVA :Pole Substation | 0.05 | --> | 0.05 | 0.048 | 1.2 |  | --> | 0.047 | 0 | 0 | 0 | 0 | 0.049 | 0 |  | --> | E16 ex BALLYDEHOB | BALLYDEHOB: T421 | DUNMANWAY |  | 51.4962 | -9.7142
MV/LV Substation GO***082 | 10 kV | 400V(3ph) & 230V(single ph) | LV | 50 kVA :Pole Substation | 0.05 | --> | 0.05 | 0 | 0 | Constrained,otherwise capacity available =45kVA. | --> | 0.047 | 0 | 0 | 0 | 0.003 | 0.047 | 0 |  | --> | C13 ex WOODFORD | WOODFORD: T41∥T42 | KNOCKEARAGH |  | 52.0305 | -9.4757
MV/LV Substation GO***083 | 10 kV | 400V(3ph) & 230V(single ph) | LV | 100 kVA :Pole Substation | 0.1 | --> | 0.1 | 0 | 0 | Constrained,otherwise capacity available =70kVA. | --> | 0.095 | 0 | 0 | 0 | 0 | 0.104 | 0 |  | --> | C12 ex KILMALLOCK | KILMALLOCK: T42 | CHARLEVILLE |  | 52.3952 | -8.5696
MV/LV Substation GO***083Y | 20 kV | 400V(3ph) & 230V(single ph) | LV | 100 kVA :Pole Substation | 0.1 | --> | 0.1 | 0 | 0 | Constrained,otherwise capacity available =84kVA. | --> | 0.095 | 0 | 0 | 0 | 0.007 | 0.095 | 0 |  | --> | E16 ex FINEA | FINEA: T421∥T422 | SHANKILL |  | 53.8749 | -7.5346
MV/LV Substation GO***086Y | 20 kV | 400V(3ph) & 230V(single ph) | LV | 100 kVA :Pole Substation | 0.1 | --> | 0.1 | 0 | 0 |  | --> | 0.095 | 0 | 0 | 0 | 0 | 0.114 | 0 |  | --> | E16 ex FINEA | FINEA: T421∥T422 | SHANKILL |  | 53.8726 | -7.5355
MV/LV Substation GO***087Z | 20 kV | 400V(3ph) & 230V(single ph) | LV | 400 kVA :Kiosk Substation | 0.4 | --> | 0.4 | 0.332 | 3.3 |  | --> | 0.38 | 0 | 0 | 0 | 0.007 | 0.402 | 0 |  | --> | E21 ex CRATLOE | CRATLOE: T421∥T422 | ARDNACRUSHA |  | 52.7384 | -8.7744
MV/LV Substation GO***094X | 20 kV | 400V(3ph) & 230V(single ph) | LV | 50 kVA :Pole Substation | 0.05 | --> | 0.05 | 0.048 | 0.8 |  | --> | 0.047 | 0 | 0 | 0 | 0 | 0.049 | 0 |  | --> | E17 ex RATHMORE | RATHMORE: T421 | KNOCKEARAGH |  | 52.0679 | -9.1061
MV/LV Substation GO***094Y | 20 kV | 400V(3ph) & 230V(single ph) | LV | 50 kVA :Pole Substation | 0.05 | --> | 0.05 | 0 | 0 | Constrained,otherwise capacity available =47kVA. | --> | 0.047 | 0 | 0 | 0 | 0 | 0.049 | 0 |  | --> | E16 ex FINEA | FINEA: T421∥T422 | SHANKILL |  | 53.8657 | -7.5498
MV/LV Substation GO***097 | 20 kV | 400V(3ph) & 230V(single ph) | LV | 100 kVA :Pole Substation | 0.1 | --> | 0.1 | 0.065 | 1.4 |  | --> | 0.095 | 0 | 0 | 0 | 0 | 0.105 | 0 |  | --> | E20 ex GARRANACANTY | GARRANACANTY: T422 | TIPPERARY |  | 52.4986 | -7.9773
MV/LV Substation GO***106Z | 10 kV | 400V(3ph) & 230V(single ph) | LV | 50 kVA :Pole Substation | 0.05 | --> | 0.05 | 0 | 0 | Constrained,otherwise capacity available =20kVA. | --> | 0.047 | 0 | 0 | 0 | 0 | 0.054 | 0 |  | --> | C15 ex LOUGHSHINNY | LOUGHSHINNY: T41 | GLASMORE |  | 53.5169 | -6.1024
MV/LV Substation GO***107 | 10 kV | 400V(3ph) & 230V(single ph) | LV | 400 kVA :Building Structure | 0.4 | --> | 0.4 | 0.4 | 2.8 |  | --> | 0.38 | 0 | 0 | 0 | 0 | 0.4 | 0 |  | --> | C12 ex COES ROAD | COES ROAD: T41∥T42 | DUNDALK |  | 54.0079 | -6.3821
MV/LV Substation GO***107X | 10 kV | 400V(3ph) & 230V(single ph) | LV | 400 kVA :Kiosk Substation | 0.4 | --> | 0.4 | 0.37 | 2.6 |  | --> | 0.38 | 0 | 0 | 0 | 0 | 0.404 | 0 |  | --> | C20 ex GURTEEN | GURTEEN: T41 | TONROE |  | 53.9971 | -8.5271
MV/LV Substation GO***108 | 20 kV | 400V(3ph) & 230V(single ph) | LV | 200 kVA :Kiosk Substation | 0.2 | --> | 0.2 | 0.106 | 6.9 |  | --> | 0.19 | 0 | 0 | 0 | 0.003 | 0 | 0 | Constrained,otherwise capacity available =210kW. | --> | E17 ex SPRINGS | SPRINGS: T421∥T422 | DUNGARVAN |  | 52.0853 | -7.5701
MV/LV Substation GO***116 | 10 kV | 400V(3ph) & 230V(single ph) | LV | 630 kVA :Kiosk Substation | 0.63 | --> | 0.63 | 0.462 | 5.8 |  | --> | 0.598 | 0 | 0 | 0 | 0.039 | 0.5 | 0 |  | --> | C22 ex CLOON | CLOON: T42 | CLOON |  | 53.5198 | -8.8399
MV/LV Substation GO***119 | 20 kV | 400V(3ph) & 230V(single ph) | LV | 100 kVA :Pole Substation | 0.1 | --> | 0.1 | 0.092 | 1.6 |  | --> | 0.095 | 0 | 0 | 0 | 0 | 0.1 | 0 |  | --> | E12 ex GURRANEBANE | GURRANEBANE: T421∥T422 | OUGHTRAGH |  | 52.0513 | -9.9444
MV/LV Substation GO***123 | 20 kV | 400V(3ph) & 230V(single ph) | LV | 200 kVA :Pole Substation | 0.2 | --> | 0.2 | 0.194 | 2.6 |  | --> | 0.19 | 0 | 0 | 0 | 0 | 0.2 | 0 |  | --> | E17 ex LISDRUM | LISDRUM: T422 | LISDRUM |  | 54.239 | -6.9971
MV/LV Substation GO***124 | 10 kV | 400V(3ph) & 230V(single ph) | LV | 400 kVA :Kiosk Substation | 0.4 | --> | 0.4 | 0.247 | 5.7 |  | --> | 0.38 | 0 | 0 | 0 | 0.024 | 0.398 | 0 |  | --> | C24 ex DEANSGRANGE | DEANSGRANGE: T42 | CARRICKMINES |  | 53.2654 | -6.1739
MV/LV Substation GO***124Z | 10 kV | 400V(3ph) & 230V(single ph) | LV | 50 kVA :Pole Substation | 0.05 | --> | 0.05 | 0.048 | 2.3 |  | --> | 0.047 | 0 | 0 | 0 | 0.003 | 0.046 | 0 |  | --> | C17 ex GILLOGUE | GILLOGUE: T41∥T42 | ARDNACRUSHA |  | 52.6984 | -8.5987
MV/LV Substation GO***126X | 10 kV | 400V(3ph) & 230V(single ph) | LV | 400 kVA :Kiosk Substation | 0.4 | --> | 0.4 | 0 | 0 | Constrained,otherwise capacity available =293kVA. | --> | 0.38 | 0 | 0 | 0 | 0 | 0.416 | 0 |  | --> | C30 ex CLAREGALWAY | CLAREGALWAY: T42 | GALWAY 110KV |  | 53.3983 | -8.9902
MV/LV Substation GO***127X | 10 kV | 400V(3ph) & 230V(single ph) | LV | 400 kVA :Building Structure | 0.4 | --> | 0.4 | 0.348 | 2.4 |  | --> | 0.38 | 0 | 0 | 0 | 0 | 0 | 0 | Constrained,otherwise capacity available =407kW. | --> | C18 ex FOYNES | FOYNES: T42 | RATHKEALE |  | 52.6076 | -9.026
MV/LV Substation GO***127X | 10 kV | 400V(3ph) & 230V(single ph) | LV | 200 kVA :Kiosk Substation | 0.2 | --> | 0.2 | 0 | 0 | Constrained,otherwise capacity available =199kVA. | --> | 0.19 | 0 | 0 | 0 | 0 | 0.2 | 0 |  | --> | C16 ex ENNISTYMON | ENNISTYMON: T41∥T42 | ENNIS |  | 52.9443 | -9.3502
MV/LV Substation GO***128 | 10 kV | 400V(3ph) & 230V(single ph) | LV | 400 kVA :Kiosk Substation | 0.4 | --> | 0.4 | 0 | 0 | Constrained,otherwise capacity available =293kVA. | --> | 0.38 | 0 | 0 | 0 | 0.015 | 0.4 | 0 |  | --> | C14 ex GARDEN CITY | GARDEN CITY: T41∥T42 | ARKLOW |  | 52.6729 | -6.288
MV/LV Substation GO***131X | 20 kV | 400V(3ph) & 230V(single ph) | LV | 400 kVA :Building Structure | 0.4 | --> | 0.4 | 0.344 | 2.4 |  | --> | 0.38 | 0 | 0 | 0 | 0 | 0.408 | 0 |  | --> | E19 ex KENMARE | KENMARE: T421 | KNOCKEARAGH |  | 51.834 | -9.8997
MV/LV Substation GO***133X | 20 kV | 400V(3ph) & 230V(single ph) | LV | 50 kVA :Pole Substation | 0.05 | --> | 0.05 | 0 | 0 | Constrained,otherwise capacity available =50kVA. | --> | 0.047 | 0 | 0 | 0 | 0 | 0.049 | 0 |  | --> | E16 ex GLENAMADDY | GLENAMADDY: T422 | ATHLONE |  | 53.5971 | -8.5663
MV/LV Substation GO***133Y | 20 kV | 400V(3ph) & 230V(single ph) | LV | 200 kVA :Kiosk Substation | 0.2 | --> | 0.2 | 0.192 | 3.7 |  | --> | 0.19 | 0 | 0 | 0 | 0 | 0 | 0 | Constrained,otherwise capacity available =200kW. | --> | E13 ex FOXHOLE | FOXHOLE: T421∥T422 | DUNGARVAN |  | 51.9513 | -7.732
MV/LV Substation GO***134 | 10 kV | 400V(3ph) & 230V(single ph) | LV | 400 kVA :Kiosk Substation | 0.4 | --> | 0.4 | 0.347 | 4.4 |  | --> | 0.38 | 0 | 0 | 0 | 0.003 | 0 | 0 | Constrained,otherwise capacity available =404kW. | --> | C13 ex CHURCHTOWN | CHURCHTOWN: T41 | RATHKEALE |  | 52.4573 | -9.0484
MV/LV Substation GO***136Y | 10 kV | 400V(3ph) & 230V(single ph) | LV | 100 kVA :Pole Substation | 0.1 | --> | 0.1 | 0.093 | 2.3 |  | --> | 0.095 | 0 | 0 | 0 | 0.006 | 0.094 | 0 |  | --> | E18 ex BLESSINGTON | BLESSINGTON: T422 | KILTEEL |  | 53.2076 | -6.4725
MV/LV Substation GO***137X | 20 kV | 400V(3ph) & 230V(single ph) | LV | 50 kVA :Pole Substation | 0.05 | --> | 0.05 | 0.05 | 7.4 |  | --> | 0.047 | 0 | 0 | 0 | 0 | 0 | 0 | Constrained,otherwise capacity available =49kW. | --> | E12 ex ARIGNA | ARIGNA: T121 | ARIGNA |  | 54.2479 | -7.8883
MV/LV Substation GO***138 | 20 kV | 400V(3ph) & 230V(single ph) | LV | 50 kVA :Pole Substation | 0.05 | --> | 0.05 | 0.033 | 1.6 |  | --> | 0.047 | 0 | 0 | 0 | 0 | 0.051 | 0 |  | --> | E11 ex MILLTOWN (SR) | MILLTOWN (SR): T421 | OUGHTRAGH |  | 52.1713 | -9.8423
MV/LV Substation GO***140 | 10 kV | 400V(3ph) & 230V(single ph) | LV | 400 kVA :Building Structure | 0.4 | --> | 0.4 | 0.081 | 3.3 |  | --> | 0.38 | 0 | 0 | 0 | 0.012 | 0 | 0 | Constrained,otherwise capacity available =434kW. | --> | C18 ex PALMERSTOWN | PALMERSTOWN: T42 | FINGLAS |  | 53.3456 | -6.3602
MV/LV Substation GO***144 | 20 kV | 400V(3ph) & 230V(single ph) | LV | 100 kVA :Pole Substation | 0.1 | --> | 0.1 | 0 | 0 | Constrained,otherwise capacity available =96kVA. | --> | 0.095 | 0 | 0 | 0 | 0 | 0 | 0 | Constrained,otherwise capacity available =100kW. | --> | E17 ex PORTLAOISE | PORTLAOISE: T423∥T424 | PORTLAOISE |  | 52.9224 | -7.338
MV/LV Substation GO***155 | 10 kV | 400V(3ph) & 230V(single ph) | LV | 200 kVA :Pole Substation | 0.2 | --> | 0.2 | 0.166 | 3.7 |  | --> | 0.19 | 0 | 0 | 0 | 0 | 0 | 0 | Constrained,otherwise capacity available =204kW. | --> | E17 ex GLENGARRIFF | GLENGARRIFF: T421 | BALLYLICKY |  | 51.753 | -9.5274
MV/LV Substation GO***155 | 10 kV | 400V(3ph) & 230V(single ph) | LV | 200 kVA :Building Structure | 0.2 | --> | 0.2 | 0.151 | 11.3 |  | --> | 0.19 | 0 | 0 | 0 | 0.011 | 0.195 | 0 |  | --> | C12 ex ENNIS | ENNIS: T102 | ENNIS |  | 52.8374 | -8.9762
MV/LV Substation GO***156X | 10 kV | 400V(3ph) & 230V(single ph) | LV | 400 kVA :Kiosk Substation | 0.4 | --> | 0.4 | 0.389 | 4.6 |  | --> | 0.38 | 0 | 0 | 0 | 0.007 | 0.394 | 0 |  | --> | C15 ex BALLYRAINE | BALLYRAINE: T41∥T42 | LETTERKENNY |  | 54.9521 | -7.7327
MV/LV Substation GO***157 | 20 kV | 400V(3ph) & 230V(single ph) | LV | 50 kVA :Pole Substation | 0.05 | --> | 0.05 | 0.043 | 2.6 |  | --> | 0.047 | 0 | 0 | 0 | 0 | 0.05 | 0 |  | --> | C14 ex CASHEL | CASHEL: T42 | CAHIR |  | 52.5424 | -7.8684
MV/LV Substation GO***158X | 10 kV | 400V(3ph) & 230V(single ph) | LV | 630 kVA :Building Structure | 0.63 | --> | 0.63 | 0 | 0 | Constrained,otherwise capacity available =500kVA. | --> | 0.598 | 0 | 0 | 0 | 0 | 0.5 | 0 |  | --> | C37 ex INCHICORE CENTRAL | INCHICORE CENTRAL: T45 | INCHICORE 220KV |  | 53.3356 | -6.321
MV/LV Substation GO***159 | 20 kV | 400V(3ph) & 230V(single ph) | LV | 100 kVA :Pole Substation | 0.1 | --> | 0.1 | 0 | 0 | Constrained,otherwise capacity available =64kVA. | --> | 0.095 | 0 | 0 | 0 | 0.007 | 0.098 | 0 |  | --> | E15 ex JULIANSTOWN | JULIANSTOWN: T421∥T422 | DRYBRIDGE |  | 53.6327 | -6.2562
MV/LV Substation GO***163Y | 20 kV | 400V(3ph) & 230V(single ph) | LV | 200 kVA :Building Structure | 0.2 | --> | 0.2 | 0.157 | 2 |  | --> | 0.19 | 0 | 0 | 0 | 0 | 0.206 | 0 |  | --> | E17 ex BALLYCONNELL | BALLYCONNELL: T421∥T422 | GORTAWEE |  | 54.1706 | -7.6937
MV/LV Substation GO***170Y | 10 kV | 400V(3ph) & 230V(single ph) | LV | 400 kVA :Kiosk Substation | 0.4 | --> | 0.4 | 0 | 0 | Constrained,otherwise capacity available =400kVA. | --> | 0.38 | 0 | 0 | 0 | 0 | 0 | 0 | Constrained,otherwise capacity available =400kW. | --> | C18 ex RAMSTOWN | RAMSTOWN: T41∥T42 | CRANE |  | 52.6732 | -6.2957
MV/LV Substation GO***172 | 10 kV | 400V(3ph) & 230V(single ph) | LV | 400 kVA :Kiosk Substation | 0.4 | --> | 0.4 | 0.211 | 3.4 |  | --> | 0.38 | 0 | 0 | 0 | 0.014 | 0.413 | 0 |  | --> | C18 ex MAYFIELD | MAYFIELD: T42 | KILBARRY |  | 51.9105 | -8.4508
MV/LV Substation GO***175Y | 10 kV | 400V(3ph) & 230V(single ph) | LV | 50 kVA :Pole Substation | 0.05 | --> | 0.05 | 0 | 0 | Constrained,otherwise capacity available =46kVA. | --> | 0.047 | 0 | 0 | 0 | 0 | 0 | 0 | Constrained,otherwise capacity available =49kW. | --> | C20 ex CLOONLOUGH | CLOONLOUGH: T41∥T42 | BARRYMORE |  | 52.2403 | -8.2756
MV/LV Substation GO***177X | 10 kV | 400V(3ph) & 230V(single ph) | LV | 400 kVA :Kiosk Substation | 0.4 | --> | 0.4 | 0.328 | 2.3 |  | --> | 0.38 | 0 | 0 | 0 | 0.008 | 0.402 | 0 |  | --> | C20 ex MOUNT MERRION | MOUNT MERRION: T42 | CARRICKMINES |  | 53.2959 | -6.2286
MV/LV Substation GO***182Y | 10 kV | 400V(3ph) & 230V(single ph) | LV | 400 kVA :Kiosk Substation | 0.4 | --> | 0.4 | 0 | 0 | Constrained,otherwise capacity available =345kVA. | --> | 0.38 | 0 | 0 | 0 | 0.007 | 0 | 0 | Constrained,otherwise capacity available =401kW. | --> | C18 ex RAMSTOWN | RAMSTOWN: T41∥T42 | CRANE |  | 52.6737 | -6.2967
MV/LV Substation GO***184Y | 10 kV | 400V(3ph) & 230V(single ph) | LV | 200 kVA :Kiosk Substation | 0.2 | --> | 0.2 | 0.171 | 4.3 |  | --> | 0.19 | 0 | 0 | 0 | 0.009 | 0.194 | 0 |  | --> | C16 ex LAWLESSTOWN | LAWLESSTOWN: T42 | DOON |  | 52.3688 | -7.7181
MV/LV Substation GO***186 | 10 kV | 400V(3ph) & 230V(single ph) | LV | 400 kVA :Building Structure | 0.4 | --> | 0.4 | 0 | 0 | Constrained,otherwise capacity available =280kVA. | --> | 0.38 | 0 | 0 | 0 | 0.015 | 0.402 | 0 |  | --> | C14 ex RAHEEN | RAHEEN: T42 | LIMERICK |  | 52.6378 | -8.6564
MV/LV Substation GO***186 | 20 kV | 400V(3ph) & 230V(single ph) | LV | 100 kVA :Pole Substation | 0.1 | --> | 0.1 | 0 | 0 | Constrained,otherwise capacity available =92kVA. | --> | 0.095 | 0 | 0 | 0 | 0 | 0 | 0 | Constrained,otherwise capacity available =100kW. | --> | E18 ex BUNCLODY | BUNCLODY: T421∥T422 | CRANE |  | 52.6022 | -6.6767
MV/LV Substation GO***186 | 20 kV | 400V(3ph) & 230V(single ph) | LV | 50 kVA :Pole Substation | 0.05 | --> | 0.05 | 0.046 | 2.7 |  | --> | 0.047 | 0 | 0 | 0 | 0 | 0.049 | 0 |  | --> | E12 ex TULLOW | TULLOW: T422 | CARLOW |  | 52.7957 | -6.7347
MV/LV Substation GO***189 | 10 kV | 400V(3ph) & 230V(single ph) | LV | 200 kVA :Kiosk Substation | 0.2 | --> | 0.2 | 0 | 0 | Constrained,otherwise capacity available =116kVA. | --> | 0.19 | 0 | 0 | 0 | 0.003 | 0.209 | 0 |  | --> | C11 ex COOLCORCORAN | COOLCORCORAN: T41∥T42 | KNOCKEARAGH |  | 52.0654 | -9.4954
MV/LV Substation GO***198X | 20 kV | 400V(3ph) & 230V(single ph) | LV | 50 kVA :Pole Substation | 0.05 | --> | 0.05 | 0.041 | 1.6 |  | --> | 0.047 | 0 | 0 | 0 | 0 | 0.05 | 0 |  | --> | E18 ex INCH | INCH: T421∥T422 | OUGHTRAGH |  | 52.169 | -10.0085
MV/LV Substation GO***199 | 20 kV | 400V(3ph) & 230V(single ph) | LV | 100 kVA :Pole Substation | 0.1 | --> | 0.1 | 0 | 4.5 |  | --> | 0.095 | 0 | 0 | 0 | 0.046 | 0.066 | 0 |  | --> | E20 ex ENNISCRONE | ENNISCRONE: T421∥T422 | MOY |  | 54.2074 | -9.1054
MV/LV Substation GO***202Y | 10 kV | 400V(3ph) & 230V(single ph) | LV | 400 kVA :Kiosk Substation | 0.4 | --> | 0.4 | 0.271 | 11.3 |  | --> | 0.38 | 0 | 0 | 0 | 0.027 | 0.391 | 0 |  | --> | C18 ex ENNIS | ENNIS: T102 | ENNIS |  | 52.855 | -8.9469
MV/LV Substation GO***205X | 20 kV | 400V(3ph) & 230V(single ph) | LV | 100 kVA :Pole Substation | 0.1 | --> | 0.1 | 0 | 0 | Constrained,otherwise capacity available =77kVA. | --> | 0.095 | 0 | 0 | 0 | 0 | 0.103 | 0 |  | --> | C21 ex CASTLEISLAND | CASTLEISLAND: T41∥T42 | TRALEE |  | 52.1955 | -9.5352
MV/LV Substation GO***207 | 10 kV | 400V(3ph) & 230V(single ph) | LV | 100 kVA :Pole Substation | 0.1 | --> | 0.1 | 0.075 | 5.4 |  | --> | 0.095 | 0 | 0 | 0 | 0 | 0.103 | 0 |  | --> | E17 ex MOY | MOY: T421∥T422 | MOY |  | 54.1174 | -9.1782
MV/LV Substation GO***208X | 20 kV | 400V(3ph) & 230V(single ph) | LV | 400 kVA :Kiosk Substation | 0.4 | --> | 0.4 | 0.332 | 3.7 |  | --> | 0.38 | 0 | 0 | 0 | 0.002 | 0 | 0 | Constrained,otherwise capacity available =408kW. | --> | E17 ex FOXHOLE | FOXHOLE: T421∥T422 | DUNGARVAN |  | 51.9587 | -7.8637
MV/LV Substation GO***208Z | 10 kV | 400V(3ph) & 230V(single ph) | LV | 400 kVA :Building Structure | 0.4 | --> | 0.4 | 0 | 0 | Constrained,otherwise capacity available =386kVA. | --> | 0.38 | 0 | 0 | 0 | 0 | 0.401 | 0 |  | --> | C19 ex JOHNSTOWN | JOHNSTOWN: T41 | KILTEEL |  | 53.2301 | -6.641
MV/LV Substation GO***219 | 10 kV | 400V(3ph) & 230V(single ph) | LV | 200 kVA :Pole Substation | 0.2 | --> | 0.2 | 0 | 0 | Constrained,otherwise capacity available =125kVA. | --> | 0.19 | 0 | 0 | 0 | 0.003 | 0.208 | 0 |  | --> | C15 ex MALAHIDE | MALAHIDE: T41 | GLASMORE |  | 53.4206 | -6.1325
MV/LV Substation GO***220 | 10 kV | 400V(3ph) & 230V(single ph) | LV | 50 kVA :Pole Substation | 0.05 | --> | 0.05 | 0 | 0 | Constrained,otherwise capacity available =4kVA. | --> | 0.047 | 0 | 0 | 0 | 0.036 | 0.018 | 0 |  | --> | C11 ex GARDEN CITY | GARDEN CITY: T41∥T42 | ARKLOW |  | 52.6841 | -6.2732
MV/LV Substation GO***224X | 20 kV | 400V(3ph) & 230V(single ph) | LV | 50 kVA :Pole Substation | 0.05 | --> | 0.05 | 0.008 | 1.2 |  | --> | 0.047 | 0 | 0 | 0 | 0 | 0 | 0 | Constrained,otherwise capacity available =55kW. | --> | E14 ex BUNCRANA | BUNCRANA: T421∥T422 | TRILLICK |  | 55.1728 | -7.4829
MV/LV Substation GO***226 | 10 kV | 400V(3ph) & 230V(single ph) | LV | 630 kVA :Kiosk Substation | 0.63 | --> | 0.63 | 0.324 | 1.1 |  | --> | 0.598 | 0 | 0 | 0 | 0.007 | 0.5 | 0 |  | --> | C17 ex BREWERY ROAD | BREWERY ROAD: T41 | CARRICKMINES |  | 53.2798 | -6.22
MV/LV Substation GO***227X | 10 kV | 400V(3ph) & 230V(single ph) | LV | 50 kVA :Pole Substation | 0.05 | --> | 0.05 | 0.037 | 3.7 |  | --> | 0.047 | 0 | 0 | 0 | 0 | 0.051 | 0 |  | --> | C22 ex ROSS CARBERY | ROSS CARBERY: T41∥T42 | DUNMANWAY |  | 51.6014 | -9.0925
MV/LV Substation GO***228 | 10 kV | 400V(3ph) & 230V(single ph) | LV | 50 kVA :Pole Substation | 0.05 | --> | 0.05 | 0.013 | 1.2 |  | --> | 0.047 | 0 | 0 | 0 | 0.002 | 0 | 0 | Constrained,otherwise capacity available =52kW. | --> | C20 ex KNOCKAPHUNTA | KNOCKAPHUNTA: T41∥T42 | CASTLEBAR |  | 53.8329 | -9.2724
MV/LV Substation GO***231X | 10 kV | 400V(3ph) & 230V(single ph) | LV | 630 kVA :Kiosk Substation | 0.63 | --> | 0.63 | 0.5 | 2.2 |  | --> | 0.598 | 0 | 0 | 0 | 0 | 0.5 | 0 |  | --> | C20 ex MANOR STREET | MANOR STREET: T42 | WATERFORD |  | 52.2547 | -7.1172
MV/LV Substation GO***236X | 10 kV | 400V(3ph) & 230V(single ph) | LV | 400 kVA :Kiosk Substation | 0.4 | --> | 0.4 | 0.34 | 1 |  | --> | 0.38 | 0 | 0 | 0 | 0 | 0.409 | 0 |  | --> | C11 ex MANOR STREET | MANOR STREET: T41 | WATERFORD |  | 52.2488 | -7.0603
MV/LV Substation GO***238X | 20 kV | 400V(3ph) & 230V(single ph) | LV | 200 kVA :Pole Substation | 0.2 | --> | 0.2 | 0 | 0 | Constrained,otherwise capacity available =192kVA. | --> | 0.19 | 0 | 0 | 0 | 0 | 0.2 | 0 |  | --> | E12 ex EMYVALE | EMYVALE: T422 | LISDRUM |  | 54.3455 | -7.0615
MV/LV Substation GO***239X | 10 kV | 400V(3ph) & 230V(single ph) | LV | 630 kVA :Kiosk Substation | 0.63 | --> | 0.63 | 0 | 0 | Constrained,otherwise capacity available =500kVA. | --> | 0.598 | 0 | 0 | 0 | 0 | 0.5 | 0 |  | --> | C14 ex MONEENAGEISHA | MONEENAGEISHA: T42 | GALWAY 110KV |  | 53.2835 | -9.0386
MV/LV Substation GO***241X | 20 kV | 400V(3ph) & 230V(single ph) | LV | 50 kVA :Pole Substation | 0.05 | --> | 0.05 | 0.05 | 1.4 |  | --> | 0.047 | 0 | 0 | 0 | 0.004 | 0.045 | 0 |  | --> | E18 ex GARRANACANTY | GARRANACANTY: T422 | TIPPERARY |  | 52.5168 | -8.1848
MV/LV Substation GO***244X | 10 kV | 400V(3ph) & 230V(single ph) | LV | 1000 kVA :Building Structure | 1 | --> | 1 | 0.5 | 1.5 |  | --> | 0.95 | 0 | 0 | 0 | 0 | 0.5 | 0 |  | --> | C14 ex SHERIFF STREET | SHERIFF STREET: T42 | FRANCIS STREET |  | 53.3478 | -6.2424
MV/LV Substation GO***251 | 20 kV | 400V(3ph) & 230V(single ph) | LV | 50 kVA :Pole Substation | 0.05 | --> | 0.05 | 0.047 | 1.6 |  | --> | 0.047 | 0 | 0 | 0 | 0 | 0.049 | 0 |  | --> | E18 ex MILLTOWN (SR) | MILLTOWN (SR): T422 | OUGHTRAGH |  | 52.1696 | -9.6093
MV/LV Substation GO***253 | 20 kV | 400V(3ph) & 230V(single ph) | LV | 400 kVA :Kiosk Substation | 0.4 | --> | 0.4 | 0.303 | 1.5 |  | --> | 0.38 | 0 | 0 | 0 | 0 | 0.414 | 0 |  | --> | E15 ex ARDFINNAN | ARDFINNAN: T421 | CAHIR |  | 52.3074 | -7.8841
MV/LV Substation GO***254 | 20 kV | 400V(3ph) & 230V(single ph) | LV | 100 kVA :Pole Substation | 0.1 | --> | 0.1 | 0.087 | 1.6 |  | --> | 0.095 | 0 | 0 | 0 | 0.003 | 0.098 | 0 |  | --> | E11 ex MILLTOWN (SR) | MILLTOWN (SR): T421 | OUGHTRAGH |  | 52.1739 | -9.7737
MV/LV Substation GO***259X | 10 kV | 400V(3ph) & 230V(single ph) | LV | 50 kVA :Pole Substation | 0.05 | --> | 0.05 | 0 | 0 | Constrained,otherwise capacity available =45kVA. | --> | 0.047 | 0 | 0 | 0 | 0 | 0.05 | 0 |  | --> | C15 ex CARRICK ON SHANNON | CARRICK ON SHANNON: T41∥T42 | CARRICK ON SHANNON |  | 53.9601 | -8.1743
MV/LV Substation GO***259Z | 10 kV | 400V(3ph) & 230V(single ph) | LV | 400 kVA :Kiosk Substation | 0.4 | --> | 0.4 | 0 | 0 | Constrained,otherwise capacity available =248kVA. | --> | 0.38 | 0 | 0 | 0 | 0.047 | 0.373 | 0 |  | --> | C15 ex LOUGHSHINNY | LOUGHSHINNY: T41 | GLASMORE |  | 53.5183 | -6.1029
MV/LV Substation GO***263Y | 10 kV | 400V(3ph) & 230V(single ph) | LV | 50 kVA :Pole Substation | 0.05 | --> | 0.05 | 0 | 0 | Constrained,otherwise capacity available =50kVA. | --> | 0.047 | 0 | 0 | 0 | 0 | 0.049 | 0 |  | --> | C30 ex BRUFF | BRUFF: T42 | LIMERICK |  | 52.4527 | -8.5506
MV/LV Substation GO***265Y | 10 kV | 400V(3ph) & 230V(single ph) | LV | 50 kVA :Pole Substation | 0.05 | --> | 0.05 | 0 | 0 | Constrained,otherwise capacity available =46kVA. | --> | 0.047 | 0 | 0 | 0 | 0 | 0.049 | 0 |  | --> | C30 ex BRUFF | BRUFF: T42 | LIMERICK |  | 52.4552 | -8.5409
MV/LV Substation GO***266 | 10 kV | 400V(3ph) & 230V(single ph) | LV | 100 kVA :Pole Substation | 0.1 | --> | 0.1 | 0 | 0 | Constrained,otherwise capacity available =58kVA. | --> | 0.095 | 0 | 0 | 0 | 0 | 0.106 | 0 |  | --> | C16 ex BLAKE | BLAKE: T41∥T42 | BLAKE |  | 53.2501 | -6.9645
MV/LV Substation GO***266Y | 20 kV | 400V(3ph) & 230V(single ph) | LV | 50 kVA :Pole Substation | 0.05 | --> | 0.05 | 0.049 | 6.9 |  | --> | 0.047 | 0 | 0 | 0 | 0 | 0 | 0 | Constrained,otherwise capacity available =49kW. | --> | E18 ex SPRINGS | SPRINGS: T421∥T422 | DUNGARVAN |  | 52.0485 | -7.6186
MV/LV Substation GO***269 | 20 kV | 400V(3ph) & 230V(single ph) | LV | 50 kVA :Pole Substation | 0.05 | --> | 0.05 | 0 | 0 | Constrained,otherwise capacity available =45kVA. | --> | 0.047 | 0 | 0 | 0 | 0 | 0 | 0 | Constrained,otherwise capacity available =50kW. | --> | C18 ex LEE BRIDGE | LEE BRIDGE: T42 | MACROOM |  | 51.934 | -9.0348
MV/LV Substation GO***269X | 10 kV | 400V(3ph) & 230V(single ph) | LV | 1000 kVA :Building Structure | 1 | --> | 1 | 0.5 | 12.1 |  | --> | 0.95 | 0 | 0 | 0 | 0 | 0.5 | 0 |  | --> | C30 ex TANEY | TANEY: T102 | CARRICKMINES |  | 53.2806 | -6.2418
MV/LV Substation GO***269Z | 20 kV | 400V(3ph) & 230V(single ph) | LV | 400 kVA :Building Structure | 0.4 | --> | 0.4 | 0 | 0 | Constrained,otherwise capacity available =355kVA. | --> | 0.38 | 0 | 0 | 0 | 0 | 0.407 | 0 |  | --> | E11 ex ACADEMY STREET | ACADEMY STREET: T421∥T422 | NAVAN |  | 53.5361 | -6.597
MV/LV Substation GO***271 | 10 kV | 400V(3ph) & 230V(single ph) | LV | 50 kVA :Pole Substation | 0.05 | --> | 0.05 | 0 | 0 | Constrained,otherwise capacity available =26kVA. | --> | 0.047 | 0 | 0 | 0 | 0 | 0.052 | 0 |  | --> | C18 ex MIDLETON | MIDLETON: T102 | MIDLETON |  | 51.9404 | -8.1777
MV/LV Substation GO***272X | 10 kV | 400V(3ph) & 230V(single ph) | LV | 1000 kVA :Building Structure | 1 | --> | 1 | 0.5 | 12.1 |  | --> | 0.95 | 0 | 0 | 0 | 0 | 0.5 | 0 |  | --> | C30 ex TANEY | TANEY: T102 | CARRICKMINES |  | 53.2806 | -6.2419
MV/LV Substation GO***277 | 10 kV | 400V(3ph) & 230V(single ph) | LV | 50 kVA :Pole Substation | 0.05 | --> | 0.05 | 0 | 0 | Constrained,otherwise capacity available =46kVA. | --> | 0.047 | 0 | 0 | 0 | 0.004 | 0 | 0 | Constrained,otherwise capacity available =45kW. | --> | C17 ex HOLYCROSS ROAD | HOLYCROSS ROAD: T41∥T42 | THURLES |  | 52.7458 | -7.961
MV/LV Substation GO***279X | 20 kV | 400V(3ph) & 230V(single ph) | LV | 50 kVA :Pole Substation | 0.05 | --> | 0.05 | 0.05 | 2.4 |  | --> | 0.047 | 0 | 0 | 0 | 0 | 0.049 | 0 |  | --> | E18 ex STRANORLAR | STRANORLAR: T422 | LETTERKENNY |  | 54.7578 | -7.7472
MV/LV Substation GO***279X | 20 kV | 400V(3ph) & 230V(single ph) | LV | 100 kVA :Pole Substation | 0.1 | --> | 0.1 | 0.057 | 3.7 |  | --> | 0.095 | 0 | 0 | 0 | 0 | 0 | 0 | Constrained,otherwise capacity available =106kW. | --> | E20 ex FOXHOLE | FOXHOLE: T421∥T422 | DUNGARVAN |  | 51.9303 | -7.9143
MV/LV Substation GO***287 | 10 kV | 400V(3ph) & 230V(single ph) | LV | 400 kVA :Kiosk Substation | 0.4 | --> | 0.4 | 0 | 0 | Constrained,otherwise capacity available =385kVA. | --> | 0.38 | 0 | 0 | 0 | 0 | 0.402 | 0 |  | --> | C15 ex COOLCORCORAN | COOLCORCORAN: T41∥T42 | KNOCKEARAGH |  | 52.0681 | -9.5453
MV/LV Substation GO***287 | 10 kV | 400V(3ph) & 230V(single ph) | LV | 400 kVA :Building Structure | 0.4 | --> | 0.4 | 0.358 | 6.6 |  | --> | 0.38 | 0 | 0 | 0 | 0 | 0.406 | 0 |  | --> | C17 ex GLEBE | GLEBE: T41∥T42 | RICHMOND |  | 53.7274 | -7.7858
MV/LV Substation GO***296 | 10 kV | 400V(3ph) & 230V(single ph) | LV | 200 kVA :Pole Substation | 0.2 | --> | 0.2 | 0 | 0 | Constrained,otherwise capacity available =87kVA. | --> | 0.19 | 0 | 0 | 0 | 0 | 0.216 | 0 |  | --> | C12 ex SAGGART | SAGGART: T41∥T42 | GRANGE CASTLE |  | 53.2526 | -6.537
MV/LV Substation GO***296Z | 20 kV | 400V(3ph) & 230V(single ph) | LV | 50 kVA :Pole Substation | 0.05 | --> | 0.05 | 0 | 0 | Constrained,otherwise capacity available =42kVA. | --> | 0.047 | 0 | 0 | 0 | 0 | 0.05 | 0 |  | --> | E20 ex BALLINDERRY | BALLINDERRY: T422 | MULLINGAR |  | 53.4833 | -7.3571
MV/LV Substation GO***299 | 10 kV | 400V(3ph) & 230V(single ph) | LV | 400 kVA :Kiosk Substation | 0.4 | --> | 0.4 | 0 | 0 | Constrained,otherwise capacity available =306kVA. | --> | 0.38 | 0 | 0 | 0 | 0.008 | 0.405 | 0 |  | --> | C13 ex LOUGHLINSTOWN | LOUGHLINSTOWN: T41 | CARRICKMINES |  | 53.2542 | -6.1325
MV/LV Substation GO***299 | 10 kV | 400V(3ph) & 230V(single ph) | LV | 50 kVA :Pole Substation | 0.05 | --> | 0.05 | 0 | 0 | Constrained,otherwise capacity available =35kVA. | --> | 0.047 | 0 | 0 | 0 | 0 | 0 | 0 | Constrained,otherwise capacity available =51kW. | --> | C20 ex TEMPLEMORE | TEMPLEMORE: T42 | IKERRIN |  | 52.8741 | -7.81
MV/LV Substation GO***301Z | 10 kV | 400V(3ph) & 230V(single ph) | LV | 50 kVA :Pole Substation | 0.05 | --> | 0.05 | 0.046 | 2.3 |  | --> | 0.047 | 0 | 0 | 0 | 0.003 | 0.046 | 0 |  | --> | E18 ex BLESSINGTON | BLESSINGTON: T422 | KILTEEL |  | 53.2026 | -6.4792
MV/LV Substation GO***303Z | 10 kV | 400V(3ph) & 230V(single ph) | LV | 50 kVA :Pole Substation | 0.05 | --> | 0.05 | 0.03 | 2.3 |  | --> | 0.047 | 0 | 0 | 0 | 0 | 0.052 | 0 |  | --> | E18 ex BLESSINGTON | BLESSINGTON: T422 | KILTEEL |  | 53.2024 | -6.4781
MV/LV Substation GO***305 | 20 kV | 400V(3ph) & 230V(single ph) | LV | 50 kVA :Pole Substation | 0.05 | --> | 0.05 | 0 | 0 | Constrained,otherwise capacity available =45kVA. | --> | 0.047 | 0 | 0 | 0 | 0 | 0.05 | 0 |  | --> | C16 ex TULLA | TULLA: T42 | ENNIS |  | 52.8045 | -8.6262
MV/LV Substation GO***308 | 10 kV | 400V(3ph) & 230V(single ph) | LV | 400 kVA :Kiosk Substation | 0.4 | --> | 0.4 | 0 | 0 | Constrained,otherwise capacity available =216kVA. | --> | 0.38 | 0 | 0 | 0 | 0.015 | 0.412 | 0 |  | --> | C11 ex MERVILLE | MERVILLE: T41 | FINGLAS |  | 53.3794 | -6.2992
MV/LV Substation GO***311 | 10 kV | 400V(3ph) & 230V(single ph) | LV | 100 kVA :Pole Substation | 0.1 | --> | 0.1 | 0.027 | 2.2 |  | --> | 0.095 | 0 | 0 | 0 | 0 | 0 | 0 | Constrained,otherwise capacity available =110kW. | --> | C15 ex GLENGOOLE | GLENGOOLE: T41 | THURLES |  | 52.677 | -7.6022
MV/LV Substation GO***311X | 10 kV | 400V(3ph) & 230V(single ph) | LV | 100 kVA :Pole Substation | 0.1 | --> | 0.1 | 0 | 0 | Constrained,otherwise capacity available =17kVA. | --> | 0.095 | 0 | 0 | 0 | 0 | 0.112 | 0 |  | --> | C14 ex CAVAN | CAVAN: T42 | SHANKILL |  | 53.993 | -7.3643
MV/LV Substation GO***318 | 10 kV | 400V(3ph) & 230V(single ph) | LV | 50 kVA :Pole Substation | 0.05 | --> | 0.05 | 0 | 0 | Constrained,otherwise capacity available =49kVA. | --> | 0.047 | 0 | 0 | 0 | 0 | 0.049 | 0 |  | --> | C16 ex MILFORD (NR) | MILFORD (NR): T41∥T42 | LETTERKENNY |  | 55.045 | -7.8294
MV/LV Substation GO***319Z | 10 kV | 400V(3ph) & 230V(single ph) | LV | 100 kVA :Pole Substation | 0.1 | --> | 0.1 | 0 | 0 | Constrained,otherwise capacity available =92kVA. | --> | 0.095 | 0 | 0 | 0 | 0 | 0.1 | 0 |  | --> | C17 ex ROSEHILL | ROSEHILL: T41 | KILKENNY |  | 52.6264 | -7.2771
MV/LV Substation GO***320 | 20 kV | 400V(3ph) & 230V(single ph) | LV | 100 kVA :Pole Substation | 0.1 | --> | 0.1 | 0.097 | 1.4 |  | --> | 0.095 | 0 | 0 | 0 | 0 | 0.1 | 0 |  | --> | E18 ex GARRANACANTY | GARRANACANTY: T422 | TIPPERARY |  | 52.5228 | -8.1798
MV/LV Substation GO***323Y | 20 kV | 400V(3ph) & 230V(single ph) | LV | 200 kVA :Kiosk Substation | 0.2 | --> | 0.2 | 0 | 0 | Constrained,otherwise capacity available =155kVA. | --> | 0.19 | 0 | 0 | 0 | 0.003 | 0.203 | 0 |  | --> | E14 ex COLLOONEY | COLLOONEY: T422 | SLIGO |  | 54.1697 | -8.6069
MV/LV Substation GO***328X | 10 kV | 400V(3ph) & 230V(single ph) | LV | 50 kVA :Pole Substation | 0.05 | --> | 0.05 | 0 | 0 | Constrained,otherwise capacity available =35kVA. | --> | 0.047 | 0 | 0 | 0 | 0.003 | 0.048 | 0 |  | --> | C17 ex CARRIGALINE | CARRIGALINE: T41∥T42 | BARNAHELY |  | 51.7899 | -8.3206
MV/LV Substation GO***330 | 10 kV | 400V(3ph) & 230V(single ph) | LV | 50 kVA :Pole Substation | 0.05 | --> | 0.05 | 0.043 | 1.2 |  | --> | 0.047 | 0 | 0 | 0 | 0 | 0.05 | 0 |  | --> | C20 ex ABBEYFEALE | ABBEYFEALE: T42 | TRIEN |  | 52.4509 | -9.2693
MV/LV Substation GO***332 | 10 kV | 400V(3ph) & 230V(single ph) | LV | 630 kVA :Building Structure | 0.63 | --> | 0.63 | 0.5 | 3.3 |  | --> | 0.598 | 0 | 0 | 0 | 0 | 0.5 | 0 |  | --> | C20 ex WATERFORD | WATERFORD: T42 | WATERFORD |  | 52.2622 | -7.1202
MV/LV Substation GO***340X | 10 kV | 400V(3ph) & 230V(single ph) | LV | 100 kVA :Pole Substation | 0.1 | --> | 0.1 | 0 | 0 | Constrained,otherwise capacity available =70kVA. | --> | 0.095 | 0 | 0 | 0 | 0 | 0.104 | 0 |  | --> | C17 ex BALLYHAUNIS | BALLYHAUNIS: T41∥T42 | DALTON |  | 53.7645 | -8.7963
MV/LV Substation GO***344Y | 10 kV | 400V(3ph) & 230V(single ph) | LV | 400 kVA :Building Structure | 0.4 | --> | 0.4 | 0 | 0 | Constrained,otherwise capacity available =321kVA. | --> | 0.38 | 0 | 0 | 0 | 0 | 0 | 0 | Constrained,otherwise capacity available =411kW. | --> | C11 ex COLLIGAN | COLLIGAN: T41 | DUNGARVAN |  | 52.1005 | -7.6046
MV/LV Substation GO***344Y | 10 kV | 400V(3ph) & 230V(single ph) | LV | 630 kVA :Building Structure | 0.63 | --> | 0.63 | 0.361 | 1.5 |  | --> | 0.598 | 0 | 0 | 0 | 0 | 0.5 | 0 |  | --> | C11 ex DERRYCRAMPH | DERRYCRAMPH: T41∥T42 | SHANKILL |  | 53.9669 | -7.2184
MV/LV Substation GO***346 | 20 kV | 400V(3ph) & 230V(single ph) | LV | 50 kVA :Pole Substation | 0.05 | --> | 0.05 | 0.044 | 3.5 |  | --> | 0.047 | 0 | 0 | 0 | 0 | 0.05 | 0 |  | --> | E19 ex STRANORLAR | STRANORLAR: T421 | LETTERKENNY |  | 54.7827 | -7.8147
MV/LV Substation GO***346X | 10 kV | 400V(3ph) & 230V(single ph) | LV | 1000 kVA :Building Structure | 1 | --> | 1 | 0.5 | 12.1 |  | --> | 0.95 | 0 | 0 | 0 | 0 | 0.5 | 0 |  | --> | C30 ex TANEY | TANEY: T102 | CARRICKMINES |  | 53.2791 | -6.2442
MV/LV Substation GO***346X | 10 kV | 400V(3ph) & 230V(single ph) | LV | 630 kVA :Kiosk Substation | 0.63 | --> | 0.63 | 0.5 | 1 |  | --> | 0.598 | 0 | 0 | 0 | 0 | 0.5 | 0 |  | --> | C20 ex MARROWBONE LANE | MARROWBONE LANE: T42 | INCHICORE 220KV |  | 53.3372 | -6.3202
MV/LV Substation GO***348Y | 10 kV | 400V(3ph) & 230V(single ph) | LV | 400 kVA :Building Structure | 0.4 | --> | 0.4 | 0.247 | 2.8 |  | --> | 0.38 | 0 | 0 | 0 | 0 | 0.423 | 0 |  | --> | C12 ex COES ROAD | COES ROAD: T41∥T42 | DUNDALK |  | 54.0027 | -6.3857
MV/LV Substation GO***355X | 10 kV | 400V(3ph) & 230V(single ph) | LV | 50 kVA :Pole Substation | 0.05 | --> | 0.05 | 0 | 0 | Constrained,otherwise capacity available =38kVA. | --> | 0.047 | 0 | 0 | 0 | 0 | 0.051 | 0 |  | --> | C24 ex GORESBRIDGE | GORESBRIDGE: T41∥T42 | KILKENNY |  | 52.6234 | -7.0617
MV/LV Substation GO***363 | 10 kV | 400V(3ph) & 230V(single ph) | LV | 50 kVA :Pole Substation | 0.05 | --> | 0.05 | 0.031 | 1.7 |  | --> | 0.047 | 0 | 0 | 0 | 0 | 0.051 | 0 |  | --> | C24 ex BISHOPSTOWN | BISHOPSTOWN: T42 | KILBARRY |  | 51.8574 | -8.5083
MV/LV Substation GO***363Y | 20 kV | 400V(3ph) & 230V(single ph) | LV | 200 kVA :Building Structure | 0.2 | --> | 0.2 | 0.185 | 6.9 |  | --> | 0.19 | 0 | 0 | 0 | 0.002 | 0 | 0 | Constrained,otherwise capacity available =200kW. | --> | E17 ex SPRINGS | SPRINGS: T421∥T422 | DUNGARVAN |  | 52.0851 | -7.5683
MV/LV Substation GO***364X | 20 kV | 400V(3ph) & 230V(single ph) | LV | 50 kVA :Pole Substation | 0.05 | --> | 0.05 | 0 | 0 | Constrained,otherwise capacity available =50kVA. | --> | 0.047 | 0 | 0 | 0 | 0 | 0.049 | 0 |  | --> | C14 ex MILFORD (NR) | MILFORD (NR): T41∥T42 | LETTERKENNY |  | 55.2037 | -7.6335
MV/LV Substation GO***367 | 10 kV | 400V(3ph) & 230V(single ph) | LV | 50 kVA :Pole Substation | 0.05 | --> | 0.05 | 0.044 | 1.7 |  | --> | 0.047 | 0 | 0 | 0 | 0 | 0.05 | 0 |  | --> | C11 ex RATHMORE | RATHMORE: T42 | KNOCKEARAGH |  | 52.0662 | -9.2736
MV/LV Substation GO***377Z | 10 kV | 400V(3ph) & 230V(single ph) | LV | 200 kVA :Building Structure | 0.2 | --> | 0.2 | 0.2 | 1.1 |  | --> | 0.19 | 0 | 0 | 0 | 0 | 0 | 0 | Constrained,otherwise capacity available =200kW. | --> | C25 ex BALLYCOOLIN | BALLYCOOLIN: T43 | FINGLAS |  | 53.4068 | -6.349
MV/LV Substation GO***381Z | 10 kV | 400V(3ph) & 230V(single ph) | LV | 400 kVA :Kiosk Substation | 0.4 | --> | 0.4 | 0 | 0 | Constrained,otherwise capacity available =280kVA. | --> | 0.38 | 0 | 0 | 0 | 0.012 | 0.406 | 0 |  | --> | C15 ex LOUGHSHINNY | LOUGHSHINNY: T41 | GLASMORE |  | 53.5256 | -6.092
MV/LV Substation GO***385X | 10 kV | 400V(3ph) & 230V(single ph) | LV | 50 kVA :Pole Substation | 0.05 | --> | 0.05 | 0 | 0 | Constrained,otherwise capacity available =49kVA. | --> | 0.047 | 0 | 0 | 0 | 0 | 0.049 | 0 |  | --> | C15 ex BALLYBAILIE | BALLYBAILIE: T41 | DUNDALK |  | 53.8626 | -6.5617
MV/LV Substation GO***385X | 10 kV | 400V(3ph) & 230V(single ph) | LV | 200 kVA :Kiosk Substation | 0.2 | --> | 0.2 | 0.161 | 3.2 |  | --> | 0.19 | 0 | 0 | 0 | 0.01 | 0.194 | 0 |  | --> | C12 ex BOYLE | BOYLE: T41∥T42 | CARRICK ON SHANNON |  | 53.8734 | -8.4051
MV/LV Substation GO***397 | 10 kV | 400V(3ph) & 230V(single ph) | LV | 50 kVA :Pole Substation | 0.05 | --> | 0.05 | 0.039 | 2.2 |  | --> | 0.047 | 0 | 0 | 0 | 0.007 | 0 | 0 | Constrained,otherwise capacity available =43kW. | --> | C19 ex GLENGOOLE | GLENGOOLE: T41 | THURLES |  | 52.592 | -7.5727
MV/LV Substation GO***397 | 20 kV | 400V(3ph) & 230V(single ph) | LV | 50 kVA :Pole Substation | 0.05 | --> | 0.05 | 0 | 0 | Constrained,otherwise capacity available =45kVA. | --> | 0.047 | 0 | 0 | 0 | 0.001 | 0.049 | 0 |  | --> | E18 ex BALLINROBE | BALLINROBE: T421∥T422 | DALTON |  | 53.6137 | -9.4151
MV/LV Substation GO***4006 | 20 kV | 400V(3ph) & 230V(single ph) | LV | 50 kVA :Pole Substation | 0.05 | --> | 0.05 | 0 | 0 | Constrained,otherwise capacity available =46kVA. | --> | 0.047 | 0 | 0 | 0 | 0.008 | 0.041 | 0 |  | --> | E19 ex CAVAN | CAVAN: T421 | SHANKILL |  | 53.9442 | -7.4285
MV/LV Substation GO***401 | 10 kV | 400V(3ph) & 230V(single ph) | LV | 50 kVA :Pole Substation | 0.05 | --> | 0.05 | 0.044 | 3 |  | --> | 0.047 | 0 | 0 | 0 | 0 | 0.05 | 0 |  | --> | C15 ex CROSSMOLINA | CROSSMOLINA: T41∥T42 | MOY |  | 54.0936 | -9.3081
MV/LV Substation GO***4011 | 20 kV | 400V(3ph) & 230V(single ph) | LV | 50 kVA :Pole Substation | 0.05 | --> | 0.05 | 0 | 0 | Constrained,otherwise capacity available =49kVA. | --> | 0.047 | 0 | 0 | 0 | 0 | 0.049 | 0 |  | --> | E18 ex BALLINROBE | BALLINROBE: T421∥T422 | DALTON |  | 53.6592 | -9.3633
MV/LV Substation GO***4023 | 10 kV | 400V(3ph) & 230V(single ph) | LV | 50 kVA :Pole Substation | 0.05 | --> | 0.05 | 0 | 0 | Constrained,otherwise capacity available =46kVA. | --> | 0.047 | 0 | 0 | 0 | 0 | 0 | 0 | Constrained,otherwise capacity available =49kW. | --> | C13 ex DONEGAL | DONEGAL: T41∥T42 | CATHALEENS FALL |  | 54.6967 | -7.9459
MV/LV Substation GO***4029 | 20 kV | 400V(3ph) & 230V(single ph) | LV | 50 kVA :Pole Substation | 0.05 | --> | 0.05 | 0.05 | 6.9 |  | --> | 0.047 | 0 | 0 | 0 | 0 | 0 | 0 | Constrained,otherwise capacity available =49kW. | --> | E14 ex RATHKEALE | RATHKEALE: T421∥T422 | RATHKEALE |  | 52.5122 | -8.7392
MV/LV Substation GO***402X | 10 kV | 400V(3ph) & 230V(single ph) | LV | 200 kVA :Pole Substation | 0.2 | --> | 0.2 | 0.142 | 5.5 |  | --> | 0.19 | 0 | 0 | 0 | 0.021 | 0.186 | 0 |  | --> | C13 ex MCDONAGH | MCDONAGH: T41 | KILKENNY |  | 52.6674 | -7.236
MV/LV Substation GO***4032 | 10 kV | 400V(3ph) & 230V(single ph) | LV | 400 kVA :Kiosk Substation | 0.4 | --> | 0.4 | 0.234 | 0.2 | Constrained,otherwise capacity available =334kVA. | --> | 0.38 | 0 | 0 | 0 | 0.007 | 0 | 0 | Constrained,otherwise capacity available =402kW. | --> | C16 ex DUNGLOE | DUNGLOE: T42 | ARDNAGAPPARY |  | 54.9547 | -8.3612
MV/LV Substation GO***4033 | 20 kV | 400V(3ph) & 230V(single ph) | LV | 100 kVA :Pole Substation | 0.1 | --> | 0.1 | 0.096 | 2.4 |  | --> | 0.095 | 0 | 0 | 0 | 0 | 0.1 | 0 |  | --> | E11 ex KILGARVAN | KILGARVAN: T421 | KNOCKEARAGH |  | 51.9037 | -9.4535
MV/LV Substation GO***4037 | 10 kV | 400V(3ph) & 230V(single ph) | LV | 50 kVA :Pole Substation | 0.05 | --> | 0.05 | 0.05 | 1.6 |  | --> | 0.047 | 0 | 0 | 0 | 0 | 0.049 | 0 |  | --> | C16 ex NEWTOWNCUNNINGHAM | NEWTOWNCUNNINGHAM: T41∥T42 | LETTERKENNY |  | 54.9769 | -7.5279
MV/LV Substation GO***4039 | 10 kV | 400V(3ph) & 230V(single ph) | LV | 630 kVA :Building Structure | 0.63 | --> | 0.63 | 0 | 0 | Constrained,otherwise capacity available =500kVA. | --> | 0.598 | 0 | 0 | 0 | 0 | 0.5 | 0 |  | --> | C11 ex GARDEN CITY | GARDEN CITY: T41∥T42 | ARKLOW |  | 52.6714 | -6.271
MV/LV Substation GO***4058 | 10 kV | 400V(3ph) & 230V(single ph) | LV | 400 kVA :Building Structure | 0.4 | --> | 0.4 | 0.4 | 1.4 |  | --> | 0.38 | 0 | 0 | 0 | 0 | 0.4 | 0 |  | --> | C13 ex ROSCOMMON | ROSCOMMON: T41 | LANESBORO |  | 53.6231 | -8.1872
MV/LV Substation GO***4060 | 10 kV | 400V(3ph) & 230V(single ph) | LV | 200 kVA :Kiosk Substation | 0.2 | --> | 0.2 | 0.2 | 9.6 |  | --> | 0.19 | 0 | 0 | 0 | 0 | 0.2 | 0 |  | --> | C13 ex GORTLEE | GORTLEE: T41∥T42 | LETTERKENNY |  | 54.9668 | -7.7204
MV/LV Substation GO***4068 | 20 kV | 400V(3ph) & 230V(single ph) | LV | 200 kVA :Kiosk Substation | 0.2 | --> | 0.2 | 0.193 | 5.1 |  | --> | 0.19 | 0 | 0 | 0 | 0.006 | 0.194 | 0 |  | --> | E18 ex BALLYBUNION | BALLYBUNION: T421∥T422 | TRIEN |  | 52.5 | -9.678
MV/LV Substation GO***4073 | 20 kV | 400V(3ph) & 230V(single ph) | LV | 50 kVA :Pole Substation | 0.05 | --> | 0.05 | 0.05 | 1 |  | --> | 0.047 | 0 | 0 | 0 | 0 | 0 | 0 | Constrained,otherwise capacity available =49kW. | --> | E17 ex CARNDONAGH | CARNDONAGH: T421∥T422 | TRILLICK |  | 55.3239 | -7.1878
MV/LV Substation GO***407X | 10 kV | 400V(3ph) & 230V(single ph) | LV | 50 kVA :Pole Substation | 0.05 | --> | 0.05 | 0.031 | 0.8 |  | --> | 0.047 | 0 | 0 | 0 | 0.007 | 0 | 0 | Constrained,otherwise capacity available =44kW. | --> | C15 ex BANTRY | BANTRY: T41∥T42 | BALLYLICKY |  | 51.7193 | -9.4377
MV/LV Substation GO***4084 | 10 kV | 400V(3ph) & 230V(single ph) | LV | 50 kVA :Pole Substation | 0.05 | --> | 0.05 | 0 | 0 | Constrained,otherwise capacity available =50kVA. | --> | 0.047 | 0 | 0 | 0 | 0 | 0.049 | 0 |  | --> | C18 ex DOUGLAS | DOUGLAS: T41 | TRABEG |  | 51.8685 | -8.42
MV/LV Substation GO***4088 | 10 kV | 400V(3ph) & 230V(single ph) | LV | 100 kVA :Pole Substation | 0.1 | --> | 0.1 | 0 | 0 | Constrained,otherwise capacity available =100kVA. | --> | 0.095 | 0 | 0 | 0 | 0 | 0.1 | 0 |  | --> | C13 ex WOODFORD | WOODFORD: T41∥T42 | KNOCKEARAGH |  | 52.0306 | -9.4738
MV/LV Substation GO***4089 | 10 kV | 400V(3ph) & 230V(single ph) | LV | 50 kVA :Pole Substation | 0.05 | --> | 0.05 | 0 | 0 | Constrained,otherwise capacity available =34kVA. | --> | 0.047 | 0 | 0 | 0 | 0 | 0.051 | 0 |  | --> | C17 ex SKIBBEREEN | SKIBBEREEN: T41∥T42 | DUNMANWAY |  | 51.5209 | -9.208
MV/LV Substation GO***408Y | 10 kV | 400V(3ph) & 230V(single ph) | LV | 630 kVA :Kiosk Substation | 0.63 | --> | 0.63 | 0 | 0 | Constrained,otherwise capacity available =372kVA. | --> | 0.598 | 0 | 0 | 0 | 0 | 0 | 0 | Constrained,otherwise capacity available =500kW. | --> | C21 ex PALLAS | PALLAS: T41∥T42 | PORTLAOISE |  | 53.0321 | -7.3042
MV/LV Substation GO***4094 | 10 kV | 400V(3ph) & 230V(single ph) | LV | 50 kVA :Pole Substation | 0.05 | --> | 0.05 | 0.037 | 2.4 |  | --> | 0.047 | 0 | 0 | 0 | 0 | 0.051 | 0 |  | --> | C12 ex TINAHASK | TINAHASK: T41∥T42 | ARKLOW |  | 52.7478 | -6.2076
MV/LV Substation GO***4098 | 20 kV | 400V(3ph) & 230V(single ph) | LV | 630 kVA :Building Structure | 0.63 | --> | 0.63 | 0 | 0 | Constrained,otherwise capacity available =500kVA. | --> | 0.598 | 0 | 0 | 0 | 0 | 0.5 | 0 |  | --> | C26 ex COLLEGE PARK | COLLEGE PARK: T102 | COLLEGE PARK |  | 53.4155 | -6.3618
MV/LV Substation GO***409X | 20 kV | 400V(3ph) & 230V(single ph) | LV | 200 kVA :Pole Substation | 0.2 | --> | 0.2 | 0 | 0 | Constrained,otherwise capacity available =158kVA. | --> | 0.19 | 0 | 0 | 0 | 0 | 0 | 0 | Constrained,otherwise capacity available =206kW. | --> | E20 ex BIRR | BIRR: T422 | DALLOW |  | 53.0409 | -8.0126
MV/LV Substation GO***410Y | 20 kV | 400V(3ph) & 230V(single ph) | LV | 50 kVA :Pole Substation | 0.05 | --> | 0.05 | 0 | 0 | Constrained,otherwise capacity available =48kVA. | --> | 0.047 | 0 | 0 | 0 | 0 | 0.049 | 0 |  | --> | C18 ex CLONES | CLONES: T41∥T42 | SHANKILL |  | 54.1399 | -7.2274
MV/LV Substation GO***4111 | 10 kV | 400V(3ph) & 230V(single ph) | LV | 400 kVA :Kiosk Substation | 0.4 | --> | 0.4 | 0 | 0 | Constrained,otherwise capacity available =372kVA. | --> | 0.38 | 0 | 0 | 0 | 0.003 | 0.4 | 0 |  | --> | C18 ex HEADFORD | HEADFORD: T42 | CLOON |  | 53.4743 | -9.0992
MV/LV Substation GO***411Y | 10 kV | 400V(3ph) & 230V(single ph) | LV | 630 kVA :Kiosk Substation | 0.63 | --> | 0.63 | 0.5 | 1.3 |  | --> | 0.598 | 0 | 0 | 0 | 0 | 0.5 | 0 |  | --> | C19 ex MULGANNON | MULGANNON: T41 | WEXFORD |  | 52.3311 | -6.4509
MV/LV Substation GO***4125 | 10 kV | 400V(3ph) & 230V(single ph) | LV | 630 kVA :Kiosk Substation | 0.63 | --> | 0.63 | 0 | 0 | Constrained,otherwise capacity available =500kVA. | --> | 0.598 | 0 | 0 | 0 | 0 | 0.5 | 0 |  | --> | C12 ex KILMALLOCK | KILMALLOCK: T42 | CHARLEVILLE |  | 52.3936 | -8.5697
MV/LV Substation GO***4133 | 10 kV | 400V(3ph) & 230V(single ph) | LV | 50 kVA :Pole Substation | 0.05 | --> | 0.05 | 0 | 0 | Constrained,otherwise capacity available =46kVA. | --> | 0.047 | 0 | 0 | 0 | 0 | 0 | 0 | Constrained,otherwise capacity available =49kW. | --> | C20 ex TEMPLEMORE | TEMPLEMORE: T42 | IKERRIN |  | 52.8209 | -7.8602
MV/LV Substation GO***4151 | 10 kV | 400V(3ph) & 230V(single ph) | LV | 400 kVA :Kiosk Substation | 0.4 | --> | 0.4 | 0 | 0 | Constrained,otherwise capacity available =359kVA. | --> | 0.38 | 0 | 0 | 0 | 0 | 0.406 | 0 |  | --> | C28 ex CLAREGALWAY | CLAREGALWAY: T42 | GALWAY 110KV |  | 53.3458 | -8.9476
MV/LV Substation GO***4154 | 20 kV | 400V(3ph) & 230V(single ph) | LV | 400 kVA :Building Structure | 0.4 | --> | 0.4 | 0.239 | 0.2 | Constrained,otherwise capacity available =389kVA. | --> | 0.38 | 0 | 0 | 0 | 0.009 | 0.392 | 0 |  | --> | C15 ex MOATE | MOATE: T42 | ATHLONE |  | 53.3995 | -7.7232
MV/LV Substation GO***416 | 10 kV | 400V(3ph) & 230V(single ph) | LV | 50 kVA :Pole Substation | 0.05 | --> | 0.05 | 0 | 0 | Constrained,otherwise capacity available =49kVA. | --> | 0.047 | 0 | 0 | 0 | 0 | 0.049 | 0 |  | --> | C13 ex WOODFORD | WOODFORD: T41∥T42 | KNOCKEARAGH |  | 52.0288 | -9.4731
MV/LV Substation GO***4177 | 10 kV | 400V(3ph) & 230V(single ph) | LV | 50 kVA :Pole Substation | 0.05 | --> | 0.05 | 0 | 0 | Constrained,otherwise capacity available =39kVA. | --> | 0.047 | 0 | 0 | 0 | 0.008 | 0.042 | 0 |  | --> | C24 ex GORESBRIDGE | GORESBRIDGE: T41∥T42 | KILKENNY |  | 52.6285 | -7.0605
MV/LV Substation GO***4182 | 10 kV | 400V(3ph) & 230V(single ph) | LV | 50 kVA :Pole Substation | 0.05 | --> | 0.05 | 0.05 | 1.2 |  | --> | 0.047 | 0 | 0 | 0 | 0 | 0 | 0 | Constrained,otherwise capacity available =49kW. | --> | C20 ex KNOCKAPHUNTA | KNOCKAPHUNTA: T41∥T42 | CASTLEBAR |  | 53.8396 | -9.2673
MV/LV Substation GO***4190 | 10 kV | 400V(3ph) & 230V(single ph) | LV | 100 kVA :Pole Substation | 0.1 | --> | 0.1 | 0 | 0 | Constrained,otherwise capacity available =91kVA. | --> | 0.095 | 0 | 0 | 0 | 0 | 0.1 | 0 |  | --> | C14 ex GORESBRIDGE | GORESBRIDGE: T41∥T42 | KILKENNY |  | 52.6288 | -6.9887
MV/LV Substation GO***4193 | 10 kV | 400V(3ph) & 230V(single ph) | LV | 50 kVA :Pole Substation | 0.05 | --> | 0.05 | 0 | 0 | Constrained,otherwise capacity available =50kVA. | --> | 0.047 | 0 | 0 | 0 | 0 | 0.049 | 0 |  | --> | C12 ex KILMALLOCK | KILMALLOCK: T42 | CHARLEVILLE |  | 52.3959 | -8.5677
MV/LV Substation GO***419Z | 10 kV | 400V(3ph) & 230V(single ph) | LV | 400 kVA :Kiosk Substation | 0.4 | --> | 0.4 | 0 | 0 | Constrained,otherwise capacity available =379kVA. | --> | 0.38 | 0 | 0 | 0 | 0.006 | 0.396 | 0 |  | --> | C15 ex LOUGHSHINNY | LOUGHSHINNY: T41 | GLASMORE |  | 53.5276 | -6.0924
MV/LV Substation GO***4204 | 10 kV | 400V(3ph) & 230V(single ph) | LV | 400 kVA :Kiosk Substation | 0.4 | --> | 0.4 | 0 | 0 | Constrained,otherwise capacity available =302kVA. | --> | 0.38 | 0 | 0 | 0 | 0 | 0.414 | 0 |  | --> | C16 ex LOUGHREA | LOUGHREA: T41∥T42 | SOMERSET |  | 53.1981 | -8.5921
MV/LV Substation GO***420Z | 10 kV | 400V(3ph) & 230V(single ph) | LV | 400 kVA :Kiosk Substation | 0.4 | --> | 0.4 | 0 | 0 | Constrained,otherwise capacity available =352kVA. | --> | 0.38 | 0 | 0 | 0 | 0.01 | 0.396 | 0 |  | --> | C15 ex LOUGHSHINNY | LOUGHSHINNY: T41 | GLASMORE |  | 53.5275 | -6.0942
MV/LV Substation GO***4217 | 10 kV | 400V(3ph) & 230V(single ph) | LV | 50 kVA :Pole Substation | 0.05 | --> | 0.05 | 0.05 | 3.5 |  | --> | 0.047 | 0 | 0 | 0 | 0 | 0.049 | 0 |  | --> | C20 ex MARSHES | MARSHES: T42 | DUNDALK |  | 53.9777 | -6.377
MV/LV Substation GO***4218 | 20 kV | 400V(3ph) & 230V(single ph) | LV | 50 kVA :Pole Substation | 0.05 | --> | 0.05 | 0.034 | 1.5 |  | --> | 0.047 | 0 | 0 | 0 | 0.008 | 0.043 | 0 |  | --> | C19 ex TRAMORE | TRAMORE: T41 | BUTLERSTOWN |  | 52.1488 | -7.0608
MV/LV Substation GO***422 | 10 kV | 400V(3ph) & 230V(single ph) | LV | 100 kVA :Pole Substation | 0.1 | --> | 0.1 | 0.083 | 4.2 |  | --> | 0.095 | 0 | 0 | 0 | 0.063 | 0.036 | 0 |  | --> | C21 ex MARSHES | MARSHES: T41 | DUNDALK |  | 53.972 | -6.3731
MV/LV Substation GO***4227 | 10 kV | 400V(3ph) & 230V(single ph) | LV | 50 kVA :Pole Substation | 0.05 | --> | 0.05 | 0.05 | 8.9 |  | --> | 0.047 | 0 | 0 | 0 | 0 | 0.049 | 0 |  | --> | C14 ex CARROWBEG | CARROWBEG: T41∥T42 | CARROWBEG |  | 53.8076 | -9.5162
MV/LV Substation GO***4228 | 10 kV | 400V(3ph) & 230V(single ph) | LV | 50 kVA :Pole Substation | 0.05 | --> | 0.05 | 0 | 0 | Constrained,otherwise capacity available =50kVA. | --> | 0.047 | 0 | 0 | 0 | 0 | 0.049 | 0 |  | --> | C16 ex MORRISTOWN | MORRISTOWN: T41∥T42 | NEWBRIDGE |  | 53.2078 | -6.7891
MV/LV Substation GO***422Y | 10 kV | 400V(3ph) & 230V(single ph) | LV | 400 kVA :Kiosk Substation | 0.4 | --> | 0.4 | 0 | 0 | Constrained,otherwise capacity available =340kVA. | --> | 0.38 | 0 | 0 | 0 | 0.011 | 0.397 | 0 |  | --> | C14 ex GORESBRIDGE | GORESBRIDGE: T41∥T42 | KILKENNY |  | 52.6297 | -6.9904
MV/LV Substation GO***4230 | 20 kV | 400V(3ph) & 230V(single ph) | LV | 50 kVA :Pole Substation | 0.05 | --> | 0.05 | 0 | 0 | Constrained,otherwise capacity available =50kVA. | --> | 0.047 | 0 | 0 | 0 | 0 | 0.049 | 0 |  | --> | E15 ex GLENAMADDY | GLENAMADDY: T422 | ATHLONE |  | 53.5996 | -8.4444
MV/LV Substation GO***424 | 10 kV | 400V(3ph) & 230V(single ph) | LV | 50 kVA :Pole Substation | 0.05 | --> | 0.05 | 0.028 | 0.7 |  | --> | 0.047 | 0 | 0 | 0 | 0 | 0.052 | 0 |  | --> | C17 ex AGHAMORE | AGHAMORE: T42 | LANESBORO |  | 53.6908 | -7.851
MV/LV Substation GO***4244 | 10 kV | 400V(3ph) & 230V(single ph) | LV | 50 kVA :Pole Substation | 0.05 | --> | 0.05 | 0 | 0 | Constrained,otherwise capacity available =48kVA. | --> | 0.047 | 0 | 0 | 0 | 0 | 0.049 | 0 |  | --> | C24 ex GORESBRIDGE | GORESBRIDGE: T41∥T42 | KILKENNY |  | 52.6281 | -7.0786
MV/LV Substation GO***425X | 10 kV | 400V(3ph) & 230V(single ph) | LV | 200 kVA :Kiosk Substation | 0.2 | --> | 0.2 | 0.188 | 10.8 |  | --> | 0.19 | 0 | 0 | 0 | 0 | 0.201 | 0 |  | --> | C31 ex SALTHILL | SALTHILL: T101 | SALTHILL |  | 53.2835 | -9.0681
MV/LV Substation GO***426 | 20 kV | 400V(3ph) & 230V(single ph) | LV | 50 kVA :Pole Substation | 0.05 | --> | 0.05 | 0.044 | 3.5 |  | --> | 0.047 | 0 | 0 | 0 | 0 | 0.05 | 0 |  | --> | E21 ex STRANORLAR | STRANORLAR: T421 | LETTERKENNY |  | 54.8014 | -7.7717
MV/LV Substation GO***426Y | 10 kV | 400V(3ph) & 230V(single ph) | LV | 200 kVA :Pole Substation | 0.2 | --> | 0.2 | 0 | 0 | Constrained,otherwise capacity available =145kVA. | --> | 0.19 | 0 | 0 | 0 | 0.009 | 0.199 | 0 |  | --> | C14 ex GORESBRIDGE | GORESBRIDGE: T41∥T42 | KILKENNY |  | 52.6306 | -6.9955
MV/LV Substation GO***427 | 20 kV | 400V(3ph) & 230V(single ph) | LV | 100 kVA :Pole Substation | 0.1 | --> | 0.1 | 0.091 | 4.3 |  | --> | 0.095 | 0 | 0 | 0 | 0.008 | 0 | 0 | Constrained,otherwise capacity available =92kW. | --> | E12 ex MOVILLE | MOVILLE: T421∥T422 | TRILLICK |  | 55.2116 | -6.9574
MV/LV Substation GO***4282 | 10 kV | 400V(3ph) & 230V(single ph) | LV | 50 kVA :Pole Substation | 0.05 | --> | 0.05 | 0.039 | 2.2 |  | --> | 0.047 | 0 | 0 | 0 | 0 | 0 | 0 | Constrained,otherwise capacity available =51kW. | --> | C19 ex NEWCASTLEWEST | NEWCASTLEWEST: T41∥T42 | RATHKEALE |  | 52.3612 | -8.9793
MV/LV Substation GO***4291 | 10 kV | 400V(3ph) & 230V(single ph) | LV | 400 kVA :Kiosk Substation | 0.4 | --> | 0.4 | 0.319 | 1 |  | --> | 0.38 | 0 | 0 | 0 | 0.109 | 0.297 | 0 |  | --> | C11 ex ABBEYLAND | ABBEYLAND: T41 | NAVAN |  | 53.6407 | -6.7047
MV/LV Substation GO***4292 | 10 kV | 400V(3ph) & 230V(single ph) | LV | 400 kVA :Kiosk Substation | 0.4 | --> | 0.4 | 0 | 0 | Constrained,otherwise capacity available =326kVA. | --> | 0.38 | 0 | 0 | 0 | 0.003 | 0.407 | 0 |  | --> | C22 ex TERMONFECKIN ROAD | TERMONFECKIN ROAD: T41∥T42 | DRYBRIDGE |  | 53.7307 | -6.3433
MV/LV Substation GO***4301 | 10 kV | 400V(3ph) & 230V(single ph) | LV | 630 kVA :Kiosk Substation | 0.63 | --> | 0.63 | 0 | 0 | Constrained,otherwise capacity available =500kVA. | --> | 0.598 | 0 | 0 | 0 | 0 | 0.5 | 0 |  | --> | C11 ex GARDEN CITY | GARDEN CITY: T41∥T42 | ARKLOW |  | 52.6833 | -6.3013
MV/LV Substation GO***4319 | 20 kV | 400V(3ph) & 230V(single ph) | LV | 50 kVA :Pole Substation | 0.05 | --> | 0.05 | 0.05 | 1.2 |  | --> | 0.047 | 0 | 0 | 0 | 0 | 0.049 | 0 |  | --> | E16 ex BALLYDEHOB | BALLYDEHOB: T421 | DUNMANWAY |  | 51.4882 | -9.7847
MV/LV Substation GO***4325 | 20 kV | 400V(3ph) & 230V(single ph) | LV | 50 kVA :Pole Substation | 0.05 | --> | 0.05 | 0.05 | 1.8 |  | --> | 0.047 | 0 | 0 | 0 | 0 | 0.049 | 0 |  | --> | E21 ex CURRALEIGH | CURRALEIGH: T421∥T422 | KILBARRY |  | 51.946 | -8.6499
MV/LV Substation GO***432X | 20 kV | 400V(3ph) & 230V(single ph) | LV | 100 kVA :Pole Substation | 0.1 | --> | 0.1 | 0.084 | 1.6 |  | --> | 0.095 | 0 | 0 | 0 | 0 | 0.102 | 0 |  | --> | E12 ex GURRANEBANE | GURRANEBANE: T421∥T422 | OUGHTRAGH |  | 52.0459 | -9.9503
MV/LV Substation GO***4331 | 20 kV | 400V(3ph) & 230V(single ph) | LV | 400 kVA :Kiosk Substation | 0.4 | --> | 0.4 | 0.368 | 0.4 | Constrained,otherwise capacity available =385kVA. | --> | 0.38 | 0 | 0 | 0 | 0 | 0.402 | 0 |  | --> | C17 ex KYLEERAGH | KYLEERAGH: T41 | NENAGH |  | 52.9967 | -8.1309
MV/LV Substation GO***4336 | 10 kV | 400V(3ph) & 230V(single ph) | LV | 200 kVA :Kiosk Substation | 0.2 | --> | 0.2 | 0.147 | 0.1 | Constrained,otherwise capacity available =200kVA. | --> | 0.19 | 0 | 0 | 0 | 0 | 0.2 | 0 |  | --> | C16 ex JOHNSTOWN | JOHNSTOWN: T42 | KILTEEL |  | 53.2449 | -6.6081
MV/LV Substation GO***4337 | 10 kV | 400V(3ph) & 230V(single ph) | LV | 50 kVA :Pole Substation | 0.05 | --> | 0.05 | 0.05 | 0.1 |  | --> | 0.047 | 0 | 0 | 0 | 0 | 0.049 | 0 |  | --> | C16 ex JOHNSTOWN | JOHNSTOWN: T42 | KILTEEL |  | 53.2446 | -6.6082
MV/LV Substation GO***4342 | 10 kV | 400V(3ph) & 230V(single ph) | LV | 1000 kVA :Building Structure | 1 | --> | 1 | 0 | 0 | Constrained,otherwise capacity available =500kVA. | --> | 0.95 | 0 | 0 | 0 | 0 | 0.5 | 0 |  | --> | C16 ex RAHEEN | RAHEEN: T42 | LIMERICK |  | 52.6186 | -8.6521
MV/LV Substation GO***4345 | 10 kV | 400V(3ph) & 230V(single ph) | LV | 400 kVA :Kiosk Substation | 0.4 | --> | 0.4 | 0.383 | 0.6 |  | --> | 0.38 | 0 | 0 | 0 | 0 | 0.402 | 0 |  | --> | C19 ex CLONDALKIN | CLONDALKIN: T41 | INCHICORE 220KV |  | 53.2989 | -6.4177
MV/LV Substation GO***434X | 20 kV | 400V(3ph) & 230V(single ph) | LV | 50 kVA :Pole Substation | 0.05 | --> | 0.05 | 0 | 0 | Constrained,otherwise capacity available =50kVA. | --> | 0.047 | 0 | 0 | 0 | 0 | 0.049 | 0 |  | --> | E18 ex BALLINROBE | BALLINROBE: T421∥T422 | DALTON |  | 53.6132 | -9.4197
MV/LV Substation GO***4357 | 10 kV | 400V(3ph) & 230V(single ph) | LV | 50 kVA :Pole Substation | 0.05 | --> | 0.05 | 0.036 | 1.2 |  | --> | 0.047 | 0 | 0 | 0 | 0.019 | 0.031 | 0 |  | --> | C26 ex KYLEERAGH | KYLEERAGH: T42 | NENAGH |  | 52.9024 | -8.2098
MV/LV Substation GO***4357 | 10 kV | 400V(3ph) & 230V(single ph) | LV | 50 kVA :Pole Substation | 0.05 | --> | 0.05 | 0.049 | 0.7 |  | --> | 0.047 | 0 | 0 | 0 | 0 | 0.049 | 0 |  | --> | C17 ex AGHAMORE | AGHAMORE: T42 | LANESBORO |  | 53.6913 | -7.8517
MV/LV Substation GO***4360 | 10 kV | 400V(3ph) & 230V(single ph) | LV | 400 kVA :Kiosk Substation | 0.4 | --> | 0.4 | 0 | 0 | Constrained,otherwise capacity available =357kVA. | --> | 0.38 | 0 | 0 | 0 | 0 | 0.406 | 0 |  | --> | C22 ex KILMONEY | KILMONEY: T41∥T42 | TRABEG |  | 51.8004 | -8.4047
MV/LV Substation GO***4365 | 10 kV | 400V(3ph) & 230V(single ph) | LV | 200 kVA :Pole Substation | 0.2 | --> | 0.2 | 0 | 0 | Constrained,otherwise capacity available =200kVA. | --> | 0.19 | 0 | 0 | 0 | 0 | 0.2 | 0 |  | --> | C15 ex LOUGHSHINNY | LOUGHSHINNY: T41 | GLASMORE |  | 53.5244 | -6.0948
MV/LV Substation GO***4378 | 20 kV | 400V(3ph) & 230V(single ph) | LV | 400 kVA :Kiosk Substation | 0.4 | --> | 0.4 | 0.398 | 3.3 |  | --> | 0.38 | 0 | 0 | 0 | 0.007 | 0.392 | 0 |  | --> | E21 ex CRATLOE | CRATLOE: T421∥T422 | ARDNACRUSHA |  | 52.7368 | -8.7795
MV/LV Substation GO***439Y | 20 kV | 400V(3ph) & 230V(single ph) | LV | 400 kVA :Kiosk Substation | 0.4 | --> | 0.4 | 0 | 0 | Constrained,otherwise capacity available =250kVA. | --> | 0.38 | 0 | 0 | 0 | 0.021 | 0.401 | 0 |  | --> | E12 ex CARRIGSHANE | CARRIGSHANE: T422 | MIDLETON |  | 51.9141 | -8.0493
MV/LV Substation GO***441Z | 10 kV | 400V(3ph) & 230V(single ph) | LV | 200 kVA :Kiosk Substation | 0.2 | --> | 0.2 | 0 | 0 | Constrained,otherwise capacity available =121kVA. | --> | 0.19 | 0 | 0 | 0 | 0 | 0.211 | 0 |  | --> | C15 ex MALAHIDE | MALAHIDE: T41 | GLASMORE |  | 53.4204 | -6.1383
MV/LV Substation GO***442X | 10 kV | 400V(3ph) & 230V(single ph) | LV | 50 kVA :Pole Substation | 0.05 | --> | 0.05 | 0 | 0 | Constrained,otherwise capacity available =47kVA. | --> | 0.047 | 0 | 0 | 0 | 0 | 0 | 0 | Constrained,otherwise capacity available =49kW. | --> | C11 ex BELLFIELD | BELLFIELD: T41∥T42 | CRANE |  | 52.4945 | -6.5927
MV/LV Substation GO***4435 | 10 kV | 400V(3ph) & 230V(single ph) | LV | 630 kVA :Kiosk Substation | 0.63 | --> | 0.63 | 0 | 0 | Constrained,otherwise capacity available =500kVA. | --> | 0.598 | 0 | 0 | 0 | 0 | 0 | 0 | Constrained,otherwise capacity available =500kW. | --> | C19 ex PALLAS | PALLAS: T41∥T42 | PORTLAOISE |  | 53.0371 | -7.299
MV/LV Substation GO***444 | 10 kV | 400V(3ph) & 230V(single ph) | LV | 50 kVA :Pole Substation | 0.05 | --> | 0.05 | 0.037 | 2.2 |  | --> | 0.047 | 0 | 0 | 0 | 0.007 | 0 | 0 | Constrained,otherwise capacity available =43kW. | --> | C15 ex GLENGOOLE | GLENGOOLE: T41 | THURLES |  | 52.6683 | -7.6122
MV/LV Substation GO***444 | 10 kV | 400V(3ph) & 230V(single ph) | LV | 50 kVA :Pole Substation | 0.05 | --> | 0.05 | 0 | 0 | Constrained,otherwise capacity available =47kVA. | --> | 0.047 | 0 | 0 | 0 | 0 | 0 | 0 | Constrained,otherwise capacity available =49kW. | --> | C17 ex BANAGHER | BANAGHER: T42 | DALLOW |  | 53.206 | -8.0955
MV/LV Substation GO***4449 | 10 kV | 400V(3ph) & 230V(single ph) | LV | 630 kVA :Kiosk Substation | 0.63 | --> | 0.63 | 0.5 | 1.9 |  | --> | 0.598 | 0 | 0 | 0 | 0.003 | 0.5 | 0 |  | --> | C11 ex DRYBRIDGE | DRYBRIDGE: T41 | DRYBRIDGE |  | 53.725 | -6.3942
MV/LV Substation GO***446 | 10 kV | 400V(3ph) & 230V(single ph) | LV | 100 kVA :Pole Substation | 0.1 | --> | 0.1 | 0.071 | 2.2 |  | --> | 0.095 | 0 | 0 | 0 | 0.003 | 0 | 0 | Constrained,otherwise capacity available =100kW. | --> | C15 ex GLENGOOLE | GLENGOOLE: T41 | THURLES |  | 52.677 | -7.6048
MV/LV Substation GO***449X | 20 kV | 400V(3ph) & 230V(single ph) | LV | 50 kVA :Pole Substation | 0.05 | --> | 0.05 | 0.05 | 3 |  | --> | 0.047 | 0 | 0 | 0 | 0 | 0 | 0 | Constrained,otherwise capacity available =49kW. | --> | C20 ex SWINFORD | SWINFORD: T41∥T42 | CASTLEBAR |  | 53.8754 | -8.8637
MV/LV Substation GO***450X | 10 kV | 400V(3ph) & 230V(single ph) | LV | 1000 kVA :Building Structure | 1 | --> | 1 | 0.5 | 4.6 |  | --> | 0.95 | 0 | 0 | 0 | 0 | 0.5 | 0 |  | --> | C15 ex BALLYRAINE | BALLYRAINE: T41∥T42 | LETTERKENNY |  | 54.9504 | -7.7338
MV/LV Substation GO***457 | 20 kV | 400V(3ph) & 230V(single ph) | LV | 50 kVA :Pole Substation | 0.05 | --> | 0.05 | 0 | 0 | Constrained,otherwise capacity available =42kVA. | --> | 0.047 | 0 | 0 | 0 | 0.007 | 0.042 | 0 |  | --> | E11 ex KILCULLEN | KILCULLEN: T424 | STRATFORD |  | 53.0931 | -6.7241
MV/LV Substation GO***461 | 10 kV | 400V(3ph) & 230V(single ph) | LV | 200 kVA :Pole Substation | 0.2 | --> | 0.2 | 0.098 | 1.2 |  | --> | 0.19 | 0 | 0 | 0 | 0 | 0.215 | 0 |  | --> | C15 ex SCREEB | SCREEB: T41 | SCREEB |  | 53.3879 | -9.6127
MV/LV Substation GO***465Y | 20 kV | 400V(3ph) & 230V(single ph) | LV | 400 kVA :Kiosk Substation | 0.4 | --> | 0.4 | 0.39 | 2.5 |  | --> | 0.38 | 0 | 0 | 0 | 0 | 0.401 | 0 |  | --> | C19 ex GRAIGUE | GRAIGUE: T41 | CARLOW |  | 52.7873 | -6.9837
MV/LV Substation GO***466Y | 20 kV | 400V(3ph) & 230V(single ph) | LV | 200 kVA :Kiosk Substation | 0.2 | --> | 0.2 | 0.166 | 2.5 |  | --> | 0.19 | 0 | 0 | 0 | 0 | 0.204 | 0 |  | --> | C19 ex GRAIGUE | GRAIGUE: T41 | CARLOW |  | 52.7867 | -6.9844
MV/LV Substation GO***467X | 10 kV | 400V(3ph) & 230V(single ph) | LV | 200 kVA :Kiosk Substation | 0.2 | --> | 0.2 | 0.133 | 12.2 |  | --> | 0.19 | 0 | 0 | 0 | 0.006 | 0.203 | 0 |  | --> | C22 ex SALTHILL | SALTHILL: T102 | SALTHILL |  | 53.2713 | -9.0938
MV/LV Substation GO***468 | 20 kV | 400V(3ph) & 230V(single ph) | LV | 50 kVA :Pole Substation | 0.05 | --> | 0.05 | 0.021 | 6.9 |  | --> | 0.047 | 0 | 0 | 0 | 0 | 0 | 0 | Constrained,otherwise capacity available =53kW. | --> | E18 ex SPRINGS | SPRINGS: T421∥T422 | DUNGARVAN |  | 52.0549 | -7.6221
MV/LV Substation GO***479X | 20 kV | 400V(3ph) & 230V(single ph) | LV | 400 kVA :Building Structure | 0.4 | --> | 0.4 | 0 | 0 | Constrained,otherwise capacity available =326kVA. | --> | 0.38 | 0 | 0 | 0 | 0 | 0.411 | 0 |  | --> | E16 ex JULIANSTOWN | JULIANSTOWN: T421∥T422 | DRYBRIDGE |  | 53.6481 | -6.2369
MV/LV Substation GO***484Y | 10 kV | 400V(3ph) & 230V(single ph) | LV | 630 kVA :Building Structure | 0.63 | --> | 0.63 | 0 | 0 | Constrained,otherwise capacity available =457kVA. | --> | 0.598 | 0 | 0 | 0 | 0.156 | 0.47 | 0 |  | --> | C16 ex KILLACLOYNE | KILLACLOYNE: T41∥T42 | MIDLETON |  | 51.9173 | -8.2878
MV/LV Substation GO***485 | 10 kV | 400V(3ph) & 230V(single ph) | LV | 50 kVA :Pole Substation | 0.05 | --> | 0.05 | 0 | 0 | Constrained,otherwise capacity available =24kVA. | --> | 0.047 | 0 | 0 | 0 | 0.022 | 0.03 | 0 |  | --> | C15 ex COOLCORCORAN | COOLCORCORAN: T41∥T42 | KNOCKEARAGH |  | 52.0679 | -9.5483
MV/LV Substation GO***486 | 10 kV | 400V(3ph) & 230V(single ph) | LV | 100 kVA :Pole Substation | 0.1 | --> | 0.1 | 0 | 0 | Constrained,otherwise capacity available =63kVA. | --> | 0.095 | 0 | 0 | 0 | 0 | 0.105 | 0 |  | --> | C18 ex COOLCORCORAN | COOLCORCORAN: T41∥T42 | KNOCKEARAGH |  | 52.0615 | -9.5642
MV/LV Substation GO***486 | 10 kV | 400V(3ph) & 230V(single ph) | LV | 100 kVA :Pole Substation | 0.1 | --> | 0.1 | 0.057 | 0.2 |  | --> | 0.095 | 0 | 0 | 0 | 0 | 0 | 0 | Constrained,otherwise capacity available =106kW. | --> | C18 ex DUNGLOE | DUNGLOE: T42 | ARDNAGAPPARY |  | 54.9831 | -8.5081
MV/LV Substation GO***491 | 20 kV | 400V(3ph) & 230V(single ph) | LV | 200 kVA :Pole Substation | 0.2 | --> | 0.2 | 0.089 | 1.4 |  | --> | 0.19 | 0 | 0 | 0 | 0 | 0.216 | 0 |  | --> | E20 ex GARRANACANTY | GARRANACANTY: T422 | TIPPERARY |  | 52.4975 | -7.9821
MV/LV Substation GO***494 | 10 kV | 400V(3ph) & 230V(single ph) | LV | 200 kVA :Kiosk Substation | 0.2 | --> | 0.2 | 0.195 | 0.9 |  | --> | 0.19 | 0 | 0 | 0 | 0.003 | 0.197 | 0 |  | --> | C20 ex RATHMULLAN | RATHMULLAN: T42 | DRYBRIDGE |  | 53.7046 | -6.3714
MV/LV Substation GO***500X | 10 kV | 400V(3ph) & 230V(single ph) | LV | 50 kVA :Pole Substation | 0.05 | --> | 0.05 | 0.05 | 3 |  | --> | 0.047 | 0 | 0 | 0 | 0 | 0 | 0 | Constrained,otherwise capacity available =49kW. | --> | C13 ex SWINFORD | SWINFORD: T41∥T42 | CASTLEBAR |  | 53.934 | -8.9482
MV/LV Substation GO***500X | 20 kV | 400V(3ph) & 230V(single ph) | LV | 50 kVA :Pole Substation | 0.05 | --> | 0.05 | 0.04 | 12.2 |  | --> | 0.047 | 0 | 0 | 0 | 0 | 0.051 | 0 |  | --> | C36 ex SALTHILL | SALTHILL: T102 | SALTHILL |  | 53.3002 | -9.1053
MV/LV Substation GO***505X | 10 kV | 400V(3ph) & 230V(single ph) | LV | 50 kVA :Pole Substation | 0.05 | --> | 0.05 | 0 | 0 | Constrained,otherwise capacity available =50kVA. | --> | 0.047 | 0 | 0 | 0 | 0 | 0.049 | 0 |  | --> | C18 ex MIDLETON | MIDLETON: T102 | MIDLETON |  | 51.9375 | -8.1876
MV/LV Substation GO***506Y | 10 kV | 400V(3ph) & 230V(single ph) | LV | 630 kVA :Building Structure | 0.63 | --> | 0.63 | 0.483 | 1.8 |  | --> | 0.598 | 0 | 0 | 0 | 0 | 0.5 | 0 |  | --> | C12 ex ROSCOMMON | ROSCOMMON: T42 | LANESBORO |  | 53.6267 | -8.1993
MV/LV Substation GO***507 | 20 kV | 400V(3ph) & 230V(single ph) | LV | 400 kVA :Kiosk Substation | 0.4 | --> | 0.4 | 0.359 | 1.3 |  | --> | 0.38 | 0 | 0 | 0 | 0.003 | 0.403 | 0 |  | --> | E13 ex KILCARRAGH | KILCARRAGH: T421∥T422 | BUTLERSTOWN |  | 52.159 | -6.9893
MV/LV Substation GO***508 | 20 kV | 400V(3ph) & 230V(single ph) | LV | 50 kVA :Pole Substation | 0.05 | --> | 0.05 | 0 | 0 | Constrained,otherwise capacity available =49kVA. | --> | 0.047 | 0 | 0 | 0 | 0 | 0.049 | 0 |  | --> | E17 ex BALLINROBE | BALLINROBE: T421∥T422 | DALTON |  | 53.6616 | -9.1087
MV/LV Substation GO***514 | 20 kV | 400V(3ph) & 230V(single ph) | LV | 50 kVA :Pole Substation | 0.05 | --> | 0.05 | 0.041 | 13.3 |  | --> | 0.047 | 0 | 0 | 0 | 0.003 | 0.047 | 0 |  | --> | E16 ex BELVIEW | BELVIEW: T422 | WATERFORD |  | 52.2681 | -7.0548
MV/LV Substation GO***514 | 20 kV | 400V(3ph) & 230V(single ph) | LV | 50 kVA :Pole Substation | 0.05 | --> | 0.05 | 0 | 0 | Constrained,otherwise capacity available =39kVA. | --> | 0.047 | 0 | 0 | 0 | 0.003 | 0.047 | 0 |  | --> | E28 ex LOUGHREA | LOUGHREA: T41∥T42 | SOMERSET |  | 53.1979 | -8.3978
MV/LV Substation GO***518 | 20 kV | 400V(3ph) & 230V(single ph) | LV | 50 kVA :Pole Substation | 0.05 | --> | 0.05 | 0 | 0 | Constrained,otherwise capacity available =41kVA. | --> | 0.047 | 0 | 0 | 0 | 0.003 | 0.047 | 0 |  | --> | E15 ex JULIANSTOWN | JULIANSTOWN: T421∥T422 | DRYBRIDGE |  | 53.6348 | -6.2473
MV/LV Substation GO***519 | 20 kV | 400V(3ph) & 230V(single ph) | LV | 100 kVA :Pole Substation | 0.1 | --> | 0.1 | 0 | 0 | Constrained,otherwise capacity available =60kVA. | --> | 0.095 | 0 | 0 | 0 | 0.003 | 0.103 | 0 |  | --> | E15 ex JULIANSTOWN | JULIANSTOWN: T421∥T422 | DRYBRIDGE |  | 53.6405 | -6.2358
MV/LV Substation GO***520 | 20 kV | 400V(3ph) & 230V(single ph) | LV | 100 kVA :Pole Substation | 0.1 | --> | 0.1 | 0 | 0 | Constrained,otherwise capacity available =94kVA. | --> | 0.095 | 0 | 0 | 0 | 0 | 0.1 | 0 |  | --> | E15 ex JULIANSTOWN | JULIANSTOWN: T421∥T422 | DRYBRIDGE |  | 53.6305 | -6.2315
MV/LV Substation GO***528X | 10 kV | 400V(3ph) & 230V(single ph) | LV | 200 kVA :Kiosk Substation | 0.2 | --> | 0.2 | 0.145 | 12.2 |  | --> | 0.19 | 0 | 0 | 0 | 0.015 | 0.192 | 0 |  | --> | C26 ex SALTHILL | SALTHILL: T102 | SALTHILL |  | 53.2688 | -9.1059
MV/LV Substation GO***529 | 10 kV | 400V(3ph) & 230V(single ph) | LV | 50 kVA :Pole Substation | 0.05 | --> | 0.05 | 0.041 | 2.1 |  | --> | 0.047 | 0 | 0 | 0 | 0.007 | 0.042 | 0 |  | --> | C12 ex GRANAGH | GRANAGH: T41∥T42 | WATERFORD |  | 52.3419 | -7.3041
MV/LV Substation GO***529X | 10 kV | 400V(3ph) & 230V(single ph) | LV | 200 kVA :Kiosk Substation | 0.2 | --> | 0.2 | 0.2 | 12.2 |  | --> | 0.19 | 0 | 0 | 0 | 0 | 0.2 | 0 |  | --> | C26 ex SALTHILL | SALTHILL: T102 | SALTHILL |  | 53.269 | -9.1027
MV/LV Substation GO***531 | 20 kV | 400V(3ph) & 230V(single ph) | LV | 100 kVA :Pole Substation | 0.1 | --> | 0.1 | 0 | 1.9 |  | --> | 0.095 | 0 | 0 | 0 | 0 | 0 | 0 | Constrained,otherwise capacity available =124kW. | --> | E15 ex GWEEDORE | GWEEDORE: T421 | ARDNAGAPPARY |  | 55.1212 | -8.1322
MV/LV Substation GO***543 | 10 kV | 400V(3ph) & 230V(single ph) | LV | 100 kVA :Pole Substation | 0.1 | --> | 0.1 | 0 | 0 | Constrained,otherwise capacity available =78kVA. | --> | 0.095 | 0 | 0 | 0 | 0 | 0.103 | 0 |  | --> | C13 ex WOODFORD | WOODFORD: T41∥T42 | KNOCKEARAGH |  | 52.0282 | -9.468
MV/LV Substation GO***544 | 10 kV | 400V(3ph) & 230V(single ph) | LV | 200 kVA :Kiosk Substation | 0.2 | --> | 0.2 | 0.146 | 2.4 |  | --> | 0.19 | 0 | 0 | 0 | 0.017 | 0.189 | 0 |  | --> | C26 ex TINAHASK | TINAHASK: T41∥T42 | ARKLOW |  | 52.7895 | -6.1501
MV/LV Substation GO***550 | 20 kV | 400V(3ph) & 230V(single ph) | LV | 50 kVA :Pole Substation | 0.05 | --> | 0.05 | 0 | 0 | Constrained,otherwise capacity available =38kVA. | --> | 0.047 | 0 | 0 | 0 | 0.003 | 0.047 | 0 |  | --> | E12 ex CARRIGSHANE | CARRIGSHANE: T422 | MIDLETON |  | 51.9145 | -8.0456
MV/LV Substation GO***553X | 10 kV | 400V(3ph) & 230V(single ph) | LV | 50 kVA :Pole Substation | 0.05 | --> | 0.05 | 0.014 | 2.2 |  | --> | 0.047 | 0 | 0 | 0 | 0 | 0.054 | 0 |  | --> | C11 ex MALLOW | MALLOW: T41 | MALLOW |  | 52.1259 | -8.6526
MV/LV Substation GO***556X | 10 kV | 400V(3ph) & 230V(single ph) | LV | 200 kVA :Pole Substation | 0.2 | --> | 0.2 | 0 | 0 | Constrained,otherwise capacity available =127kVA. | --> | 0.19 | 0 | 0 | 0 | 0 | 0 | 0 | Constrained,otherwise capacity available =210kW. | --> | C16 ex RAMSTOWN | RAMSTOWN: T41∥T42 | CRANE |  | 52.6659 | -6.2889
MV/LV Substation GO***556Y | 20 kV | 400V(3ph) & 230V(single ph) | LV | 200 kVA :Pole Substation | 0.2 | --> | 0.2 | 0 | 0 | Constrained,otherwise capacity available =87kVA. | --> | 0.19 | 0 | 0 | 0 | 0 | 0.207 | 0 |  | --> | E11 ex ACADEMY STREET | ACADEMY STREET: T421∥T422 | NAVAN |  | 53.5903 | -6.5169
MV/LV Substation GO***560X | 10 kV | 400V(3ph) & 230V(single ph) | LV | 50 kVA :Pole Substation | 0.05 | --> | 0.05 | 0 | 0 | Constrained,otherwise capacity available =30kVA. | --> | 0.047 | 0 | 0 | 0 | 0 | 0 | 0 | Constrained,otherwise capacity available =52kW. | --> | C16 ex RAMSTOWN | RAMSTOWN: T41∥T42 | CRANE |  | 52.6725 | -6.283
MV/LV Substation GO***560X | 10 kV | 400V(3ph) & 230V(single ph) | LV | 50 kVA :Pole Substation | 0.05 | --> | 0.05 | 0.045 | 3 |  | --> | 0.047 | 0 | 0 | 0 | 0 | 0.05 | 0 |  | --> | C15 ex CROSSMOLINA | CROSSMOLINA: T41∥T42 | MOY |  | 54.1102 | -9.3023
MV/LV Substation GO***561 | 20 kV | 400V(3ph) & 230V(single ph) | LV | 50 kVA :Pole Substation | 0.05 | --> | 0.05 | 0.032 | 3.3 |  | --> | 0.047 | 0 | 0 | 0 | 0 | 0.051 | 0 |  | --> | E11 ex BIRDHILL | BIRDHILL: T421 | ARDNACRUSHA |  | 52.737 | -8.4001
MV/LV Substation GO***564X | 10 kV | 400V(3ph) & 230V(single ph) | LV | 630 kVA :Kiosk Substation | 0.63 | --> | 0.63 | 0 | 0 | Constrained,otherwise capacity available =354kVA. | --> | 0.598 | 0 | 0 | 0 | 0 | 0.5 | 0 |  | --> | C13 ex HEADFORD ROAD | HEADFORD ROAD: T41 | GALWAY 110KV |  | 53.2855 | -9.0501
MV/LV Substation GO***565X | 10 kV | 400V(3ph) & 230V(single ph) | LV | 630 kVA :Kiosk Substation | 0.63 | --> | 0.63 | 0 | 0 | Constrained,otherwise capacity available =500kVA. | --> | 0.598 | 0 | 0 | 0 | 0 | 0.5 | 0 |  | --> | C13 ex HEADFORD ROAD | HEADFORD ROAD: T41 | GALWAY 110KV |  | 53.2847 | -9.0492
MV/LV Substation GO***568X | 20 kV | 400V(3ph) & 230V(single ph) | LV | 50 kVA :Pole Substation | 0.05 | --> | 0.05 | 0.05 | 2 |  | --> | 0.047 | 0 | 0 | 0 | 0 | 0.049 | 0 |  | --> | E17 ex BALLYCONNELL | BALLYCONNELL: T421∥T422 | GORTAWEE |  | 54.1762 | -7.7091
MV/LV Substation GO***569 | 10 kV | 400V(3ph) & 230V(single ph) | LV | 400 kVA :Kiosk Substation | 0.4 | --> | 0.4 | 0.359 | 4.4 |  | --> | 0.38 | 0 | 0 | 0 | 0.01 | 0 | 0 | Constrained,otherwise capacity available =395kW. | --> | C13 ex CHURCHTOWN | CHURCHTOWN: T41 | RATHKEALE |  | 52.4561 | -9.049
MV/LV Substation GO***569Y | 20 kV | 400V(3ph) & 230V(single ph) | LV | 50 kVA :Pole Substation | 0.05 | --> | 0.05 | 0.04 | 1.2 |  | --> | 0.047 | 0 | 0 | 0 | 0 | 0.051 | 0 |  | --> | E16 ex BALLYDEHOB | BALLYDEHOB: T421 | DUNMANWAY |  | 51.5393 | -9.6397
MV/LV Substation GO***578Y | 20 kV | 400V(3ph) & 230V(single ph) | LV | 50 kVA :Pole Substation | 0.05 | --> | 0.05 | 0.05 | 1.2 |  | --> | 0.047 | 0 | 0 | 0 | 0 | 0.049 | 0 |  | --> | E16 ex BALLYDEHOB | BALLYDEHOB: T421 | DUNMANWAY |  | 51.4852 | -9.7295
MV/LV Substation GO***579X | 10 kV | 400V(3ph) & 230V(single ph) | LV | 630 kVA :Kiosk Substation | 0.63 | --> | 0.63 | 0.5 | 9.6 |  | --> | 0.598 | 0 | 0 | 0 | 0 | 0.5 | 0 |  | --> | C13 ex GORTLEE | GORTLEE: T41∥T42 | LETTERKENNY |  | 54.971 | -7.7353
MV/LV Substation GO***580 | 10 kV | 400V(3ph) & 230V(single ph) | LV | 100 kVA :Pole Substation | 0.1 | --> | 0.1 | 0.079 | 4.6 |  | --> | 0.095 | 0 | 0 | 0 | 0.017 | 0.085 | 0 |  | --> | C21 ex BALLYRAINE | BALLYRAINE: T41∥T42 | LETTERKENNY |  | 54.9638 | -7.6862
MV/LV Substation GO***586X | 20 kV | 400V(3ph) & 230V(single ph) | LV | 50 kVA :Pole Substation | 0.05 | --> | 0.05 | 0.025 | 7.4 |  | --> | 0.047 | 0 | 0 | 0 | 0.009 | 0.043 | 0 |  | --> | E21 ex BANOGE | BANOGE: T122 | BANOGE |  | 52.6715 | -6.3165
MV/LV Substation GO***608 | 20 kV | 400V(3ph) & 230V(single ph) | LV | 50 kVA :Pole Substation | 0.05 | --> | 0.05 | 0.034 | 3.5 |  | --> | 0.047 | 0 | 0 | 0 | 0 | 0.051 | 0 |  | --> | E19 ex STRANORLAR | STRANORLAR: T421 | LETTERKENNY |  | 54.8092 | -7.7598
MV/LV Substation GO***610X | 20 kV | 400V(3ph) & 230V(single ph) | LV | 50 kVA :Pole Substation | 0.05 | --> | 0.05 | 0 | 0 | Constrained,otherwise capacity available =24kVA. | --> | 0.047 | 0 | 0 | 0 | 0 | 0.053 | 0 |  | --> | C22 ex ATHLONE | ATHLONE: T41 | ATHLONE |  | 53.4662 | -7.9926
MV/LV Substation GO***611X | 20 kV | 400V(3ph) & 230V(single ph) | LV | 1000 kVA :Building Structure | 1 | --> | 1 | 0.5 | 4.1 |  | --> | 0.95 | 0 | 0 | 0 | 0 | 0 | 0 | Constrained,otherwise capacity available =500kW. | --> | E14 ex CHARLEVILLE | CHARLEVILLE: T422 | CHARLEVILLE |  | 52.3811 | -8.674
MV/LV Substation GO***613X | 20 kV | 400V(3ph) & 230V(single ph) | LV | 50 kVA :Pole Substation | 0.05 | --> | 0.05 | 0 | 0 | Constrained,otherwise capacity available =38kVA. | --> | 0.047 | 0 | 0 | 0 | 0 | 0.051 | 0 |  | --> | E18 ex BALLINROBE | BALLINROBE: T421∥T422 | DALTON |  | 53.6353 | -9.3837
MV/LV Substation GO***615 | 20 kV | 400V(3ph) & 230V(single ph) | LV | 50 kVA :Pole Substation | 0.05 | --> | 0.05 | 0 | 0 | Constrained,otherwise capacity available =50kVA. | --> | 0.047 | 0 | 0 | 0 | 0 | 0 | 0 | Constrained,otherwise capacity available =49kW. | --> | E22 ex BUNCLODY | BUNCLODY: T421∥T422 | CRANE |  | 52.6726 | -6.6215
MV/LV Substation GO***619X | 10 kV | 400V(3ph) & 230V(single ph) | LV | 50 kVA :Pole Substation | 0.05 | --> | 0.05 | 0.041 | 1.7 |  | --> | 0.047 | 0 | 0 | 0 | 0 | 0.05 | 0 |  | --> | C18 ex GORT | GORT: T41∥T42 | ENNIS |  | 53.0474 | -8.8377
MV/LV Substation GO***621 | 10 kV | 400V(3ph) & 230V(single ph) | LV | 100 kVA :Pole Substation | 0.1 | --> | 0.1 | 0.093 | 2.3 |  | --> | 0.095 | 0 | 0 | 0 | 0 | 0.1 | 0 |  | --> | C15 ex CASTLECOMER | CASTLECOMER: T41∥T42 | BALLYRAGGET |  | 52.8267 | -7.1306
MV/LV Substation GO***621 | 20 kV | 400V(3ph) & 230V(single ph) | LV | 100 kVA :Pole Substation | 0.1 | --> | 0.1 | 0.088 | 3 |  | --> | 0.095 | 0 | 0 | 0 | 0 | 0 | 0 | Constrained,otherwise capacity available =101kW. | --> | C21 ex SWINFORD | SWINFORD: T41∥T42 | CASTLEBAR |  | 53.9859 | -9.0941
MV/LV Substation GO***622X | 10 kV | 400V(3ph) & 230V(single ph) | LV | 200 kVA :Pole Substation | 0.2 | --> | 0.2 | 0.178 | 3.7 |  | --> | 0.19 | 0 | 0 | 0 | 0 | 0.203 | 0 |  | --> | C21 ex ROSS CARBERY | ROSS CARBERY: T41∥T42 | DUNMANWAY |  | 51.67 | -9.0156
MV/LV Substation GO***633 | 20 kV | 400V(3ph) & 230V(single ph) | LV | 200 kVA :Pole Substation | 0.2 | --> | 0.2 | 0.141 | 10.8 |  | --> | 0.19 | 0 | 0 | 0 | 0.003 | 0.205 | 0 |  | --> | C27 ex SALTHILL | SALTHILL: T101 | SALTHILL |  | 53.3404 | -9.1844
MV/LV Substation GO***634 | 20 kV | 400V(3ph) & 230V(single ph) | LV | 100 kVA :Pole Substation | 0.1 | --> | 0.1 | 0 | 0 | Constrained,otherwise capacity available =71kVA. | --> | 0.095 | 0 | 0 | 0 | 0 | 0.103 | 0 |  | --> | E15 ex JULIANSTOWN | JULIANSTOWN: T421∥T422 | DRYBRIDGE |  | 53.6366 | -6.2171
MV/LV Substation GO***635 | 20 kV | 400V(3ph) & 230V(single ph) | LV | 50 kVA :Pole Substation | 0.05 | --> | 0.05 | 0.038 | 2.4 |  | --> | 0.047 | 0 | 0 | 0 | 0 | 0.051 | 0 |  | --> | E19 ex KENMARE | KENMARE: T421 | KNOCKEARAGH |  | 51.886 | -9.5957
MV/LV Substation GO***637Y | 20 kV | 400V(3ph) & 230V(single ph) | LV | 50 kVA :Pole Substation | 0.05 | --> | 0.05 | 0 | 0 | Constrained,otherwise capacity available =40kVA. | --> | 0.047 | 0 | 0 | 0 | 0.003 | 0.047 | 0 |  | --> | E15 ex JULIANSTOWN | JULIANSTOWN: T421∥T422 | DRYBRIDGE |  | 53.632 | -6.2585
MV/LV Substation GO***643 | 10 kV | 400V(3ph) & 230V(single ph) | LV | 100 kVA :Pole Substation | 0.1 | --> | 0.1 | 0 | 0 | Constrained,otherwise capacity available =50kVA. | --> | 0.095 | 0 | 0 | 0 | 0 | 0.107 | 0 |  | --> | C11 ex POLLERTON | POLLERTON: T41 | CARLOW |  | 52.8503 | -6.8921
MV/LV Substation GO***643X | 10 kV | 400V(3ph) & 230V(single ph) | LV | 50 kVA :Pole Substation | 0.05 | --> | 0.05 | 0.05 | 1.1 |  | --> | 0.047 | 0 | 0 | 0 | 0 | 0.049 | 0 |  | --> | C15 ex SCARTEEN | SCARTEEN: T41∥T42 | MALLOW |  | 52.1157 | -8.6598
MV/LV Substation GO***648 | 20 kV | 400V(3ph) & 230V(single ph) | LV | 100 kVA :Pole Substation | 0.1 | --> | 0.1 | 0.092 | 1.6 |  | --> | 0.095 | 0 | 0 | 0 | 0 | 0.1 | 0 |  | --> | E12 ex GURRANEBANE | GURRANEBANE: T421∥T422 | OUGHTRAGH |  | 52.0325 | -10.0782
MV/LV Substation GO***653X | 10 kV | 400V(3ph) & 230V(single ph) | LV | 630 kVA :Kiosk Substation | 0.63 | --> | 0.63 | 0.147 | 0.1 | Constrained,otherwise capacity available =409kVA. | --> | 0.598 | 0 | 0 | 0 | 0 | 0.5 | 0 |  | --> | C16 ex JOHNSTOWN | JOHNSTOWN: T42 | KILTEEL |  | 53.2478 | -6.6045
MV/LV Substation GO***656X | 20 kV | 400V(3ph) & 230V(single ph) | LV | 200 kVA :Pole Substation | 0.2 | --> | 0.2 | 0.118 | 1.2 |  | --> | 0.19 | 0 | 0 | 0 | 0.015 | 0.196 | 0 |  | --> | E16 ex BALLYDEHOB | BALLYDEHOB: T421 | DUNMANWAY |  | 51.4949 | -9.7123
MV/LV Substation GO***657Z | 20 kV | 400V(3ph) & 230V(single ph) | LV | 50 kVA :Pole Substation | 0.05 | --> | 0.05 | 0 | 0 | Constrained,otherwise capacity available =35kVA. | --> | 0.047 | 0 | 0 | 0 | 0 | 0.051 | 0 |  | --> | E20 ex GLASMORE | GLASMORE: T422 | GLASMORE |  | 53.4967 | -6.1519
MV/LV Substation GO***661 | 20 kV | 400V(3ph) & 230V(single ph) | LV | 100 kVA :Pole Substation | 0.1 | --> | 0.1 | 0 | 0 | Constrained,otherwise capacity available =66kVA. | --> | 0.095 | 0 | 0 | 0 | 0.019 | 0.084 | 0 |  | --> | E16 ex JULIANSTOWN | JULIANSTOWN: T421∥T422 | DRYBRIDGE |  | 53.708 | -6.2503
MV/LV Substation GO***662Y | 10 kV | 400V(3ph) & 230V(single ph) | LV | 50 kVA :Pole Substation | 0.05 | --> | 0.05 | 0 | 0 | Constrained,otherwise capacity available =36kVA. | --> | 0.047 | 0 | 0 | 0 | 0.015 | 0.035 | 0 |  | --> | C17 ex KINSALE | KINSALE: T41∥T42 | BANDON |  | 51.7356 | -8.5439
MV/LV Substation GO***667 | 20 kV | 400V(3ph) & 230V(single ph) | LV | 50 kVA :Pole Substation | 0.05 | --> | 0.05 | 0.042 | 5.1 |  | --> | 0.047 | 0 | 0 | 0 | 0 | 0.05 | 0 |  | --> | E16 ex BALLYBUNION | BALLYBUNION: T421∥T422 | TRIEN |  | 52.5008 | -9.6384
MV/LV Substation GO***667X | 20 kV | 400V(3ph) & 230V(single ph) | LV | 50 kVA :Pole Substation | 0.05 | --> | 0.05 | 0.043 | 1.1 |  | --> | 0.047 | 0 | 0 | 0 | 0 | 0.05 | 0 |  | --> | C18 ex SCARTEEN | SCARTEEN: T41∥T42 | MALLOW |  | 52.1439 | -8.7172
MV/LV Substation GO***672X | 20 kV | 400V(3ph) & 230V(single ph) | LV | 50 kVA :Pole Substation | 0.05 | --> | 0.05 | 0.041 | 6.9 |  | --> | 0.047 | 0 | 0 | 0 | 0.016 | 0 | 0 | Constrained,otherwise capacity available =33kW. | --> | E18 ex SPRINGS | SPRINGS: T421∥T422 | DUNGARVAN |  | 52.0571 | -7.6155
MV/LV Substation GO***673 | 20 kV | 400V(3ph) & 230V(single ph) | LV | 200 kVA :Kiosk Substation | 0.2 | --> | 0.2 | 0.183 | 5.1 |  | --> | 0.19 | 0 | 0 | 0 | 0.004 | 0.198 | 0 |  | --> | E15 ex BALLYBUNION | BALLYBUNION: T421∥T422 | TRIEN |  | 52.5058 | -9.6504
MV/LV Substation GO***678 | 20 kV | 400V(3ph) & 230V(single ph) | LV | 200 kVA :Kiosk Substation | 0.2 | --> | 0.2 | 0 | 0 | Constrained,otherwise capacity available =154kVA. | --> | 0.19 | 0 | 0 | 0 | 0.039 | 0.166 | 0 |  | --> | C11 ex RAHEEN | RAHEEN: T41 | LIMERICK |  | 52.6151 | -8.6275
MV/LV Substation GO***679Y | 10 kV | 400V(3ph) & 230V(single ph) | LV | 50 kVA :Pole Substation | 0.05 | --> | 0.05 | 0.041 | 0.8 |  | --> | 0.047 | 0 | 0 | 0 | 0 | 0 | 0 | Constrained,otherwise capacity available =50kW. | --> | C15 ex BANTRY | BANTRY: T41∥T42 | BALLYLICKY |  | 51.6999 | -9.4445
MV/LV Substation GO***682Y | 10 kV | 400V(3ph) & 230V(single ph) | LV | 50 kVA :Pole Substation | 0.05 | --> | 0.05 | 0 | 0 | Constrained,otherwise capacity available =44kVA. | --> | 0.047 | 0 | 0 | 0 | 0 | 0.05 | 0 |  | --> | C30 ex BRUFF | BRUFF: T42 | LIMERICK |  | 52.4626 | -8.5401
MV/LV Substation GO***683 | 10 kV | 400V(3ph) & 230V(single ph) | LV | 50 kVA :Pole Substation | 0.05 | --> | 0.05 | 0 | 0 | Constrained,otherwise capacity available =42kVA. | --> | 0.047 | 0 | 0 | 0 | 0 | 0.05 | 0 |  | --> | C12 ex BALLYBEGGAN | BALLYBEGGAN: T43∥T44 | TRALEE |  | 52.2307 | -9.5557
MV/LV Substation GO***686X | 20 kV | 400V(3ph) & 230V(single ph) | LV | 50 kVA :Pole Substation | 0.05 | --> | 0.05 | 0 | 0 | Constrained,otherwise capacity available =48kVA. | --> | 0.047 | 0 | 0 | 0 | 0 | 0.049 | 0 |  | --> | E12 ex BALTINGLASS | BALTINGLASS: T421∥T422 | STRATFORD |  | 52.9794 | -6.7107
MV/LV Substation GO***694 | 20 kV | 400V(3ph) & 230V(single ph) | LV | 400 kVA :Kiosk Substation | 0.4 | --> | 0.4 | 0.319 | 5.1 |  | --> | 0.38 | 0 | 0 | 0 | 0.078 | 0.33 | 0 |  | --> | E18 ex BALLYBUNION | BALLYBUNION: T421∥T422 | TRIEN |  | 52.4952 | -9.6739
MV/LV Substation GO***695 | 20 kV | 400V(3ph) & 230V(single ph) | LV | 50 kVA :Pole Substation | 0.05 | --> | 0.05 | 0.041 | 5.1 |  | --> | 0.047 | 0 | 0 | 0 | 0 | 0.05 | 0 |  | --> | E16 ex BALLYBUNION | BALLYBUNION: T421∥T422 | TRIEN |  | 52.5026 | -9.6509
MV/LV Substation GO***695 | 10 kV | 400V(3ph) & 230V(single ph) | LV | 100 kVA :Pole Substation | 0.1 | --> | 0.1 | 0 | 0 | Constrained,otherwise capacity available =94kVA. | --> | 0.095 | 0 | 0 | 0 | 0 | 0.1 | 0 |  | --> | C18 ex MIDLETON | MIDLETON: T102 | MIDLETON |  | 51.9403 | -8.1751
MV/LV Substation GO***695X | 20 kV | 400V(3ph) & 230V(single ph) | LV | 50 kVA :Pole Substation | 0.05 | --> | 0.05 | 0 | 0 | Constrained,otherwise capacity available =42kVA. | --> | 0.047 | 0 | 0 | 0 | 0 | 0.05 | 0 |  | --> | E17 ex KILCOLGAN | KILCOLGAN: T421 | GALWAY 110KV |  | 53.1835 | -8.7765
MV/LV Substation GO***702 | 20 kV | 400V(3ph) & 230V(single ph) | LV | 200 kVA :Pole Substation | 0.2 | --> | 0.2 | 0.159 | 1.6 |  | --> | 0.19 | 0 | 0 | 0 | 0.003 | 0.203 | 0 |  | --> | E15 ex DINGLE | DINGLE: T421 | OUGHTRAGH |  | 52.1638 | -10.4119
MV/LV Substation GO***702Z | 10 kV | 400V(3ph) & 230V(single ph) | LV | 200 kVA :Pole Substation | 0.2 | --> | 0.2 | 0 | 0 | Constrained,otherwise capacity available =138kVA. | --> | 0.19 | 0 | 0 | 0 | 0.006 | 0.203 | 0 |  | --> | C24 ex GORESBRIDGE | GORESBRIDGE: T41∥T42 | KILKENNY |  | 52.6322 | -7.0629
MV/LV Substation GO***703X | 20 kV | 400V(3ph) & 230V(single ph) | LV | 50 kVA :Pole Substation | 0.05 | --> | 0.05 | 0 | 0 | Constrained,otherwise capacity available =47kVA. | --> | 0.047 | 0 | 0 | 0 | 0 | 0.049 | 0 |  | --> | C15 ex KANTURK | KANTURK: T41∥T42 | GLENLARA |  | 52.1352 | -8.8229
MV/LV Substation GO***706 | 10 kV | 400V(3ph) & 230V(single ph) | LV | 400 kVA :Kiosk Substation | 0.4 | --> | 0.4 | 0.309 | 12.2 |  | --> | 0.38 | 0 | 0 | 0 | 0.007 | 0.406 | 0 |  | --> | C24 ex SALTHILL | SALTHILL: T102 | SALTHILL |  | 53.2584 | -9.0965
MV/LV Substation GO***711X | 10 kV | 400V(3ph) & 230V(single ph) | LV | 50 kVA :Pole Substation | 0.05 | --> | 0.05 | 0 | 0 | Constrained,otherwise capacity available =34kVA. | --> | 0.047 | 0 | 0 | 0 | 0.022 | 0.028 | 0 |  | --> | C20 ex ENNISTYMON | ENNISTYMON: T41∥T42 | ENNIS |  | 52.9032 | -9.1775
MV/LV Substation GO***725X | 10 kV | 400V(3ph) & 230V(single ph) | LV | 100 kVA :Pole Substation | 0.1 | --> | 0.1 | 0.1 | 2.2 |  | --> | 0.095 | 0 | 0 | 0 | 0 | 0 | 0 | Constrained,otherwise capacity available =100kW. | --> | C16 ex NEWCASTLEWEST | NEWCASTLEWEST: T41∥T42 | RATHKEALE |  | 52.454 | -9.0354
MV/LV Substation GO***726Y | 10 kV | 400V(3ph) & 230V(single ph) | LV | 50 kVA :Pole Substation | 0.05 | --> | 0.05 | 0 | 0 | Constrained,otherwise capacity available =50kVA. | --> | 0.047 | 0 | 0 | 0 | 0 | 0.049 | 0 |  | --> | C12 ex KILMALLOCK | KILMALLOCK: T42 | CHARLEVILLE |  | 52.3967 | -8.5619
MV/LV Substation GO***730X | 10 kV | 400V(3ph) & 230V(single ph) | LV | 200 kVA :Pole Substation | 0.2 | --> | 0.2 | 0 | 0 | Constrained,otherwise capacity available =177kVA. | --> | 0.19 | 0 | 0 | 0 | 0 | 0 | 0 | Constrained,otherwise capacity available =203kW. | --> | C14 ex LEE BRIDGE | LEE BRIDGE: T42 | MACROOM |  | 51.9076 | -8.9804
MV/LV Substation GO***731X | 10 kV | 400V(3ph) & 230V(single ph) | LV | 400 kVA :Kiosk Substation | 0.4 | --> | 0.4 | 0 | 0 | Constrained,otherwise capacity available =351kVA. | --> | 0.38 | 0 | 0 | 0 | 0 | 0.407 | 0 |  | --> | C13 ex HEADFORD ROAD | HEADFORD ROAD: T41 | GALWAY 110KV |  | 53.2846 | -9.0478
MV/LV Substation GO***731X | 10 kV | 400V(3ph) & 230V(single ph) | LV | 100 kVA :Pole Substation | 0.1 | --> | 0.1 | 0.082 | 2.3 |  | --> | 0.095 | 0 | 0 | 0 | 0 | 0.102 | 0 |  | --> | C15 ex CASTLECOMER | CASTLECOMER: T41∥T42 | BALLYRAGGET |  | 52.8258 | -7.1364
MV/LV Substation GO***732X | 10 kV | 400V(3ph) & 230V(single ph) | LV | 400 kVA :Kiosk Substation | 0.4 | --> | 0.4 | 0 | 0 | Constrained,otherwise capacity available =359kVA. | --> | 0.38 | 0 | 0 | 0 | 0 | 0.406 | 0 |  | --> | C13 ex HEADFORD ROAD | HEADFORD ROAD: T41 | GALWAY 110KV |  | 53.2847 | -9.0477
MV/LV Substation GO***736 | 20 kV | 400V(3ph) & 230V(single ph) | LV | 400 kVA :Kiosk Substation | 0.4 | --> | 0.4 | 0.277 | 1.6 |  | --> | 0.38 | 0 | 0 | 0 | 0.017 | 0.4 | 0 |  | --> | E17 ex DINGLE | DINGLE: T421 | OUGHTRAGH |  | 52.1427 | -10.2723
MV/LV Substation GO***736 | 20 kV | 400V(3ph) & 230V(single ph) | LV | 50 kVA :Pole Substation | 0.05 | --> | 0.05 | 0.045 | 0.8 |  | --> | 0.047 | 0 | 0 | 0 | 0 | 0 | 0 | Constrained,otherwise capacity available =50kW. | --> | C12 ex BANTRY | BANTRY: T41∥T42 | BALLYLICKY |  | 51.651 | -9.4591
MV/LV Substation GO***750X | 10 kV | 400V(3ph) & 230V(single ph) | LV | 630 kVA :Building Structure | 0.63 | --> | 0.63 | 0.5 | 1.7 |  | --> | 0.598 | 0 | 0 | 0 | 0.012 | 0.5 | 0 |  | --> | C16 ex GORT | GORT: T41∥T42 | ENNIS |  | 53.0635 | -8.8216
MV/LV Substation GO***750X | 10 kV | 400V(3ph) & 230V(single ph) | LV | 50 kVA :Pole Substation | 0.05 | --> | 0.05 | 0.05 | 1.3 |  | --> | 0.047 | 0 | 0 | 0 | 0 | 0.049 | 0 |  | --> | C13 ex MULGANNON | MULGANNON: T41 | WEXFORD |  | 52.3246 | -6.4679
MV/LV Substation GO***751X | 10 kV | 400V(3ph) & 230V(single ph) | LV | 100 kVA :Pole Substation | 0.1 | --> | 0.1 | 0.1 | 2.3 |  | --> | 0.095 | 0 | 0 | 0 | 0 | 0.1 | 0 |  | --> | C15 ex CASTLECOMER | CASTLECOMER: T41∥T42 | BALLYRAGGET |  | 52.8202 | -7.1315
MV/LV Substation GO***751Y | 20 kV | 400V(3ph) & 230V(single ph) | LV | 50 kVA :Pole Substation | 0.05 | --> | 0.05 | 0.018 | 1.8 |  | --> | 0.047 | 0 | 0 | 0 | 0 | 0.054 | 0 |  | --> | E16 ex CURRALEIGH | CURRALEIGH: T421∥T422 | KILBARRY |  | 51.9402 | -8.7005
MV/LV Substation GO***756 | 10 kV | 400V(3ph) & 230V(single ph) | LV | 50 kVA :Pole Substation | 0.05 | --> | 0.05 | 0.04 | 3.3 |  | --> | 0.047 | 0 | 0 | 0 | 0 | 0.051 | 0 |  | --> | E11 ex KNOCKMULLEN | KNOCKMULLEN: T421 | GREAT ISLAND |  | 52.4393 | -6.8648
MV/LV Substation GO***761Z | 20 kV | 400V(3ph) & 230V(single ph) | LV | 100 kVA :Pole Substation | 0.1 | --> | 0.1 | 0.098 | 1.2 |  | --> | 0.095 | 0 | 0 | 0 | 0 | 0.1 | 0 |  | --> | E16 ex BALLYDEHOB | BALLYDEHOB: T421 | DUNMANWAY |  | 51.499 | -9.7167
MV/LV Substation GO***765X | 20 kV | 400V(3ph) & 230V(single ph) | LV | 100 kVA :Pole Substation | 0.1 | --> | 0.1 | 0.059 | 7.4 |  | --> | 0.095 | 0 | 0 | 0 | 0 | 0.106 | 0 |  | --> | E19 ex BANOGE | BANOGE: T122 | BANOGE |  | 52.6114 | -6.3065
MV/LV Substation GO***765Y | 20 kV | 400V(3ph) & 230V(single ph) | LV | 50 kVA :Pole Substation | 0.05 | --> | 0.05 | 0 | 0 | Constrained,otherwise capacity available =50kVA. | --> | 0.047 | 0 | 0 | 0 | 0 | 0.049 | 0 |  | --> | E16 ex FINEA | FINEA: T421∥T422 | SHANKILL |  | 53.8771 | -7.5508
MV/LV Substation GO***766 | 10 kV | 400V(3ph) & 230V(single ph) | LV | 630 kVA :Kiosk Substation | 0.63 | --> | 0.63 | 0.347 | 6 |  | --> | 0.598 | 0 | 0 | 0 | 0.027 | 0.5 | 0 |  | --> | C32 ex INCHICORE CENTRAL | INCHICORE CENTRAL: T43 | INCHICORE 220KV |  | 53.3364 | -6.307
MV/LV Substation GO***775X | 20 kV | 400V(3ph) & 230V(single ph) | LV | 50 kVA :Pole Substation | 0.05 | --> | 0.05 | 0.05 | 2.7 |  | --> | 0.047 | 0 | 0 | 0 | 0 | 0.049 | 0 |  | --> | C18 ex KILLESHANDRA | KILLESHANDRA: T41∥T42 | GORTAWEE |  | 53.9139 | -7.5134
MV/LV Substation GO***781Y | 10 kV | 400V(3ph) & 230V(single ph) | LV | 50 kVA :Pole Substation | 0.05 | --> | 0.05 | 0.044 | 1.2 |  | --> | 0.047 | 0 | 0 | 0 | 0 | 0 | 0 | Constrained,otherwise capacity available =50kW. | --> | C14 ex ROSBERCON | ROSBERCON: T42 | WATERFORD |  | 52.4027 | -6.9735
MV/LV Substation GO***782 | 20 kV | 400V(3ph) & 230V(single ph) | LV | 50 kVA :Pole Substation | 0.05 | --> | 0.05 | 0.039 | 3.6 |  | --> | 0.047 | 0 | 0 | 0 | 0 | 0.051 | 0 |  | --> | E16 ex BALLYCROSSAUN | BALLYCROSSAUN: T421∥T422 | SOMERSET |  | 53.0929 | -8.2003
MV/LV Substation GO***782Y | 20 kV | 400V(3ph) & 230V(single ph) | LV | 100 kVA :Pole Substation | 0.1 | --> | 0.1 | 0.091 | 6.7 |  | --> | 0.095 | 0 | 0 | 0 | 0 | 0 | 0 | Constrained,otherwise capacity available =100kW. | --> | E28 ex MILFORD (MWR) | MILFORD (MWR): T422 | CHARLEVILLE |  | 52.3399 | -8.8635
MV/LV Substation GO***785 | 10 kV | 400V(3ph) & 230V(single ph) | LV | 400 kVA :Kiosk Substation | 0.4 | --> | 0.4 | 0.333 | 12.2 |  | --> | 0.38 | 0 | 0 | 0 | 0.003 | 0.407 | 0 |  | --> | C22 ex SALTHILL | SALTHILL: T102 | SALTHILL |  | 53.2734 | -9.0924
MV/LV Substation GO***794 | 20 kV | 400V(3ph) & 230V(single ph) | LV | 100 kVA :Pole Substation | 0.1 | --> | 0.1 | 0.054 | 1.8 |  | --> | 0.095 | 0 | 0 | 0 | 0.003 | 0.103 | 0 |  | --> | E21 ex CURRALEIGH | CURRALEIGH: T421∥T422 | KILBARRY |  | 51.9407 | -8.6433
MV/LV Substation GO***795 | 10 kV | 400V(3ph) & 230V(single ph) | LV | 50 kVA :Pole Substation | 0.05 | --> | 0.05 | 0 | 0 | Constrained,otherwise capacity available =30kVA. | --> | 0.047 | 0 | 0 | 0 | 0 | 0 | 0 | Constrained,otherwise capacity available =52kW. | --> | C24 ex RAMSTOWN | RAMSTOWN: T41∥T42 | CRANE |  | 52.6733 | -6.3071
MV/LV Substation GO***795X | 10 kV | 400V(3ph) & 230V(single ph) | LV | 400 kVA :Kiosk Substation | 0.4 | --> | 0.4 | 0 | 0 | Constrained,otherwise capacity available =353kVA. | --> | 0.38 | 0 | 0 | 0 | 0.01 | 0 | 0 | Constrained,otherwise capacity available =396kW. | --> | C24 ex RAMSTOWN | RAMSTOWN: T41∥T42 | CRANE |  | 52.673 | -6.309
MV/LV Substation GO***800Y | 20 kV | 400V(3ph) & 230V(single ph) | LV | 50 kVA :Pole Substation | 0.05 | --> | 0.05 | 0.049 | 1.4 |  | --> | 0.047 | 0 | 0 | 0 | 0 | 0.049 | 0 |  | --> | C17 ex ROSCOMMON | ROSCOMMON: T41 | LANESBORO |  | 53.6074 | -8.2623
MV/LV Substation GO***805X | 10 kV | 400V(3ph) & 230V(single ph) | LV | 400 kVA :Kiosk Substation | 0.4 | --> | 0.4 | 0.224 | 8.5 |  | --> | 0.38 | 0 | 0 | 0 | 0.001 | 0.426 | 0 |  | --> | C11 ex ARDGEEHA | ARDGEEHA: T41∥T42 | DOON |  | 52.353 | -7.7068
MV/LV Substation GO***811 | 20 kV | 400V(3ph) & 230V(single ph) | LV | 100 kVA :Pole Substation | 0.1 | --> | 0.1 | 0.092 | 0.2 |  | --> | 0.095 | 0 | 0 | 0 | 0 | 0.1 | 0 |  | --> | C16 ex MOATE | MOATE: T42 | ATHLONE |  | 53.5018 | -7.7305
MV/LV Substation GO***814Y | 20 kV | 400V(3ph) & 230V(single ph) | LV | 50 kVA :Pole Substation | 0.05 | --> | 0.05 | 0.045 | 2.6 |  | --> | 0.047 | 0 | 0 | 0 | 0 | 0.05 | 0 |  | --> | E17 ex LISDRUM | LISDRUM: T422 | LISDRUM |  | 54.2364 | -6.9943
MV/LV Substation GO***818 | 20 kV | 400V(3ph) & 230V(single ph) | LV | 50 kVA :Pole Substation | 0.05 | --> | 0.05 | 0 | 0 | Constrained,otherwise capacity available =39kVA. | --> | 0.047 | 0 | 0 | 0 | 0 | 0.051 | 0 |  | --> | C15 ex BALLYHAUNIS | BALLYHAUNIS: T41∥T42 | DALTON |  | 53.6958 | -8.7552
MV/LV Substation GO***822Y | 10 kV | 400V(3ph) & 230V(single ph) | LV | 50 kVA :Pole Substation | 0.05 | --> | 0.05 | 0.05 | 2.1 |  | --> | 0.047 | 0 | 0 | 0 | 0 | 0.049 | 0 |  | --> | C12 ex GRANAGH | GRANAGH: T41∥T42 | WATERFORD |  | 52.3434 | -7.2991
MV/LV Substation GO***824Z | 10 kV | 400V(3ph) & 230V(single ph) | LV | 100 kVA :Pole Substation | 0.1 | --> | 0.1 | 0 | 0 | Constrained,otherwise capacity available =84kVA. | --> | 0.095 | 0 | 0 | 0 | 0 | 0.102 | 0 |  | --> | C13 ex MALAHIDE | MALAHIDE: T41 | GLASMORE |  | 53.4197 | -6.1618
MV/LV Substation GO***829 | 20 kV | 400V(3ph) & 230V(single ph) | LV | 200 kVA :Pole Substation | 0.2 | --> | 0.2 | 0.132 | 2.2 |  | --> | 0.19 | 0 | 0 | 0 | 0 | 0 | 0 | Constrained,otherwise capacity available =210kW. | --> | E17 ex BALLYMACARRY | BALLYMACARRY: T421 | TRILLICK |  | 55.1121 | -7.4646
MV/LV Substation GO***830 | 10 kV | 400V(3ph) & 230V(single ph) | LV | 50 kVA :Pole Substation | 0.05 | --> | 0.05 | 0.04 | 0 | Constrained,otherwise capacity available =50kVA. | --> | 0.047 | 0 | 0 | 0 | 0 | 0.049 | 0 |  | --> | C17 ex GRAIGUENAMANAGH | GRAIGUENAMANAGH: T41∥T42 | KILKENNY |  | 52.5945 | -6.9182
MV/LV Substation GO***831Y | 10 kV | 400V(3ph) & 230V(single ph) | LV | 630 kVA :Kiosk Substation | 0.63 | --> | 0.63 | 0.468 | 1 |  | --> | 0.598 | 0 | 0 | 0 | 0.007 | 0 | 0 | Constrained,otherwise capacity available =500kW. | --> | C17 ex LOUGHTAGALLA | LOUGHTAGALLA: T41∥T42 | THURLES |  | 52.6838 | -7.8164
MV/LV Substation GO***833X | 10 kV | 400V(3ph) & 230V(single ph) | LV | 50 kVA :Pole Substation | 0.05 | --> | 0.05 | 0 | 0 | Constrained,otherwise capacity available =50kVA. | --> | 0.047 | 0 | 0 | 0 | 0 | 0.049 | 0 |  | --> | C17 ex LOUGHREA | LOUGHREA: T41∥T42 | SOMERSET |  | 53.2072 | -8.5885
MV/LV Substation GO***839Y | 10 kV | 400V(3ph) & 230V(single ph) | LV | 400 kVA :Kiosk Substation | 0.4 | --> | 0.4 | 0.34 | 1.4 |  | --> | 0.38 | 0 | 0 | 0 | 0.008 | 0.401 | 0 |  | --> | C13 ex ROSCOMMON | ROSCOMMON: T41 | LANESBORO |  | 53.6285 | -8.1883
MV/LV Substation GO***840 | 10 kV | 400V(3ph) & 230V(single ph) | LV | 50 kVA :Pole Substation | 0.05 | --> | 0.05 | 0.041 | 2.2 |  | --> | 0.047 | 0 | 0 | 0 | 0.008 | 0 | 0 | Constrained,otherwise capacity available =41kW. | --> | C19 ex NEWCASTLEWEST | NEWCASTLEWEST: T41∥T42 | RATHKEALE |  | 52.3636 | -8.9791
MV/LV Substation GO***842Z | 20 kV | 400V(3ph) & 230V(single ph) | LV | 50 kVA :Pole Substation | 0.05 | --> | 0.05 | 0.045 | 0.8 |  | --> | 0.047 | 0 | 0 | 0 | 0 | 0 | 0 | Constrained,otherwise capacity available =50kW. | --> | C11 ex BANTRY | BANTRY: T41∥T42 | BALLYLICKY |  | 51.6488 | -9.5656
MV/LV Substation GO***846 | 20 kV | 400V(3ph) & 230V(single ph) | LV | 200 kVA :Kiosk Substation | 0.2 | --> | 0.2 | 0.141 | 1.6 |  | --> | 0.19 | 0 | 0 | 0 | 0.003 | 0.205 | 0 |  | --> | E16 ex DINGLE | DINGLE: T422 | OUGHTRAGH |  | 52.14 | -10.2609
MV/LV Substation GO***847X | 10 kV | 400V(3ph) & 230V(single ph) | LV | 630 kVA :Kiosk Substation | 0.63 | --> | 0.63 | 0.455 | 1.1 |  | --> | 0.598 | 0 | 0 | 0 | 0.019 | 0.5 | 0 |  | --> | E25 ex LAWLESSTOWN | LAWLESSTOWN: T421 | DOON |  | 52.3625 | -7.6725
MV/LV Substation GO***849 | 20 kV | 400V(3ph) & 230V(single ph) | LV | 200 kVA :Pole Substation | 0.2 | --> | 0.2 | 0 | 0 | Constrained,otherwise capacity available =183kVA. | --> | 0.19 | 0 | 0 | 0 | 0 | 0.202 | 0 |  | --> | C21 ex MILFORD (NR) | MILFORD (NR): T41∥T42 | LETTERKENNY |  | 55.1994 | -7.8577
MV/LV Substation GO***849 | 20 kV | 400V(3ph) & 230V(single ph) | LV | 50 kVA :Pole Substation | 0.05 | --> | 0.05 | 0.048 | 4.5 |  | --> | 0.047 | 0 | 0 | 0 | 0 | 0.049 | 0 |  | --> | E20 ex CLARA | CLARA: T422 | THORNSBERRY |  | 53.3119 | -7.5024
MV/LV Substation GO***850 | 20 kV | 400V(3ph) & 230V(single ph) | LV | 50 kVA :Pole Substation | 0.05 | --> | 0.05 | 0.037 | 4.5 |  | --> | 0.047 | 0 | 0 | 0 | 0 | 0.051 | 0 |  | --> | E20 ex CLARA | CLARA: T422 | THORNSBERRY |  | 53.3063 | -7.4926
MV/LV Substation GO***853X | 20 kV | 400V(3ph) & 230V(single ph) | LV | 50 kVA :Pole Substation | 0.05 | --> | 0.05 | 0 | 0 | Constrained,otherwise capacity available =46kVA. | --> | 0.047 | 0 | 0 | 0 | 0 | 0.049 | 0 |  | --> | C17 ex KINSALE | KINSALE: T41∥T42 | BANDON |  | 51.8033 | -8.6052
MV/LV Substation GO***858 | 10 kV | 400V(3ph) & 230V(single ph) | LV | 630 kVA :Building Structure | 0.63 | --> | 0.63 | 0.492 | 11.3 |  | --> | 0.598 | 0 | 0 | 0 | 0.034 | 0.5 | 0 |  | --> | C12 ex ENNIS | ENNIS: T102 | ENNIS |  | 52.8387 | -8.9723
MV/LV Substation GO***860X | 10 kV | 400V(3ph) & 230V(single ph) | LV | 200 kVA :Kiosk Substation | 0.2 | --> | 0.2 | 0 | 0 | Constrained,otherwise capacity available =126kVA. | --> | 0.19 | 0 | 0 | 0 | 0.002 | 0.208 | 0 |  | --> | C14 ex CLONAKILTY | CLONAKILTY: T41∥T42 | DUNMANWAY |  | 51.6177 | -8.9047
MV/LV Substation GO***866 | 20 kV | 400V(3ph) & 230V(single ph) | LV | 100 kVA :Pole Substation | 0.1 | --> | 0.1 | 0.067 | 1.8 |  | --> | 0.095 | 0 | 0 | 0 | 0.004 | 0.1 | 0 |  | --> | E16 ex CURRALEIGH | CURRALEIGH: T421∥T422 | KILBARRY |  | 51.9383 | -8.6971
MV/LV Substation GO***869 | 10 kV | 400V(3ph) & 230V(single ph) | LV | 50 kVA :Pole Substation | 0.05 | --> | 0.05 | 0.049 | 7.4 |  | --> | 0.047 | 0 | 0 | 0 | 0 | 0.049 | 0 |  | --> | E24 ex BANOGE | BANOGE: T122 | BANOGE |  | 52.6549 | -6.2249
MV/LV Substation GO***876Y | 20 kV | 400V(3ph) & 230V(single ph) | LV | 50 kVA :Pole Substation | 0.05 | --> | 0.05 | 0.043 | 0.8 |  | --> | 0.047 | 0 | 0 | 0 | 0.007 | 0 | 0 | Constrained,otherwise capacity available =42kW. | --> | C12 ex BANTRY | BANTRY: T41∥T42 | BALLYLICKY |  | 51.6567 | -9.465
MV/LV Substation GO***877X | 20 kV | 400V(3ph) & 230V(single ph) | LV | 50 kVA :Pole Substation | 0.05 | --> | 0.05 | 0.036 | 1.4 |  | --> | 0.047 | 0 | 0 | 0 | 0 | 0.051 | 0 |  | --> | E20 ex GARRANACANTY | GARRANACANTY: T422 | TIPPERARY |  | 52.4979 | -7.9772
MV/LV Substation GO***882X | 10 kV | 400V(3ph) & 230V(single ph) | LV | 50 kVA :Pole Substation | 0.05 | --> | 0.05 | 0 | 0 | Constrained,otherwise capacity available =36kVA. | --> | 0.047 | 0 | 0 | 0 | 0.008 | 0.042 | 0 |  | --> | C16 ex CLONES | CLONES: T41∥T42 | SHANKILL |  | 54.1967 | -7.2175
MV/LV Substation GO***894 | 10 kV | 400V(3ph) & 230V(single ph) | LV | 200 kVA :Pole Substation | 0.2 | --> | 0.2 | 0.149 | 2.2 |  | --> | 0.19 | 0 | 0 | 0 | 0.003 | 0 | 0 | Constrained,otherwise capacity available =204kW. | --> | C15 ex GLENGOOLE | GLENGOOLE: T41 | THURLES |  | 52.6738 | -7.606
MV/LV Substation GO***895X | 10 kV | 400V(3ph) & 230V(single ph) | LV | 400 kVA :Building Structure | 0.4 | --> | 0.4 | 0 | 0 | Constrained,otherwise capacity available =398kVA. | --> | 0.38 | 0 | 0 | 0 | 0 | 0.4 | 0 |  | --> | C22 ex ORANMORE | ORANMORE: T44 | GALWAY 110KV |  | 53.283 | -8.9288
MV/LV Substation GO***897X | 10 kV | 400V(3ph) & 230V(single ph) | LV | 400 kVA :Kiosk Substation | 0.4 | --> | 0.4 | 0.207 | 2.2 |  | --> | 0.38 | 0 | 0 | 0 | 0 | 0.429 | 0 |  | --> | C11 ex MALLOW | MALLOW: T41 | MALLOW |  | 52.1234 | -8.6487
MV/LV Substation GO***898 | 10 kV | 400V(3ph) & 230V(single ph) | LV | 200 kVA :Pole Substation | 0.2 | --> | 0.2 | 0 | 0 | Constrained,otherwise capacity available =154kVA. | --> | 0.19 | 0 | 0 | 0 | 0.02 | 0 | 0 | Constrained,otherwise capacity available =186kW. | --> | C13 ex DONEGAL | DONEGAL: T41∥T42 | CATHALEENS FALL |  | 54.6453 | -8.1171
MV/LV Substation GO***899 | 10 kV | 400V(3ph) & 230V(single ph) | LV | 50 kVA :Pole Substation | 0.05 | --> | 0.05 | 0.039 | 1.5 |  | --> | 0.047 | 0 | 0 | 0 | 0.004 | 0.046 | 0 |  | --> | C17 ex TUBBERCURRY | TUBBERCURRY: T42 | TONROE |  | 54.0747 | -8.9114
MV/LV Substation GO***902 | 20 kV | 400V(3ph) & 230V(single ph) | LV | 50 kVA :Pole Substation | 0.05 | --> | 0.05 | 0.05 | 5.1 |  | --> | 0.047 | 0 | 0 | 0 | 0 | 0.049 | 0 |  | --> | E16 ex BALLYBUNION | BALLYBUNION: T421∥T422 | TRIEN |  | 52.5015 | -9.6477
MV/LV Substation GO***903X | 20 kV | 400V(3ph) & 230V(single ph) | LV | 200 kVA :Pole Substation | 0.2 | --> | 0.2 | 0 | 0 | Constrained,otherwise capacity available =182kVA. | --> | 0.19 | 0 | 0 | 0 | 0.005 | 0 | 0 | Constrained,otherwise capacity available =197kW. | --> | C17 ex COLLIGAN | COLLIGAN: T41 | DUNGARVAN |  | 52.0838 | -7.7002
MV/LV Substation GO***911 | 10 kV | 400V(3ph) & 230V(single ph) | LV | 200 kVA :Pole Substation | 0.2 | --> | 0.2 | 0.064 | 2.6 |  | --> | 0.19 | 0 | 0 | 0 | 0.01 | 0.209 | 0 |  | --> | C20 ex GURTEEN | GURTEEN: T41 | TONROE |  | 53.9947 | -8.5214
MV/LV Substation GO***915 | 10 kV | 400V(3ph) & 230V(single ph) | LV | 630 kVA :Building Structure | 0.63 | --> | 0.63 | 0.395 | 7.6 |  | --> | 0.598 | 0 | 0 | 0 | 0 | 0.5 | 0 |  | --> | C25 ex MISERY HILL | MISERY HILL: T101 | POOLBEG |  | 53.3456 | -6.2556
MV/LV Substation GO***919 | 20 kV | 400V(3ph) & 230V(single ph) | LV | 100 kVA :Pole Substation | 0.1 | --> | 0.1 | 0.065 | 1.6 |  | --> | 0.095 | 0 | 0 | 0 | 0 | 0.105 | 0 |  | --> | E16 ex GURRANEBANE | GURRANEBANE: T421∥T422 | OUGHTRAGH |  | 51.8383 | -10.1951
MV/LV Substation GO***920 | 10 kV | 400V(3ph) & 230V(single ph) | LV | 400 kVA :Kiosk Substation | 0.4 | --> | 0.4 | 0.387 | 9.8 |  | --> | 0.38 | 0 | 0 | 0 | 0.003 | 0.398 | 0 |  | --> | C12 ex KILCOOLE | KILCOOLE: T41∥T42 | FASSAROE |  | 53.0925 | -6.0708
MV/LV Substation GO***921 | 10 kV | 400V(3ph) & 230V(single ph) | LV | 200 kVA :Kiosk Substation | 0.2 | --> | 0.2 | 0.158 | 9.8 |  | --> | 0.19 | 0 | 0 | 0 | 0.021 | 0.184 | 0 |  | --> | C12 ex KILCOOLE | KILCOOLE: T41∥T42 | FASSAROE |  | 53.0924 | -6.0738
MV/LV Substation GO***921 | 10 kV | 400V(3ph) & 230V(single ph) | LV | 100 kVA :Pole Substation | 0.1 | --> | 0.1 | 0.064 | 1.7 |  | --> | 0.095 | 0 | 0 | 0 | 0.002 | 0.103 | 0 |  | --> | C15 ex TULLA | TULLA: T41 | ENNIS |  | 52.8691 | -8.7604
MV/LV Substation GO***923X | 10 kV | 400V(3ph) & 230V(single ph) | LV | 100 kVA :Pole Substation | 0.1 | --> | 0.1 | 0.099 | 1.4 |  | --> | 0.095 | 0 | 0 | 0 | 0 | 0 | 0 | Constrained,otherwise capacity available =100kW. | --> | C11 ex DEERPARK | DEERPARK: T41∥T42 | BALLYDINE |  | 52.3335 | -7.4087
MV/LV Substation GO***927X | 10 kV | 400V(3ph) & 230V(single ph) | LV | 50 kVA :Pole Substation | 0.05 | --> | 0.05 | 0.05 | 0.9 |  | --> | 0.047 | 0 | 0 | 0 | 0 | 0 | 0 | Constrained,otherwise capacity available =49kW. | --> | C18 ex MILLTOWN MALBAY | MILLTOWN MALBAY: T42 | TULLABRACK |  | 52.8434 | -9.4278
MV/LV Substation GO***928 | 20 kV | 400V(3ph) & 230V(single ph) | LV | 50 kVA :Pole Substation | 0.05 | --> | 0.05 | 0.031 | 12.2 |  | --> | 0.047 | 0 | 0 | 0 | 0.007 | 0.044 | 0 |  | --> | C36 ex SALTHILL | SALTHILL: T102 | SALTHILL |  | 53.2974 | -9.1084
MV/LV Substation GO***929 | 20 kV | 400V(3ph) & 230V(single ph) | LV | 50 kVA :Pole Substation | 0.05 | --> | 0.05 | 0.018 | 12.2 |  | --> | 0.047 | 0 | 0 | 0 | 0 | 0.054 | 0 |  | --> | C36 ex SALTHILL | SALTHILL: T102 | SALTHILL |  | 53.2981 | -9.1101
MV/LV Substation GO***933Z | 20 kV | 400V(3ph) & 230V(single ph) | LV | 50 kVA :Pole Substation | 0.05 | --> | 0.05 | 0.049 | 1.2 |  | --> | 0.047 | 0 | 0 | 0 | 0 | 0.049 | 0 |  | --> | E15 ex BALLYDEHOB | BALLYDEHOB: T421 | DUNMANWAY |  | 51.5929 | -9.4588
MV/LV Substation GO***937 | 10 kV | 400V(3ph) & 230V(single ph) | LV | 50 kVA :Pole Substation | 0.05 | --> | 0.05 | 0.05 | 0.9 |  | --> | 0.047 | 0 | 0 | 0 | 0 | 0.049 | 0 |  | --> | C15 ex DRUMQUIN | DRUMQUIN: T42 | ENNIS |  | 52.6677 | -9.1639
MV/LV Substation GO***938X | 10 kV | 400V(3ph) & 230V(single ph) | LV | 400 kVA :Kiosk Substation | 0.4 | --> | 0.4 | 0.306 | 1.7 |  | --> | 0.38 | 0 | 0 | 0 | 0.024 | 0.388 | 0 |  | --> | C16 ex GORT | GORT: T41∥T42 | ENNIS |  | 53.0661 | -8.8265
MV/LV Substation GO***939 | 10 kV | 400V(3ph) & 230V(single ph) | LV | 200 kVA :Pole Substation | 0.2 | --> | 0.2 | 0.133 | 1.6 |  | --> | 0.19 | 0 | 0 | 0 | 0 | 0.21 | 0 |  | --> | C16 ex NEWTOWNCUNNINGHAM | NEWTOWNCUNNINGHAM: T41∥T42 | LETTERKENNY |  | 54.9773 | -7.5301
MV/LV Substation GO***946X | 10 kV | 400V(3ph) & 230V(single ph) | LV | 630 kVA :Building Structure | 0.63 | --> | 0.63 | 0 | 0 | Constrained,otherwise capacity available =500kVA. | --> | 0.598 | 0 | 0 | 0 | 0.255 | 0 | 0 | Constrained,otherwise capacity available =380kW. | --> | C16 ex RAMSTOWN | RAMSTOWN: T41∥T42 | CRANE |  | 52.6648 | -6.3085
MV/LV Substation GO***950 | 10 kV | 400V(3ph) & 230V(single ph) | LV | 400 kVA :Building Structure | 0.4 | --> | 0.4 | 0.256 | 2.9 |  | --> | 0.38 | 0 | 0 | 0 | 0 | 0.421 | 0 |  | --> | C17 ex DUNLEER | DUNLEER: T41∥T42 | DRYBRIDGE |  | 53.8428 | -6.3893
MV/LV Substation GO***953Y | 20 kV | 400V(3ph) & 230V(single ph) | LV | 50 kVA :Pole Substation | 0.05 | --> | 0.05 | 0 | 0 | Constrained,otherwise capacity available =50kVA. | --> | 0.047 | 0 | 0 | 0 | 0 | 0.049 | 0 |  | --> | E12 ex EMYVALE | EMYVALE: T422 | LISDRUM |  | 54.3355 | -7.051
MV/LV Substation GO***957 | 20 kV | 400V(3ph) & 230V(single ph) | LV | 50 kVA :Pole Substation | 0.05 | --> | 0.05 | 0 | 0 | Constrained,otherwise capacity available =25kVA. | --> | 0.047 | 0 | 0 | 0 | 0.008 | 0.044 | 0 |  | --> | E11 ex KILCOLGAN | KILCOLGAN: T421 | GALWAY 110KV |  | 53.1806 | -8.9073
MV/LV Substation GO***972 | 20 kV | 400V(3ph) & 230V(single ph) | LV | 200 kVA :Pole Substation | 0.2 | --> | 0.2 | 0.137 | 1 |  | --> | 0.19 | 0 | 0 | 0 | 0.103 | 0.1 | 0 |  | --> | E11 ex BALLYHALE | BALLYHALE: T421 | KILKENNY |  | 52.5071 | -7.1666
MV/LV Substation GO***974 | 20 kV | 400V(3ph) & 230V(single ph) | LV | 100 kVA :Pole Substation | 0.1 | --> | 0.1 | 0.094 | 2.4 |  | --> | 0.095 | 0 | 0 | 0 | 0 | 0.1 | 0 |  | --> | E11 ex KILGARVAN | KILGARVAN: T421 | KNOCKEARAGH |  | 51.8889 | -9.5484
MV/LV Substation GO***980X | 10 kV | 400V(3ph) & 230V(single ph) | LV | 400 kVA :Kiosk Substation | 0.4 | --> | 0.4 | 0 | 0 | Constrained,otherwise capacity available =314kVA. | --> | 0.38 | 0 | 0 | 0 | 0.054 | 0.356 | 0 |  | --> | C16 ex ATHENRY | ATHENRY: T41∥T42 | GALWAY 110KV |  | 53.2991 | -8.7566
MV/LV Substation GO***983 | 10 kV | 400V(3ph) & 230V(single ph) | LV | 50 kVA :Pole Substation | 0.05 | --> | 0.05 | 0 | 0 | Constrained,otherwise capacity available =48kVA. | --> | 0.047 | 0 | 0 | 0 | 0 | 0.049 | 0 |  | --> | C11 ex NAAS | NAAS: T41 | NEWBRIDGE |  | 53.1833 | -6.6411
MV/LV Substation GO***984X | 20 kV | 400V(3ph) & 230V(single ph) | LV | 50 kVA :Pole Substation | 0.05 | --> | 0.05 | 0.045 | 4.6 |  | --> | 0.047 | 0 | 0 | 0 | 0 | 0.05 | 0 |  | --> | E13 ex BALLYRAGGET | BALLYRAGGET: T421∥T422 | BALLYRAGGET |  | 52.7704 | -7.4927
MV/LV Substation GO***986Y | 20 kV | 400V(3ph) & 230V(single ph) | LV | 100 kVA :Pole Substation | 0.1 | --> | 0.1 | 0.088 | 2.6 |  | --> | 0.095 | 0 | 0 | 0 | 0 | 0.101 | 0 |  | --> | E17 ex LISDRUM | LISDRUM: T422 | LISDRUM |  | 54.2395 | -6.9981
MV/LV Substation GO***988 | 20 kV | 400V(3ph) & 230V(single ph) | LV | 50 kVA :Pole Substation | 0.05 | --> | 0.05 | 0 | 0 | Constrained,otherwise capacity available =46kVA. | --> | 0.047 | 0 | 0 | 0 | 0 | 0.049 | 0 |  | --> | E18 ex BALLINROBE | BALLINROBE: T421∥T422 | DALTON |  | 53.6909 | -9.3417
MV/LV Substation GO***991X | 10 kV | 400V(3ph) & 230V(single ph) | LV | 100 kVA :Pole Substation | 0.1 | --> | 0.1 | 0.076 | 2.2 |  | --> | 0.095 | 0 | 0 | 0 | 0 | 0 | 0 | Constrained,otherwise capacity available =103kW. | --> | C15 ex GLENGOOLE | GLENGOOLE: T41 | THURLES |  | 52.6756 | -7.6002
MV/LV Substation GO***992X | 20 kV | 400V(3ph) & 230V(single ph) | LV | 50 kVA :Pole Substation | 0.05 | --> | 0.05 | 0.05 | 3.6 |  | --> | 0.047 | 0 | 0 | 0 | 0.002 | 0.047 | 0 |  | --> | E13 ex CLARA | CLARA: T421 | THORNSBERRY |  | 53.4577 | -7.5127
MV/LV Substation GO***994 | 10 kV | 400V(3ph) & 230V(single ph) | LV | 400 kVA :Kiosk Substation | 0.4 | --> | 0.4 | 0 | 0 | Constrained,otherwise capacity available =60kVA. | --> | 0.38 | 0 | 0 | 0 | 0 | 0.45 | 0 |  | --> | C17 ex GARRYOWEN | GARRYOWEN: T41 | LIMERICK |  | 52.6651 | -8.6113
MV/LV Substation GO***994 | 20 kV | 400V(3ph) & 230V(single ph) | LV | 200 kVA :Kiosk Substation | 0.2 | --> | 0.2 | 0.166 | 1.1 |  | --> | 0.19 | 0 | 0 | 0 | 0 | 0 | 0 | Constrained,otherwise capacity available =204kW. | --> | E17 ex BELMULLET | BELMULLET: T421 | BELLACORICK |  | 54.2225 | -10.034
MV/LV Substation GO***994X | 10 kV | 400V(3ph) & 230V(single ph) | LV | 400 kVA :Building Structure | 0.4 | --> | 0.4 | 0 | 0 | Constrained,otherwise capacity available =308kVA. | --> | 0.38 | 0 | 0 | 0 | 0.008 | 0.405 | 0 |  | --> | C23 ex KILBARRY | KILBARRY: T101 | KILBARRY |  | 51.9145 | -8.4911
MV/LV Substation GO***999X | 10 kV | 400V(3ph) & 230V(single ph) | LV | 400 kVA :Building Structure | 0.4 | --> | 0.4 | 0.351 | 0.7 |  | --> | 0.38 | 0 | 0 | 0 | 0.003 | 0.403 | 0 |  | --> | C14 ex KNOCKMULLEN | KNOCKMULLEN: T42 | GREAT ISLAND |  | 52.3952 | -6.9303
MV/LV Substation GP***077 | 10 kV | 400V(3ph) & 230V(single ph) | LV | 400 kVA :Kiosk Substation | 0.4 | --> | 0.4 | 0.262 | 2.7 |  | --> | 0.38 | 0 | 0 | 0 | 0.003 | 0.417 | 0 |  | --> | C16 ex BALLYARD | BALLYARD: T41∥T42 | TRALEE |  | 52.2697 | -9.7026
MV/LV Substation GP***268Y | 20 kV | 400V(3ph) & 230V(single ph) | LV | 50 kVA :Pole Substation | 0.05 | --> | 0.05 | 0.042 | 1.5 |  | --> | 0.047 | 0 | 0 | 0 | 0 | 0.05 | 0 |  | --> | C17 ex MOUNT MISERY | MOUNT MISERY: T41 | WATERFORD |  | 52.2887 | -7.0662
MV/LV Substation GR***001 | 10 kV | 400V(3ph) & 230V(single ph) | LV | 400 kVA :Building Structure | 0.4 | --> | 0.4 | 0 | 0 | Constrained,otherwise capacity available =330kVA. | --> | 0.38 | 0 | 0 | 0 | 0 | 0.411 | 0 |  | --> | C29 ex GRANGE CASTLE | GRANGE CASTLE: T101 | INCHICORE 220KV |  | 53.2942 | -6.4731
MV/LV Substation GR***001Z | 10 kV | 400V(3ph) & 230V(single ph) | LV | 400 kVA :Kiosk Substation | 0.4 | --> | 0.4 | 0.308 | 2.1 |  | --> | 0.38 | 0 | 0 | 0 | 0.026 | 0.386 | 0 |  | --> | C12 ex MORNINGTON ROAD | MORNINGTON ROAD: T42 | DRYBRIDGE |  | 53.7046 | -6.3104
MV/LV Substation GR***003 | 10 kV | 400V(3ph) & 230V(single ph) | LV | 630 kVA :Building Structure | 0.63 | --> | 0.63 | 0 | 0 | Constrained,otherwise capacity available =500kVA. | --> | 0.598 | 0 | 0 | 0 | 0 | 0.5 | 0 |  | --> | C29 ex GRANGE CASTLE | GRANGE CASTLE: T101 | INCHICORE 220KV |  | 53.296 | -6.4691
MV/LV Substation GR***003 | 10 kV | 400V(3ph) & 230V(single ph) | LV | 400 kVA :Kiosk Substation | 0.4 | --> | 0.4 | 0 | 0 | Constrained,otherwise capacity available =304kVA. | --> | 0.38 | 0 | 0 | 0 | 0.006 | 0.408 | 0 |  | --> | C18 ex GRANGE (DR) | GRANGE (DR): T42 | GRANGE (DR) |  | 53.3971 | -6.1636
MV/LV Substation GR***003 | 10 kV | 400V(3ph) & 230V(single ph) | LV | 630 kVA :Kiosk Substation | 0.63 | --> | 0.63 | 0 | 0 | Constrained,otherwise capacity available =381kVA. | --> | 0.598 | 0 | 0 | 0 | 0.007 | 0.5 | 0 |  | --> | C19 ex CLONMINCH | CLONMINCH: T41 | THORNSBERRY |  | 53.277 | -7.4886
MV/LV Substation GR***004 | 10 kV | 400V(3ph) & 230V(single ph) | LV | 1000 kVA :Building Structure | 1 | --> | 1 | 0 | 0 | Constrained,otherwise capacity available =500kVA. | --> | 0.95 | 0 | 0 | 0 | 0 | 0.5 | 0 |  | --> | C29 ex GRANGE CASTLE | GRANGE CASTLE: T101 | INCHICORE 220KV |  | 53.2959 | -6.4729
MV/LV Substation GR***004 | 10 kV | 400V(3ph) & 230V(single ph) | LV | 400 kVA :Kiosk Substation | 0.4 | --> | 0.4 | 0 | 0 | Constrained,otherwise capacity available =175kVA. | --> | 0.38 | 0 | 0 | 0 | 0.036 | 0.396 | 0 |  | --> | C19 ex GRANGE (DR) | GRANGE (DR): T41 | GRANGE (DR) |  | 53.3969 | -6.1679
MV/LV Substation GR***005 | 10 kV | 400V(3ph) & 230V(single ph) | LV | 1000 kVA :Building Structure | 1 | --> | 1 | 0 | 0 | Constrained,otherwise capacity available =500kVA. | --> | 0.95 | 0 | 0 | 0 | 0 | 0.5 | 0 |  | --> | C29 ex GRANGE CASTLE | GRANGE CASTLE: T101 | INCHICORE 220KV |  | 53.2993 | -6.4634
MV/LV Substation GR***006 | 10 kV | 400V(3ph) & 230V(single ph) | LV | 630 kVA :Building Structure | 0.63 | --> | 0.63 | 0 | 0 | Constrained,otherwise capacity available =500kVA. | --> | 0.598 | 0 | 0 | 0 | 0 | 0.5 | 0 |  | --> | C29 ex GRANGE CASTLE | GRANGE CASTLE: T101 | INCHICORE 220KV |  | 53.2987 | -6.4703
MV/LV Substation GR***009Z | 20 kV | 400V(3ph) & 230V(single ph) | LV | 200 kVA :Pole Substation | 0.2 | --> | 0.2 | 0.174 | 1.2 |  | --> | 0.19 | 0 | 0 | 0 | 0 | 0.203 | 0 |  | --> | E16 ex BALLYDEHOB | BALLYDEHOB: T421 | DUNMANWAY |  | 51.525 | -9.5492
MV/LV Substation GR***010 | 10 kV | 400V(3ph) & 230V(single ph) | LV | 400 kVA :Kiosk Substation | 0.4 | --> | 0.4 | 0 | 0 | Constrained,otherwise capacity available =262kVA. | --> | 0.38 | 0 | 0 | 0 | 0 | 0.421 | 0 |  | --> | C12 ex KANTURK | KANTURK: T41∥T42 | GLENLARA |  | 52.1787 | -8.9017
MV/LV Substation GR***010 | 10 kV | 400V(3ph) & 230V(single ph) | LV | 400 kVA :Building Structure | 0.4 | --> | 0.4 | 0 | 0 | Constrained,otherwise capacity available =87kVA. | --> | 0.38 | 0 | 0 | 0 | 0.039 | 0.405 | 0 |  | --> | C18 ex BALLYMUN | BALLYMUN: T42 | FINGLAS |  | 53.3838 | -6.2852
MV/LV Substation GR***010X | 10 kV | 400V(3ph) & 230V(single ph) | LV | 630 kVA :Building Structure | 0.63 | --> | 0.63 | 0 | 0 | Constrained,otherwise capacity available =500kVA. | --> | 0.598 | 0 | 0 | 0 | 0 | 0.5 | 0 |  | --> | C14 ex GLOUCESTER PLACE | GLOUCESTER PLACE: T42 | MCDERMOTT |  | 53.353 | -6.2579
MV/LV Substation GR***010Z | 10 kV | 400V(3ph) & 230V(single ph) | LV | 400 kVA :Kiosk Substation | 0.4 | --> | 0.4 | 0 | 0 | Constrained,otherwise capacity available =174kVA. | --> | 0.38 | 0 | 0 | 0 | 0.038 | 0.394 | 0 |  | --> | C20 ex BALGADDY | BALGADDY: T42 | GRANGE CASTLE |  | 53.3433 | -6.4345
MV/LV Substation GR***010Z | 10 kV | 400V(3ph) & 230V(single ph) | LV | 50 kVA :Pole Substation | 0.05 | --> | 0.05 | 0 | 0 | Constrained,otherwise capacity available =46kVA. | --> | 0.047 | 0 | 0 | 0 | 0 | 0.049 | 0 |  | --> | C23 ex GORESBRIDGE | GORESBRIDGE: T41∥T42 | KILKENNY |  | 52.6422 | -7.004
MV/LV Substation GR***011 | 10 kV | 400V(3ph) & 230V(single ph) | LV | 630 kVA :Building Structure | 0.63 | --> | 0.63 | 0 | 0 | Constrained,otherwise capacity available =500kVA. | --> | 0.598 | 0 | 0 | 0 | 0 | 0.5 | 0 |  | --> | C29 ex GRANGE CASTLE | GRANGE CASTLE: T101 | INCHICORE 220KV |  | 53.298 | -6.4691
MV/LV Substation GR***011X | 10 kV | 400V(3ph) & 230V(single ph) | LV | 400 kVA :Building Structure | 0.4 | --> | 0.4 | 0 | 0 | Constrained,otherwise capacity available =282kVA. | --> | 0.38 | 0 | 0 | 0 | 0 | 0.417 | 0 |  | --> | C14 ex GLOUCESTER PLACE | GLOUCESTER PLACE: T42 | MCDERMOTT |  | 53.3527 | -6.2588
MV/LV Substation GR***012 | 10 kV | 400V(3ph) & 230V(single ph) | LV | 400 kVA :Building Structure | 0.4 | --> | 0.4 | 0 | 0 | Constrained,otherwise capacity available =252kVA. | --> | 0.38 | 0 | 0 | 0 | 0.01 | 0.412 | 0 |  | --> | C14 ex ATHGARVAN | ATHGARVAN: T44 | NEWBRIDGE |  | 53.1818 | -6.7851
MV/LV Substation GR***012 | 10 kV | 400V(3ph) & 230V(single ph) | LV | 400 kVA :Building Structure | 0.4 | --> | 0.4 | 0 | 0 | Constrained,otherwise capacity available =312kVA. | --> | 0.38 | 0 | 0 | 0 | 0 | 0.413 | 0 |  | --> | C29 ex GRANGE CASTLE | GRANGE CASTLE: T101 | INCHICORE 220KV |  | 53.293 | -6.4739
MV/LV Substation GR***013Y | 10 kV | 400V(3ph) & 230V(single ph) | LV | 630 kVA :Building Structure | 0.63 | --> | 0.63 | 0.346 | 2.9 |  | --> | 0.598 | 0 | 0 | 0 | 0 | 0.5 | 0 |  | --> | C18 ex MALAHIDE | MALAHIDE: T42 | GLASMORE |  | 53.4505 | -6.1478
MV/LV Substation GR***013Z | 10 kV | 400V(3ph) & 230V(single ph) | LV | 200 kVA :Kiosk Substation | 0.2 | --> | 0.2 | 0.11 | 0.7 |  | --> | 0.19 | 0 | 0 | 0 | 0.004 | 0.209 | 0 |  | --> | C18 ex KNOCKMULLEN | KNOCKMULLEN: T42 | GREAT ISLAND |  | 52.387 | -6.9394
MV/LV Substation GR***014Z | 20 kV | 400V(3ph) & 230V(single ph) | LV | 50 kVA :Pole Substation | 0.05 | --> | 0.05 | 0 | 0 | Constrained,otherwise capacity available =42kVA. | --> | 0.047 | 0 | 0 | 0 | 0.003 | 0 | 0 | Constrained,otherwise capacity available =47kW. | --> | E21 ex ASHBOURNE | ASHBOURNE: T421 | FINGLAS |  | 53.5136 | -6.2783
MV/LV Substation GR***015 | 10 kV | 400V(3ph) & 230V(single ph) | LV | 400 kVA :Kiosk Substation | 0.4 | --> | 0.4 | 0.363 | 4.2 |  | --> | 0.38 | 0 | 0 | 0 | 0 | 0 | 0 | Constrained,otherwise capacity available =405kW. | --> | C16 ex BUNDORAN | BUNDORAN: T41∥T42 | CATHALEENS FALL |  | 54.4859 | -8.2761
MV/LV Substation GR***015 | 20 kV | 400V(3ph) & 230V(single ph) | LV | 100 kVA :Pole Substation | 0.1 | --> | 0.1 | 0 | 0 | Constrained,otherwise capacity available =96kVA. | --> | 0.095 | 0 | 0 | 0 | 0.007 | 0 | 0 | Constrained,otherwise capacity available =92kW. | --> | C18 ex TOOMEVARA | TOOMEVARA: T42 | NENAGH |  | 52.8367 | -8.0617
MV/LV Substation GR***016 | 20 kV | 400V(3ph) & 230V(single ph) | LV | 100 kVA :Pole Substation | 0.1 | --> | 0.1 | 0.086 | 3.7 |  | --> | 0.095 | 0 | 0 | 0 | 0.003 | 0 | 0 | Constrained,otherwise capacity available =98kW. | --> | E17 ex FOXHOLE | FOXHOLE: T421∥T422 | DUNGARVAN |  | 51.9395 | -7.8578
MV/LV Substation GR***018 | 10 kV | 400V(3ph) & 230V(single ph) | LV | 400 kVA :Kiosk Substation | 0.4 | --> | 0.4 | 0.045 | 0 | Constrained,otherwise capacity available =360kVA. | --> | 0.38 | 0 | 0 | 0 | 0 | 0.406 | 0 |  | --> | C16 ex TALBOTS INCH | TALBOTS INCH: T41∥T42 | KILKENNY |  | 52.6582 | -7.2614
MV/LV Substation GR***018 | 20 kV | 400V(3ph) & 230V(single ph) | LV | 400 kVA :Kiosk Substation | 0.4 | --> | 0.4 | 0.284 | 4.4 |  | --> | 0.38 | 0 | 0 | 0 | 0.002 | 0.415 | 0 |  | --> | E16 ex MOHILL | MOHILL: T421∥T422 | CARRICK ON SHANNON |  | 53.9222 | -7.8674
MV/LV Substation GR***018Z | 10 kV | 400V(3ph) & 230V(single ph) | LV | 200 kVA :Kiosk Substation | 0.2 | --> | 0.2 | 0.128 | 4.8 |  | --> | 0.19 | 0 | 0 | 0 | 0.007 | 0.203 | 0 |  | --> | C21 ex ATHY | ATHY: T101 | ATHY |  | 52.9447 | -7.0427
MV/LV Substation GR***020 | 20 kV | 400V(3ph) & 230V(single ph) | LV | 50 kVA :Pole Substation | 0.05 | --> | 0.05 | 0.02 | 1.4 |  | --> | 0.047 | 0 | 0 | 0 | 0 | 0.054 | 0 |  | --> | E20 ex GARRANACANTY | GARRANACANTY: T422 | TIPPERARY |  | 52.5023 | -8.0576
MV/LV Substation GR***020 | 20 kV | 400V(3ph) & 230V(single ph) | LV | 50 kVA :Pole Substation | 0.05 | --> | 0.05 | 0 | 0 | Constrained,otherwise capacity available =20kVA. | --> | 0.047 | 0 | 0 | 0 | 0 | 0.054 | 0 |  | --> | E13 ex BALLINROBE | BALLINROBE: T421∥T422 | DALTON |  | 53.6244 | -9.2324
MV/LV Substation GR***020Z | 10 kV | 400V(3ph) & 230V(single ph) | LV | 630 kVA :Kiosk Substation | 0.63 | --> | 0.63 | 0.5 | 2.1 |  | --> | 0.598 | 0 | 0 | 0 | 0.002 | 0.5 | 0 |  | --> | C12 ex MORNINGTON ROAD | MORNINGTON ROAD: T42 | DRYBRIDGE |  | 53.707 | -6.31
MV/LV Substation GR***021 | 10 kV | 400V(3ph) & 230V(single ph) | LV | 400 kVA :Kiosk Substation | 0.4 | --> | 0.4 | 0 | 0 | Constrained,otherwise capacity available =97kVA. | --> | 0.38 | 0 | 0 | 0 | 0.037 | 0.406 | 0 |  | --> | C12 ex MORRISTOWN | MORRISTOWN: T41∥T42 | NEWBRIDGE |  | 53.1842 | -6.8063
MV/LV Substation GR***021Z | 10 kV | 400V(3ph) & 230V(single ph) | LV | 200 kVA :Kiosk Substation | 0.2 | --> | 0.2 | 0.163 | 2.1 |  | --> | 0.19 | 0 | 0 | 0 | 0.02 | 0.184 | 0 |  | --> | C12 ex MORNINGTON ROAD | MORNINGTON ROAD: T42 | DRYBRIDGE |  | 53.7063 | -6.3129
MV/LV Substation GR***022 | 10 kV | 400V(3ph) & 230V(single ph) | LV | 200 kVA :Pole Substation | 0.2 | --> | 0.2 | 0.117 | 11.3 |  | --> | 0.19 | 0 | 0 | 0 | 0.028 | 0.182 | 0 |  | --> | C18 ex ENNIS | ENNIS: T102 | ENNIS |  | 52.8553 | -8.9586
MV/LV Substation GR***022X | 20 kV | 400V(3ph) & 230V(single ph) | LV | 200 kVA :Pole Substation | 0.2 | --> | 0.2 | 0.169 | 1 |  | --> | 0.19 | 0 | 0 | 0 | 0 | 0.204 | 0 |  | --> | E11 ex BALLYHALE | BALLYHALE: T421 | KILKENNY |  | 52.5171 | -7.1317
MV/LV Substation GR***022Y | 10 kV | 400V(3ph) & 230V(single ph) | LV | 630 kVA :Building Structure | 0.63 | --> | 0.63 | 0.5 | 1 |  | --> | 0.598 | 0 | 0 | 0 | 0 | 0.5 | 0 |  | --> | C17 ex MANOR STREET | MANOR STREET: T41 | WATERFORD |  | 52.2619 | -7.1122
MV/LV Substation GR***022Z | 10 kV | 400V(3ph) & 230V(single ph) | LV | 200 kVA :Kiosk Substation | 0.2 | --> | 0.2 | 0.114 | 2.1 |  | --> | 0.19 | 0 | 0 | 0 | 0.027 | 0.184 | 0 |  | --> | C12 ex MORNINGTON ROAD | MORNINGTON ROAD: T42 | DRYBRIDGE |  | 53.7049 | -6.3124
MV/LV Substation GR***023 | 10 kV | 400V(3ph) & 230V(single ph) | LV | 50 kVA :Pole Substation | 0.05 | --> | 0.05 | 0 | 0 | Constrained,otherwise capacity available =45kVA. | --> | 0.047 | 0 | 0 | 0 | 0 | 0 | 0 | Constrained,otherwise capacity available =50kW. | --> | C17 ex HOLYCROSS ROAD | HOLYCROSS ROAD: T41∥T42 | THURLES |  | 52.7522 | -7.95
MV/LV Substation GR***025 | 20 kV | 400V(3ph) & 230V(single ph) | LV | 200 kVA :Kiosk Substation | 0.2 | --> | 0.2 | 0 | 0 | Constrained,otherwise capacity available =149kVA. | --> | 0.19 | 0 | 0 | 0 | 0 | 0.207 | 0 |  | --> | E18 ex EDENDERRY | EDENDERRY: T421∥T422 | BLAKE |  | 53.3403 | -7.0465
MV/LV Substation GR***026 | 10 kV | 400V(3ph) & 230V(single ph) | LV | 400 kVA :Kiosk Substation | 0.4 | --> | 0.4 | 0 | 0 | Constrained,otherwise capacity available =284kVA. | --> | 0.38 | 0 | 0 | 0 | 0.011 | 0.406 | 0 |  | --> | C22 ex TERMONFECKIN ROAD | TERMONFECKIN ROAD: T41∥T42 | DRYBRIDGE |  | 53.7235 | -6.3427
MV/LV Substation GR***029 | 20 kV | 400V(3ph) & 230V(single ph) | LV | 630 kVA :Kiosk Substation | 0.63 | --> | 0.63 | 0.449 | 4.6 |  | --> | 0.598 | 0 | 0 | 0 | 0.018 | 0.5 | 0 |  | --> | E13 ex BALLYRAGGET | BALLYRAGGET: T421∥T422 | BALLYRAGGET |  | 52.7866 | -7.3314
MV/LV Substation GR***030 | 10 kV | 400V(3ph) & 230V(single ph) | LV | 50 kVA :Pole Substation | 0.05 | --> | 0.05 | 0.05 | 0.8 |  | --> | 0.047 | 0 | 0 | 0 | 0 | 0.049 | 0 |  | --> | C11 ex SMEARLA | SMEARLA: T41 | TRIEN |  | 52.4383 | -9.4555
MV/LV Substation GR***030 | 10 kV | 400V(3ph) & 230V(single ph) | LV | 200 kVA :Kiosk Substation | 0.2 | --> | 0.2 | 0.19 | 2.8 |  | --> | 0.19 | 0 | 0 | 0 | 0.003 | 0.198 | 0 |  | --> | C20 ex SUTTON | SUTTON: T42 | GRANGE (DR) |  | 53.3868 | -6.1035
MV/LV Substation GR***031 | 10 kV | 400V(3ph) & 230V(single ph) | LV | 630 kVA :Kiosk Substation | 0.63 | --> | 0.63 | 0.5 | 7.7 |  | --> | 0.598 | 0 | 0 | 0 | 0 | 0.5 | 0 |  | --> | C14 ex GARRYCASTLE | GARRYCASTLE: T42 | ATHLONE |  | 53.4239 | -7.9298
MV/LV Substation GR***032 | 10 kV | 400V(3ph) & 230V(single ph) | LV | 400 kVA :Kiosk Substation | 0.4 | --> | 0.4 | 0.045 | 0 | Constrained,otherwise capacity available =313kVA. | --> | 0.38 | 0 | 0 | 0 | 0.017 | 0.395 | 0 |  | --> | C16 ex TALBOTS INCH | TALBOTS INCH: T41∥T42 | KILKENNY |  | 52.6575 | -7.2523
MV/LV Substation GR***033 | 10 kV | 400V(3ph) & 230V(single ph) | LV | 200 kVA :Pole Substation | 0.2 | --> | 0.2 | 0.087 | 7.4 |  | --> | 0.19 | 0 | 0 | 0 | 0.004 | 0.212 | 0 |  | --> | C14 ex MULLINGAR | MULLINGAR: T102 | MULLINGAR |  | 53.5284 | -7.3509
MV/LV Substation GR***034X | 20 kV | 400V(3ph) & 230V(single ph) | LV | 200 kVA :Kiosk Substation | 0.2 | --> | 0.2 | 0.184 | 0.2 |  | --> | 0.19 | 0 | 0 | 0 | 0.003 | 0.199 | 0 |  | --> | C15 ex MOATE | MOATE: T42 | ATHLONE |  | 53.3902 | -7.7088
MV/LV Substation GR***034X | 20 kV | 400V(3ph) & 230V(single ph) | LV | 200 kVA :Pole Substation | 0.2 | --> | 0.2 | 0.157 | 1.4 |  | --> | 0.19 | 0 | 0 | 0 | 0.011 | 0.194 | 0 |  | --> | E20 ex GARRANACANTY | GARRANACANTY: T422 | TIPPERARY |  | 52.559 | -8.0462
MV/LV Substation GR***035 | 10 kV | 400V(3ph) & 230V(single ph) | LV | 630 kVA :Kiosk Substation | 0.63 | --> | 0.63 | 0.358 | 1.4 |  | --> | 0.598 | 0 | 0 | 0 | 0 | 0 | 0 | Constrained,otherwise capacity available =500kW. | --> | C15 ex DEERPARK | DEERPARK: T41∥T42 | BALLYDINE |  | 52.3469 | -7.4153
MV/LV Substation GR***035Y | 10 kV | 400V(3ph) & 230V(single ph) | LV | 400 kVA :Kiosk Substation | 0.4 | --> | 0.4 | 0 | 0 | Constrained,otherwise capacity available =281kVA. | --> | 0.38 | 0 | 0 | 0 | 0.029 | 0.387 | 0 |  | --> | C20 ex DOCK ROAD | DOCK ROAD: T41∥T42 | LIMERICK |  | 52.6454 | -8.6462
MV/LV Substation GR***037 | 10 kV | 400V(3ph) & 230V(single ph) | LV | 200 kVA :Pole Substation | 0.2 | --> | 0.2 | 0.138 | 2.5 |  | --> | 0.19 | 0 | 0 | 0 | 0.017 | 0.191 | 0 |  | --> | C18 ex ATHY | ATHY: T102 | ATHY |  | 52.9846 | -6.9791
MV/LV Substation GR***038 | 10 kV | 400V(3ph) & 230V(single ph) | LV | 100 kVA :Pole Substation | 0.1 | --> | 0.1 | 0.037 | 2.2 |  | --> | 0.095 | 0 | 0 | 0 | 0 | 0 | 0 | Constrained,otherwise capacity available =109kW. | --> | C19 ex GLENGOOLE | GLENGOOLE: T41 | THURLES |  | 52.5673 | -7.5285
MV/LV Substation GR***040 | 10 kV | 400V(3ph) & 230V(single ph) | LV | 200 kVA :Pole Substation | 0.2 | --> | 0.2 | 0.098 | 1.4 |  | --> | 0.19 | 0 | 0 | 0 | 0 | 0 | 0 | Constrained,otherwise capacity available =215kW. | --> | C17 ex DEERPARK | DEERPARK: T41∥T42 | BALLYDINE |  | 52.3508 | -7.4103
MV/LV Substation GR***041 | 10 kV | 400V(3ph) & 230V(single ph) | LV | 630 kVA :Building Structure | 0.63 | --> | 0.63 | 0.347 | 8.4 |  | --> | 0.598 | 0 | 0 | 0 | 0 | 0.5 | 0 |  | --> | C21 ex MULLINGAR | MULLINGAR: T101 | MULLINGAR |  | 53.5245 | -7.3481
MV/LV Substation GR***041 | 10 kV | 400V(3ph) & 230V(single ph) | LV | 200 kVA :Pole Substation | 0.2 | --> | 0.2 | 0.105 | 11.5 |  | --> | 0.19 | 0 | 0 | 0 | 0 | 0.214 | 0 |  | --> | C20 ex BALLYBEG | BALLYBEG: T102 | CARRICKMINES |  | 52.9803 | -6.0485
MV/LV Substation GR***041Z | 10 kV | 400V(3ph) & 230V(single ph) | LV | 200 kVA :Kiosk Substation | 0.2 | --> | 0.2 | 0 | 0 | Constrained,otherwise capacity available =22kVA. | --> | 0.19 | 0 | 0 | 0 | 0.009 | 0.216 | 0 |  | --> | C17 ex BALGADDY | BALGADDY: T41 | GRANGE CASTLE |  | 53.3247 | -6.4286
MV/LV Substation GR***042Y | 10 kV | 400V(3ph) & 230V(single ph) | LV | 50 kVA :Pole Substation | 0.05 | --> | 0.05 | 0 | 0 | Constrained,otherwise capacity available =50kVA. | --> | 0.047 | 0 | 0 | 0 | 0 | 0 | 0 | Constrained,otherwise capacity available =49kW. | --> | C15 ex FERMOY NORTH | FERMOY NORTH: T41∥T42 | BARRYMORE |  | 52.1406 | -8.2807
MV/LV Substation GR***044Z | 20 kV | 400V(3ph) & 230V(single ph) | LV | 50 kVA :Pole Substation | 0.05 | --> | 0.05 | 0.034 | 10.7 |  | --> | 0.047 | 0 | 0 | 0 | 0 | 0.051 | 0 |  | --> | E13 ex COOLROE | COOLROE: T121 | COOLROE |  | 51.8689 | -8.6435
MV/LV Substation GR***044Z | 20 kV | 400V(3ph) & 230V(single ph) | LV | 400 kVA :Kiosk Substation | 0.4 | --> | 0.4 | 0 | 0 | Constrained,otherwise capacity available =331kVA. | --> | 0.38 | 0 | 0 | 0 | 0 | 0 | 0 | Constrained,otherwise capacity available =410kW. | --> | E17 ex PORTLAOISE | PORTLAOISE: T423∥T424 | PORTLAOISE |  | 52.907 | -7.352
MV/LV Substation GR***046X | 20 kV | 400V(3ph) & 230V(single ph) | LV | 50 kVA :Pole Substation | 0.05 | --> | 0.05 | 0.047 | 4.4 |  | --> | 0.047 | 0 | 0 | 0 | 0 | 0.049 | 0 |  | --> | E15 ex MOHILL | MOHILL: T421∥T422 | CARRICK ON SHANNON |  | 53.9245 | -7.8657
MV/LV Substation GR***047Y | 10 kV | 400V(3ph) & 230V(single ph) | LV | 200 kVA :Kiosk Substation | 0.2 | --> | 0.2 | 0.119 | 1.3 |  | --> | 0.19 | 0 | 0 | 0 | 0.026 | 0.185 | 0 |  | --> | C16 ex GRANGE (SR) | GRANGE (SR): T41∥T42 | BUTLERSTOWN |  | 52.2443 | -7.0943
MV/LV Substation GR***048 | 10 kV | 400V(3ph) & 230V(single ph) | LV | 630 kVA :Building Structure | 0.63 | --> | 0.63 | 0 | 0 | Constrained,otherwise capacity available =388kVA. | --> | 0.598 | 0 | 0 | 0 | 0 | 0.5 | 0 |  | --> | C18 ex CULLION | CULLION: T41∥T42 | LETTERKENNY |  | 54.9493 | -7.7371
MV/LV Substation GR***049 | 10 kV | 400V(3ph) & 230V(single ph) | LV | 1000 kVA :Building Structure | 1 | --> | 1 | 0.471 | 8.7 |  | --> | 0.95 | 0 | 0 | 0 | 0.007 | 0.5 | 0 |  | --> | C16 ex HAROLDS CROSS | HAROLDS CROSS: T102 | POOLBEG |  | 53.3284 | -6.2787
MV/LV Substation GR***051 | 10 kV | 400V(3ph) & 230V(single ph) | LV | 630 kVA :Building Structure | 0.63 | --> | 0.63 | 0 | 0 | Constrained,otherwise capacity available =67kVA. | --> | 0.598 | 0 | 0 | 0 | 0.016 | 0.5 | 0 |  | --> | C19 ex NEWMARKET (DR) | NEWMARKET (DR): T41 | FRANCIS STREET |  | 53.3319 | -6.2767
MV/LV Substation GR***052 | 10 kV | 400V(3ph) & 230V(single ph) | LV | 400 kVA :Kiosk Substation | 0.4 | --> | 0.4 | 0.299 | 5.3 |  | --> | 0.38 | 0 | 0 | 0 | 0.003 | 0.412 | 0 |  | --> | C12 ex SMEARLA | SMEARLA: T42 | TRIEN |  | 52.4469 | -9.4979
MV/LV Substation GR***053 | 10 kV | 400V(3ph) & 230V(single ph) | LV | 630 kVA :Building Structure | 0.63 | --> | 0.63 | 0.263 | 4.6 |  | --> | 0.598 | 0 | 0 | 0 | 0.007 | 0.5 | 0 |  | --> | C14 ex RAMPARTS | RAMPARTS: T42 | DUNDALK |  | 54.0011 | -6.4048
MV/LV Substation GR***054Z | 10 kV | 400V(3ph) & 230V(single ph) | LV | 200 kVA :Kiosk Substation | 0.2 | --> | 0.2 | 0.179 | 2.8 |  | --> | 0.19 | 0 | 0 | 0 | 0.004 | 0.198 | 0 |  | --> | C20 ex SUTTON | SUTTON: T42 | GRANGE (DR) |  | 53.3777 | -6.0612
MV/LV Substation GR***055 | 10 kV | 400V(3ph) & 230V(single ph) | LV | 400 kVA :Kiosk Substation | 0.4 | --> | 0.4 | 0.355 | 4.8 |  | --> | 0.38 | 0 | 0 | 0 | 0 | 0.407 | 0 |  | --> | C19 ex ATHY | ATHY: T101 | ATHY |  | 52.9942 | -6.9872
MV/LV Substation GR***055 | 10 kV | 400V(3ph) & 230V(single ph) | LV | 400 kVA :Kiosk Substation | 0.4 | --> | 0.4 | 0 | 0 | Constrained,otherwise capacity available =229kVA. | --> | 0.38 | 0 | 0 | 0 | 0.011 | 0.414 | 0 |  | --> | C19 ex GRANGE (DR) | GRANGE (DR): T41 | GRANGE (DR) |  | 53.399 | -6.1558
MV/LV Substation GR***055Z | 20 kV | 400V(3ph) & 230V(single ph) | LV | 100 kVA :Pole Substation | 0.1 | --> | 0.1 | 0.077 | 5.3 |  | --> | 0.095 | 0 | 0 | 0 | 0 | 0.103 | 0 |  | --> | E16 ex BUSH | BUSH: T421∥T422 | DUNDALK |  | 54.0279 | -6.1327
MV/LV Substation GR***056 | 20 kV | 400V(3ph) & 230V(single ph) | LV | 200 kVA :Kiosk Substation | 0.2 | --> | 0.2 | 0 | 0 | Constrained,otherwise capacity available =113kVA. | --> | 0.19 | 0 | 0 | 0 | 0 | 0.213 | 0 |  | --> | E18 ex EDENDERRY | EDENDERRY: T421∥T422 | BLAKE |  | 53.3409 | -7.0487
MV/LV Substation GR***058X | 10 kV | 400V(3ph) & 230V(single ph) | LV | 400 kVA :Kiosk Substation | 0.4 | --> | 0.4 | 0.252 | 7.4 |  | --> | 0.38 | 0 | 0 | 0 | 0.003 | 0.419 | 0 |  | --> | C18 ex MULLINGAR | MULLINGAR: T102 | MULLINGAR |  | 53.5229 | -7.3616
MV/LV Substation GR***061 | 10 kV | 400V(3ph) & 230V(single ph) | LV | 400 kVA :Kiosk Substation | 0.4 | --> | 0.4 | 0.282 | 1.3 |  | --> | 0.38 | 0 | 0 | 0 | 0.003 | 0.414 | 0 |  | --> | C11 ex MULGANNON | MULGANNON: T41 | WEXFORD |  | 52.3326 | -6.465
MV/LV Substation GR***061 | 10 kV | 400V(3ph) & 230V(single ph) | LV | 630 kVA :Building Structure | 0.63 | --> | 0.63 | 0 | 0 | Constrained,otherwise capacity available =327kVA. | --> | 0.598 | 0 | 0 | 0 | 0.028 | 0.5 | 0 |  | --> | C22 ex POPPINTREE | POPPINTREE: T102 | FINGLAS |  | 53.3919 | -6.2856
MV/LV Substation GR***062X | 10 kV | 400V(3ph) & 230V(single ph) | LV | 100 kVA :Pole Substation | 0.1 | --> | 0.1 | 0.063 | 6.4 |  | --> | 0.095 | 0 | 0 | 0 | 0 | 0.105 | 0 |  | --> | C18 ex AGHAGAD | AGHAGAD: T41∥T42 | SLIGO |  | 54.3899 | -8.5264
MV/LV Substation GR***062Z | 10 kV | 400V(3ph) & 230V(single ph) | LV | 400 kVA :Building Structure | 0.4 | --> | 0.4 | 0.19 | 8.9 |  | --> | 0.38 | 0 | 0 | 0 | 0 | 0.432 | 0 |  | --> | C19 ex SINGLAND | SINGLAND: T101 | SINGLAND |  | 52.6641 | -8.5774
MV/LV Substation GR***063X | 10 kV | 400V(3ph) & 230V(single ph) | LV | 50 kVA :Pole Substation | 0.05 | --> | 0.05 | 0 | 0 | Constrained,otherwise capacity available =33kVA. | --> | 0.047 | 0 | 0 | 0 | 0 | 0.051 | 0 |  | --> | C13 ex SANDYFORD | SANDYFORD: T41 | CARRICKMINES |  | 53.2647 | -6.2521
MV/LV Substation GR***065 | 10 kV | 400V(3ph) & 230V(single ph) | LV | 200 kVA :Pole Substation | 0.2 | --> | 0.2 | 0 | 0 | Constrained,otherwise capacity available =129kVA. | --> | 0.19 | 0 | 0 | 0 | 0.008 | 0 | 0 | Constrained,otherwise capacity available =202kW. | --> | C21 ex PALLAS | PALLAS: T41∥T42 | PORTLAOISE |  | 53.0335 | -7.3065
MV/LV Substation GR***065 | 10 kV | 400V(3ph) & 230V(single ph) | LV | 50 kVA :Pole Substation | 0.05 | --> | 0.05 | 0.02 | 11.5 |  | --> | 0.047 | 0 | 0 | 0 | 0.026 | 0.026 | 0 |  | --> | C20 ex BALLYBEG | BALLYBEG: T102 | CARRICKMINES |  | 52.9726 | -6.039
MV/LV Substation GR***069Z | 10 kV | 400V(3ph) & 230V(single ph) | LV | 630 kVA :Building Structure | 0.63 | --> | 0.63 | 0.325 | 1.7 |  | --> | 0.598 | 0 | 0 | 0 | 0.008 | 0.5 | 0 |  | --> | C28 ex GRANGE CASTLE | GRANGE CASTLE: T102 | INCHICORE 220KV |  | 53.2948 | -6.4791
MV/LV Substation GR***070 | 10 kV | 400V(3ph) & 230V(single ph) | LV | 200 kVA :Kiosk Substation | 0.2 | --> | 0.2 | 0.077 | 4.2 |  | --> | 0.19 | 0 | 0 | 0 | 0.015 | 0.202 | 0 |  | --> | C16 ex HOWTH JUNCTION | HOWTH JUNCTION: T42 | GRANGE (DR) |  | 53.3974 | -6.1516
MV/LV Substation GR***071 | 10 kV | 400V(3ph) & 230V(single ph) | LV | 200 kVA :Kiosk Substation | 0.2 | --> | 0.2 | 0.174 | 1.4 |  | --> | 0.19 | 0 | 0 | 0 | 0.01 | 0 | 0 | Constrained,otherwise capacity available =193kW. | --> | C16 ex DEERPARK | DEERPARK: T41∥T42 | BALLYDINE |  | 52.3902 | -7.5487
MV/LV Substation GR***072Y | 20 kV | 400V(3ph) & 230V(single ph) | LV | 400 kVA :Kiosk Substation | 0.4 | --> | 0.4 | 0 | 0 | Constrained,otherwise capacity available =259kVA. | --> | 0.38 | 0 | 0 | 0 | 0.01 | 0.411 | 0 |  | --> | E20 ex GLASMORE | GLASMORE: T422 | GLASMORE |  | 53.5292 | -6.1702
MV/LV Substation GR***074 | 10 kV | 400V(3ph) & 230V(single ph) | LV | 400 kVA :Building Structure | 0.4 | --> | 0.4 | 0.126 | 11.1 |  | --> | 0.38 | 0 | 0 | 0 | 0 | 0.44 | 0 |  | --> | C13 ex FORTUNESTOWN | FORTUNESTOWN: T101 | INCHICORE 220KV |  | 53.2826 | -6.411
MV/LV Substation GR***074X | 10 kV | 400V(3ph) & 230V(single ph) | LV | 400 kVA :Kiosk Substation | 0.4 | --> | 0.4 | 0.286 | 2.3 |  | --> | 0.38 | 0 | 0 | 0 | 0 | 0.417 | 0 |  | --> | C19 ex TRABEG | TRABEG: T102 | TRABEG |  | 51.8685 | -8.4448
MV/LV Substation GR***074Y | 10 kV | 400V(3ph) & 230V(single ph) | LV | 200 kVA :Kiosk Substation | 0.2 | --> | 0.2 | 0.164 | 2.9 |  | --> | 0.19 | 0 | 0 | 0 | 0.007 | 0.198 | 0 |  | --> | C18 ex MALAHIDE | MALAHIDE: T42 | GLASMORE |  | 53.4461 | -6.1502
MV/LV Substation GR***075X | 20 kV | 400V(3ph) & 230V(single ph) | LV | 50 kVA :Pole Substation | 0.05 | --> | 0.05 | 0.049 | 1.2 |  | --> | 0.047 | 0 | 0 | 0 | 0 | 0 | 0 | Constrained,otherwise capacity available =49kW. | --> | E17 ex BUNCRANA | BUNCRANA: T421∥T422 | TRILLICK |  | 55.1487 | -7.3331
MV/LV Substation GR***075Z | 10 kV | 400V(3ph) & 230V(single ph) | LV | 200 kVA :Kiosk Substation | 0.2 | --> | 0.2 | 0 | 0 | Constrained,otherwise capacity available =106kVA. | --> | 0.19 | 0 | 0 | 0 | 0.007 | 0.206 | 0 |  | --> | C20 ex BALGADDY | BALGADDY: T42 | GRANGE CASTLE |  | 53.3412 | -6.4317
MV/LV Substation GR***077Y | 20 kV | 400V(3ph) & 230V(single ph) | LV | 50 kVA :Pole Substation | 0.05 | --> | 0.05 | 0 | 0 | Constrained,otherwise capacity available =46kVA. | --> | 0.047 | 0 | 0 | 0 | 0 | 0.049 | 0 |  | --> | E17 ex MANORHAMILTON | MANORHAMILTON: T422 | SLIGO |  | 54.1986 | -8.1815
MV/LV Substation GR***078Z | 10 kV | 400V(3ph) & 230V(single ph) | LV | 400 kVA :Kiosk Substation | 0.4 | --> | 0.4 | 0 | 0 | Constrained,otherwise capacity available =238kVA. | --> | 0.38 | 0 | 0 | 0 | 0.021 | 0.402 | 0 |  | --> | C20 ex BALGADDY | BALGADDY: T42 | GRANGE CASTLE |  | 53.341 | -6.4359
MV/LV Substation GR***081 | 20 kV | 400V(3ph) & 230V(single ph) | LV | 50 kVA :Pole Substation | 0.05 | --> | 0.05 | 0.049 | 2.8 |  | --> | 0.047 | 0 | 0 | 0 | 0 | 0 | 0 | Constrained,otherwise capacity available =49kW. | --> | C13 ex LEE BRIDGE | LEE BRIDGE: T41 | MACROOM |  | 51.8442 | -9.1671
MV/LV Substation GR***081Z | 10 kV | 400V(3ph) & 230V(single ph) | LV | 400 kVA :Kiosk Substation | 0.4 | --> | 0.4 | 0 | 0 | Constrained,otherwise capacity available =290kVA. | --> | 0.38 | 0 | 0 | 0 | 0 | 0.417 | 0 |  | --> | C13 ex GRANGE (DR) | GRANGE (DR): T41 | GRANGE (DR) |  | 53.4011 | -6.1636
MV/LV Substation GR***082 | 10 kV | 400V(3ph) & 230V(single ph) | LV | 400 kVA :Kiosk Substation | 0.4 | --> | 0.4 | 0.3 | 2.5 |  | --> | 0.38 | 0 | 0 | 0 | 0.013 | 0.401 | 0 |  | --> | C11 ex GRAIGUE | GRAIGUE: T41 | CARLOW |  | 52.8313 | -6.9314
MV/LV Substation GR***085 | 10 kV | 400V(3ph) & 230V(single ph) | LV | 630 kVA :Building Structure | 0.63 | --> | 0.63 | 0.483 | 4.1 |  | --> | 0.598 | 0 | 0 | 0 | 0.037 | 0.5 | 0 |  | --> | C15 ex KIMMAGE | KIMMAGE: T41 | INCHICORE 220KV |  | 53.3085 | -6.2982
MV/LV Substation GR***087 | 10 kV | 400V(3ph) & 230V(single ph) | LV | 200 kVA :Pole Substation | 0.2 | --> | 0.2 | 0 | 0 | Constrained,otherwise capacity available =100kVA. | --> | 0.19 | 0 | 0 | 0 | 0 | 0.215 | 0 |  | --> | C15 ex KINSALE | KINSALE: T41∥T42 | BANDON |  | 51.712 | -8.5226
MV/LV Substation GR***087 | 20 kV | 400V(3ph) & 230V(single ph) | LV | 100 kVA :Pole Substation | 0.1 | --> | 0.1 | 0.072 | 0.8 |  | --> | 0.095 | 0 | 0 | 0 | 0 | 0 | 0 | Constrained,otherwise capacity available =103kW. | --> | E17 ex KILMACTHOMAS | KILMACTHOMAS: T421∥T422 | DUNGARVAN |  | 52.2016 | -7.4285
MV/LV Substation GR***089Z | 10 kV | 400V(3ph) & 230V(single ph) | LV | 400 kVA :Kiosk Substation | 0.4 | --> | 0.4 | 0 | 0 | Constrained,otherwise capacity available =331kVA. | --> | 0.38 | 0 | 0 | 0 | 0 | 0.41 | 0 |  | --> | C17 ex BALGADDY | BALGADDY: T41 | GRANGE CASTLE |  | 53.3235 | -6.4299
MV/LV Substation GR***089Z | 10 kV | 400V(3ph) & 230V(single ph) | LV | 400 kVA :Building Structure | 0.4 | --> | 0.4 | 0.314 | 2.3 |  | --> | 0.38 | 0 | 0 | 0 | 0 | 0.413 | 0 |  | --> | C17 ex TRABEG | TRABEG: T102 | TRABEG |  | 51.8699 | -8.4741
MV/LV Substation GR***090Z | 10 kV | 400V(3ph) & 230V(single ph) | LV | 200 kVA :Kiosk Substation | 0.2 | --> | 0.2 | 0 | 0 | Constrained,otherwise capacity available =188kVA. | --> | 0.19 | 0 | 0 | 0 | 0 | 0.201 | 0 |  | --> | C17 ex BALGADDY | BALGADDY: T41 | GRANGE CASTLE |  | 53.3254 | -6.4314
MV/LV Substation GR***091Z | 10 kV | 400V(3ph) & 230V(single ph) | LV | 200 kVA :Kiosk Substation | 0.2 | --> | 0.2 | 0 | 0 | Constrained,otherwise capacity available =191kVA. | --> | 0.19 | 0 | 0 | 0 | 0 | 0.2 | 0 |  | --> | C17 ex BALGADDY | BALGADDY: T41 | GRANGE CASTLE |  | 53.3276 | -6.431
MV/LV Substation GR***092 | 10 kV | 400V(3ph) & 230V(single ph) | LV | 630 kVA :Kiosk Substation | 0.63 | --> | 0.63 | 0 | 0 | Constrained,otherwise capacity available =500kVA. | --> | 0.598 | 0 | 0 | 0 | 0 | 0.5 | 0 |  | --> | C11 ex WOODFORD | WOODFORD: T41∥T42 | KNOCKEARAGH |  | 52.0578 | -9.5022
MV/LV Substation GR***094 | 10 kV | 400V(3ph) & 230V(single ph) | LV | 50 kVA :Pole Substation | 0.05 | --> | 0.05 | 0 | 0 | Constrained,otherwise capacity available =48kVA. | --> | 0.047 | 0 | 0 | 0 | 0 | 0.049 | 0 |  | --> | C18 ex COOLCORCORAN | COOLCORCORAN: T41∥T42 | KNOCKEARAGH |  | 52.0648 | -9.6204
MV/LV Substation GR***094 | 10 kV | 400V(3ph) & 230V(single ph) | LV | 400 kVA :Kiosk Substation | 0.4 | --> | 0.4 | 0.292 | 1.3 |  | --> | 0.38 | 0 | 0 | 0 | 0.056 | 0.357 | 0 |  | --> | C16 ex GRANGE (SR) | GRANGE (SR): T41∥T42 | BUTLERSTOWN |  | 52.2472 | -7.0938
MV/LV Substation GR***095 | 10 kV | 400V(3ph) & 230V(single ph) | LV | 400 kVA :Kiosk Substation | 0.4 | --> | 0.4 | 0.274 | 2.5 |  | --> | 0.38 | 0 | 0 | 0 | 0.014 | 0.404 | 0 |  | --> | C17 ex GREYSTONES | GREYSTONES: T41 | FASSAROE |  | 53.1431 | -6.0606
MV/LV Substation GR***096Z | 10 kV | 400V(3ph) & 230V(single ph) | LV | 400 kVA :Kiosk Substation | 0.4 | --> | 0.4 | 0 | 0 | Constrained,otherwise capacity available =326kVA. | --> | 0.38 | 0 | 0 | 0 | 0.006 | 0.404 | 0 |  | --> | C13 ex BALGADDY | BALGADDY: T41 | GRANGE CASTLE |  | 53.3406 | -6.4463
MV/LV Substation GR***098 | 10 kV | 400V(3ph) & 230V(single ph) | LV | 400 kVA :Kiosk Substation | 0.4 | --> | 0.4 | 0 | 0 | Constrained,otherwise capacity available =194kVA. | --> | 0.38 | 0 | 0 | 0 | 0.017 | 0.413 | 0 |  | --> | C12 ex SAGGART | SAGGART: T41∥T42 | GRANGE CASTLE |  | 53.2777 | -6.4784
MV/LV Substation GR***099X | 10 kV | 400V(3ph) & 230V(single ph) | LV | 200 kVA :Pole Substation | 0.2 | --> | 0.2 | 0.186 | 0.3 |  | --> | 0.19 | 0 | 0 | 0 | 0.003 | 0.198 | 0 |  | --> | C25 ex NENAGH | NENAGH: T41 | NENAGH |  | 52.8686 | -8.1682
MV/LV Substation GR***100Y | 10 kV | 400V(3ph) & 230V(single ph) | LV | 400 kVA :Kiosk Substation | 0.4 | --> | 0.4 | 0 | 0 | Constrained,otherwise capacity available =340kVA. | --> | 0.38 | 0 | 0 | 0 | 0.002 | 0.407 | 0 |  | --> | C20 ex MONEYCOOLEY | MONEYCOOLEY: T42 | GRIFFINRATH |  | 53.3739 | -6.5934
MV/LV Substation GR***100Z | 10 kV | 400V(3ph) & 230V(single ph) | LV | 630 kVA :Building Structure | 0.63 | --> | 0.63 | 0 | 0 | Constrained,otherwise capacity available =500kVA. | --> | 0.598 | 0 | 0 | 0 | 0 | 0.5 | 0 |  | --> | C15 ex TERMONFECKIN ROAD | TERMONFECKIN ROAD: T41∥T42 | DRYBRIDGE |  | 53.7172 | -6.352
MV/LV Substation GR***101Y | 20 kV | 400V(3ph) & 230V(single ph) | LV | 50 kVA :Pole Substation | 0.05 | --> | 0.05 | 0.038 | 4.4 |  | --> | 0.047 | 0 | 0 | 0 | 0.011 | 0 | 0 | Constrained,otherwise capacity available =39kW. | --> | E19 ex SLANE | SLANE: T421 | DRYBRIDGE |  | 53.7497 | -6.5516
MV/LV Substation GR***102Y | 20 kV | 400V(3ph) & 230V(single ph) | LV | 400 kVA :Kiosk Substation | 0.4 | --> | 0.4 | 0 | 0 | Constrained,otherwise capacity available =338kVA. | --> | 0.38 | 0 | 0 | 0 | 0.031 | 0.376 | 0 |  | --> | E17 ex BALTRASNA | BALTRASNA: T121 | BALTRASNA |  | 53.5126 | -6.5431
MV/LV Substation GR***103X | 10 kV | 400V(3ph) & 230V(single ph) | LV | 400 kVA :Kiosk Substation | 0.4 | --> | 0.4 | 0.271 | 7.4 |  | --> | 0.38 | 0 | 0 | 0 | 0 | 0.419 | 0 |  | --> | C18 ex MULLINGAR | MULLINGAR: T102 | MULLINGAR |  | 53.5241 | -7.3575
MV/LV Substation GR***103Y | 20 kV | 400V(3ph) & 230V(single ph) | LV | 400 kVA :Building Structure | 0.4 | --> | 0.4 | 0.178 | 4.4 |  | --> | 0.38 | 0 | 0 | 0 | 0 | 0 | 0 | Constrained,otherwise capacity available =416kW. | --> | E19 ex SLANE | SLANE: T421 | DRYBRIDGE |  | 53.7505 | -6.5569
MV/LV Substation GR***105 | 10 kV | 400V(3ph) & 230V(single ph) | LV | 400 kVA :Kiosk Substation | 0.4 | --> | 0.4 | 0.361 | 2.8 |  | --> | 0.38 | 0 | 0 | 0 | 0 | 0.405 | 0 |  | --> | C16 ex CORBALLY | CORBALLY: T41∥T42 | ARDNACRUSHA |  | 52.6663 | -8.6234
MV/LV Substation GR***107 | 10 kV | 400V(3ph) & 230V(single ph) | LV | 400 kVA :Kiosk Substation | 0.4 | --> | 0.4 | 0.339 | 9.8 |  | --> | 0.38 | 0 | 0 | 0 | 0 | 0.409 | 0 |  | --> | C13 ex KILCOOLE | KILCOOLE: T41∥T42 | FASSAROE |  | 53.1017 | -6.1029
MV/LV Substation GR***108X | 20 kV | 400V(3ph) & 230V(single ph) | LV | 100 kVA :Kiosk Substation | 0.1 | --> | 0.1 | 0.054 | 3.2 |  | --> | 0.095 | 0 | 0 | 0 | 0.013 | 0.093 | 0 |  | --> | C18 ex BOYLE | BOYLE: T41∥T42 | CARRICK ON SHANNON |  | 53.8955 | -8.2977
MV/LV Substation GR***108X | 10 kV | 400V(3ph) & 230V(single ph) | LV | 630 kVA :Building Structure | 0.63 | --> | 0.63 | 0.181 | 4.6 |  | --> | 0.598 | 0 | 0 | 0 | 0.068 | 0.5 | 0 |  | --> | C19 ex BALLINCLEA | BALLINCLEA: T41 | CHERRYWOOD |  | 53.2674 | -6.1352
MV/LV Substation GR***109 | 10 kV | 400V(3ph) & 230V(single ph) | LV | 100 kVA :Pole Substation | 0.1 | --> | 0.1 | 0.074 | 3.6 |  | --> | 0.095 | 0 | 0 | 0 | 0.005 | 0.098 | 0 |  | --> | E17 ex KILLINICK | KILLINICK: T421∥T422 | WEXFORD |  | 52.2507 | -6.3455
MV/LV Substation GR***109 | 10 kV | 400V(3ph) & 230V(single ph) | LV | 400 kVA :Kiosk Substation | 0.4 | --> | 0.4 | 0.272 | 4.7 |  | --> | 0.38 | 0 | 0 | 0 | 0.019 | 0.399 | 0 |  | --> | C11 ex OAKFIELD | OAKFIELD: T41 | SLIGO |  | 54.2552 | -8.4638
MV/LV Substation GR***109 | 10 kV | 400V(3ph) & 230V(single ph) | LV | 400 kVA :Kiosk Substation | 0.4 | --> | 0.4 | 0.274 | 10.8 |  | --> | 0.38 | 0 | 0 | 0 | 0 | 0.419 | 0 |  | --> | C31 ex SALTHILL | SALTHILL: T101 | SALTHILL |  | 53.2865 | -9.0726
MV/LV Substation GR***109X | 10 kV | 400V(3ph) & 230V(single ph) | LV | 1000 kVA :Building Structure | 1 | --> | 1 | 0.5 | 13.1 |  | --> | 0.95 | 0 | 0 | 0 | 0 | 0.5 | 0 |  | --> | C20 ex POTTERY ROAD | POTTERY ROAD: T102 | CARRICKMINES |  | 53.269 | -6.143
MV/LV Substation GR***110 | 10 kV | 400V(3ph) & 230V(single ph) | LV | 400 kVA :Building Structure | 0.4 | --> | 0.4 | 0 | 0 | Constrained,otherwise capacity available =208kVA. | --> | 0.38 | 0 | 0 | 0 | 0.025 | 0.402 | 0 |  | --> | C16 ex SANTRY | SANTRY: T42 | FINGLAS |  | 53.3951 | -6.1991
MV/LV Substation GR***111X | 20 kV | 400V(3ph) & 230V(single ph) | LV | 50 kVA :Pole Substation | 0.05 | --> | 0.05 | 0 | 0 | Constrained,otherwise capacity available =29kVA. | --> | 0.047 | 0 | 0 | 0 | 0.003 | 0.049 | 0 |  | --> | E15 ex BRUFF | BRUFF: T421 | LIMERICK |  | 52.5906 | -8.4493
MV/LV Substation GR***113 | 10 kV | 400V(3ph) & 230V(single ph) | LV | 200 kVA :Kiosk Substation | 0.2 | --> | 0.2 | 0 | 0 | Constrained,otherwise capacity available =150kVA. | --> | 0.19 | 0 | 0 | 0 | 0.021 | 0.185 | 0 |  | --> | C19 ex LOUGHSHINNY | LOUGHSHINNY: T41 | GLASMORE |  | 53.5733 | -6.1136
MV/LV Substation GR***113Y | 10 kV | 400V(3ph) & 230V(single ph) | LV | 200 kVA :Pole Substation | 0.2 | --> | 0.2 | 0.067 | 0.1 | Constrained,otherwise capacity available =81kVA. | --> | 0.19 | 0 | 0 | 0 | 0 | 0.213 | 0 |  | --> | C11 ex BISHOPSTOWN | BISHOPSTOWN: T41 | KILBARRY |  | 51.8935 | -8.5332
MV/LV Substation GR***114Z | 10 kV | 400V(3ph) & 230V(single ph) | LV | 200 kVA :Kiosk Substation | 0.2 | --> | 0.2 | 0 | 0 | Constrained,otherwise capacity available =153kVA. | --> | 0.19 | 0 | 0 | 0 | 0.01 | 0.196 | 0 |  | --> | C13 ex ATHGARVAN | ATHGARVAN: T41 | NEWBRIDGE |  | 53.162 | -6.8112
MV/LV Substation GR***115 | 10 kV | 400V(3ph) & 230V(single ph) | LV | 630 kVA :Building Structure | 0.63 | --> | 0.63 | 0.5 | 6.7 |  | --> | 0.598 | 0 | 0 | 0 | 0 | 0.5 | 0 |  | --> | C25 ex LIBERTY STREET | LIBERTY STREET: T101 | LIBERTY STREET |  | 51.8996 | -8.4829
MV/LV Substation GR***115Z | 20 kV | 400V(3ph) & 230V(single ph) | LV | 50 kVA :Pole Substation | 0.05 | --> | 0.05 | 0.048 | 1 |  | --> | 0.047 | 0 | 0 | 0 | 0 | 0.049 | 0 |  | --> | E14 ex RANDALSTOWN | RANDALSTOWN: T422 | NAVAN |  | 53.7847 | -6.7301
MV/LV Substation GR***115Z | 10 kV | 400V(3ph) & 230V(single ph) | LV | 400 kVA :Kiosk Substation | 0.4 | --> | 0.4 | 0 | 0 | Constrained,otherwise capacity available =265kVA. | --> | 0.38 | 0 | 0 | 0 | 0.014 | 0.406 | 0 |  | --> | C13 ex BALGADDY | BALGADDY: T41 | GRANGE CASTLE |  | 53.3399 | -6.4393
MV/LV Substation GR***120 | 10 kV | 400V(3ph) & 230V(single ph) | LV | 630 kVA :Building Structure | 0.63 | --> | 0.63 | 0.5 | 5 |  | --> | 0.598 | 0 | 0 | 0 | 0.007 | 0.5 | 0 |  | --> | C21 ex BALLYRICKARD | BALLYRICKARD: T41∥T42 | TRALEE |  | 52.266 | -9.7117
MV/LV Substation GR***121Z | 10 kV | 400V(3ph) & 230V(single ph) | LV | 630 kVA :Building Structure | 0.63 | --> | 0.63 | 0.5 | 7.4 |  | --> | 0.598 | 0 | 0 | 0 | 0.01 | 0.5 | 0 |  | --> | C12 ex MULLINGAR | MULLINGAR: T102 | MULLINGAR |  | 53.5208 | -7.3397
MV/LV Substation GR***122 | 10 kV | 400V(3ph) & 230V(single ph) | LV | 400 kVA :Kiosk Substation | 0.4 | --> | 0.4 | 0 | 0 | Constrained,otherwise capacity available =302kVA. | --> | 0.38 | 0 | 0 | 0 | 0.005 | 0.409 | 0 |  | --> | C23 ex POLLERTON | POLLERTON: T41 | CARLOW |  | 52.8259 | -6.9322
MV/LV Substation GR***125Y | 10 kV | 400V(3ph) & 230V(single ph) | LV | 630 kVA :Kiosk Substation | 0.63 | --> | 0.63 | 0 | 0 | Constrained,otherwise capacity available =325kVA. | --> | 0.598 | 0 | 0 | 0 | 0.005 | 0.5 | 0 |  | --> | C13 ex GRANGE (DR) | GRANGE (DR): T41 | GRANGE (DR) |  | 53.3975 | -6.1788
MV/LV Substation GR***127 | 10 kV | 400V(3ph) & 230V(single ph) | LV | 400 kVA :Kiosk Substation | 0.4 | --> | 0.4 | 0.29 | 2 |  | --> | 0.38 | 0 | 0 | 0 | 0.004 | 0.413 | 0 |  | --> | C13 ex TYCOR | TYCOR: T41∥T42 | WATERFORD |  | 52.2564 | -7.1251
MV/LV Substation GR***129Y | 10 kV | 400V(3ph) & 230V(single ph) | LV | 400 kVA :Building Structure | 0.4 | --> | 0.4 | 0.291 | 1.7 |  | --> | 0.38 | 0 | 0 | 0 | 0.011 | 0.404 | 0 |  | --> | C28 ex GRANGE CASTLE | GRANGE CASTLE: T102 | INCHICORE 220KV |  | 53.2945 | -6.4776
MV/LV Substation GR***131Y | 10 kV | 400V(3ph) & 230V(single ph) | LV | 400 kVA :Kiosk Substation | 0.4 | --> | 0.4 | 0 | 0 | Constrained,otherwise capacity available =246kVA. | --> | 0.38 | 0 | 0 | 0 | 0.005 | 0.418 | 0 |  | --> | C13 ex GRANGE (DR) | GRANGE (DR): T41 | GRANGE (DR) |  | 53.4012 | -6.1673
MV/LV Substation GR***132X | 10 kV | 400V(3ph) & 230V(single ph) | LV | 100 kVA :Pole Substation | 0.1 | --> | 0.1 | 0 | 0 | Constrained,otherwise capacity available =64kVA. | --> | 0.095 | 0 | 0 | 0 | 0.006 | 0.099 | 0 |  | --> | C21 ex MILFORD (NR) | MILFORD (NR): T41∥T42 | LETTERKENNY |  | 55.0957 | -7.6991
MV/LV Substation GR***132X | 10 kV | 400V(3ph) & 230V(single ph) | LV | 50 kVA :Pole Substation | 0.05 | --> | 0.05 | 0.05 | 3.6 |  | --> | 0.047 | 0 | 0 | 0 | 0 | 0.049 | 0 |  | --> | C23 ex BALLYCROSSAUN | BALLYCROSSAUN: T421∥T422 | SOMERSET |  | 53.1734 | -8.1588
MV/LV Substation GR***133 | 10 kV | 400V(3ph) & 230V(single ph) | LV | 400 kVA :Kiosk Substation | 0.4 | --> | 0.4 | 0.26 | 3.3 |  | --> | 0.38 | 0 | 0 | 0 | 0.003 | 0.418 | 0 |  | --> | C19 ex CAHERDAVIN | CAHERDAVIN: T41 | ARDNACRUSHA |  | 52.6705 | -8.6511
MV/LV Substation GR***135X | 10 kV | 400V(3ph) & 230V(single ph) | LV | 630 kVA :Building Structure | 0.63 | --> | 0.63 | 0 | 0 | Constrained,otherwise capacity available =438kVA. | --> | 0.598 | 0 | 0 | 0 | 0 | 0.5 | 0 |  | --> | C19 ex GLOUCESTER PLACE | GLOUCESTER PLACE: T41 | MCDERMOTT |  | 53.3559 | -6.2589
MV/LV Substation GR***135X | 10 kV | 400V(3ph) & 230V(single ph) | LV | 400 kVA :Kiosk Substation | 0.4 | --> | 0.4 | 0 | 0 | Constrained,otherwise capacity available =285kVA. | --> | 0.38 | 0 | 0 | 0 | 0.017 | 0.4 | 0 |  | --> | C17 ex SANDYFORD | SANDYFORD: T41 | CARRICKMINES |  | 53.2624 | -6.2189
MV/LV Substation GR***136Y | 10 kV | 400V(3ph) & 230V(single ph) | LV | 100 kVA :Pole Substation | 0.1 | --> | 0.1 | 0 | 0 | Constrained,otherwise capacity available =59kVA. | --> | 0.095 | 0 | 0 | 0 | 0 | 0.106 | 0 |  | --> | C18 ex BLAKE | BLAKE: T41∥T42 | BLAKE |  | 53.2706 | -6.8215
MV/LV Substation GR***139X | 10 kV | 400V(3ph) & 230V(single ph) | LV | 400 kVA :Building Structure | 0.4 | --> | 0.4 | 0.398 | 13.1 |  | --> | 0.38 | 0 | 0 | 0 | 0 | 0.4 | 0 |  | --> | C20 ex POTTERY ROAD | POTTERY ROAD: T102 | CARRICKMINES |  | 53.269 | -6.143
MV/LV Substation GR***141Z | 10 kV | 400V(3ph) & 230V(single ph) | LV | 100 kVA :Pole Substation | 0.1 | --> | 0.1 | 0.086 | 1.5 |  | --> | 0.095 | 0 | 0 | 0 | 0.002 | 0.099 | 0 |  | --> | E17 ex BEALISTOWN | BEALISTOWN: T421∥T422 | GREAT ISLAND |  | 52.1987 | -6.8337
MV/LV Substation GR***142 | 20 kV | 400V(3ph) & 230V(single ph) | LV | 400 kVA :Building Structure | 0.4 | --> | 0.4 | 0.282 | 1.6 |  | --> | 0.38 | 0 | 0 | 0 | 0.039 | 0.376 | 0 |  | --> | E16 ex DINGLE | DINGLE: T422 | OUGHTRAGH |  | 52.134 | -10.1473
MV/LV Substation GR***143 | 10 kV | 400V(3ph) & 230V(single ph) | LV | 400 kVA :Kiosk Substation | 0.4 | --> | 0.4 | 0.354 | 1.3 |  | --> | 0.38 | 0 | 0 | 0 | 0.006 | 0.4 | 0 |  | --> | C16 ex GRANGE (SR) | GRANGE (SR): T41∥T42 | BUTLERSTOWN |  | 52.2486 | -7.1002
MV/LV Substation GR***143X | 10 kV | 400V(3ph) & 230V(single ph) | LV | 400 kVA :Kiosk Substation | 0.4 | --> | 0.4 | 0.283 | 3.6 |  | --> | 0.38 | 0 | 0 | 0 | 0.017 | 0.4 | 0 |  | --> | C21 ex DEANSGRANGE | DEANSGRANGE: T41 | CARRICKMINES |  | 53.2663 | -6.1801
MV/LV Substation GR***144 | 10 kV | 400V(3ph) & 230V(single ph) | LV | 400 kVA :Kiosk Substation | 0.4 | --> | 0.4 | 0.33 | 1.3 |  | --> | 0.38 | 0 | 0 | 0 | 0.013 | 0.397 | 0 |  | --> | C16 ex GRANGE (SR) | GRANGE (SR): T41∥T42 | BUTLERSTOWN |  | 52.2457 | -7.0934
MV/LV Substation GR***144X | 20 kV | 400V(3ph) & 230V(single ph) | LV | 50 kVA :Pole Substation | 0.05 | --> | 0.05 | 0 | 0 | Constrained,otherwise capacity available =34kVA. | --> | 0.047 | 0 | 0 | 0 | 0.002 | 0.049 | 0 |  | --> | C17 ex CLONES | CLONES: T41∥T42 | SHANKILL |  | 54.194 | -7.1649
MV/LV Substation GR***145X | 20 kV | 400V(3ph) & 230V(single ph) | LV | 200 kVA :Pole Substation | 0.2 | --> | 0.2 | 0.179 | 4.7 |  | --> | 0.19 | 0 | 0 | 0 | 0 | 0.203 | 0 |  | --> | E13 ex EDGEWORTHSTOWN | EDGEWORTHSTOWN: T421∥T422 | RICHMOND |  | 53.7639 | -7.4943
MV/LV Substation GR***145Y | 20 kV | 400V(3ph) & 230V(single ph) | LV | 400 kVA :Building Structure | 0.4 | --> | 0.4 | 0 | 0 | Constrained,otherwise capacity available =400kVA. | --> | 0.38 | 0 | 0 | 0 | 0 | 0.4 | 0 |  | --> | E16 ex FINEA | FINEA: T421∥T422 | SHANKILL |  | 53.8501 | -7.4639
MV/LV Substation GR***146 | 10 kV | 400V(3ph) & 230V(single ph) | LV | 400 kVA :Kiosk Substation | 0.4 | --> | 0.4 | 0.291 | 2.9 |  | --> | 0.38 | 0 | 0 | 0 | 0.02 | 0.395 | 0 |  | --> | C18 ex MALAHIDE | MALAHIDE: T42 | GLASMORE |  | 53.4474 | -6.1502
MV/LV Substation GR***146X | 20 kV | 400V(3ph) & 230V(single ph) | LV | 50 kVA :Pole Substation | 0.05 | --> | 0.05 | 0.031 | 1.6 |  | --> | 0.047 | 0 | 0 | 0 | 0 | 0.051 | 0 |  | --> | E16 ex DINGLE | DINGLE: T422 | OUGHTRAGH |  | 52.1426 | -10.1429
MV/LV Substation GR***146Y | 10 kV | 400V(3ph) & 230V(single ph) | LV | 400 kVA :Kiosk Substation | 0.4 | --> | 0.4 | 0 | 0 | Constrained,otherwise capacity available =275kVA. | --> | 0.38 | 0 | 0 | 0 | 0.006 | 0.413 | 0 |  | --> | C13 ex GRANGE (DR) | GRANGE (DR): T41 | GRANGE (DR) |  | 53.3982 | -6.1741
MV/LV Substation GR***150 | 10 kV | 400V(3ph) & 230V(single ph) | LV | 100 kVA :Pole Substation | 0.1 | --> | 0.1 | 0 | 0 | Constrained,otherwise capacity available =97kVA. | --> | 0.095 | 0 | 0 | 0 | 0 | 0 | 0 | Constrained,otherwise capacity available =100kW. | --> | C20 ex COOLCARRON | COOLCARRON: T41 | BARRYMORE |  | 52.1211 | -8.2971
MV/LV Substation GR***151 | 10 kV | 400V(3ph) & 230V(single ph) | LV | 50 kVA :Pole Substation | 0.05 | --> | 0.05 | 0 | 2.3 |  | --> | 0.047 | 0 | 0 | 0 | 0.039 | 0.017 | 0 |  | --> | C16 ex CASTLECOMER | CASTLECOMER: T41∥T42 | BALLYRAGGET |  | 52.897 | -7.2816
MV/LV Substation GR***152 | 10 kV | 400V(3ph) & 230V(single ph) | LV | 400 kVA :Kiosk Substation | 0.4 | --> | 0.4 | 0 | 0 | Constrained,otherwise capacity available =299kVA. | --> | 0.38 | 0 | 0 | 0 | 0.005 | 0.41 | 0 |  | --> | C14 ex TOGHER | TOGHER: T42 | TRABEG |  | 51.8732 | -8.494
MV/LV Substation GR***156X | 10 kV | 400V(3ph) & 230V(single ph) | LV | 630 kVA :Kiosk Substation | 0.63 | --> | 0.63 | 0.5 | 3.2 |  | --> | 0.598 | 0 | 0 | 0 | 0.008 | 0.5 | 0 |  | --> | C11 ex BOYLE | BOYLE: T41∥T42 | CARRICK ON SHANNON |  | 53.9652 | -8.3019
MV/LV Substation GR***157 | 10 kV | 400V(3ph) & 230V(single ph) | LV | 50 kVA :Pole Substation | 0.05 | --> | 0.05 | 0.047 | 4.3 |  | --> | 0.047 | 0 | 0 | 0 | 0 | 0.049 | 0 |  | --> | C18 ex BAILIEBORO | BAILIEBORO: T41∥T42 | MEATH HILL |  | 53.8933 | -6.968
MV/LV Substation GR***158 | 10 kV | 400V(3ph) & 230V(single ph) | LV | 400 kVA :Kiosk Substation | 0.4 | --> | 0.4 | 0.177 | 2.7 |  | --> | 0.38 | 0 | 0 | 0 | 0.01 | 0.423 | 0 |  | --> | C11 ex RAMPARTS | RAMPARTS: T41 | DUNDALK |  | 53.9968 | -6.3964
MV/LV Substation GR***161X | 10 kV | 400V(3ph) & 230V(single ph) | LV | 50 kVA :Pole Substation | 0.05 | --> | 0.05 | 0.05 | 2.1 |  | --> | 0.047 | 0 | 0 | 0 | 0 | 0.049 | 0 |  | --> | C11 ex KILSARAN | KILSARAN: T42 | DRYBRIDGE |  | 53.8696 | -6.3929
MV/LV Substation GR***163X | 10 kV | 400V(3ph) & 230V(single ph) | LV | 630 kVA :Building Structure | 0.63 | --> | 0.63 | 0.483 | 2.2 |  | --> | 0.598 | 0 | 0 | 0 | 0 | 0.5 | 0 |  | --> | C11 ex ROSSGEIR | ROSSGEIR: T41∥T42 | LETTERKENNY |  | 54.8353 | -7.4835
MV/LV Substation GR***163Z | 10 kV | 400V(3ph) & 230V(single ph) | LV | 630 kVA :Kiosk Substation | 0.63 | --> | 0.63 | 0 | 0 | Constrained,otherwise capacity available =495kVA. | --> | 0.598 | 0 | 0 | 0 | 0 | 0 | 0 | Constrained,otherwise capacity available =500kW. | --> | C12 ex COOLMINE | COOLMINE: T42 | FINGLAS |  | 53.3871 | -6.3945
MV/LV Substation GR***164X | 10 kV | 400V(3ph) & 230V(single ph) | LV | 200 kVA :Kiosk Substation | 0.2 | --> | 0.2 | 0.161 | 6.4 |  | --> | 0.19 | 0 | 0 | 0 | 0.013 | 0.191 | 0 |  | --> | C13 ex AGHAGAD | AGHAGAD: T41∥T42 | SLIGO |  | 54.4302 | -8.4499
MV/LV Substation GR***165Z | 10 kV | 400V(3ph) & 230V(single ph) | LV | 630 kVA :Kiosk Substation | 0.63 | --> | 0.63 | 0.5 | 2.1 |  | --> | 0.598 | 0 | 0 | 0 | 0.007 | 0.5 | 0 |  | --> | C12 ex MORNINGTON ROAD | MORNINGTON ROAD: T42 | DRYBRIDGE |  | 53.7076 | -6.3123
MV/LV Substation GR***166X | 10 kV | 400V(3ph) & 230V(single ph) | LV | 630 kVA :Building Structure | 0.63 | --> | 0.63 | 0.5 | 2.9 |  | --> | 0.598 | 0 | 0 | 0 | 0 | 0.5 | 0 |  | --> | C28 ex WOLFE TONE STREET | WOLFE TONE STREET: T102 | FINGLAS |  | 53.3467 | -6.2671
MV/LV Substation GR***166Z | 10 kV | 400V(3ph) & 230V(single ph) | LV | 400 kVA :Building Structure | 0.4 | --> | 0.4 | 0 | 0 | Constrained,otherwise capacity available =169kVA. | --> | 0.38 | 0 | 0 | 0 | 0 | 0.435 | 0 |  | --> | C11 ex ATHGARVAN | ATHGARVAN: T41 | NEWBRIDGE |  | 53.1654 | -6.8051
MV/LV Substation GR***168Z | 10 kV | 400V(3ph) & 230V(single ph) | LV | 630 kVA :Building Structure | 0.63 | --> | 0.63 | 0.5 | 1.7 |  | --> | 0.598 | 0 | 0 | 0 | 0.003 | 0.5 | 0 |  | --> | C28 ex GRANGE CASTLE | GRANGE CASTLE: T102 | INCHICORE 220KV |  | 53.2965 | -6.48
MV/LV Substation GR***169Z | 10 kV | 400V(3ph) & 230V(single ph) | LV | 1000 kVA :Building Structure | 1 | --> | 1 | 0.5 | 1.7 |  | --> | 0.95 | 0 | 0 | 0 | 0.008 | 0.5 | 0 |  | --> | C28 ex GRANGE CASTLE | GRANGE CASTLE: T102 | INCHICORE 220KV |  | 53.2988 | -6.4784
MV/LV Substation GR***170 | 20 kV | 400V(3ph) & 230V(single ph) | LV | 50 kVA :Pole Substation | 0.05 | --> | 0.05 | 0 | 0 | Constrained,otherwise capacity available =11kVA. | --> | 0.047 | 0 | 0 | 0 | 0.003 | 0.051 | 0 |  | --> | E16 ex FINEA | FINEA: T421∥T422 | SHANKILL |  | 53.8671 | -7.4423
MV/LV Substation GR***170Z | 10 kV | 400V(3ph) & 230V(single ph) | LV | 630 kVA :Building Structure | 0.63 | --> | 0.63 | 0.5 | 1.7 |  | --> | 0.598 | 0 | 0 | 0 | 0 | 0.5 | 0 |  | --> | C28 ex GRANGE CASTLE | GRANGE CASTLE: T102 | INCHICORE 220KV |  | 53.2987 | -6.476
MV/LV Substation GR***171Z | 10 kV | 400V(3ph) & 230V(single ph) | LV | 630 kVA :Building Structure | 0.63 | --> | 0.63 | 0.49 | 1.7 |  | --> | 0.598 | 0 | 0 | 0 | 0.016 | 0.5 | 0 |  | --> | C28 ex GRANGE CASTLE | GRANGE CASTLE: T102 | INCHICORE 220KV |  | 53.2997 | -6.4779
MV/LV Substation GR***172 | 10 kV | 400V(3ph) & 230V(single ph) | LV | 630 kVA :Building Structure | 0.63 | --> | 0.63 | 0 | 0 | Constrained,otherwise capacity available =500kVA. | --> | 0.598 | 0 | 0 | 0 | 0.016 | 0.5 | 0 |  | --> | C14 ex WHITEHALL | WHITEHALL: T41 | FINGLAS |  | 53.3761 | -6.2426
MV/LV Substation GR***180Y | 10 kV | 400V(3ph) & 230V(single ph) | LV | 630 kVA :Building Structure | 0.63 | --> | 0.63 | 0.5 | 3.4 |  | --> | 0.598 | 0 | 0 | 0 | 0.023 | 0.5 | 0 |  | --> | C18 ex GRAIGUE | GRAIGUE: T42 | CARLOW |  | 52.8409 | -6.9521
MV/LV Substation GR***181 | 10 kV | 400V(3ph) & 230V(single ph) | LV | 400 kVA :Kiosk Substation | 0.4 | --> | 0.4 | 0.301 | 1.3 |  | --> | 0.38 | 0 | 0 | 0 | 0.014 | 0.4 | 0 |  | --> | C16 ex GRANGE (SR) | GRANGE (SR): T41∥T42 | BUTLERSTOWN |  | 52.2454 | -7.0986
MV/LV Substation GR***184 | 10 kV | 400V(3ph) & 230V(single ph) | LV | 200 kVA :Kiosk Substation | 0.2 | --> | 0.2 | 0.155 | 3.7 |  | --> | 0.19 | 0 | 0 | 0 | 0.017 | 0.189 | 0 |  | --> | C12 ex BALLINASLOE | BALLINASLOE: T41∥T42 | SOMERSET |  | 53.3244 | -8.2013
MV/LV Substation GR***188 | 10 kV | 400V(3ph) & 230V(single ph) | LV | 400 kVA :Kiosk Substation | 0.4 | --> | 0.4 | 0.243 | 4.2 |  | --> | 0.38 | 0 | 0 | 0 | 0.002 | 0.421 | 0 |  | --> | C11 ex MARSHES | MARSHES: T41 | DUNDALK |  | 53.99 | -6.3803
MV/LV Substation GR***189 | 10 kV | 400V(3ph) & 230V(single ph) | LV | 400 kVA :Kiosk Substation | 0.4 | --> | 0.4 | 0.34 | 9.8 |  | --> | 0.38 | 0 | 0 | 0 | 0.011 | 0.397 | 0 |  | --> | C13 ex KILCOOLE | KILCOOLE: T41∥T42 | FASSAROE |  | 53.1008 | -6.1013
MV/LV Substation GR***192X | 10 kV | 400V(3ph) & 230V(single ph) | LV | 200 kVA :Pole Substation | 0.2 | --> | 0.2 | 0.187 | 6.4 |  | --> | 0.19 | 0 | 0 | 0 | 0 | 0.201 | 0 |  | --> | C13 ex AGHAGAD | AGHAGAD: T41∥T42 | SLIGO |  | 54.393 | -8.5195
MV/LV Substation GR***192Y | 10 kV | 400V(3ph) & 230V(single ph) | LV | 100 kVA :Pole Substation | 0.1 | --> | 0.1 | 0 | 0 | Constrained,otherwise capacity available =76kVA. | --> | 0.095 | 0 | 0 | 0 | 0 | 0.103 | 0 |  | --> | C12 ex MONEYCOOLEY | MONEYCOOLEY: T42 | GRIFFINRATH |  | 53.3705 | -6.5593
MV/LV Substation GR***193X | 10 kV | 400V(3ph) & 230V(single ph) | LV | 1000 kVA :Building Structure | 1 | --> | 1 | 0.5 | 0.5 |  | --> | 0.95 | 0 | 0 | 0 | 0 | 0.5 | 0 |  | --> | C02 ex PEMBROKE | PEMBROKE: T44 | RINGSEND |  | 53.3394 | -6.238
MV/LV Substation GR***194 | 20 kV | 400V(3ph) & 230V(single ph) | LV | 50 kVA :Pole Substation | 0.05 | --> | 0.05 | 0.041 | 0.9 |  | --> | 0.047 | 0 | 0 | 0 | 0 | 0 | 0 | Constrained,otherwise capacity available =50kW. | --> | E23 ex ATHBOY | ATHBOY: T423 | NAVAN |  | 53.6226 | -6.9744
MV/LV Substation GR***194Y | 10 kV | 400V(3ph) & 230V(single ph) | LV | 630 kVA :Kiosk Substation | 0.63 | --> | 0.63 | 0.496 | 9.1 |  | --> | 0.598 | 0 | 0 | 0 | 0.006 | 0.5 | 0 |  | --> | C20 ex TRABEG | TRABEG: T101 | TRABEG |  | 51.8794 | -8.4537
MV/LV Substation GR***197 | 10 kV | 400V(3ph) & 230V(single ph) | LV | 200 kVA :Kiosk Substation | 0.2 | --> | 0.2 | 0.2 | 3.1 |  | --> | 0.19 | 0 | 0 | 0 | 0 | 0.2 | 0 |  | --> | C21 ex MONKSTOWN | MONKSTOWN: T41 | BLACKROCK |  | 53.2797 | -6.1938
MV/LV Substation GR***197X | 10 kV | 400V(3ph) & 230V(single ph) | LV | 630 kVA :Building Structure | 0.63 | --> | 0.63 | 0.5 | 7 |  | --> | 0.598 | 0 | 0 | 0 | 0 | 0.5 | 0 |  | --> | C29 ex WOLFE TONE STREET | WOLFE TONE STREET: T101 | FINGLAS |  | 53.3515 | -6.2598
MV/LV Substation GR***201 | 20 kV | 400V(3ph) & 230V(single ph) | LV | 100 kVA :Pole Substation | 0.1 | --> | 0.1 | 0.069 | 4.7 |  | --> | 0.095 | 0 | 0 | 0 | 0.003 | 0.101 | 0 |  | --> | E18 ex EDGEWORTHSTOWN | EDGEWORTHSTOWN: T421∥T422 | RICHMOND |  | 53.696 | -7.6034
MV/LV Substation GR***202X | 20 kV | 400V(3ph) & 230V(single ph) | LV | 50 kVA :Pole Substation | 0.05 | --> | 0.05 | 0 | 0 | Constrained,otherwise capacity available =44kVA. | --> | 0.047 | 0 | 0 | 0 | 0.002 | 0.048 | 0 |  | --> | E16 ex FINEA | FINEA: T421∥T422 | SHANKILL |  | 53.8665 | -7.4538
MV/LV Substation GR***202Y | 10 kV | 400V(3ph) & 230V(single ph) | LV | 400 kVA :Building Structure | 0.4 | --> | 0.4 | 0 | 0 | Constrained,otherwise capacity available =349kVA. | --> | 0.38 | 0 | 0 | 0 | 0 | 0.407 | 0 |  | --> | C14 ex MOUNTGORRY | MOUNTGORRY: T42 | GRANGE (DR) |  | 53.4578 | -6.2077
MV/LV Substation GR***204Y | 20 kV | 400V(3ph) & 230V(single ph) | LV | 50 kVA :Pole Substation | 0.05 | --> | 0.05 | 0 | 0 | Constrained,otherwise capacity available =29kVA. | --> | 0.047 | 0 | 0 | 0 | 0 | 0.052 | 0 |  | --> | C15 ex DELVIN | DELVIN: T42 | MULLINGAR |  | 53.5157 | -7.1386
MV/LV Substation GR***205X | 20 kV | 400V(3ph) & 230V(single ph) | LV | 50 kVA :Pole Substation | 0.05 | --> | 0.05 | 0.021 | 1.8 |  | --> | 0.047 | 0 | 0 | 0 | 0 | 0.053 | 0 |  | --> | E17 ex CARRIGALLEN | CARRIGALLEN: T421 | CARRICK ON SHANNON |  | 53.9511 | -7.7035
MV/LV Substation GR***207 | 10 kV | 400V(3ph) & 230V(single ph) | LV | 200 kVA :Kiosk Substation | 0.2 | --> | 0.2 | 0 | 0 | Constrained,otherwise capacity available =179kVA. | --> | 0.19 | 0 | 0 | 0 | 0 | 0.203 | 0 |  | --> | C18 ex COOLCORCORAN | COOLCORCORAN: T41∥T42 | KNOCKEARAGH |  | 52.0763 | -9.5267
MV/LV Substation GR***208Z | 10 kV | 400V(3ph) & 230V(single ph) | LV | 630 kVA :Building Structure | 0.63 | --> | 0.63 | 0.5 | 1.7 |  | --> | 0.598 | 0 | 0 | 0 | 0 | 0.5 | 0 |  | --> | C28 ex GRANGE CASTLE | GRANGE CASTLE: T102 | INCHICORE 220KV |  | 53.2966 | -6.4764
MV/LV Substation GR***210 | 10 kV | 400V(3ph) & 230V(single ph) | LV | 630 kVA :Kiosk Substation | 0.63 | --> | 0.63 | 0.48 | 4.1 |  | --> | 0.598 | 0 | 0 | 0 | 0.053 | 0.5 | 0 |  | --> | C15 ex KIMMAGE | KIMMAGE: T41 | INCHICORE 220KV |  | 53.3086 | -6.2935
MV/LV Substation GR***212Y | 10 kV | 400V(3ph) & 230V(single ph) | LV | 200 kVA :Kiosk Substation | 0.2 | --> | 0.2 | 0.176 | 3.3 |  | --> | 0.19 | 0 | 0 | 0 | 0.003 | 0.2 | 0 |  | --> | C14 ex WATERFORD | WATERFORD: T42 | WATERFORD |  | 52.2639 | -7.1372
MV/LV Substation GR***214Y | 10 kV | 400V(3ph) & 230V(single ph) | LV | 200 kVA :Kiosk Substation | 0.2 | --> | 0.2 | 0.172 | 3.3 |  | --> | 0.19 | 0 | 0 | 0 | 0.003 | 0.2 | 0 |  | --> | C14 ex WATERFORD | WATERFORD: T42 | WATERFORD |  | 52.2639 | -7.1399
MV/LV Substation GR***215 | 20 kV | 400V(3ph) & 230V(single ph) | LV | 50 kVA :Pole Substation | 0.05 | --> | 0.05 | 0.047 | 1.4 |  | --> | 0.047 | 0 | 0 | 0 | 0 | 0.049 | 0 |  | --> | E20 ex GARRANACANTY | GARRANACANTY: T422 | TIPPERARY |  | 52.5028 | -8.069
MV/LV Substation GR***215 | 10 kV | 400V(3ph) & 230V(single ph) | LV | 200 kVA :Pole Substation | 0.2 | --> | 0.2 | 0 | 0 | Constrained,otherwise capacity available =179kVA. | --> | 0.19 | 0 | 0 | 0 | 0 | 0.203 | 0 |  | --> | C18 ex CHARLESTOWN | CHARLESTOWN: T41 | TONROE |  | 53.9707 | -8.7477
MV/LV Substation GR***216Z | 10 kV | 400V(3ph) & 230V(single ph) | LV | 400 kVA :Kiosk Substation | 0.4 | --> | 0.4 | 0 | 0 | Constrained,otherwise capacity available =368kVA. | --> | 0.38 | 0 | 0 | 0 | 0 | 0.404 | 0 |  | --> | C17 ex BALGADDY | BALGADDY: T41 | GRANGE CASTLE |  | 53.3303 | -6.439
MV/LV Substation GR***217X | 10 kV | 400V(3ph) & 230V(single ph) | LV | 200 kVA :Kiosk Substation | 0.2 | --> | 0.2 | 0.137 | 1.3 |  | --> | 0.19 | 0 | 0 | 0 | 0.032 | 0.175 | 0 |  | --> | E12 ex KILCARRAGH | KILCARRAGH: T421∥T422 | BUTLERSTOWN |  | 52.2364 | -7.0756
MV/LV Substation GR***217Z | 10 kV | 400V(3ph) & 230V(single ph) | LV | 400 kVA :Kiosk Substation | 0.4 | --> | 0.4 | 0 | 0 | Constrained,otherwise capacity available =346kVA. | --> | 0.38 | 0 | 0 | 0 | 0.004 | 0.403 | 0 |  | --> | C20 ex BALGADDY | BALGADDY: T42 | GRANGE CASTLE |  | 53.3408 | -6.4336
MV/LV Substation GR***218X | 10 kV | 400V(3ph) & 230V(single ph) | LV | 630 kVA :Kiosk Substation | 0.63 | --> | 0.63 | 0 | 0 | Constrained,otherwise capacity available =333kVA. | --> | 0.598 | 0 | 0 | 0 | 0.007 | 0.5 | 0 |  | --> | C13 ex CLONMINCH | CLONMINCH: T41 | THORNSBERRY |  | 53.2756 | -7.4888
MV/LV Substation GR***218Y | 10 kV | 400V(3ph) & 230V(single ph) | LV | 400 kVA :Building Structure | 0.4 | --> | 0.4 | 0 | 0 | Constrained,otherwise capacity available =400kVA. | --> | 0.38 | 0 | 0 | 0 | 0 | 0.4 | 0 |  | --> | C16 ex RAHEEN | RAHEEN: T42 | LIMERICK |  | 52.6186 | -8.6515
MV/LV Substation GR***218Z | 10 kV | 400V(3ph) & 230V(single ph) | LV | 630 kVA :Building Structure | 0.63 | --> | 0.63 | 0.067 | 0.1 | Constrained,otherwise capacity available =500kVA. | --> | 0.598 | 0 | 0 | 0 | 0 | 0.5 | 0 |  | --> | C19 ex BISHOPSTOWN | BISHOPSTOWN: T41 | KILBARRY |  | 51.8764 | -8.5504
MV/LV Substation GR***220 | 10 kV | 400V(3ph) & 230V(single ph) | LV | 100 kVA :Pole Substation | 0.1 | --> | 0.1 | 0.091 | 0.3 |  | --> | 0.095 | 0 | 0 | 0 | 0 | 0.1 | 0 |  | --> | C21 ex NENAGH | NENAGH: T41 | NENAGH |  | 52.861 | -8.2303
MV/LV Substation GR***220X | 10 kV | 400V(3ph) & 230V(single ph) | LV | 200 kVA :Pole Substation | 0.2 | --> | 0.2 | 0 | 0 | Constrained,otherwise capacity available =109kVA. | --> | 0.19 | 0 | 0 | 0 | 0 | 0.213 | 0 |  | --> | C13 ex GRANGE (DR) | GRANGE (DR): T41 | GRANGE (DR) |  | 53.4012 | -6.1579
MV/LV Substation GR***220Z | 10 kV | 400V(3ph) & 230V(single ph) | LV | 630 kVA :Building Structure | 0.63 | --> | 0.63 | 0 | 0 | Constrained,otherwise capacity available =485kVA. | --> | 0.598 | 0 | 0 | 0 | 0.039 | 0.5 | 0 |  | --> | C29 ex GRANGE CASTLE | GRANGE CASTLE: T101 | INCHICORE 220KV |  | 53.3013 | -6.4776
MV/LV Substation GR***221X | 10 kV | 400V(3ph) & 230V(single ph) | LV | 630 kVA :Building Structure | 0.63 | --> | 0.63 | 0 | 0 | Constrained,otherwise capacity available =500kVA. | --> | 0.598 | 0 | 0 | 0 | 0 | 0.5 | 0 |  | --> | C19 ex NEWMARKET (DR) | NEWMARKET (DR): T41 | FRANCIS STREET |  | 53.3351 | -6.2751
MV/LV Substation GR***221Z | 10 kV | 400V(3ph) & 230V(single ph) | LV | 1000 kVA :Building Structure | 1 | --> | 1 | 0.477 | 1.7 |  | --> | 0.95 | 0 | 0 | 0 | 0 | 0.5 | 0 |  | --> | C28 ex GRANGE CASTLE | GRANGE CASTLE: T102 | INCHICORE 220KV |  | 53.2966 | -6.4766
MV/LV Substation GR***224Y | 20 kV | 400V(3ph) & 230V(single ph) | LV | 400 kVA :Kiosk Substation | 0.4 | --> | 0.4 | 0 | 0 | Constrained,otherwise capacity available =327kVA. | --> | 0.38 | 0 | 0 | 0 | 0 | 0.411 | 0 |  | --> | E17 ex MANORHAMILTON | MANORHAMILTON: T422 | SLIGO |  | 54.2524 | -8.3228
MV/LV Substation GR***225 | 10 kV | 400V(3ph) & 230V(single ph) | LV | 400 kVA :Building Structure | 0.4 | --> | 0.4 | 0.191 | 1.1 |  | --> | 0.38 | 0 | 0 | 0 | 0 | 0.431 | 0 |  | --> | C17 ex BREWERY ROAD | BREWERY ROAD: T41 | CARRICKMINES |  | 53.2783 | -6.2208
MV/LV Substation GR***226Z | 10 kV | 400V(3ph) & 230V(single ph) | LV | 50 kVA :Pole Substation | 0.05 | --> | 0.05 | 0 | 0 | Constrained,otherwise capacity available =41kVA. | --> | 0.047 | 0 | 0 | 0 | 0 | 0.05 | 0 |  | --> | C41 ex CASTLEVIEW | CASTLEVIEW: T101 | CASTLEVIEW |  | 51.9026 | -8.4052
MV/LV Substation GR***227 | 10 kV | 400V(3ph) & 230V(single ph) | LV | 400 kVA :Kiosk Substation | 0.4 | --> | 0.4 | 0.232 | 2.9 |  | --> | 0.38 | 0 | 0 | 0 | 0.006 | 0.419 | 0 |  | --> | C18 ex MALAHIDE | MALAHIDE: T42 | GLASMORE |  | 53.4504 | -6.1486
MV/LV Substation GR***227X | 10 kV | 400V(3ph) & 230V(single ph) | LV | 200 kVA :Kiosk Substation | 0.2 | --> | 0.2 | 0.185 | 12.2 |  | --> | 0.19 | 0 | 0 | 0 | 0 | 0.202 | 0 |  | --> | C32 ex SALTHILL | SALTHILL: T102 | SALTHILL |  | 53.2765 | -9.0832
MV/LV Substation GR***228 | 20 kV | 400V(3ph) & 230V(single ph) | LV | 400 kVA :Kiosk Substation | 0.4 | --> | 0.4 | 0.247 | 12.9 |  | --> | 0.38 | 0 | 0 | 0 | 0.031 | 0.39 | 0 |  | --> | E12 ex COOLROE | COOLROE: T122 | COOLROE |  | 51.8738 | -8.6468
MV/LV Substation GR***231Z | 10 kV | 400V(3ph) & 230V(single ph) | LV | 630 kVA :Kiosk Substation | 0.63 | --> | 0.63 | 0.5 | 1.7 |  | --> | 0.598 | 0 | 0 | 0 | 0 | 0.5 | 0 |  | --> | C28 ex GRANGE CASTLE | GRANGE CASTLE: T102 | INCHICORE 220KV |  | 53.2986 | -6.477
MV/LV Substation GR***239 | 20 kV | 400V(3ph) & 230V(single ph) | LV | 100 kVA :Pole Substation | 0.1 | --> | 0.1 | 0 | 0 | Constrained,otherwise capacity available =96kVA. | --> | 0.095 | 0 | 0 | 0 | 0 | 0.1 | 0 |  | --> | E12 ex FINEA | FINEA: T421∥T422 | SHANKILL |  | 53.773 | -7.4893
MV/LV Substation GR***240Z | 10 kV | 400V(3ph) & 230V(single ph) | LV | 1000 kVA :Building Structure | 1 | --> | 1 | 0 | 0 | Constrained,otherwise capacity available =500kVA. | --> | 0.95 | 0 | 0 | 0 | 0.007 | 0.5 | 0 |  | --> | C29 ex GRANGE CASTLE | GRANGE CASTLE: T101 | INCHICORE 220KV |  | 53.2945 | -6.4756
MV/LV Substation GR***242Z | 10 kV | 400V(3ph) & 230V(single ph) | LV | 400 kVA :Kiosk Substation | 0.4 | --> | 0.4 | 0 | 0 | Constrained,otherwise capacity available =299kVA. | --> | 0.38 | 0 | 0 | 0 | 0 | 0.415 | 0 |  | --> | C17 ex BALGADDY | BALGADDY: T41 | GRANGE CASTLE |  | 53.3286 | -6.4303
MV/LV Substation GR***242Z | 10 kV | 400V(3ph) & 230V(single ph) | LV | 630 kVA :Building Structure | 0.63 | --> | 0.63 | 0 | 0 | Constrained,otherwise capacity available =500kVA. | --> | 0.598 | 0 | 0 | 0 | 0 | 0.5 | 0 |  | --> | C29 ex GRANGE CASTLE | GRANGE CASTLE: T101 | INCHICORE 220KV |  | 53.2945 | -6.4714
MV/LV Substation GR***243X | 20 kV | 400V(3ph) & 230V(single ph) | LV | 200 kVA :Kiosk Substation | 0.2 | --> | 0.2 | 0.187 | 3.6 |  | --> | 0.19 | 0 | 0 | 0 | 0 | 0.201 | 0 |  | --> | E11 ex KILLINICK | KILLINICK: T421∥T422 | WEXFORD |  | 52.2051 | -6.55
MV/LV Substation GR***243Z | 10 kV | 400V(3ph) & 230V(single ph) | LV | 630 kVA :Building Structure | 0.63 | --> | 0.63 | 0 | 0 | Constrained,otherwise capacity available =473kVA. | --> | 0.598 | 0 | 0 | 0 | 0 | 0.5 | 0 |  | --> | C29 ex GRANGE CASTLE | GRANGE CASTLE: T101 | INCHICORE 220KV |  | 53.2998 | -6.4695
MV/LV Substation GR***244Z | 10 kV | 400V(3ph) & 230V(single ph) | LV | 630 kVA :Building Structure | 0.63 | --> | 0.63 | 0 | 0 | Constrained,otherwise capacity available =298kVA. | --> | 0.598 | 0 | 0 | 0 | 0.03 | 0.5 | 0 |  | --> | C29 ex GRANGE CASTLE | GRANGE CASTLE: T101 | INCHICORE 220KV |  | 53.2989 | -6.4729
MV/LV Substation GR***246X | 10 kV | 400V(3ph) & 230V(single ph) | LV | 630 kVA :Building Structure | 0.63 | --> | 0.63 | 0.333 | 4.2 |  | --> | 0.598 | 0 | 0 | 0 | 0 | 0.5 | 0 |  | --> | C22 ex HOWTH JUNCTION | HOWTH JUNCTION: T42 | GRANGE (DR) |  | 53.3858 | -6.1557
MV/LV Substation GR***247 | 20 kV | 400V(3ph) & 230V(single ph) | LV | 50 kVA :Pole Substation | 0.05 | --> | 0.05 | 0.031 | 1.5 |  | --> | 0.047 | 0 | 0 | 0 | 0.008 | 0.043 | 0 |  | --> | C19 ex TRAMORE | TRAMORE: T41 | BUTLERSTOWN |  | 52.215 | -7.1208
MV/LV Substation GR***247Y | 10 kV | 400V(3ph) & 230V(single ph) | LV | 50 kVA :Pole Substation | 0.05 | --> | 0.05 | 0.043 | 0.7 |  | --> | 0.047 | 0 | 0 | 0 | 0 | 0.05 | 0 |  | --> | C15 ex MONEYCOOLEY | MONEYCOOLEY: T41 | GRIFFINRATH |  | 53.3499 | -6.5727
MV/LV Substation GR***248Z | 10 kV | 400V(3ph) & 230V(single ph) | LV | 400 kVA :Kiosk Substation | 0.4 | --> | 0.4 | 0 | 0 | Constrained,otherwise capacity available =297kVA. | --> | 0.38 | 0 | 0 | 0 | 0.05 | 0.363 | 0 |  | --> | C13 ex DOCK ROAD | DOCK ROAD: T41∥T42 | LIMERICK |  | 52.629 | -8.6679
MV/LV Substation GR***250 | 10 kV | 400V(3ph) & 230V(single ph) | LV | 400 kVA :Kiosk Substation | 0.4 | --> | 0.4 | 0.28 | 13.1 |  | --> | 0.38 | 0 | 0 | 0 | 0.03 | 0.387 | 0 |  | --> | C20 ex POTTERY ROAD | POTTERY ROAD: T102 | CARRICKMINES |  | 53.2685 | -6.142
MV/LV Substation GR***251 | 20 kV | 400V(3ph) & 230V(single ph) | LV | 200 kVA :Kiosk Substation | 0.2 | --> | 0.2 | 0.146 | 3.3 |  | --> | 0.19 | 0 | 0 | 0 | 0.01 | 0.197 | 0 |  | --> | E17 ex BIRDHILL | BIRDHILL: T421 | ARDNACRUSHA |  | 52.8113 | -8.4327
MV/LV Substation GR***251Z | 10 kV | 400V(3ph) & 230V(single ph) | LV | 630 kVA :Building Structure | 0.63 | --> | 0.63 | 0 | 0 | Constrained,otherwise capacity available =500kVA. | --> | 0.598 | 0 | 0 | 0 | 0 | 0.5 | 0 |  | --> | C29 ex GRANGE CASTLE | GRANGE CASTLE: T101 | INCHICORE 220KV |  | 53.2948 | -6.4751
MV/LV Substation GR***254 | 10 kV | 400V(3ph) & 230V(single ph) | LV | 400 kVA :Kiosk Substation | 0.4 | --> | 0.4 | 0.292 | 2.8 |  | --> | 0.38 | 0 | 0 | 0 | 0.014 | 0.401 | 0 |  | --> | C12 ex SUTTON | SUTTON: T42 | GRANGE (DR) |  | 53.3978 | -6.1409
MV/LV Substation GR***256 | 10 kV | 400V(3ph) & 230V(single ph) | LV | 630 kVA :Building Structure | 0.63 | --> | 0.63 | 0 | 0 | Constrained,otherwise capacity available =500kVA. | --> | 0.598 | 0 | 0 | 0 | 0 | 0.5 | 0 |  | --> | C11 ex NORTH QUAYS | NORTH QUAYS: T101 | POOLBEG |  | 53.351 | -6.2224
MV/LV Substation GR***257Z | 10 kV | 400V(3ph) & 230V(single ph) | LV | 630 kVA :Building Structure | 0.63 | --> | 0.63 | 0 | 0 | Constrained,otherwise capacity available =500kVA. | --> | 0.598 | 0 | 0 | 0 | 0 | 0.5 | 0 |  | --> | C29 ex GRANGE CASTLE | GRANGE CASTLE: T101 | INCHICORE 220KV |  | 53.296 | -6.475
MV/LV Substation GR***258Y | 20 kV | 400V(3ph) & 230V(single ph) | LV | 100 kVA :Pole Substation | 0.1 | --> | 0.1 | 0 | 0 | Constrained,otherwise capacity available =64kVA. | --> | 0.095 | 0 | 0 | 0 | 0.003 | 0.102 | 0 |  | --> | E18 ex CREAGH | CREAGH: T421∥T422 | ATHLONE |  | 53.3895 | -8.3564
MV/LV Substation GR***258Z | 10 kV | 400V(3ph) & 230V(single ph) | LV | 630 kVA :Building Structure | 0.63 | --> | 0.63 | 0 | 0 | Constrained,otherwise capacity available =500kVA. | --> | 0.598 | 0 | 0 | 0 | 0 | 0.5 | 0 |  | --> | C29 ex GRANGE CASTLE | GRANGE CASTLE: T101 | INCHICORE 220KV |  | 53.2965 | -6.4665
MV/LV Substation GR***259Z | 10 kV | 400V(3ph) & 230V(single ph) | LV | 400 kVA :Kiosk Substation | 0.4 | --> | 0.4 | 0 | 0 | Constrained,otherwise capacity available =241kVA. | --> | 0.38 | 0 | 0 | 0 | 0.017 | 0.406 | 0 |  | --> | C19 ex GRANGE (DR) | GRANGE (DR): T41 | GRANGE (DR) |  | 53.3972 | -6.1705
MV/LV Substation GR***259Z | 10 kV | 400V(3ph) & 230V(single ph) | LV | 630 kVA :Building Structure | 0.63 | --> | 0.63 | 0 | 0 | Constrained,otherwise capacity available =450kVA. | --> | 0.598 | 0 | 0 | 0 | 0 | 0.5 | 0 |  | --> | C29 ex GRANGE CASTLE | GRANGE CASTLE: T101 | INCHICORE 220KV |  | 53.2977 | -6.467
MV/LV Substation GR***260Z | 10 kV | 400V(3ph) & 230V(single ph) | LV | 630 kVA :Building Structure | 0.63 | --> | 0.63 | 0 | 0 | Constrained,otherwise capacity available =476kVA. | --> | 0.598 | 0 | 0 | 0 | 0 | 0.5 | 0 |  | --> | C29 ex GRANGE CASTLE | GRANGE CASTLE: T101 | INCHICORE 220KV |  | 53.2987 | -6.4642
MV/LV Substation GR***261 | 10 kV | 400V(3ph) & 230V(single ph) | LV | 630 kVA :Kiosk Substation | 0.63 | --> | 0.63 | 0 | 0 | Constrained,otherwise capacity available =500kVA. | --> | 0.598 | 0 | 0 | 0 | 0 | 0.5 | 0 |  | --> | C12 ex COOLCORCORAN | COOLCORCORAN: T41∥T42 | KNOCKEARAGH |  | 52.0614 | -9.5091
MV/LV Substation GR***265Y | 10 kV | 400V(3ph) & 230V(single ph) | LV | 630 kVA :Kiosk Substation | 0.63 | --> | 0.63 | 0 | 0 | Constrained,otherwise capacity available =454kVA. | --> | 0.598 | 0 | 0 | 0 | 0.007 | 0.5 | 0 |  | --> | C15 ex TERMONFECKIN ROAD | TERMONFECKIN ROAD: T41∥T42 | DRYBRIDGE |  | 53.719 | -6.3304
MV/LV Substation GR***265Y | 10 kV | 400V(3ph) & 230V(single ph) | LV | 100 kVA :Pole Substation | 0.1 | --> | 0.1 | 0.091 | 0.7 |  | --> | 0.095 | 0 | 0 | 0 | 0 | 0.1 | 0 |  | --> | C15 ex MONEYCOOLEY | MONEYCOOLEY: T41 | GRIFFINRATH |  | 53.3433 | -6.5653
MV/LV Substation GR***267 | 10 kV | 400V(3ph) & 230V(single ph) | LV | 400 kVA :Kiosk Substation | 0.4 | --> | 0.4 | 0.311 | 13.1 |  | --> | 0.38 | 0 | 0 | 0 | 0.021 | 0.391 | 0 |  | --> | C20 ex POTTERY ROAD | POTTERY ROAD: T102 | CARRICKMINES |  | 53.2642 | -6.1432
MV/LV Substation GR***267 | 10 kV | 400V(3ph) & 230V(single ph) | LV | 400 kVA :Building Structure | 0.4 | --> | 0.4 | 0 | 0 | Constrained,otherwise capacity available =239kVA. | --> | 0.38 | 0 | 0 | 0 | 0.124 | 0.285 | 0 |  | --> | C20 ex DOCK ROAD | DOCK ROAD: T41∥T42 | LIMERICK |  | 52.6521 | -8.66
MV/LV Substation GR***267X | 10 kV | 400V(3ph) & 230V(single ph) | LV | 400 kVA :Kiosk Substation | 0.4 | --> | 0.4 | 0 | 0 | Constrained,otherwise capacity available =316kVA. | --> | 0.38 | 0 | 0 | 0 | 0 | 0.412 | 0 |  | --> | C29 ex GRANGE CASTLE | GRANGE CASTLE: T101 | INCHICORE 220KV |  | 53.328 | -6.4557
MV/LV Substation GR***267Z | 10 kV | 400V(3ph) & 230V(single ph) | LV | 400 kVA :Kiosk Substation | 0.4 | --> | 0.4 | 0.308 | 1.6 |  | --> | 0.38 | 0 | 0 | 0 | 0.011 | 0.402 | 0 |  | --> | C11 ex SUTTON | SUTTON: T41 | GRANGE (DR) |  | 53.3829 | -6.0691
MV/LV Substation GR***268Y | 10 kV | 400V(3ph) & 230V(single ph) | LV | 400 kVA :Building Structure | 0.4 | --> | 0.4 | 0.35 | 2.4 |  | --> | 0.38 | 0 | 0 | 0 | 0 | 0 | 0 | Constrained,otherwise capacity available =407kW. | --> | C18 ex FOYNES | FOYNES: T42 | RATHKEALE |  | 52.5891 | -9.0685
MV/LV Substation GR***270Z | 10 kV | 400V(3ph) & 230V(single ph) | LV | 400 kVA :Kiosk Substation | 0.4 | --> | 0.4 | 0 | 0 | Constrained,otherwise capacity available =225kVA. | --> | 0.38 | 0 | 0 | 0 | 0.015 | 0.411 | 0 |  | --> | C17 ex DOUGLAS | DOUGLAS: T42 | TRABEG |  | 51.8608 | -8.4415
MV/LV Substation GR***271Z | 10 kV | 400V(3ph) & 230V(single ph) | LV | 400 kVA :Building Structure | 0.4 | --> | 0.4 | 0.351 | 4.4 |  | --> | 0.38 | 0 | 0 | 0 | 0 | 0.407 | 0 |  | --> | C19 ex RINGASKIDDY 110KV | RINGASKIDDY 110KV: T42 | BARNAHELY |  | 51.866 | -8.3311
MV/LV Substation GR***273 | 10 kV | 400V(3ph) & 230V(single ph) | LV | 400 kVA :Building Structure | 0.4 | --> | 0.4 | 0.036 | 2.6 |  | --> | 0.38 | 0 | 0 | 0 | 0.042 | 0.409 | 0 |  | --> | C18 ex GREENHILLS | GREENHILLS: T42 | INCHICORE 220KV |  | 53.3125 | -6.3369
MV/LV Substation GR***275X | 10 kV | 400V(3ph) & 230V(single ph) | LV | 400 kVA :Kiosk Substation | 0.4 | --> | 0.4 | 0.286 | 0.6 |  | --> | 0.38 | 0 | 0 | 0 | 0 | 0.417 | 0 |  | --> | C18 ex ATHBOY | ATHBOY: T42 | NAVAN |  | 53.6252 | -6.914
MV/LV Substation GR***276X | 10 kV | 400V(3ph) & 230V(single ph) | LV | 50 kVA :Pole Substation | 0.05 | --> | 0.05 | 0.002 | 4.6 |  | --> | 0.047 | 0 | 0 | 0 | 0 | 0.056 | 0 |  | --> | C18 ex BALLYJAMESDUFF | BALLYJAMESDUFF: T42 | SHANKILL |  | 53.9259 | -7.1177
MV/LV Substation GR***279 | 10 kV | 400V(3ph) & 230V(single ph) | LV | 200 kVA :Kiosk Substation | 0.2 | --> | 0.2 | 0.104 | 5.4 |  | --> | 0.19 | 0 | 0 | 0 | 0.025 | 0.188 | 0 |  | --> | C12 ex TRIMMS LANE | TRIMMS LANE: T42 | SALTHILL |  | 53.2656 | -9.0655
MV/LV Substation GR***280Z | 10 kV | 400V(3ph) & 230V(single ph) | LV | 200 kVA :Kiosk Substation | 0.2 | --> | 0.2 | 0.155 | 2.1 |  | --> | 0.19 | 0 | 0 | 0 | 0 | 0.207 | 0 |  | --> | C12 ex MORNINGTON ROAD | MORNINGTON ROAD: T42 | DRYBRIDGE |  | 53.7049 | -6.3005
MV/LV Substation GR***284 | 10 kV | 400V(3ph) & 230V(single ph) | LV | 50 kVA :Pole Substation | 0.05 | --> | 0.05 | 0.049 | 1.2 |  | --> | 0.047 | 0 | 0 | 0 | 0 | 0 | 0 | Constrained,otherwise capacity available =49kW. | --> | C18 ex KNOCKAPHUNTA | KNOCKAPHUNTA: T41∥T42 | CASTLEBAR |  | 53.8663 | -9.3555
MV/LV Substation GR***285 | 10 kV | 400V(3ph) & 230V(single ph) | LV | 1000 kVA :Building Structure | 1 | --> | 1 | 0.5 | 3.2 |  | --> | 0.95 | 0 | 0 | 0 | 0 | 0.5 | 0 |  | --> | C11 ex BOYLE | BOYLE: T41∥T42 | CARRICK ON SHANNON |  | 53.967 | -8.3025
MV/LV Substation GR***285Z | 20 kV | 400V(3ph) & 230V(single ph) | LV | 100 kVA :Pole Substation | 0.1 | --> | 0.1 | 0.075 | 1.5 |  | --> | 0.095 | 0 | 0 | 0 | 0 | 0.103 | 0 |  | --> | E15 ex BEALISTOWN | BEALISTOWN: T421∥T422 | GREAT ISLAND |  | 52.2552 | -6.7293
MV/LV Substation GR***286X | 20 kV | 400V(3ph) & 230V(single ph) | LV | 200 kVA :Pole Substation | 0.2 | --> | 0.2 | 0.125 | 6.9 |  | --> | 0.19 | 0 | 0 | 0 | 0 | 0 | 0 | Constrained,otherwise capacity available =211kW. | --> | E12 ex RATHKEALE | RATHKEALE: T421∥T422 | RATHKEALE |  | 52.4629 | -9.0074
MV/LV Substation GR***290 | 10 kV | 400V(3ph) & 230V(single ph) | LV | 400 kVA :Kiosk Substation | 0.4 | --> | 0.4 | 0.234 | 4.2 |  | --> | 0.38 | 0 | 0 | 0 | 0.031 | 0.392 | 0 |  | --> | C22 ex HOWTH JUNCTION | HOWTH JUNCTION: T42 | GRANGE (DR) |  | 53.3879 | -6.1719
MV/LV Substation GR***290Y | 10 kV | 400V(3ph) & 230V(single ph) | LV | 200 kVA :Kiosk Substation | 0.2 | --> | 0.2 | 0 | 0 | Constrained,otherwise capacity available =140kVA. | --> | 0.19 | 0 | 0 | 0 | 0.012 | 0 | 0 | Constrained,otherwise capacity available =196kW. | --> | C20 ex PORTLAOISE | PORTLAOISE: T42 | PORTLAOISE |  | 53.0382 | -7.2717
MV/LV Substation GR***291 | 10 kV | 400V(3ph) & 230V(single ph) | LV | 400 kVA :Kiosk Substation | 0.4 | --> | 0.4 | 0.254 | 4.4 |  | --> | 0.38 | 0 | 0 | 0 | 0.046 | 0.374 | 0 |  | --> | C17 ex HOWTH JUNCTION | HOWTH JUNCTION: T41 | GRANGE (DR) |  | 53.3855 | -6.17
MV/LV Substation GR***292 | 10 kV | 400V(3ph) & 230V(single ph) | LV | 400 kVA :Kiosk Substation | 0.4 | --> | 0.4 | 0.32 | 4.4 |  | --> | 0.38 | 0 | 0 | 0 | 0.02 | 0.391 | 0 |  | --> | C17 ex HOWTH JUNCTION | HOWTH JUNCTION: T41 | GRANGE (DR) |  | 53.386 | -6.1662
MV/LV Substation GR***293 | 10 kV | 400V(3ph) & 230V(single ph) | LV | 400 kVA :Kiosk Substation | 0.4 | --> | 0.4 | 0.287 | 4.4 |  | --> | 0.38 | 0 | 0 | 0 | 0.01 | 0.406 | 0 |  | --> | C17 ex HOWTH JUNCTION | HOWTH JUNCTION: T41 | GRANGE (DR) |  | 53.3875 | -6.1627
MV/LV Substation GR***294 | 10 kV | 400V(3ph) & 230V(single ph) | LV | 400 kVA :Building Structure | 0.4 | --> | 0.4 | 0.325 | 4.4 |  | --> | 0.38 | 0 | 0 | 0 | 0.021 | 0.389 | 0 |  | --> | C17 ex HOWTH JUNCTION | HOWTH JUNCTION: T41 | GRANGE (DR) |  | 53.3873 | -6.1653
MV/LV Substation GR***294Y | 20 kV | 400V(3ph) & 230V(single ph) | LV | 50 kVA :Pole Substation | 0.05 | --> | 0.05 | 0.039 | 3.7 |  | --> | 0.047 | 0 | 0 | 0 | 0.003 | 0 | 0 | Constrained,otherwise capacity available =47kW. | --> | E13 ex FOXHOLE | FOXHOLE: T421∥T422 | DUNGARVAN |  | 51.9826 | -7.7448
MV/LV Substation GR***295 | 10 kV | 400V(3ph) & 230V(single ph) | LV | 400 kVA :Kiosk Substation | 0.4 | --> | 0.4 | 0.341 | 4.2 |  | --> | 0.38 | 0 | 0 | 0 | 0 | 0.408 | 0 |  | --> | C22 ex HOWTH JUNCTION | HOWTH JUNCTION: T42 | GRANGE (DR) |  | 53.3879 | -6.1677
MV/LV Substation GR***296Y | 10 kV | 400V(3ph) & 230V(single ph) | LV | 100 kVA :Pole Substation | 0.1 | --> | 0.1 | 0 | 0 | Constrained,otherwise capacity available =86kVA. | --> | 0.095 | 0 | 0 | 0 | 0 | 0.101 | 0 |  | --> | C11 ex KANTURK | KANTURK: T41∥T42 | GLENLARA |  | 52.2142 | -8.8051
MV/LV Substation GR***297X | 20 kV | 400V(3ph) & 230V(single ph) | LV | 50 kVA :Pole Substation | 0.05 | --> | 0.05 | 0 | 0 | Constrained,otherwise capacity available =50kVA. | --> | 0.047 | 0 | 0 | 0 | 0 | 0.049 | 0 |  | --> | E11 ex FINEA | FINEA: T421∥T422 | SHANKILL |  | 53.7742 | -7.5173
MV/LV Substation GR***299 | 10 kV | 400V(3ph) & 230V(single ph) | LV | 200 kVA :Kiosk Substation | 0.2 | --> | 0.2 | 0.085 | 5.4 |  | --> | 0.19 | 0 | 0 | 0 | 0.024 | 0.192 | 0 |  | --> | C12 ex TRIMMS LANE | TRIMMS LANE: T42 | SALTHILL |  | 53.2646 | -9.0596
MV/LV Substation GR***305 | 20 kV | 400V(3ph) & 230V(single ph) | LV | 50 kVA :Pole Substation | 0.05 | --> | 0.05 | 0.032 | 0.8 |  | --> | 0.047 | 0 | 0 | 0 | 0.011 | 0.04 | 0 |  | --> | E15 ex RATHMORE | RATHMORE: T421 | KNOCKEARAGH |  | 52.1189 | -9.2719
MV/LV Substation GR***305Z | 20 kV | 400V(3ph) & 230V(single ph) | LV | 50 kVA :Pole Substation | 0.05 | --> | 0.05 | 0.045 | 4.4 |  | --> | 0.047 | 0 | 0 | 0 | 0 | 0 | 0 | Constrained,otherwise capacity available =50kW. | --> | E19 ex SLANE | SLANE: T421 | DRYBRIDGE |  | 53.7498 | -6.5598
MV/LV Substation GR***306X | 10 kV | 400V(3ph) & 230V(single ph) | LV | 50 kVA :Pole Substation | 0.05 | --> | 0.05 | 0.044 | 2.1 |  | --> | 0.047 | 0 | 0 | 0 | 0 | 0.05 | 0 |  | --> | C11 ex KILSARAN | KILSARAN: T42 | DRYBRIDGE |  | 53.8718 | -6.3868
MV/LV Substation GR***306Y | 10 kV | 400V(3ph) & 230V(single ph) | LV | 400 kVA :Building Structure | 0.4 | --> | 0.4 | 0.376 | 1.3 |  | --> | 0.38 | 0 | 0 | 0 | 0 | 0.403 | 0 |  | --> | C12 ex GRANGE (SR) | GRANGE (SR): T41∥T42 | BUTLERSTOWN |  | 52.2429 | -7.1124
MV/LV Substation GR***307Y | 20 kV | 400V(3ph) & 230V(single ph) | LV | 50 kVA :Pole Substation | 0.05 | --> | 0.05 | 0 | 0 | Constrained,otherwise capacity available =50kVA. | --> | 0.047 | 0 | 0 | 0 | 0 | 0 | 0 | Constrained,otherwise capacity available =49kW. | --> | E12 ex BUNCLODY | BUNCLODY: T421∥T422 | CRANE |  | 52.6535 | -6.6302
MV/LV Substation GR***310 | 10 kV | 400V(3ph) & 230V(single ph) | LV | 50 kVA :Pole Substation | 0.05 | --> | 0.05 | 0.033 | 1.2 |  | --> | 0.047 | 0 | 0 | 0 | 0.004 | 0 | 0 | Constrained,otherwise capacity available =47kW. | --> | C18 ex KNOCKAPHUNTA | KNOCKAPHUNTA: T41∥T42 | CASTLEBAR |  | 53.8587 | -9.3542
MV/LV Substation GR***317X | 10 kV | 400V(3ph) & 230V(single ph) | LV | 50 kVA :Pole Substation | 0.05 | --> | 0.05 | 0.048 | 1.3 |  | --> | 0.047 | 0 | 0 | 0 | 0 | 0.049 | 0 |  | --> | C17 ex BALLYBAY | BALLYBAY: T41∥T42 | LISDRUM |  | 54.0917 | -6.8491
MV/LV Substation GR***320 | 10 kV | 400V(3ph) & 230V(single ph) | LV | 630 kVA :Building Structure | 0.63 | --> | 0.63 | 0.5 | 1.1 |  | --> | 0.598 | 0 | 0 | 0 | 0.006 | 0.5 | 0 |  | --> | C12 ex KIMMAGE | KIMMAGE: T42 | INCHICORE 220KV |  | 53.3084 | -6.282
MV/LV Substation GR***322Z | 20 kV | 400V(3ph) & 230V(single ph) | LV | 200 kVA :Kiosk Substation | 0.2 | --> | 0.2 | 0.15 | 8.3 |  | --> | 0.19 | 0 | 0 | 0 | 0.024 | 0.182 | 0 |  | --> | E18 ex BALTRASNA | BALTRASNA: T122 | BALTRASNA |  | 53.4996 | -6.4705
MV/LV Substation GR***323 | 10 kV | 400V(3ph) & 230V(single ph) | LV | 630 kVA :Kiosk Substation | 0.63 | --> | 0.63 | 0 | 0 | Constrained,otherwise capacity available =340kVA. | --> | 0.598 | 0 | 0 | 0 | 0.039 | 0.5 | 0 |  | --> | C15 ex LEESON STREET | LEESON STREET: T41 | MILLTOWN (DR) |  | 53.3294 | -6.2685
MV/LV Substation GR***324X | 10 kV | 400V(3ph) & 230V(single ph) | LV | 1000 kVA :Building Structure | 1 | --> | 1 | 0.5 | 13.1 |  | --> | 0.95 | 0 | 0 | 0 | 0 | 0.5 | 0 |  | --> | C13 ex TANEY | TANEY: T101 | CARRICKMINES |  | 53.2798 | -6.2151
MV/LV Substation GR***330X | 20 kV | 400V(3ph) & 230V(single ph) | LV | 630 kVA :Kiosk Substation | 0.63 | --> | 0.63 | 0 | 0 | Constrained,otherwise capacity available =500kVA. | --> | 0.598 | 0 | 0 | 0 | 0.003 | 0.5 | 0 |  | --> | E11 ex FINEA | FINEA: T421∥T422 | SHANKILL |  | 53.7794 | -7.496
MV/LV Substation GR***331X | 10 kV | 400V(3ph) & 230V(single ph) | LV | 100 kVA :Pole Substation | 0.1 | --> | 0.1 | 0 | 0 | Constrained,otherwise capacity available =87kVA. | --> | 0.095 | 0 | 0 | 0 | 0 | 0.101 | 0 |  | --> | C21 ex KILMONEY | KILMONEY: T41∥T42 | TRABEG |  | 51.7736 | -8.3199
MV/LV Substation GR***332 | 10 kV | 400V(3ph) & 230V(single ph) | LV | 400 kVA :Kiosk Substation | 0.4 | --> | 0.4 | 0.28 | 3.1 |  | --> | 0.38 | 0 | 0 | 0 | 0.033 | 0.384 | 0 |  | --> | C21 ex MONKSTOWN | MONKSTOWN: T41 | BLACKROCK |  | 53.2789 | -6.1792
MV/LV Substation GR***337Y | 10 kV | 400V(3ph) & 230V(single ph) | LV | 400 kVA :Kiosk Substation | 0.4 | --> | 0.4 | 0.26 | 6.6 |  | --> | 0.38 | 0 | 0 | 0 | 0.007 | 0.414 | 0 |  | --> | C17 ex GLEBE | GLEBE: T41∥T42 | RICHMOND |  | 53.7277 | -7.783
MV/LV Substation GR***338 | 20 kV | 400V(3ph) & 230V(single ph) | LV | 50 kVA :Pole Substation | 0.05 | --> | 0.05 | 0.044 | 1.1 |  | --> | 0.047 | 0 | 0 | 0 | 0 | 0.05 | 0 |  | --> | E23 ex LAWLESSTOWN | LAWLESSTOWN: T421 | DOON |  | 52.2702 | -7.7651
MV/LV Substation GR***338Y | 10 kV | 400V(3ph) & 230V(single ph) | LV | 50 kVA :Pole Substation | 0.05 | --> | 0.05 | 0 | 0 | Constrained,otherwise capacity available =33kVA. | --> | 0.047 | 0 | 0 | 0 | 0 | 0.051 | 0 |  | --> | C16 ex ENNISTYMON | ENNISTYMON: T41∥T42 | ENNIS |  | 52.9449 | -9.4322
MV/LV Substation GR***340Y | 10 kV | 400V(3ph) & 230V(single ph) | LV | 200 kVA :Pole Substation | 0.2 | --> | 0.2 | 0.052 | 8.9 |  | --> | 0.19 | 0 | 0 | 0 | 0 | 0.221 | 0 |  | --> | C19 ex SINGLAND | SINGLAND: T101 | SINGLAND |  | 52.6642 | -8.581
MV/LV Substation GR***343Y | 10 kV | 400V(3ph) & 230V(single ph) | LV | 400 kVA :Kiosk Substation | 0.4 | --> | 0.4 | 0.1 | 3.4 |  | --> | 0.38 | 0 | 0 | 0 | 0.011 | 0.433 | 0 |  | --> | C18 ex GRAIGUE | GRAIGUE: T42 | CARLOW |  | 52.8397 | -6.9436
MV/LV Substation GR***343Y | 10 kV | 400V(3ph) & 230V(single ph) | LV | 200 kVA :Pole Substation | 0.2 | --> | 0.2 | 0 | 0 | Constrained,otherwise capacity available =134kVA. | --> | 0.19 | 0 | 0 | 0 | 0.003 | 0 | 0 | Constrained,otherwise capacity available =206kW. | --> | C18 ex PORTARLINGTON | PORTARLINGTON: T41∥T42 | PORTLAOISE |  | 53.1644 | -7.2181
MV/LV Substation GR***344X | 10 kV | 400V(3ph) & 230V(single ph) | LV | 1000 kVA :Building Structure | 1 | --> | 1 | 0.5 | 7 |  | --> | 0.95 | 0 | 0 | 0 | 0 | 0.5 | 0 |  | --> | C31 ex WOLFE TONE STREET | WOLFE TONE STREET: T101 | FINGLAS |  | 53.3507 | -6.2703
MV/LV Substation GR***345Z | 10 kV | 400V(3ph) & 230V(single ph) | LV | 400 kVA :Kiosk Substation | 0.4 | --> | 0.4 | 0 | 0 | Constrained,otherwise capacity available =300kVA. | --> | 0.38 | 0 | 0 | 0 | 0.008 | 0.407 | 0 |  | --> | C21 ex GRANGE (DR) | GRANGE (DR): T41 | GRANGE (DR) |  | 53.4001 | -6.1531
MV/LV Substation GR***347X | 10 kV | 400V(3ph) & 230V(single ph) | LV | 1000 kVA :Kiosk Substation | 1 | --> | 1 | 0.5 | 4.8 |  | --> | 0.95 | 0 | 0 | 0 | 0 | 0.5 | 0 |  | --> | C20 ex BREWERY ROAD | BREWERY ROAD: T42 | CARRICKMINES |  | 53.2798 | -6.2151
MV/LV Substation GR***347Z | 10 kV | 400V(3ph) & 230V(single ph) | LV | 400 kVA :Building Structure | 0.4 | --> | 0.4 | 0 | 0 | Constrained,otherwise capacity available =382kVA. | --> | 0.38 | 0 | 0 | 0 | 0 | 0.402 | 0 |  | --> | C15 ex TERMONFECKIN ROAD | TERMONFECKIN ROAD: T41∥T42 | DRYBRIDGE |  | 53.7234 | -6.3243
MV/LV Substation GR***351 | 10 kV | 400V(3ph) & 230V(single ph) | LV | 50 kVA :Pole Substation | 0.05 | --> | 0.05 | 0.04 | 3.5 |  | --> | 0.047 | 0 | 0 | 0 | 0 | 0.051 | 0 |  | --> | C12 ex TELAYDON | TELAYDON: T42 | LISDRUM |  | 54.2777 | -6.9522
MV/LV Substation GR***356Y | 10 kV | 400V(3ph) & 230V(single ph) | LV | 100 kVA :Pole Substation | 0.1 | --> | 0.1 | 0.078 | 3.9 |  | --> | 0.095 | 0 | 0 | 0 | 0 | 0.103 | 0 |  | --> | C17 ex BALLYJAMESDUFF | BALLYJAMESDUFF: T41 | SHANKILL |  | 53.8904 | -7.2888
MV/LV Substation GR***358Z | 10 kV | 400V(3ph) & 230V(single ph) | LV | 630 kVA :Building Structure | 0.63 | --> | 0.63 | 0 | 0 | Constrained,otherwise capacity available =452kVA. | --> | 0.598 | 0 | 0 | 0 | 0 | 0.5 | 0 |  | --> | C21 ex GRANGE (DR) | GRANGE (DR): T41 | GRANGE (DR) |  | 53.4025 | -6.1543
MV/LV Substation GR***359Y | 10 kV | 400V(3ph) & 230V(single ph) | LV | 200 kVA :Kiosk Substation | 0.2 | --> | 0.2 | 0.12 | 0.1 | Constrained,otherwise capacity available =124kVA. | --> | 0.19 | 0 | 0 | 0 | 0.003 | 0 | 0 | Constrained,otherwise capacity available =208kW. | --> | C16 ex CREGG ROAD | CREGG ROAD: T41∥T42 | BALLYDINE |  | 52.352 | -7.3979
MV/LV Substation GR***365Y | 10 kV | 400V(3ph) & 230V(single ph) | LV | 1000 kVA :Building Structure | 1 | --> | 1 | 0.5 | 1.8 |  | --> | 0.95 | 0 | 0 | 0 | 0 | 0.5 | 0 |  | --> | C13 ex WATERFORD | WATERFORD: T41 | WATERFORD |  | 52.2641 | -7.1199
MV/LV Substation GR***371 | 10 kV | 400V(3ph) & 230V(single ph) | LV | 630 kVA :Kiosk Substation | 0.63 | --> | 0.63 | 0.46 | 2 |  | --> | 0.598 | 0 | 0 | 0 | 0.021 | 0.5 | 0 |  | --> | C20 ex FAIRVIEW | FAIRVIEW: T41 | MCDERMOTT |  | 53.3726 | -6.2409
MV/LV Substation GR***372Z | 10 kV | 400V(3ph) & 230V(single ph) | LV | 200 kVA :Kiosk Substation | 0.2 | --> | 0.2 | 0 | 0 | Constrained,otherwise capacity available =198kVA. | --> | 0.19 | 0 | 0 | 0 | 0 | 0.2 | 0 |  | --> | C17 ex BALGADDY | BALGADDY: T41 | GRANGE CASTLE |  | 53.3088 | -6.4399
MV/LV Substation GR***373 | 10 kV | 400V(3ph) & 230V(single ph) | LV | 50 kVA :Pole Substation | 0.05 | --> | 0.05 | 0 | 0 | Constrained,otherwise capacity available =17kVA. | --> | 0.047 | 0 | 0 | 0 | 0.007 | 0 | 0 | Constrained,otherwise capacity available =46kW. | --> | C14 ex BELLFIELD | BELLFIELD: T41∥T42 | CRANE |  | 52.51 | -6.5768
MV/LV Substation GR***374X | 10 kV | 400V(3ph) & 230V(single ph) | LV | 50 kVA :Pole Substation | 0.05 | --> | 0.05 | 0 | 0 | Constrained,otherwise capacity available =48kVA. | --> | 0.047 | 0 | 0 | 0 | 0 | 0 | 0 | Constrained,otherwise capacity available =49kW. | --> | C16 ex RATHDOWNEY | RATHDOWNEY: T42 | IKERRIN |  | 52.8621 | -7.4948
MV/LV Substation GR***375X | 10 kV | 400V(3ph) & 230V(single ph) | LV | 100 kVA :Pole Substation | 0.1 | --> | 0.1 | 0 | 0 | Constrained,otherwise capacity available =100kVA. | --> | 0.095 | 0 | 0 | 0 | 0 | 0 | 0 | Constrained,otherwise capacity available =100kW. | --> | C16 ex RATHDOWNEY | RATHDOWNEY: T42 | IKERRIN |  | 52.8589 | -7.5009
MV/LV Substation GR***380 | 10 kV | 400V(3ph) & 230V(single ph) | LV | 1000 kVA :Building Structure | 1 | --> | 1 | 0 | 2.1 |  | --> | 0.95 | 0 | 0 | 0 | 0 | 0.5 | 0 |  | --> | C17 ex SOUTH KING STREET | SOUTH KING STREET: T42 | FRANCIS STREET |  | 53.341 | -6.2611
MV/LV Substation GR***380X | 10 kV | 400V(3ph) & 230V(single ph) | LV | 50 kVA :Pole Substation | 0.05 | --> | 0.05 | 0.042 | 1.5 |  | --> | 0.047 | 0 | 0 | 0 | 0 | 0.05 | 0 |  | --> | C11 ex DERRYCRAMPH | DERRYCRAMPH: T41∥T42 | SHANKILL |  | 53.9457 | -7.1396
MV/LV Substation GR***380Z | 20 kV | 400V(3ph) & 230V(single ph) | LV | 400 kVA :Kiosk Substation | 0.4 | --> | 0.4 | 0.3 | 2.5 |  | --> | 0.38 | 0 | 0 | 0 | 0.002 | 0.413 | 0 |  | --> | E15 ex TULLOW | TULLOW: T421 | CARLOW |  | 52.8028 | -6.7485
MV/LV Substation GR***381 | 20 kV | 400V(3ph) & 230V(single ph) | LV | 100 kVA :Pole Substation | 0.1 | --> | 0.1 | 0.069 | 0.8 |  | --> | 0.095 | 0 | 0 | 0 | 0 | 0 | 0 | Constrained,otherwise capacity available =104kW. | --> | E12 ex KILMACTHOMAS | KILMACTHOMAS: T421∥T422 | DUNGARVAN |  | 52.211 | -7.3396
MV/LV Substation GR***384Z | 10 kV | 400V(3ph) & 230V(single ph) | LV | 400 kVA :Kiosk Substation | 0.4 | --> | 0.4 | 0 | 0 | Constrained,otherwise capacity available =292kVA. | --> | 0.38 | 0 | 0 | 0 | 0.024 | 0.391 | 0 |  | --> | C16 ex MONEYCOOLEY | MONEYCOOLEY: T42 | GRIFFINRATH |  | 53.3688 | -6.5821
MV/LV Substation GR***385Z | 10 kV | 400V(3ph) & 230V(single ph) | LV | 400 kVA :Kiosk Substation | 0.4 | --> | 0.4 | 0 | 0 | Constrained,otherwise capacity available =250kVA. | --> | 0.38 | 0 | 0 | 0 | 0.033 | 0.388 | 0 |  | --> | C16 ex MONEYCOOLEY | MONEYCOOLEY: T42 | GRIFFINRATH |  | 53.3675 | -6.5807
MV/LV Substation GR***388Y | 20 kV | 400V(3ph) & 230V(single ph) | LV | 100 kVA :Pole Substation | 0.1 | --> | 0.1 | 0.085 | 5.3 |  | --> | 0.095 | 0 | 0 | 0 | 0.018 | 0.083 | 0 |  | --> | E16 ex BUSH | BUSH: T421∥T422 | DUNDALK |  | 54.0084 | -6.1819
MV/LV Substation GR***390Z | 10 kV | 400V(3ph) & 230V(single ph) | LV | 400 kVA :Kiosk Substation | 0.4 | --> | 0.4 | 0.382 | 1.6 |  | --> | 0.38 | 0 | 0 | 0 | 0 | 0.402 | 0 |  | --> | C14 ex BALLYMOUNT | BALLYMOUNT: T42 | INCHICORE 220KV |  | 53.3169 | -6.3559
MV/LV Substation GR***391 | 20 kV | 400V(3ph) & 230V(single ph) | LV | 50 kVA :Pole Substation | 0.05 | --> | 0.05 | 0.048 | 3 |  | --> | 0.047 | 0 | 0 | 0 | 0 | 0 | 0 | Constrained,otherwise capacity available =49kW. | --> | E17 ex WINDSOR | WINDSOR: T421∥T422 | CASTLEBAR |  | 53.8626 | -9.1906
MV/LV Substation GR***393Z | 10 kV | 400V(3ph) & 230V(single ph) | LV | 200 kVA :Kiosk Substation | 0.2 | --> | 0.2 | 0.147 | 3.6 |  | --> | 0.19 | 0 | 0 | 0 | 0 | 0.207 | 0 |  | --> | E18 ex KILLINICK | KILLINICK: T421∥T422 | WEXFORD |  | 52.2756 | -6.3998
MV/LV Substation GR***394X | 10 kV | 400V(3ph) & 230V(single ph) | LV | 100 kVA :Pole Substation | 0.1 | --> | 0.1 | 0 | 0 | Constrained,otherwise capacity available =85kVA. | --> | 0.095 | 0 | 0 | 0 | 0 | 0.102 | 0 |  | --> | C22 ex SKIBBEREEN | SKIBBEREEN: T41∥T42 | DUNMANWAY |  | 51.4395 | -9.5054
MV/LV Substation GR***395Y | 10 kV | 400V(3ph) & 230V(single ph) | LV | 200 kVA :Kiosk Substation | 0.2 | --> | 0.2 | 0 | 0 | Constrained,otherwise capacity available =151kVA. | --> | 0.19 | 0 | 0 | 0 | 0.013 | 0.193 | 0 |  | --> | C22 ex LEIXLIP | LEIXLIP: T42 | GRIFFINRATH |  | 53.3649 | -6.5082
MV/LV Substation GR***398X | 10 kV | 400V(3ph) & 230V(single ph) | LV | 400 kVA :Kiosk Substation | 0.4 | --> | 0.4 | 0 | 0 | Constrained,otherwise capacity available =400kVA. | --> | 0.38 | 0 | 0 | 0 | 0 | 0.4 | 0 |  | --> | C13 ex GLASNEVIN | GLASNEVIN: T41 | FINGLAS |  | 53.372 | -6.2693
MV/LV Substation GR***400 | 20 kV | 400V(3ph) & 230V(single ph) | LV | 50 kVA :Pole Substation | 0.05 | --> | 0.05 | 0 | 0 | Constrained,otherwise capacity available =17kVA. | --> | 0.047 | 0 | 0 | 0 | 0.007 | 0.046 | 0 |  | --> | E12 ex BALTINGLASS | BALTINGLASS: T421∥T422 | STRATFORD |  | 52.9985 | -6.7425
MV/LV Substation GR***4009 | 10 kV | 400V(3ph) & 230V(single ph) | LV | 630 kVA :Building Structure | 0.63 | --> | 0.63 | 0 | 0 | Constrained,otherwise capacity available =500kVA. | --> | 0.598 | 0 | 0 | 0 | 0 | 0.5 | 0 |  | --> | C20 ex DOCK ROAD | DOCK ROAD: T41∥T42 | LIMERICK |  | 52.6488 | -8.6593
MV/LV Substation GR***4010 | 10 kV | 400V(3ph) & 230V(single ph) | LV | 400 kVA :Kiosk Substation | 0.4 | --> | 0.4 | 0 | 0 | Constrained,otherwise capacity available =307kVA. | --> | 0.38 | 0 | 0 | 0 | 0 | 0.414 | 0 |  | --> | C29 ex GRANGE CASTLE | GRANGE CASTLE: T101 | INCHICORE 220KV |  | 53.294 | -6.4697
MV/LV Substation GR***4012 | 10 kV | 400V(3ph) & 230V(single ph) | LV | 200 kVA :Kiosk Substation | 0.2 | --> | 0.2 | 0.159 | 4.4 |  | --> | 0.19 | 0 | 0 | 0 | 0 | 0 | 0 | Constrained,otherwise capacity available =206kW. | --> | C13 ex CHURCHTOWN | CHURCHTOWN: T41 | RATHKEALE |  | 52.4517 | -9.0522
MV/LV Substation GR***4013 | 10 kV | 400V(3ph) & 230V(single ph) | LV | 50 kVA :Pole Substation | 0.05 | --> | 0.05 | 0 | 0 | Constrained,otherwise capacity available =35kVA. | --> | 0.047 | 0 | 0 | 0 | 0 | 0 | 0 | Constrained,otherwise capacity available =51kW. | --> | C18 ex RATHDOWNEY | RATHDOWNEY: T42 | IKERRIN |  | 52.91 | -7.6124
MV/LV Substation GR***4015 | 10 kV | 400V(3ph) & 230V(single ph) | LV | 50 kVA :Pole Substation | 0.05 | --> | 0.05 | 0.05 | 2 |  | --> | 0.047 | 0 | 0 | 0 | 0 | 0.049 | 0 |  | --> | C25 ex TYCOR | TYCOR: T41∥T42 | WATERFORD |  | 52.2678 | -7.169
MV/LV Substation GR***4017 | 10 kV | 400V(3ph) & 230V(single ph) | LV | 50 kVA :Pole Substation | 0.05 | --> | 0.05 | 0.044 | 1.5 |  | --> | 0.047 | 0 | 0 | 0 | 0 | 0.05 | 0 |  | --> | C11 ex MOUNT MISERY | MOUNT MISERY: T41 | WATERFORD |  | 52.2819 | -7.1454
MV/LV Substation GR***401Y | 20 kV | 400V(3ph) & 230V(single ph) | LV | 50 kVA :Pole Substation | 0.05 | --> | 0.05 | 0 | 0 | Constrained,otherwise capacity available =50kVA. | --> | 0.047 | 0 | 0 | 0 | 0 | 0 | 0 | Constrained,otherwise capacity available =49kW. | --> | C11 ex MOUNTMELLICK | MOUNTMELLICK: T41∥T42 | PORTLAOISE |  | 53.1371 | -7.3725
MV/LV Substation GR***402 | 20 kV | 400V(3ph) & 230V(single ph) | LV | 100 kVA :Pole Substation | 0.1 | --> | 0.1 | 0.087 | 1.6 |  | --> | 0.095 | 0 | 0 | 0 | 0 | 0.101 | 0 |  | --> | E16 ex DINGLE | DINGLE: T422 | OUGHTRAGH |  | 52.1344 | -10.2573
MV/LV Substation GR***4020 | 10 kV | 400V(3ph) & 230V(single ph) | LV | 400 kVA :Building Structure | 0.4 | --> | 0.4 | 0.378 | 0.9 |  | --> | 0.38 | 0 | 0 | 0 | 0 | 0.403 | 0 |  | --> | C11 ex BRAY | BRAY: T41 | FASSAROE |  | 53.1985 | -6.1399
MV/LV Substation GR***4023 | 10 kV | 400V(3ph) & 230V(single ph) | LV | 50 kVA :Pole Substation | 0.05 | --> | 0.05 | 0.041 | 1.5 |  | --> | 0.047 | 0 | 0 | 0 | 0 | 0.05 | 0 |  | --> | C11 ex MOUNT MISERY | MOUNT MISERY: T41 | WATERFORD |  | 52.2801 | -7.1461
MV/LV Substation GR***4026 | 10 kV | 400V(3ph) & 230V(single ph) | LV | 630 kVA :Building Structure | 0.63 | --> | 0.63 | 0.5 | 2.5 |  | --> | 0.598 | 0 | 0 | 0 | 0 | 0.5 | 0 |  | --> | C17 ex GREYSTONES | GREYSTONES: T41 | FASSAROE |  | 53.1499 | -6.0641
MV/LV Substation GR***4028 | 10 kV | 400V(3ph) & 230V(single ph) | LV | 50 kVA :Pole Substation | 0.05 | --> | 0.05 | 0.038 | 2.2 |  | --> | 0.047 | 0 | 0 | 0 | 0 | 0 | 0 | Constrained,otherwise capacity available =51kW. | --> | C15 ex GLENGOOLE | GLENGOOLE: T41 | THURLES |  | 52.6399 | -7.5913
MV/LV Substation GR***402X | 10 kV | 400V(3ph) & 230V(single ph) | LV | 400 kVA :Kiosk Substation | 0.4 | --> | 0.4 | 0.273 | 2.1 |  | --> | 0.38 | 0 | 0 | 0 | 0.003 | 0.416 | 0 |  | --> | C13 ex LIFFEY VALLEY | LIFFEY VALLEY: T41 | INCHICORE 220KV |  | 53.3492 | -6.3996
MV/LV Substation GR***403 | 10 kV | 400V(3ph) & 230V(single ph) | LV | 630 kVA :Kiosk Substation | 0.63 | --> | 0.63 | 0.5 | 11.5 |  | --> | 0.598 | 0 | 0 | 0 | 0.003 | 0.5 | 0 |  | --> | C20 ex BALLYBEG | BALLYBEG: T102 | CARRICKMINES |  | 52.9703 | -6.0605
MV/LV Substation GR***4031 | 20 kV | 400V(3ph) & 230V(single ph) | LV | 400 kVA :Kiosk Substation | 0.4 | --> | 0.4 | 0 | 0 | Constrained,otherwise capacity available =298kVA. | --> | 0.38 | 0 | 0 | 0 | 0 | 0.415 | 0 |  | --> | E17 ex BRUFF | BRUFF: T421 | LIMERICK |  | 52.4768 | -8.5487
MV/LV Substation GR***4033 | 10 kV | 400V(3ph) & 230V(single ph) | LV | 200 kVA :Kiosk Substation | 0.2 | --> | 0.2 | 0.176 | 2.3 |  | --> | 0.19 | 0 | 0 | 0 | 0 | 0.203 | 0 |  | --> | C15 ex RANDALSTOWN | RANDALSTOWN: T41 | NAVAN |  | 53.6723 | -6.7742
MV/LV Substation GR***4034 | 10 kV | 400V(3ph) & 230V(single ph) | LV | 1000 kVA :Building Structure | 1 | --> | 1 | 0.5 | 7.6 |  | --> | 0.95 | 0 | 0 | 0 | 0 | 0.5 | 0 |  | --> | C26 ex TRINITY | TRINITY: T102 | POOLBEG |  | 53.3454 | -6.2397
MV/LV Substation GR***403X | 10 kV | 400V(3ph) & 230V(single ph) | LV | 200 kVA :Kiosk Substation | 0.2 | --> | 0.2 | 0.129 | 2.1 |  | --> | 0.19 | 0 | 0 | 0 | 0 | 0.21 | 0 |  | --> | C13 ex LIFFEY VALLEY | LIFFEY VALLEY: T41 | INCHICORE 220KV |  | 53.3505 | -6.3998
MV/LV Substation GR***4041 | 10 kV | 400V(3ph) & 230V(single ph) | LV | 630 kVA :Kiosk Substation | 0.63 | --> | 0.63 | 0.5 | 2.3 |  | --> | 0.598 | 0 | 0 | 0 | 0.019 | 0.5 | 0 |  | --> | C19 ex TRABEG | TRABEG: T102 | TRABEG |  | 51.8686 | -8.448
MV/LV Substation GR***4043 | 20 kV | 400V(3ph) & 230V(single ph) | LV | 50 kVA :Pole Substation | 0.05 | --> | 0.05 | 0.049 | 1.6 |  | --> | 0.047 | 0 | 0 | 0 | 0 | 0.049 | 0 |  | --> | E16 ex DINGLE | DINGLE: T422 | OUGHTRAGH |  | 52.1442 | -10.1529
MV/LV Substation GR***4049 | 10 kV | 400V(3ph) & 230V(single ph) | LV | 50 kVA :Pole Substation | 0.05 | --> | 0.05 | 0.037 | 3.6 |  | --> | 0.047 | 0 | 0 | 0 | 0 | 0.051 | 0 |  | --> | C23 ex BALLYCROSSAUN | BALLYCROSSAUN: T421∥T422 | SOMERSET |  | 53.1703 | -8.1483
MV/LV Substation GR***4051 | 10 kV | 400V(3ph) & 230V(single ph) | LV | 50 kVA :Pole Substation | 0.05 | --> | 0.05 | 0.049 | 2 |  | --> | 0.047 | 0 | 0 | 0 | 0 | 0.049 | 0 |  | --> | C24 ex CARRICKMACROSS | CARRICKMACROSS: T42 | MEATH HILL |  | 54.0074 | -6.7494
MV/LV Substation GR***4059 | 10 kV | 400V(3ph) & 230V(single ph) | LV | 630 kVA :Kiosk Substation | 0.63 | --> | 0.63 | 0 | 0 | Constrained,otherwise capacity available =500kVA. | --> | 0.598 | 0 | 0 | 0 | 0.004 | 0.5 | 0 |  | --> | C14 ex MERVILLE | MERVILLE: T42 | FINGLAS |  | 53.3826 | -6.2853
MV/LV Substation GR***405X | 10 kV | 400V(3ph) & 230V(single ph) | LV | 200 kVA :Kiosk Substation | 0.2 | --> | 0.2 | 0.08 | 0.2 |  | --> | 0.19 | 0 | 0 | 0 | 0.007 | 0.21 | 0 |  | --> | C18 ex NEWBROOK | NEWBROOK: T42 | MULLINGAR |  | 53.5197 | -7.3761
MV/LV Substation GR***4062 | 20 kV | 400V(3ph) & 230V(single ph) | LV | 200 kVA :Pole Substation | 0.2 | --> | 0.2 | 0.158 | 6.9 |  | --> | 0.19 | 0 | 0 | 0 | 0 | 0 | 0 | Constrained,otherwise capacity available =206kW. | --> | E14 ex RATHKEALE | RATHKEALE: T421∥T422 | RATHKEALE |  | 52.4571 | -8.7593
MV/LV Substation GR***4072 | 10 kV | 400V(3ph) & 230V(single ph) | LV | 400 kVA :Kiosk Substation | 0.4 | --> | 0.4 | 0.197 | 4.1 |  | --> | 0.38 | 0 | 0 | 0 | 0 | 0.43 | 0 |  | --> | C18 ex LOUGHLINSTOWN | LOUGHLINSTOWN: T42 | CARRICKMINES |  | 53.2513 | -6.1555
MV/LV Substation GR***4081 | 10 kV | 400V(3ph) & 230V(single ph) | LV | 200 kVA :Pole Substation | 0.2 | --> | 0.2 | 0.112 | 5.9 |  | --> | 0.19 | 0 | 0 | 0 | 0 | 0.213 | 0 |  | --> | C13 ex BANDON | BANDON: T101 | BANDON |  | 51.7339 | -8.7499
MV/LV Substation GR***4082 | 10 kV | 400V(3ph) & 230V(single ph) | LV | 1000 kVA :Building Structure | 1 | --> | 1 | 0.5 | 8.7 |  | --> | 0.95 | 0 | 0 | 0 | 0 | 0.5 | 0 |  | --> | C24 ex HAROLDS CROSS | HAROLDS CROSS: T102 | POOLBEG |  | 53.3298 | -6.2575
MV/LV Substation GR***4083 | 10 kV | 400V(3ph) & 230V(single ph) | LV | 100 kVA :Pole Substation | 0.1 | --> | 0.1 | 0 | 0 | Constrained,otherwise capacity available =100kVA. | --> | 0.095 | 0 | 0 | 0 | 0 | 0 | 0 | Constrained,otherwise capacity available =100kW. | --> | C22 ex PORTLAOISE | PORTLAOISE: T42 | PORTLAOISE |  | 53.1296 | -7.1578
MV/LV Substation GR***4085 | 10 kV | 400V(3ph) & 230V(single ph) | LV | 400 kVA :Kiosk Substation | 0.4 | --> | 0.4 | 0.302 | 4.4 |  | --> | 0.38 | 0 | 0 | 0 | 0 | 0.414 | 0 |  | --> | C20 ex TYMON | TYMON: T42 | COOKSTOWN |  | 53.2948 | -6.3504
MV/LV Substation GR***4086 | 10 kV | 400V(3ph) & 230V(single ph) | LV | 400 kVA :Kiosk Substation | 0.4 | --> | 0.4 | 0 | 0 | Constrained,otherwise capacity available =326kVA. | --> | 0.38 | 0 | 0 | 0 | 0.006 | 0.404 | 0 |  | --> | C23 ex PHIBSBORO | PHIBSBORO: T41 | FINGLAS |  | 53.3549 | -6.2779
MV/LV Substation GR***4090 | 20 kV | 400V(3ph) & 230V(single ph) | LV | 400 kVA :Kiosk Substation | 0.4 | --> | 0.4 | 0 | 0 | Constrained,otherwise capacity available =385kVA. | --> | 0.38 | 0 | 0 | 0 | 0.052 | 0.347 | 0 |  | --> | E11 ex FINEA | FINEA: T421∥T422 | SHANKILL |  | 53.7801 | -7.4822
MV/LV Substation GR***4099 | 10 kV | 400V(3ph) & 230V(single ph) | LV | 200 kVA :Building Structure | 0.2 | --> | 0.2 | 0.117 | 4.9 |  | --> | 0.19 | 0 | 0 | 0 | 0 | 0.212 | 0 |  | --> | C13 ex DUNDALK | DUNDALK: T42 | DUNDALK |  | 53.9978 | -6.4113
MV/LV Substation GR***409X | 10 kV | 400V(3ph) & 230V(single ph) | LV | 200 kVA :Pole Substation | 0.2 | --> | 0.2 | 0.169 | 6.4 |  | --> | 0.19 | 0 | 0 | 0 | 0 | 0.204 | 0 |  | --> | C18 ex AGHAGAD | AGHAGAD: T41∥T42 | SLIGO |  | 54.3904 | -8.529
MV/LV Substation GR***4101 | 10 kV | 400V(3ph) & 230V(single ph) | LV | 1000 kVA :Building Structure | 1 | --> | 1 | 0.5 | 6.6 |  | --> | 0.95 | 0 | 0 | 0 | 0 | 0.5 | 0 |  | --> | C16 ex MISERY HILL | MISERY HILL: T102 | POOLBEG |  | 53.3444 | -6.233
MV/LV Substation GR***4103 | 10 kV | 400V(3ph) & 230V(single ph) | LV | 1000 kVA :Building Structure | 1 | --> | 1 | 0.5 | 7.6 |  | --> | 0.95 | 0 | 0 | 0 | 0.002 | 0.5 | 0 |  | --> | C28 ex TRINITY | TRINITY: T102 | POOLBEG |  | 53.3398 | -6.2434
MV/LV Substation GR***4104 | 10 kV | 400V(3ph) & 230V(single ph) | LV | 630 kVA :Kiosk Substation | 0.63 | --> | 0.63 | 0.5 | 2.4 |  | --> | 0.598 | 0 | 0 | 0 | 0 | 0.5 | 0 |  | --> | C18 ex DUNDRUM | DUNDRUM: T42 | BLACKROCK |  | 53.3126 | -6.2289
MV/LV Substation GR***4104 | 10 kV | 400V(3ph) & 230V(single ph) | LV | 1000 kVA :Building Structure | 1 | --> | 1 | 0.5 | 8.7 |  | --> | 0.95 | 0 | 0 | 0 | 0 | 0.5 | 0 |  | --> | C24 ex HAROLDS CROSS | HAROLDS CROSS: T102 | POOLBEG |  | 53.3298 | -6.2575
MV/LV Substation GR***4106 | 10 kV | 400V(3ph) & 230V(single ph) | LV | 400 kVA :Kiosk Substation | 0.4 | --> | 0.4 | 0 | 0 | Constrained,otherwise capacity available =220kVA. | --> | 0.38 | 0 | 0 | 0 | 0.021 | 0.405 | 0 |  | --> | C22 ex POPPINTREE | POPPINTREE: T102 | FINGLAS |  | 53.3932 | -6.2884
MV/LV Substation GR***4109 | 10 kV | 400V(3ph) & 230V(single ph) | LV | 50 kVA :Pole Substation | 0.05 | --> | 0.05 | 0.05 | 4.3 |  | --> | 0.047 | 0 | 0 | 0 | 0 | 0.049 | 0 |  | --> | C21 ex BAILIEBORO | BAILIEBORO: T41∥T42 | MEATH HILL |  | 53.8984 | -6.9235
MV/LV Substation GR***410X | 10 kV | 400V(3ph) & 230V(single ph) | LV | 200 kVA :Kiosk Substation | 0.2 | --> | 0.2 | 0.117 | 2.1 |  | --> | 0.19 | 0 | 0 | 0 | 0.007 | 0.205 | 0 |  | --> | C11 ex LIFFEY VALLEY | LIFFEY VALLEY: T41 | INCHICORE 220KV |  | 53.3487 | -6.3959
MV/LV Substation GR***410Z | 20 kV | 400V(3ph) & 230V(single ph) | LV | 200 kVA :Pole Substation | 0.2 | --> | 0.2 | 0.167 | 1.8 |  | --> | 0.19 | 0 | 0 | 0 | 0 | 0.204 | 0 |  | --> | E16 ex CURRALEIGH | CURRALEIGH: T421∥T422 | KILBARRY |  | 51.9128 | -8.7249
MV/LV Substation GR***4111 | 10 kV | 400V(3ph) & 230V(single ph) | LV | 50 kVA :Pole Substation | 0.05 | --> | 0.05 | 0.049 | 4.6 |  | --> | 0.047 | 0 | 0 | 0 | 0 | 0.049 | 0 |  | --> | E16 ex BALLYRAGGET | BALLYRAGGET: T421∥T422 | BALLYRAGGET |  | 52.8428 | -7.355
MV/LV Substation GR***411X | 10 kV | 400V(3ph) & 230V(single ph) | LV | 400 kVA :Kiosk Substation | 0.4 | --> | 0.4 | 0.238 | 2.1 |  | --> | 0.38 | 0 | 0 | 0 | 0.004 | 0.42 | 0 |  | --> | C11 ex LIFFEY VALLEY | LIFFEY VALLEY: T41 | INCHICORE 220KV |  | 53.3501 | -6.3949
MV/LV Substation GR***4126 | 10 kV | 400V(3ph) & 230V(single ph) | LV | 50 kVA :Pole Substation | 0.05 | --> | 0.05 | 0 | 0 | Constrained,otherwise capacity available =35kVA. | --> | 0.047 | 0 | 0 | 0 | 0 | 0.051 | 0 |  | --> | C24 ex GORESBRIDGE | GORESBRIDGE: T41∥T42 | KILKENNY |  | 52.6263 | -7.0142
MV/LV Substation GR***4143 | 10 kV | 400V(3ph) & 230V(single ph) | LV | 630 kVA :Kiosk Substation | 0.63 | --> | 0.63 | 0.5 | 4.1 |  | --> | 0.598 | 0 | 0 | 0 | 0 | 0.5 | 0 |  | --> | C18 ex LOUGHLINSTOWN | LOUGHLINSTOWN: T42 | CARRICKMINES |  | 53.249 | -6.157
MV/LV Substation GR***415 | 10 kV | 400V(3ph) & 230V(single ph) | LV | 630 kVA :Kiosk Substation | 0.63 | --> | 0.63 | 0 | 0 | Constrained,otherwise capacity available =500kVA. | --> | 0.598 | 0 | 0 | 0 | 0 | 0.5 | 0 |  | --> | C17 ex GRANBY ROW | GRANBY ROW: T41 | MCDERMOTT |  | 53.352 | -6.2652
MV/LV Substation GR***4156 | 20 kV | 400V(3ph) & 230V(single ph) | LV | 200 kVA :Pole Substation | 0.2 | --> | 0.2 | 0.2 | 2.5 |  | --> | 0.19 | 0 | 0 | 0 | 0 | 0.2 | 0 |  | --> | E19 ex GARRANACANTY | GARRANACANTY: T421 | TIPPERARY |  | 52.422 | -8.0906
MV/LV Substation GR***4159 | 10 kV | 400V(3ph) & 230V(single ph) | LV | 1000 kVA :Building Structure | 1 | --> | 1 | 0.5 | 1.8 |  | --> | 0.95 | 0 | 0 | 0 | 0 | 0.5 | 0 |  | --> | C13 ex DUNDRUM | DUNDRUM: T41 | BLACKROCK |  | 53.2878 | -6.2301
MV/LV Substation GR***4162 | 10 kV | 400V(3ph) & 230V(single ph) | LV | 400 kVA :Kiosk Substation | 0.4 | --> | 0.4 | 0.366 | 1.7 |  | --> | 0.38 | 0 | 0 | 0 | 0 | 0.404 | 0 |  | --> | C26 ex GRANGE CASTLE | GRANGE CASTLE: T102 | INCHICORE 220KV |  | 53.3163 | -6.4505
MV/LV Substation GR***4164 | 10 kV | 400V(3ph) & 230V(single ph) | LV | 1000 kVA :Building Structure | 1 | --> | 1 | 0.5 | 2.3 |  | --> | 0.95 | 0 | 0 | 0 | 0 | 0.5 | 0 |  | --> | C21 ex CENTRAL PARK | CENTRAL PARK: T101 | CARRICKMINES |  | 53.2819 | -6.1941
MV/LV Substation GR***4165 | 10 kV | 400V(3ph) & 230V(single ph) | LV | 1000 kVA :Building Structure | 1 | --> | 1 | 0.5 | 2.3 |  | --> | 0.95 | 0 | 0 | 0 | 0 | 0.5 | 0 |  | --> | C21 ex CENTRAL PARK | CENTRAL PARK: T101 | CARRICKMINES |  | 53.2818 | -6.1942
MV/LV Substation GR***417Z | 20 kV | 400V(3ph) & 230V(single ph) | LV | 50 kVA :Pole Substation | 0.05 | --> | 0.05 | 0 | 0 | Constrained,otherwise capacity available =50kVA. | --> | 0.047 | 0 | 0 | 0 | 0 | 0.049 | 0 |  | --> | E20 ex GLASMORE | GLASMORE: T422 | GLASMORE |  | 53.5148 | -6.1901
MV/LV Substation GR***418 | 20 kV | 400V(3ph) & 230V(single ph) | LV | 200 kVA :Pole Substation | 0.2 | --> | 0.2 | 0.2 | 7.4 |  | --> | 0.19 | 0 | 0 | 0 | 0 | 0 | 0 | Constrained,otherwise capacity available =200kW. | --> | E14 ex ARIGNA | ARIGNA: T121 | ARIGNA |  | 54.0855 | -8.1292
MV/LV Substation GR***4181 | 20 kV | 400V(3ph) & 230V(single ph) | LV | 50 kVA :Pole Substation | 0.05 | --> | 0.05 | 0 | 0 | Constrained,otherwise capacity available =50kVA. | --> | 0.047 | 0 | 0 | 0 | 0 | 0.049 | 0 |  | --> | E14 ex EMYVALE | EMYVALE: T422 | LISDRUM |  | 54.3813 | -7.0808
MV/LV Substation GR***4191 | 10 kV | 400V(3ph) & 230V(single ph) | LV | 630 kVA :Kiosk Substation | 0.63 | --> | 0.63 | 0 | 0 | Constrained,otherwise capacity available =500kVA. | --> | 0.598 | 0 | 0 | 0 | 0.009 | 0.5 | 0 |  | --> | C16 ex WHITEHALL | WHITEHALL: T41 | FINGLAS |  | 53.3685 | -6.2463
MV/LV Substation GR***4195 | 10 kV | 400V(3ph) & 230V(single ph) | LV | 400 kVA :Kiosk Substation | 0.4 | --> | 0.4 | 0 | 0 | Constrained,otherwise capacity available =400kVA. | --> | 0.38 | 0 | 0 | 0 | 0 | 0.4 | 0 |  | --> | C18 ex BALLYBAILIE | BALLYBAILIE: T41 | DUNDALK |  | 53.9504 | -6.5385
MV/LV Substation GR***4199 | 10 kV | 400V(3ph) & 230V(single ph) | LV | 400 kVA :Kiosk Substation | 0.4 | --> | 0.4 | 0 | 0 | Constrained,otherwise capacity available =391kVA. | --> | 0.38 | 0 | 0 | 0 | 0 | 0.4 | 0 |  | --> | C22 ex GRANGE (DR) | GRANGE (DR): T42 | GRANGE (DR) |  | 53.3994 | -6.1557
MV/LV Substation GR***4200 | 10 kV | 400V(3ph) & 230V(single ph) | LV | 400 kVA :Kiosk Substation | 0.4 | --> | 0.4 | 0 | 0 | Constrained,otherwise capacity available =281kVA. | --> | 0.38 | 0 | 0 | 0 | 0 | 0.417 | 0 |  | --> | C29 ex GRANGE CASTLE | GRANGE CASTLE: T101 | INCHICORE 220KV |  | 53.325 | -6.47
MV/LV Substation GR***4200 | 20 kV | 400V(3ph) & 230V(single ph) | LV | 50 kVA :Pole Substation | 0.05 | --> | 0.05 | 0.05 | 0.7 |  | --> | 0.047 | 0 | 0 | 0 | 0 | 0.049 | 0 |  | --> | C20 ex KNOCKMULLEN | KNOCKMULLEN: T42 | GREAT ISLAND |  | 52.2976 | -7.0031
MV/LV Substation GR***4201 | 10 kV | 400V(3ph) & 230V(single ph) | LV | 630 kVA :Kiosk Substation | 0.63 | --> | 0.63 | 0 | 0 | Constrained,otherwise capacity available =500kVA. | --> | 0.598 | 0 | 0 | 0 | 0.015 | 0.5 | 0 |  | --> | C16 ex WHITEHALL | WHITEHALL: T41 | FINGLAS |  | 53.3699 | -6.2442
MV/LV Substation GR***420Z | 10 kV | 400V(3ph) & 230V(single ph) | LV | 400 kVA :Kiosk Substation | 0.4 | --> | 0.4 | 0.147 | 0.1 | Constrained,otherwise capacity available =272kVA. | --> | 0.38 | 0 | 0 | 0 | 0.028 | 0.39 | 0 |  | --> | C16 ex JOHNSTOWN | JOHNSTOWN: T42 | KILTEEL |  | 53.2355 | -6.619
MV/LV Substation GR***4210 | 10 kV | 400V(3ph) & 230V(single ph) | LV | 50 kVA :Pole Substation | 0.05 | --> | 0.05 | 0.041 | 1.2 |  | --> | 0.047 | 0 | 0 | 0 | 0.015 | 0.034 | 0 |  | --> | C24 ex MULLAGH | MULLAGH: T44 | MEATH HILL |  | 53.766 | -6.8024
MV/LV Substation GR***4211 | 10 kV | 400V(3ph) & 230V(single ph) | LV | 630 kVA :Building Structure | 0.63 | --> | 0.63 | 0 | 0 | Constrained,otherwise capacity available =500kVA. | --> | 0.598 | 0 | 0 | 0 | 0 | 0.5 | 0 |  | --> | C17 ex PARKMORE | PARKMORE: T41∥T42 | GALWAY 110KV |  | 53.3018 | -8.982
MV/LV Substation GR***4214 | 10 kV | 400V(3ph) & 230V(single ph) | LV | 1000 kVA :Building Structure | 1 | --> | 1 | 0.5 | 6.6 |  | --> | 0.95 | 0 | 0 | 0 | 0 | 0.5 | 0 |  | --> | C14 ex MISERY HILL | MISERY HILL: T102 | POOLBEG |  | 53.3447 | -6.2317
MV/LV Substation GR***4217 | 10 kV | 400V(3ph) & 230V(single ph) | LV | 50 kVA :Pole Substation | 0.05 | --> | 0.05 | 0.05 | 2 |  | --> | 0.047 | 0 | 0 | 0 | 0 | 0.049 | 0 |  | --> | C25 ex TYCOR | TYCOR: T41∥T42 | WATERFORD |  | 52.2658 | -7.1649
MV/LV Substation GR***422 | 20 kV | 400V(3ph) & 230V(single ph) | LV | 630 kVA :Building Structure | 0.63 | --> | 0.63 | 0.5 | 2.5 |  | --> | 0.598 | 0 | 0 | 0 | 0 | 0.5 | 0 |  | --> | E13 ex TULLOW | TULLOW: T421 | CARLOW |  | 52.8137 | -6.8003
MV/LV Substation GR***4235 | 10 kV | 400V(3ph) & 230V(single ph) | LV | 400 kVA :Kiosk Substation | 0.4 | --> | 0.4 | 0 | 0 | Constrained,otherwise capacity available =316kVA. | --> | 0.38 | 0 | 0 | 0 | 0 | 0.412 | 0 |  | --> | C15 ex BLAKE | BLAKE: T41∥T42 | BLAKE |  | 53.2851 | -6.8658
MV/LV Substation GR***4237 | 10 kV | 400V(3ph) & 230V(single ph) | LV | 630 kVA :Kiosk Substation | 0.63 | --> | 0.63 | 0.5 | 1.7 |  | --> | 0.598 | 0 | 0 | 0 | 0 | 0.5 | 0 |  | --> | C26 ex GRANGE CASTLE | GRANGE CASTLE: T102 | INCHICORE 220KV |  | 53.2982 | -6.4966
MV/LV Substation GR***4238 | 10 kV | 400V(3ph) & 230V(single ph) | LV | 630 kVA :Kiosk Substation | 0.63 | --> | 0.63 | 0.413 | 1.7 |  | --> | 0.598 | 0 | 0 | 0 | 0.007 | 0.5 | 0 |  | --> | C26 ex GRANGE CASTLE | GRANGE CASTLE: T102 | INCHICORE 220KV |  | 53.2974 | -6.4994
MV/LV Substation GR***4238 | 20 kV | 400V(3ph) & 230V(single ph) | LV | 50 kVA :Pole Substation | 0.05 | --> | 0.05 | 0.05 | 1.5 |  | --> | 0.047 | 0 | 0 | 0 | 0 | 0.049 | 0 |  | --> | C19 ex TRAMORE | TRAMORE: T41 | BUTLERSTOWN |  | 52.1547 | -7.0216
MV/LV Substation GR***423Z | 10 kV | 400V(3ph) & 230V(single ph) | LV | 1000 kVA :Building Structure | 1 | --> | 1 | 0 | 0 | Constrained,otherwise capacity available =500kVA. | --> | 0.95 | 0 | 0 | 0 | 0 | 0.5 | 0 |  | --> | C13 ex COLLEGE PARK | COLLEGE PARK: T101 | COLLEGE PARK |  | 53.391 | -6.3927
MV/LV Substation GR***424Z | 10 kV | 400V(3ph) & 230V(single ph) | LV | 1000 kVA :Building Structure | 1 | --> | 1 | 0 | 0 | Constrained,otherwise capacity available =500kVA. | --> | 0.95 | 0 | 0 | 0 | 0 | 0.5 | 0 |  | --> | C13 ex COLLEGE PARK | COLLEGE PARK: T101 | COLLEGE PARK |  | 53.3911 | -6.3929
MV/LV Substation GR***425 | 20 kV | 400V(3ph) & 230V(single ph) | LV | 100 kVA :Pole Substation | 0.1 | --> | 0.1 | 0.09 | 2.5 |  | --> | 0.095 | 0 | 0 | 0 | 0 | 0.101 | 0 |  | --> | E13 ex TULLOW | TULLOW: T421 | CARLOW |  | 52.821 | -6.7943
MV/LV Substation GR***425 | 10 kV | 400V(3ph) & 230V(single ph) | LV | 100 kVA :Pole Substation | 0.1 | --> | 0.1 | 0.054 | 4.2 |  | --> | 0.095 | 0 | 0 | 0 | 0.003 | 0.103 | 0 |  | --> | C21 ex MARSHES | MARSHES: T41 | DUNDALK |  | 53.9568 | -6.3848
MV/LV Substation GR***4252 | 10 kV | 400V(3ph) & 230V(single ph) | LV | 50 kVA :Pole Substation | 0.05 | --> | 0.05 | 0 | 0 | Constrained,otherwise capacity available =35kVA. | --> | 0.047 | 0 | 0 | 0 | 0 | 0 | 0 | Constrained,otherwise capacity available =51kW. | --> | C16 ex RATHDOWNEY | RATHDOWNEY: T42 | IKERRIN |  | 52.8683 | -7.5104
MV/LV Substation GR***4253 | 10 kV | 400V(3ph) & 230V(single ph) | LV | 630 kVA :Kiosk Substation | 0.63 | --> | 0.63 | 0.5 | 1.7 |  | --> | 0.598 | 0 | 0 | 0 | 0.01 | 0.5 | 0 |  | --> | C26 ex GRANGE CASTLE | GRANGE CASTLE: T102 | INCHICORE 220KV |  | 53.2961 | -6.4998
MV/LV Substation GR***4254 | 10 kV | 400V(3ph) & 230V(single ph) | LV | 630 kVA :Kiosk Substation | 0.63 | --> | 0.63 | 0.496 | 1.7 |  | --> | 0.598 | 0 | 0 | 0 | 0.01 | 0.5 | 0 |  | --> | C26 ex GRANGE CASTLE | GRANGE CASTLE: T102 | INCHICORE 220KV |  | 53.2958 | -6.4979
MV/LV Substation GR***425Y | 10 kV | 400V(3ph) & 230V(single ph) | LV | 100 kVA :Pole Substation | 0.1 | --> | 0.1 | 0.1 | 4.6 |  | --> | 0.095 | 0 | 0 | 0 | 0 | 0.1 | 0 |  | --> | E16 ex BALLYRAGGET | BALLYRAGGET: T421∥T422 | BALLYRAGGET |  | 52.833 | -7.3498
MV/LV Substation GR***4261 | 10 kV | 400V(3ph) & 230V(single ph) | LV | 630 kVA :Building Structure | 0.63 | --> | 0.63 | 0.5 | 5.6 |  | --> | 0.598 | 0 | 0 | 0 | 0 | 0.5 | 0 |  | --> | C23 ex HAROLDS CROSS | HAROLDS CROSS: T101 | POOLBEG |  | 53.3336 | -6.2659
MV/LV Substation GR***4268 | 10 kV | 400V(3ph) & 230V(single ph) | LV | 400 kVA :Kiosk Substation | 0.4 | --> | 0.4 | 0.359 | 5.5 |  | --> | 0.38 | 0 | 0 | 0 | 0.01 | 0.395 | 0 |  | --> | C18 ex LOUGHSHINNY | LOUGHSHINNY: T42 | GLASMORE |  | 53.5266 | -6.1137
MV/LV Substation GR***426X | 10 kV | 400V(3ph) & 230V(single ph) | LV | 200 kVA :Kiosk Substation | 0.2 | --> | 0.2 | 0.13 | 4.7 |  | --> | 0.19 | 0 | 0 | 0 | 0 | 0.21 | 0 |  | --> | C14 ex LIFFEY VALLEY | LIFFEY VALLEY: T42 | INCHICORE 220KV |  | 53.3496 | -6.4043
MV/LV Substation GR***426X | 10 kV | 400V(3ph) & 230V(single ph) | LV | 400 kVA :Kiosk Substation | 0.4 | --> | 0.4 | 0 | 0 | Constrained,otherwise capacity available =307kVA. | --> | 0.38 | 0 | 0 | 0 | 0.005 | 0.408 | 0 |  | --> | C12 ex KANTURK | KANTURK: T41∥T42 | GLENLARA |  | 52.1807 | -8.8998
MV/LV Substation GR***4280 | 10 kV | 400V(3ph) & 230V(single ph) | LV | 400 kVA :Building Structure | 0.4 | --> | 0.4 | 0.371 | 1.3 |  | --> | 0.38 | 0 | 0 | 0 | 0 | 0.403 | 0 |  | --> | C11 ex MULGANNON | MULGANNON: T41 | WEXFORD |  | 52.3345 | -6.4663
MV/LV Substation GR***4285 | 10 kV | 400V(3ph) & 230V(single ph) | LV | 630 kVA :Kiosk Substation | 0.63 | --> | 0.63 | 0.5 | 5.6 |  | --> | 0.598 | 0 | 0 | 0 | 0.014 | 0.5 | 0 |  | --> | E13 ex CRANE | CRANE: T122 | CRANE |  | 52.5072 | -6.5495
MV/LV Substation GR***4290 | 20 kV | 400V(3ph) & 230V(single ph) | LV | 630 kVA :Kiosk Substation | 0.63 | --> | 0.63 | 0.5 | 2.2 |  | --> | 0.598 | 0 | 0 | 0 | 0 | 0.5 | 0 |  | --> | E16 ex CLONROCHE | CLONROCHE: T421∥T422 | WEXFORD |  | 52.4877 | -6.6927
MV/LV Substation GR***4297 | 10 kV | 400V(3ph) & 230V(single ph) | LV | 50 kVA :Pole Substation | 0.05 | --> | 0.05 | 0.037 | 1.2 |  | --> | 0.047 | 0 | 0 | 0 | 0.007 | 0.043 | 0 |  | --> | C24 ex KYLEERAGH | KYLEERAGH: T42 | NENAGH |  | 52.8818 | -8.189
MV/LV Substation GR***431 | 20 kV | 400V(3ph) & 230V(single ph) | LV | 100 kVA :Pole Substation | 0.1 | --> | 0.1 | 0.013 | 2.5 |  | --> | 0.095 | 0 | 0 | 0 | 0.01 | 0.102 | 0 |  | --> | E13 ex TULLOW | TULLOW: T421 | CARLOW |  | 52.8366 | -6.7824
MV/LV Substation GR***4327 | 10 kV | 400V(3ph) & 230V(single ph) | LV | 400 kVA :Kiosk Substation | 0.4 | --> | 0.4 | 0.363 | 4.2 |  | --> | 0.38 | 0 | 0 | 0 | 0.003 | 0.402 | 0 |  | --> | C21 ex MARSHES | MARSHES: T41 | DUNDALK |  | 53.96 | -6.3885
MV/LV Substation GR***4330 | 20 kV | 400V(3ph) & 230V(single ph) | LV | 50 kVA :Pole Substation | 0.05 | --> | 0.05 | 0.05 | 6.9 |  | --> | 0.047 | 0 | 0 | 0 | 0 | 0 | 0 | Constrained,otherwise capacity available =49kW. | --> | E12 ex RATHKEALE | RATHKEALE: T421∥T422 | RATHKEALE |  | 52.4709 | -9.0046
MV/LV Substation GR***433X | 10 kV | 400V(3ph) & 230V(single ph) | LV | 100 kVA :Pole Substation | 0.1 | --> | 0.1 | 0 | 0 | Constrained,otherwise capacity available =95kVA. | --> | 0.095 | 0 | 0 | 0 | 0 | 0.1 | 0 |  | --> | C14 ex CLONAKILTY | CLONAKILTY: T41∥T42 | DUNMANWAY |  | 51.5702 | -8.9252
MV/LV Substation GR***4349 | 10 kV | 400V(3ph) & 230V(single ph) | LV | 1000 kVA :Building Structure | 1 | --> | 1 | 0.5 | 6.6 |  | --> | 0.95 | 0 | 0 | 0 | 0 | 0.5 | 0 |  | --> | C14 ex MISERY HILL | MISERY HILL: T102 | POOLBEG |  | 53.3442 | -6.2315
MV/LV Substation GR***434X | 10 kV | 400V(3ph) & 230V(single ph) | LV | 200 kVA :Kiosk Substation | 0.2 | --> | 0.2 | 0.151 | 2.1 |  | --> | 0.19 | 0 | 0 | 0 | 0.002 | 0.204 | 0 |  | --> | C11 ex LIFFEY VALLEY | LIFFEY VALLEY: T41 | INCHICORE 220KV |  | 53.3508 | -6.3965
MV/LV Substation GR***435Y | 10 kV | 400V(3ph) & 230V(single ph) | LV | 400 kVA :Kiosk Substation | 0.4 | --> | 0.4 | 0 | 0 | Constrained,otherwise capacity available =293kVA. | --> | 0.38 | 0 | 0 | 0 | 0.014 | 0.401 | 0 |  | --> | C20 ex MONEYCOOLEY | MONEYCOOLEY: T42 | GRIFFINRATH |  | 53.3748 | -6.5926
MV/LV Substation GR***436Y | 10 kV | 400V(3ph) & 230V(single ph) | LV | 400 kVA :Building Structure | 0.4 | --> | 0.4 | 0.344 | 3.4 |  | --> | 0.38 | 0 | 0 | 0 | 0 | 0.408 | 0 |  | --> | C18 ex GRAIGUE | GRAIGUE: T42 | CARLOW |  | 52.8399 | -6.9538
MV/LV Substation GR***4371 | 10 kV | 400V(3ph) & 230V(single ph) | LV | 630 kVA :Kiosk Substation | 0.63 | --> | 0.63 | 0 | 0 | Constrained,otherwise capacity available =500kVA. | --> | 0.598 | 0 | 0 | 0 | 0 | 0.5 | 0 |  | --> | C20 ex DOCK ROAD | DOCK ROAD: T41∥T42 | LIMERICK |  | 52.6467 | -8.6492
MV/LV Substation GR***437Y | 10 kV | 400V(3ph) & 230V(single ph) | LV | 200 kVA :Kiosk Substation | 0.2 | --> | 0.2 | 0.173 | 1.5 |  | --> | 0.19 | 0 | 0 | 0 | 0 | 0.203 | 0 |  | --> | C12 ex MOUNT MISERY | MOUNT MISERY: T41 | WATERFORD |  | 52.2696 | -7.1032
MV/LV Substation GR***4386 | 10 kV | 400V(3ph) & 230V(single ph) | LV | 400 kVA :Kiosk Substation | 0.4 | --> | 0.4 | 0.398 | 8.9 |  | --> | 0.38 | 0 | 0 | 0 | 0 | 0.4 | 0 |  | --> | C19 ex SINGLAND | SINGLAND: T101 | SINGLAND |  | 52.661 | -8.5732
MV/LV Substation GR***4388 | 10 kV | 400V(3ph) & 230V(single ph) | LV | 400 kVA :Kiosk Substation | 0.4 | --> | 0.4 | 0 | 0 | Constrained,otherwise capacity available =384kVA. | --> | 0.38 | 0 | 0 | 0 | 0.016 | 0.385 | 0 |  | --> | C13 ex MALAHIDE | MALAHIDE: T41 | GLASMORE |  | 53.4273 | -6.1715
MV/LV Substation GR***439 | 20 kV | 400V(3ph) & 230V(single ph) | LV | 100 kVA :Pole Substation | 0.1 | --> | 0.1 | 0.1 | 1.6 |  | --> | 0.095 | 0 | 0 | 0 | 0 | 0.1 | 0 |  | --> | C18 ex NEWTOWNCUNNINGHAM | NEWTOWNCUNNINGHAM: T41∥T42 | LETTERKENNY |  | 55.0416 | -7.4407
MV/LV Substation GR***4390 | 10 kV | 400V(3ph) & 230V(single ph) | LV | 630 kVA :Kiosk Substation | 0.63 | --> | 0.63 | 0 | 0 | Constrained,otherwise capacity available =479kVA. | --> | 0.598 | 0 | 0 | 0 | 0.3 | 0.337 | 0 |  | --> | C18 ex KILDARE | KILDARE: T41∥T42 | NEWBRIDGE |  | 53.1479 | -6.9206
MV/LV Substation GR***4391 | 10 kV | 400V(3ph) & 230V(single ph) | LV | 630 kVA :Kiosk Substation | 0.63 | --> | 0.63 | 0 | 0 | Constrained,otherwise capacity available =500kVA. | --> | 0.598 | 0 | 0 | 0 | 0 | 0.5 | 0 |  | --> | C18 ex KILDARE | KILDARE: T41∥T42 | NEWBRIDGE |  | 53.1475 | -6.9244
MV/LV Substation GR***4392 | 20 kV | 400V(3ph) & 230V(single ph) | LV | 400 kVA :Kiosk Substation | 0.4 | --> | 0.4 | 0.4 | 0.7 |  | --> | 0.38 | 0 | 0 | 0 | 0 | 0.4 | 0 |  | --> | C20 ex KNOCKMULLEN | KNOCKMULLEN: T42 | GREAT ISLAND |  | 52.2831 | -6.9913
MV/LV Substation GR***440X | 20 kV | 400V(3ph) & 230V(single ph) | LV | 50 kVA :Pole Substation | 0.05 | --> | 0.05 | 0.016 | 1.5 |  | --> | 0.047 | 0 | 0 | 0 | 0.019 | 0.034 | 0 |  | --> | C19 ex TRAMORE | TRAMORE: T41 | BUTLERSTOWN |  | 52.1495 | -7.0337
MV/LV Substation GR***442X | 10 kV | 400V(3ph) & 230V(single ph) | LV | 50 kVA :Pole Substation | 0.05 | --> | 0.05 | 0.029 | 2.2 |  | --> | 0.047 | 0 | 0 | 0 | 0.006 | 0 | 0 | Constrained,otherwise capacity available =46kW. | --> | C15 ex GLENGOOLE | GLENGOOLE: T41 | THURLES |  | 52.6891 | -7.6247
MV/LV Substation GR***443 | 10 kV | 400V(3ph) & 230V(single ph) | LV | 50 kVA :Pole Substation | 0.05 | --> | 0.05 | 0 | 0 | Constrained,otherwise capacity available =29kVA. | --> | 0.047 | 0 | 0 | 0 | 0.002 | 0.05 | 0 |  | --> | C18 ex BLAKE | BLAKE: T41∥T42 | BLAKE |  | 53.2608 | -6.8477
MV/LV Substation GR***4431 | 10 kV | 400V(3ph) & 230V(single ph) | LV | 50 kVA :Pole Substation | 0.05 | --> | 0.05 | 0 | 0 | Constrained,otherwise capacity available =49kVA. | --> | 0.047 | 0 | 0 | 0 | 0.016 | 0 | 0 | Constrained,otherwise capacity available =32kW. | --> | C11 ex TEMPLEMORE | TEMPLEMORE: T41 | IKERRIN |  | 52.7658 | -7.8634
MV/LV Substation GR***4438 | 20 kV | 400V(3ph) & 230V(single ph) | LV | 400 kVA :Building Structure | 0.4 | --> | 0.4 | 0.4 | 0.7 |  | --> | 0.38 | 0 | 0 | 0 | 0 | 0.4 | 0 |  | --> | C20 ex KNOCKMULLEN | KNOCKMULLEN: T42 | GREAT ISLAND |  | 52.2831 | -6.9866
MV/LV Substation GR***443Z | 10 kV | 400V(3ph) & 230V(single ph) | LV | 200 kVA :Building Structure | 0.2 | --> | 0.2 | 0.137 | 9.1 |  | --> | 0.19 | 0 | 0 | 0 | 0 | 0.209 | 0 |  | --> | C22 ex TRABEG | TRABEG: T101 | TRABEG |  | 51.8486 | -8.4881
MV/LV Substation GR***444 | 20 kV | 400V(3ph) & 230V(single ph) | LV | 100 kVA :Pole Substation | 0.1 | --> | 0.1 | 0 | 0 | Constrained,otherwise capacity available =95kVA. | --> | 0.095 | 0 | 0 | 0 | 0 | 0.1 | 0 |  | --> | E17 ex BRUFF | BRUFF: T421 | LIMERICK |  | 52.514 | -8.62
MV/LV Substation GR***4448 | 20 kV | 400V(3ph) & 230V(single ph) | LV | 100 kVA :Pole Substation | 0.1 | --> | 0.1 | 0 | 0 | Constrained,otherwise capacity available =79kVA. | --> | 0.095 | 0 | 0 | 0 | 0 | 0.103 | 0 |  | --> | E19 ex EDENDERRY | EDENDERRY: T421∥T422 | BLAKE |  | 53.47 | -7.1298
MV/LV Substation GR***4480 | 20 kV | 400V(3ph) & 230V(single ph) | LV | 1000 kVA :Building Structure | 1 | --> | 1 | 0.5 | 0.7 |  | --> | 0.95 | 0 | 0 | 0 | 0 | 0.5 | 0 |  | --> | C20 ex KNOCKMULLEN | KNOCKMULLEN: T42 | GREAT ISLAND |  | 52.2829 | -6.9866
MV/LV Substation GR***4503 | 10 kV | 400V(3ph) & 230V(single ph) | LV | 630 kVA :Kiosk Substation | 0.63 | --> | 0.63 | 0.5 | 2 |  | --> | 0.598 | 0 | 0 | 0 | 0 | 0.5 | 0 |  | --> | C20 ex FAIRVIEW | FAIRVIEW: T41 | MCDERMOTT |  | 53.3718 | -6.2363
MV/LV Substation GR***4504 | 10 kV | 400V(3ph) & 230V(single ph) | LV | 1000 kVA :Building Structure | 1 | --> | 1 | 0.5 | 2 |  | --> | 0.95 | 0 | 0 | 0 | 0 | 0.5 | 0 |  | --> | C20 ex FAIRVIEW | FAIRVIEW: T41 | MCDERMOTT |  | 53.3717 | -6.2328
MV/LV Substation GR***4505 | 10 kV | 400V(3ph) & 230V(single ph) | LV | 1000 kVA :Building Structure | 1 | --> | 1 | 0.5 | 2 |  | --> | 0.95 | 0 | 0 | 0 | 0 | 0.5 | 0 |  | --> | C20 ex FAIRVIEW | FAIRVIEW: T41 | MCDERMOTT |  | 53.3717 | -6.2327
MV/LV Substation GR***453 | 20 kV | 400V(3ph) & 230V(single ph) | LV | 50 kVA :Pole Substation | 0.05 | --> | 0.05 | 0.043 | 3.3 |  | --> | 0.047 | 0 | 0 | 0 | 0.004 | 0.046 | 0 |  | --> | E14 ex BIRDHILL | BIRDHILL: T422 | ARDNACRUSHA |  | 52.781 | -8.4016
MV/LV Substation GR***454Y | 10 kV | 400V(3ph) & 230V(single ph) | LV | 200 kVA :Kiosk Substation | 0.2 | --> | 0.2 | 0 | 0 | Constrained,otherwise capacity available =105kVA. | --> | 0.19 | 0 | 0 | 0 | 0.012 | 0.202 | 0 |  | --> | C13 ex DOCK ROAD | DOCK ROAD: T41∥T42 | LIMERICK |  | 52.6282 | -8.6667
MV/LV Substation GR***459 | 10 kV | 400V(3ph) & 230V(single ph) | LV | 400 kVA :Kiosk Substation | 0.4 | --> | 0.4 | 0.244 | 0.4 |  | --> | 0.38 | 0 | 0 | 0 | 0.023 | 0.399 | 0 |  | --> | C11 ex BALLYBODEN | BALLYBODEN: T41 | COOKSTOWN |  | 53.2801 | -6.2666
MV/LV Substation GR***4602 | 10 kV | 400V(3ph) & 230V(single ph) | LV | 1000 kVA :Building Structure | 1 | --> | 1 | 0.5 | 7.6 |  | --> | 0.95 | 0 | 0 | 0 | 0 | 0.5 | 0 |  | --> | C28 ex TRINITY | TRINITY: T102 | POOLBEG |  | 53.3404 | -6.2392
MV/LV Substation GR***462 | 10 kV | 400V(3ph) & 230V(single ph) | LV | 50 kVA :Pole Substation | 0.05 | --> | 0.05 | 0.05 | 1.3 |  | --> | 0.047 | 0 | 0 | 0 | 0 | 0.049 | 0 |  | --> | C17 ex BALLYBAY | BALLYBAY: T41∥T42 | LISDRUM |  | 54.0938 | -6.8509
MV/LV Substation GR***464 | 10 kV | 400V(3ph) & 230V(single ph) | LV | 400 kVA :Kiosk Substation | 0.4 | --> | 0.4 | 0.293 | 5.4 |  | --> | 0.38 | 0 | 0 | 0 | 0.028 | 0.386 | 0 |  | --> | C18 ex TEMPLEOGUE | TEMPLEOGUE: T41 | MILLTOWN (DR) |  | 53.2805 | -6.3107
MV/LV Substation GR***464 | 20 kV | 400V(3ph) & 230V(single ph) | LV | 50 kVA :Pole Substation | 0.05 | --> | 0.05 | 0.042 | 4.6 |  | --> | 0.047 | 0 | 0 | 0 | 0.002 | 0.048 | 0 |  | --> | E13 ex BALLYRAGGET | BALLYRAGGET: T421∥T422 | BALLYRAGGET |  | 52.7499 | -7.392
MV/LV Substation GR***464X | 10 kV | 400V(3ph) & 230V(single ph) | LV | 400 kVA :Building Structure | 0.4 | --> | 0.4 | 0 | 0 | Constrained,otherwise capacity available =348kVA. | --> | 0.38 | 0 | 0 | 0 | 0.007 | 0.4 | 0 |  | --> | C17 ex CARRICK ON SHANNON | CARRICK ON SHANNON: T41∥T42 | CARRICK ON SHANNON |  | 53.945 | -8.0709
MV/LV Substation GR***467 | 10 kV | 400V(3ph) & 230V(single ph) | LV | 630 kVA :Kiosk Substation | 0.63 | --> | 0.63 | 0 | 0 | Constrained,otherwise capacity available =410kVA. | --> | 0.598 | 0 | 0 | 0 | 0.009 | 0.5 | 0 |  | --> | C13 ex GLASNEVIN | GLASNEVIN: T41 | FINGLAS |  | 53.3799 | -6.2798
MV/LV Substation GR***468 | 10 kV | 400V(3ph) & 230V(single ph) | LV | 1000 kVA :Building Structure | 1 | --> | 1 | 0.5 | 0.9 |  | --> | 0.95 | 0 | 0 | 0 | 0 | 0.5 | 0 |  | --> | C39 ex BEDFORD ROW | BEDFORD ROW: T41 | FRANCIS STREET |  | 53.3387 | -6.2554
MV/LV Substation GR***473 | 20 kV | 400V(3ph) & 230V(single ph) | LV | 50 kVA :Pole Substation | 0.05 | --> | 0.05 | 0.031 | 6.9 |  | --> | 0.047 | 0 | 0 | 0 | 0.008 | 0 | 0 | Constrained,otherwise capacity available =43kW. | --> | E14 ex RATHKEALE | RATHKEALE: T421∥T422 | RATHKEALE |  | 52.4591 | -8.7647
MV/LV Substation GR***476X | 20 kV | 400V(3ph) & 230V(single ph) | LV | 50 kVA :Pole Substation | 0.05 | --> | 0.05 | 0 | 0 | Constrained,otherwise capacity available =31kVA. | --> | 0.047 | 0 | 0 | 0 | 0.004 | 0.047 | 0 |  | --> | E14 ex EDENDERRY | EDENDERRY: T421∥T422 | BLAKE |  | 53.3364 | -6.9377
MV/LV Substation GR***478Y | 20 kV | 400V(3ph) & 230V(single ph) | LV | 200 kVA :Pole Substation | 0.2 | --> | 0.2 | 0.188 | 0.8 |  | --> | 0.19 | 0 | 0 | 0 | 0.015 | 0 | 0 | Constrained,otherwise capacity available =185kW. | --> | E17 ex KILMACTHOMAS | KILMACTHOMAS: T421∥T422 | DUNGARVAN |  | 52.198 | -7.4278
MV/LV Substation GR***480Y | 10 kV | 400V(3ph) & 230V(single ph) | LV | 50 kVA :Pole Substation | 0.05 | --> | 0.05 | 0.038 | 8.3 |  | --> | 0.047 | 0 | 0 | 0 | 0 | 0.051 | 0 |  | --> | C23 ex BALLYBEG | BALLYBEG: T101 | CARRICKMINES |  | 52.9576 | -6.0978
MV/LV Substation GR***484Y | 10 kV | 400V(3ph) & 230V(single ph) | LV | 200 kVA :Kiosk Substation | 0.2 | --> | 0.2 | 0.12 | 0.1 | Constrained,otherwise capacity available =159kVA. | --> | 0.19 | 0 | 0 | 0 | 0 | 0 | 0 | Constrained,otherwise capacity available =206kW. | --> | C23 ex CREGG ROAD | CREGG ROAD: T41∥T42 | BALLYDINE |  | 52.3527 | -7.4058
MV/LV Substation GR***492X | 10 kV | 400V(3ph) & 230V(single ph) | LV | 1000 kVA :Building Structure | 1 | --> | 1 | 0.5 | 0.5 |  | --> | 0.95 | 0 | 0 | 0 | 0 | 0.5 | 0 |  | --> | C02 ex PEMBROKE | PEMBROKE: T44 | RINGSEND |  | 53.3403 | -6.2366
MV/LV Substation GR***495Y | 10 kV | 400V(3ph) & 230V(single ph) | LV | 50 kVA :Pole Substation | 0.05 | --> | 0.05 | 0.049 | 1.5 |  | --> | 0.047 | 0 | 0 | 0 | 0 | 0.049 | 0 |  | --> | C11 ex DERRYCRAMPH | DERRYCRAMPH: T41∥T42 | SHANKILL |  | 53.947 | -7.1451
MV/LV Substation GR***498Y | 20 kV | 400V(3ph) & 230V(single ph) | LV | 50 kVA :Pole Substation | 0.05 | --> | 0.05 | 0 | 0 | Constrained,otherwise capacity available =48kVA. | --> | 0.047 | 0 | 0 | 0 | 0 | 0.049 | 0 |  | --> | E18 ex CREAGH | CREAGH: T421∥T422 | ATHLONE |  | 53.4459 | -8.477
MV/LV Substation GR***500 | 10 kV | 400V(3ph) & 230V(single ph) | LV | 50 kVA :Pole Substation | 0.05 | --> | 0.05 | 0 | 0 | Constrained,otherwise capacity available =45kVA. | --> | 0.047 | 0 | 0 | 0 | 0 | 0.05 | 0 |  | --> | C20 ex BUTTEVANT | BUTTEVANT: T41∥T42 | MALLOW |  | 52.1987 | -8.693
MV/LV Substation GR***502X | 10 kV | 400V(3ph) & 230V(single ph) | LV | 200 kVA :Building Structure | 0.2 | --> | 0.2 | 0 | 0 | Constrained,otherwise capacity available =147kVA. | --> | 0.19 | 0 | 0 | 0 | 0.014 | 0 | 0 | Constrained,otherwise capacity available =193kW. | --> | C14 ex BELLFIELD | BELLFIELD: T41∥T42 | CRANE |  | 52.5108 | -6.5728
MV/LV Substation GR***504X | 10 kV | 400V(3ph) & 230V(single ph) | LV | 50 kVA :Pole Substation | 0.05 | --> | 0.05 | 0 | 0 | Constrained,otherwise capacity available =50kVA. | --> | 0.047 | 0 | 0 | 0 | 0 | 0.049 | 0 |  | --> | C18 ex BALLYBAILIE | BALLYBAILIE: T41 | DUNDALK |  | 53.9435 | -6.5383
MV/LV Substation GR***507Z | 10 kV | 400V(3ph) & 230V(single ph) | LV | 630 kVA :Building Structure | 0.63 | --> | 0.63 | 0 | 0 | Constrained,otherwise capacity available =500kVA. | --> | 0.598 | 0 | 0 | 0 | 0 | 0.5 | 0 |  | --> | C13 ex COLLEGE PARK | COLLEGE PARK: T101 | COLLEGE PARK |  | 53.3915 | -6.3939
MV/LV Substation GR***508Y | 10 kV | 400V(3ph) & 230V(single ph) | LV | 50 kVA :Pole Substation | 0.05 | --> | 0.05 | 0 | 0 | Constrained,otherwise capacity available =50kVA. | --> | 0.047 | 0 | 0 | 0 | 0 | 0.049 | 0 |  | --> | C26 ex GORESBRIDGE | GORESBRIDGE: T41∥T42 | KILKENNY |  | 52.6383 | -6.9961
MV/LV Substation GR***508Z | 10 kV | 400V(3ph) & 230V(single ph) | LV | 630 kVA :Building Structure | 0.63 | --> | 0.63 | 0 | 0 | Constrained,otherwise capacity available =500kVA. | --> | 0.598 | 0 | 0 | 0 | 0 | 0.5 | 0 |  | --> | C13 ex COLLEGE PARK | COLLEGE PARK: T101 | COLLEGE PARK |  | 53.3915 | -6.3939
MV/LV Substation GR***513X | 10 kV | 400V(3ph) & 230V(single ph) | LV | 400 kVA :Kiosk Substation | 0.4 | --> | 0.4 | 0.21 | 0.2 | Constrained,otherwise capacity available =272kVA. | --> | 0.38 | 0 | 0 | 0 | 0.027 | 0.391 | 0 |  | --> | C18 ex NEWBROOK | NEWBROOK: T42 | MULLINGAR |  | 53.5204 | -7.3731
MV/LV Substation GR***514X | 10 kV | 400V(3ph) & 230V(single ph) | LV | 100 kVA :Pole Substation | 0.1 | --> | 0.1 | 0.04 | 0 | Constrained,otherwise capacity available =93kVA. | --> | 0.095 | 0 | 0 | 0 | 0.002 | 0.098 | 0 |  | --> | C17 ex GRAIGUENAMANAGH | GRAIGUENAMANAGH: T41∥T42 | KILKENNY |  | 52.5412 | -6.9643
MV/LV Substation GR***515X | 10 kV | 400V(3ph) & 230V(single ph) | LV | 1000 kVA :Building Structure | 1 | --> | 1 | 0.5 | 7.6 |  | --> | 0.95 | 0 | 0 | 0 | 0 | 0.5 | 0 |  | --> | C13 ex MISERY HILL | MISERY HILL: T101 | POOLBEG |  | 53.3378 | -6.2374
MV/LV Substation GR***516 | 10 kV | 400V(3ph) & 230V(single ph) | LV | 630 kVA :Kiosk Substation | 0.63 | --> | 0.63 | 0.413 | 8.7 |  | --> | 0.598 | 0 | 0 | 0 | 0.022 | 0.5 | 0 |  | --> | C16 ex HAROLDS CROSS | HAROLDS CROSS: T102 | POOLBEG |  | 53.322 | -6.2749
MV/LV Substation GR***522Z | 10 kV | 400V(3ph) & 230V(single ph) | LV | 400 kVA :Kiosk Substation | 0.4 | --> | 0.4 | 0.346 | 7.4 |  | --> | 0.38 | 0 | 0 | 0 | 0 | 0.407 | 0 |  | --> | C12 ex MULLINGAR | MULLINGAR: T102 | MULLINGAR |  | 53.5239 | -7.345
MV/LV Substation GR***525Z | 20 kV | 400V(3ph) & 230V(single ph) | LV | 50 kVA :Pole Substation | 0.05 | --> | 0.05 | 0 | 0 | Constrained,otherwise capacity available =38kVA. | --> | 0.047 | 0 | 0 | 0 | 0 | 0.051 | 0 |  | --> | E11 ex KILCULLEN | KILCULLEN: T424 | STRATFORD |  | 53.083 | -6.7137
MV/LV Substation GR***526 | 10 kV | 400V(3ph) & 230V(single ph) | LV | 100 kVA :Pole Substation | 0.1 | --> | 0.1 | 0.064 | 1.6 |  | --> | 0.095 | 0 | 0 | 0 | 0 | 0.105 | 0 |  | --> | C11 ex NEWTOWNCUNNINGHAM | NEWTOWNCUNNINGHAM: T41∥T42 | LETTERKENNY |  | 54.9798 | -7.4471
MV/LV Substation GR***527Z | 10 kV | 400V(3ph) & 230V(single ph) | LV | 400 kVA :Building Structure | 0.4 | --> | 0.4 | 0 | 0 | Constrained,otherwise capacity available =281kVA. | --> | 0.38 | 0 | 0 | 0 | 0 | 0.417 | 0 |  | --> | C20 ex BALGADDY | BALGADDY: T42 | GRANGE CASTLE |  | 53.3406 | -6.4318
MV/LV Substation GR***534X | 20 kV | 400V(3ph) & 230V(single ph) | LV | 50 kVA :Pole Substation | 0.05 | --> | 0.05 | 0.041 | 8.5 |  | --> | 0.047 | 0 | 0 | 0 | 0 | 0.05 | 0 |  | --> | C14 ex ARDGEEHA | ARDGEEHA: T41∥T42 | DOON |  | 52.4563 | -7.6624
MV/LV Substation GR***535 | 20 kV | 400V(3ph) & 230V(single ph) | LV | 50 kVA :Pole Substation | 0.05 | --> | 0.05 | 0 | 0 | Constrained,otherwise capacity available =29kVA. | --> | 0.047 | 0 | 0 | 0 | 0 | 0.052 | 0 |  | --> | E18 ex CREAGH | CREAGH: T421∥T422 | ATHLONE |  | 53.4709 | -8.512
MV/LV Substation GR***538X | 10 kV | 400V(3ph) & 230V(single ph) | LV | 200 kVA :Kiosk Substation | 0.2 | --> | 0.2 | 0.102 | 9.1 |  | --> | 0.19 | 0 | 0 | 0 | 0.024 | 0.189 | 0 |  | --> | C18 ex TRABEG | TRABEG: T101 | TRABEG |  | 51.8708 | -8.4447
MV/LV Substation GR***539Z | 20 kV | 400V(3ph) & 230V(single ph) | LV | 400 kVA :Kiosk Substation | 0.4 | --> | 0.4 | 0.34 | 12.9 |  | --> | 0.38 | 0 | 0 | 0 | 0.005 | 0.404 | 0 |  | --> | E12 ex COOLROE | COOLROE: T122 | COOLROE |  | 51.8735 | -8.6498
MV/LV Substation GR***540Z | 10 kV | 400V(3ph) & 230V(single ph) | LV | 630 kVA :Kiosk Substation | 0.63 | --> | 0.63 | 0 | 0 | Constrained,otherwise capacity available =500kVA. | --> | 0.598 | 0 | 0 | 0 | 0 | 0.5 | 0 |  | --> | C13 ex GRANGE (DR) | GRANGE (DR): T41 | GRANGE (DR) |  | 53.4073 | -6.1525
MV/LV Substation GR***540Z | 20 kV | 400V(3ph) & 230V(single ph) | LV | 400 kVA :Kiosk Substation | 0.4 | --> | 0.4 | 0.369 | 12.9 |  | --> | 0.38 | 0 | 0 | 0 | 0.007 | 0.397 | 0 |  | --> | E12 ex COOLROE | COOLROE: T122 | COOLROE |  | 51.8731 | -8.6519
MV/LV Substation GR***541Z | 10 kV | 400V(3ph) & 230V(single ph) | LV | 630 kVA :Kiosk Substation | 0.63 | --> | 0.63 | 0 | 0 | Constrained,otherwise capacity available =426kVA. | --> | 0.598 | 0 | 0 | 0 | 0 | 0.5 | 0 |  | --> | C13 ex MALAHIDE | MALAHIDE: T41 | GLASMORE |  | 53.4089 | -6.1633
MV/LV Substation GR***544X | 10 kV | 400V(3ph) & 230V(single ph) | LV | 100 kVA :Pole Substation | 0.1 | --> | 0.1 | 0.092 | 2.1 |  | --> | 0.095 | 0 | 0 | 0 | 0.129 | 0 | 0 |  | --> | C15 ex GRANAGH | GRANAGH: T41∥T42 | WATERFORD |  | 52.315 | -7.1681
MV/LV Substation GR***545Y | 10 kV | 400V(3ph) & 230V(single ph) | LV | 100 kVA :Pole Substation | 0.1 | --> | 0.1 | 0 | 0 | Constrained,otherwise capacity available =88kVA. | --> | 0.095 | 0 | 0 | 0 | 0 | 0 | 0 | Constrained,otherwise capacity available =101kW. | --> | C16 ex RATHDOWNEY | RATHDOWNEY: T42 | IKERRIN |  | 52.8728 | -7.516
MV/LV Substation GR***546Y | 10 kV | 400V(3ph) & 230V(single ph) | LV | 100 kVA :Pole Substation | 0.1 | --> | 0.1 | 0 | 0 | Constrained,otherwise capacity available =35kVA. | --> | 0.095 | 0 | 0 | 0 | 0 | 0 | 0 | Constrained,otherwise capacity available =109kW. | --> | C16 ex RATHDOWNEY | RATHDOWNEY: T42 | IKERRIN |  | 52.8676 | -7.5055
MV/LV Substation GR***547X | 10 kV | 400V(3ph) & 230V(single ph) | LV | 100 kVA :Pole Substation | 0.1 | --> | 0.1 | 0.084 | 2 |  | --> | 0.095 | 0 | 0 | 0 | 0 | 0.102 | 0 |  | --> | C20 ex CARRICKMACROSS | CARRICKMACROSS: T42 | MEATH HILL |  | 53.9684 | -6.852
MV/LV Substation GR***548 | 10 kV | 400V(3ph) & 230V(single ph) | LV | 400 kVA :Kiosk Substation | 0.4 | --> | 0.4 | 0 | 0 | Constrained,otherwise capacity available =337kVA. | --> | 0.38 | 0 | 0 | 0 | 0.003 | 0.406 | 0 |  | --> | C17 ex CARRIGALINE | CARRIGALINE: T41∥T42 | BARNAHELY |  | 51.8023 | -8.2806
MV/LV Substation GR***548Y | 10 kV | 400V(3ph) & 230V(single ph) | LV | 200 kVA :Kiosk Substation | 0.2 | --> | 0.2 | 0 | 0 | Constrained,otherwise capacity available =163kVA. | --> | 0.19 | 0 | 0 | 0 | 0 | 0 | 0 | Constrained,otherwise capacity available =205kW. | --> | C15 ex PALLAS | PALLAS: T41∥T42 | PORTLAOISE |  | 53.0403 | -7.306
MV/LV Substation GR***549 | 10 kV | 400V(3ph) & 230V(single ph) | LV | 200 kVA :Kiosk Substation | 0.2 | --> | 0.2 | 0.075 | 6.4 |  | --> | 0.19 | 0 | 0 | 0 | 0.006 | 0.212 | 0 |  | --> | C18 ex AGHAGAD | AGHAGAD: T41∥T42 | SLIGO |  | 54.3922 | -8.5243
MV/LV Substation GR***550Y | 20 kV | 400V(3ph) & 230V(single ph) | LV | 400 kVA :Building Structure | 0.4 | --> | 0.4 | 0.045 | 4.4 |  | --> | 0.38 | 0 | 0 | 0 | 0.008 | 0 | 0 | Constrained,otherwise capacity available =432kW. | --> | E21 ex SLANE | SLANE: T421 | DRYBRIDGE |  | 53.7152 | -6.5313
MV/LV Substation GR***551 | 20 kV | 400V(3ph) & 230V(single ph) | LV | 50 kVA :Pole Substation | 0.05 | --> | 0.05 | 0.04 | 3.7 |  | --> | 0.047 | 0 | 0 | 0 | 0.019 | 0 | 0 | Constrained,otherwise capacity available =31kW. | --> | E13 ex FOXHOLE | FOXHOLE: T421∥T422 | DUNGARVAN |  | 52.0012 | -7.7599
MV/LV Substation GR***554Z | 10 kV | 400V(3ph) & 230V(single ph) | LV | 400 kVA :Kiosk Substation | 0.4 | --> | 0.4 | 0 | 0 | Constrained,otherwise capacity available =376kVA. | --> | 0.38 | 0 | 0 | 0 | 0 | 0.403 | 0 |  | --> | C29 ex GRANGE CASTLE | GRANGE CASTLE: T101 | INCHICORE 220KV |  | 53.3216 | -6.4557
MV/LV Substation GR***559 | 10 kV | 400V(3ph) & 230V(single ph) | LV | 630 kVA :Building Structure | 0.63 | --> | 0.63 | 0.445 | 5.6 |  | --> | 0.598 | 0 | 0 | 0 | 0.004 | 0.5 | 0 |  | --> | C21 ex HAROLDS CROSS | HAROLDS CROSS: T101 | POOLBEG |  | 53.3292 | -6.2772
MV/LV Substation GR***560Y | 10 kV | 400V(3ph) & 230V(single ph) | LV | 200 kVA :Kiosk Substation | 0.2 | --> | 0.2 | 0.1 | 0.2 |  | --> | 0.19 | 0 | 0 | 0 | 0.02 | 0.194 | 0 |  | --> | C18 ex NEWBROOK | NEWBROOK: T42 | MULLINGAR |  | 53.5187 | -7.3782
MV/LV Substation GR***560Z | 10 kV | 400V(3ph) & 230V(single ph) | LV | 630 kVA :Building Structure | 0.63 | --> | 0.63 | 0 | 0 | Constrained,otherwise capacity available =500kVA. | --> | 0.598 | 0 | 0 | 0 | 0 | 0.5 | 0 |  | --> | C11 ex KILBARRY | KILBARRY: T101 | KILBARRY |  | 51.9078 | -8.4727
MV/LV Substation GR***567Y | 20 kV | 400V(3ph) & 230V(single ph) | LV | 200 kVA :Kiosk Substation | 0.2 | --> | 0.2 | 0 | 0 | Constrained,otherwise capacity available =147kVA. | --> | 0.19 | 0 | 0 | 0 | 0.003 | 0.204 | 0 |  | --> | E14 ex EDENDERRY | EDENDERRY: T421∥T422 | BLAKE |  | 53.3367 | -6.9345
MV/LV Substation GR***570X | 10 kV | 400V(3ph) & 230V(single ph) | LV | 630 kVA :Building Structure | 0.63 | --> | 0.63 | 0 | 0 | Constrained,otherwise capacity available =500kVA. | --> | 0.598 | 0 | 0 | 0 | 0 | 0.5 | 0 |  | --> | C18 ex CULLION | CULLION: T41∥T42 | LETTERKENNY |  | 54.9471 | -7.7328
MV/LV Substation GR***571Z | 10 kV | 400V(3ph) & 230V(single ph) | LV | 630 kVA :Kiosk Substation | 0.63 | --> | 0.63 | 0 | 0 | Constrained,otherwise capacity available =449kVA. | --> | 0.598 | 0 | 0 | 0 | 0 | 0.5 | 0 |  | --> | C13 ex GRANGE (DR) | GRANGE (DR): T41 | GRANGE (DR) |  | 53.4081 | -6.1579
MV/LV Substation GR***573X | 10 kV | 400V(3ph) & 230V(single ph) | LV | 1000 kVA :Building Structure | 1 | --> | 1 | 0.5 | 6.6 |  | --> | 0.95 | 0 | 0 | 0 | 0 | 0.5 | 0 |  | --> | C16 ex MISERY HILL | MISERY HILL: T102 | POOLBEG |  | 53.3433 | -6.2397
MV/LV Substation GR***575Y | 10 kV | 400V(3ph) & 230V(single ph) | LV | 630 kVA :Building Structure | 0.63 | --> | 0.63 | 0.5 | 1 |  | --> | 0.598 | 0 | 0 | 0 | 0 | 0.5 | 0 |  | --> | C19 ex MANOR STREET | MANOR STREET: T41 | WATERFORD |  | 52.2563 | -7.1118
MV/LV Substation GR***578Z | 10 kV | 400V(3ph) & 230V(single ph) | LV | 630 kVA :Building Structure | 0.63 | --> | 0.63 | 0.431 | 0.6 |  | --> | 0.598 | 0 | 0 | 0 | 0 | 0 | 0 | Constrained,otherwise capacity available =500kW. | --> | C31 ex CLONSHAUGH | CLONSHAUGH: T41 | FINGLAS |  | 53.4025 | -6.2173
MV/LV Substation GR***579Z | 20 kV | 400V(3ph) & 230V(single ph) | LV | 630 kVA :Kiosk Substation | 0.63 | --> | 0.63 | 0 | 0 | Constrained,otherwise capacity available =500kVA. | --> | 0.598 | 0 | 0 | 0 | 0.022 | 0.5 | 0 |  | --> | E17 ex BALTRASNA | BALTRASNA: T121 | BALTRASNA |  | 53.518 | -6.5438
MV/LV Substation GR***581 | 10 kV | 400V(3ph) & 230V(single ph) | LV | 200 kVA :Pole Substation | 0.2 | --> | 0.2 | 0 | 0 | Constrained,otherwise capacity available =170kVA. | --> | 0.19 | 0 | 0 | 0 | 0 | 0.204 | 0 |  | --> | C25 ex POPPINTREE | POPPINTREE: T101 | FINGLAS |  | 53.4121 | -6.3002
MV/LV Substation GR***583 | 20 kV | 400V(3ph) & 230V(single ph) | LV | 100 kVA :Pole Substation | 0.1 | --> | 0.1 | 0.083 | 0.8 |  | --> | 0.095 | 0 | 0 | 0 | 0 | 0 | 0 | Constrained,otherwise capacity available =102kW. | --> | E12 ex KILMACTHOMAS | KILMACTHOMAS: T421∥T422 | DUNGARVAN |  | 52.2099 | -7.339
MV/LV Substation GR***584 | 20 kV | 400V(3ph) & 230V(single ph) | LV | 50 kVA :Pole Substation | 0.05 | --> | 0.05 | 0.047 | 5.2 |  | --> | 0.047 | 0 | 0 | 0 | 0 | 0.049 | 0 |  | --> | E12 ex WHITECHURCH | WHITECHURCH: T422 | KILBARRY |  | 52.0444 | -8.4351
MV/LV Substation GR***584Y | 10 kV | 400V(3ph) & 230V(single ph) | LV | 50 kVA :Pole Substation | 0.05 | --> | 0.05 | 0.029 | 1.5 |  | --> | 0.047 | 0 | 0 | 0 | 0 | 0.052 | 0 |  | --> | C11 ex MOUNT MISERY | MOUNT MISERY: T41 | WATERFORD |  | 52.2817 | -7.1615
MV/LV Substation GR***585Y | 10 kV | 400V(3ph) & 230V(single ph) | LV | 50 kVA :Pole Substation | 0.05 | --> | 0.05 | 0.048 | 25.2 |  | --> | 0.047 | 0 | 0 | 0 | 0 | 0.049 | 0 |  | --> | C18 ex ARKLOW | ARKLOW: T101∥T102 | ARKLOW |  | 52.8895 | -6.162
MV/LV Substation GR***588 | 10 kV | 400V(3ph) & 230V(single ph) | LV | 50 kVA :Pole Substation | 0.05 | --> | 0.05 | 0.037 | 2.1 |  | --> | 0.047 | 0 | 0 | 0 | 0.013 | 0.037 | 0 |  | --> | C11 ex KILSARAN | KILSARAN: T42 | DRYBRIDGE |  | 53.8763 | -6.3878
MV/LV Substation GR***588 | 20 kV | 400V(3ph) & 230V(single ph) | LV | 50 kVA :Pole Substation | 0.05 | --> | 0.05 | 0 | 0 | Constrained,otherwise capacity available =41kVA. | --> | 0.047 | 0 | 0 | 0 | 0 | 0 | 0 | Constrained,otherwise capacity available =50kW. | --> | E21 ex ASHBOURNE | ASHBOURNE: T421 | FINGLAS |  | 53.5154 | -6.2783
MV/LV Substation GR***588X | 20 kV | 400V(3ph) & 230V(single ph) | LV | 50 kVA :Pole Substation | 0.05 | --> | 0.05 | 0.048 | 10.7 |  | --> | 0.047 | 0 | 0 | 0 | 0 | 0.049 | 0 |  | --> | E13 ex COOLROE | COOLROE: T121 | COOLROE |  | 51.87 | -8.6386
MV/LV Substation GR***589 | 20 kV | 400V(3ph) & 230V(single ph) | LV | 50 kVA :Pole Substation | 0.05 | --> | 0.05 | 0.048 | 1.4 |  | --> | 0.047 | 0 | 0 | 0 | 0 | 0 | 0 | Constrained,otherwise capacity available =49kW. | --> | C18 ex DEERPARK | DEERPARK: T41∥T42 | BALLYDINE |  | 52.4427 | -7.4769
MV/LV Substation GR***592 | 10 kV | 400V(3ph) & 230V(single ph) | LV | 630 kVA :Building Structure | 0.63 | --> | 0.63 | 0 | 0 | Constrained,otherwise capacity available =480kVA. | --> | 0.598 | 0 | 0 | 0 | 0.034 | 0.5 | 0 |  | --> | C14 ex WHITEHALL | WHITEHALL: T41 | FINGLAS |  | 53.3787 | -6.2377
MV/LV Substation GR***594 | 20 kV | 400V(3ph) & 230V(single ph) | LV | 200 kVA :Kiosk Substation | 0.2 | --> | 0.2 | 0.154 | 1.4 |  | --> | 0.19 | 0 | 0 | 0 | 0.003 | 0 | 0 | Constrained,otherwise capacity available =203kW. | --> | C18 ex DEERPARK | DEERPARK: T41∥T42 | BALLYDINE |  | 52.4448 | -7.4684
MV/LV Substation GR***596Z | 10 kV | 400V(3ph) & 230V(single ph) | LV | 50 kVA :Pole Substation | 0.05 | --> | 0.05 | 0 | 0 | Constrained,otherwise capacity available =49kVA. | --> | 0.047 | 0 | 0 | 0 | 0 | 0.049 | 0 |  | --> | C21 ex KILMONEY | KILMONEY: T41∥T42 | TRABEG |  | 51.7745 | -8.4147
MV/LV Substation GR***597Y | 10 kV | 400V(3ph) & 230V(single ph) | LV | 630 kVA :Kiosk Substation | 0.63 | --> | 0.63 | 0.357 | 4.8 |  | --> | 0.598 | 0 | 0 | 0 | 0 | 0.5 | 0 |  | --> | C13 ex ATHY | ATHY: T101 | ATHY |  | 52.9911 | -6.9885
MV/LV Substation GR***600Y | 10 kV | 400V(3ph) & 230V(single ph) | LV | 50 kVA :Pole Substation | 0.05 | --> | 0.05 | 0.032 | 8.3 |  | --> | 0.047 | 0 | 0 | 0 | 0.007 | 0.044 | 0 |  | --> | C17 ex BALLYBEG | BALLYBEG: T101 | CARRICKMINES |  | 52.97 | -6.0331
MV/LV Substation GR***601 | 20 kV | 400V(3ph) & 230V(single ph) | LV | 200 kVA :Kiosk Substation | 0.2 | --> | 0.2 | 0.146 | 5.3 |  | --> | 0.19 | 0 | 0 | 0 | 0 | 0.207 | 0 |  | --> | E16 ex BUSH | BUSH: T421∥T422 | DUNDALK |  | 54.0323 | -6.1326
MV/LV Substation GR***601X | 20 kV | 400V(3ph) & 230V(single ph) | LV | 50 kVA :Pole Substation | 0.05 | --> | 0.05 | 0 | 0 | Constrained,otherwise capacity available =47kVA. | --> | 0.047 | 0 | 0 | 0 | 0 | 0.049 | 0 |  | --> | C24 ex MACETOWN | MACETOWN: T102 | MACETOWN |  | 53.474 | -6.4979
MV/LV Substation GR***603 | 20 kV | 400V(3ph) & 230V(single ph) | LV | 200 kVA :Pole Substation | 0.2 | --> | 0.2 | 0.121 | 2.2 |  | --> | 0.19 | 0 | 0 | 0 | 0.003 | 0.208 | 0 |  | --> | C12 ex ROSSGEIR | ROSSGEIR: T41∥T42 | LETTERKENNY |  | 54.8016 | -7.5983
MV/LV Substation GR***604 | 10 kV | 400V(3ph) & 230V(single ph) | LV | 200 kVA :Kiosk Substation | 0.2 | --> | 0.2 | 0.072 | 3.6 |  | --> | 0.19 | 0 | 0 | 0 | 0.018 | 0.2 | 0 |  | --> | C19 ex DEANSGRANGE | DEANSGRANGE: T41 | CARRICKMINES |  | 53.2939 | -6.167
MV/LV Substation GR***609 | 20 kV | 400V(3ph) & 230V(single ph) | LV | 100 kVA :Pole Substation | 0.1 | --> | 0.1 | 0 | 0 | Constrained,otherwise capacity available =76kVA. | --> | 0.095 | 0 | 0 | 0 | 0.008 | 0.094 | 0 |  | --> | E16 ex PATRICKSWELL | PATRICKSWELL: T421∥T422 | LIMERICK |  | 52.5554 | -8.8004
MV/LV Substation GR***609X | 10 kV | 400V(3ph) & 230V(single ph) | LV | 400 kVA :Building Structure | 0.4 | --> | 0.4 | 0 | 0 | Constrained,otherwise capacity available =283kVA. | --> | 0.38 | 0 | 0 | 0 | 0.017 | 0.4 | 0 |  | --> | C22 ex OLDBAWN | OLDBAWN: T42 | COOKSTOWN |  | 53.275 | -6.3324
MV/LV Substation GR***612 | 10 kV | 400V(3ph) & 230V(single ph) | LV | 630 kVA :Building Structure | 0.63 | --> | 0.63 | 0.34 | 3.7 |  | --> | 0.598 | 0 | 0 | 0 | 0 | 0.5 | 0 |  | --> | C19 ex MERRION SQUARE | MERRION SQUARE: T42 | RINGSEND |  | 53.3392 | -6.2445
MV/LV Substation GR***612Y | 10 kV | 400V(3ph) & 230V(single ph) | LV | 630 kVA :Kiosk Substation | 0.63 | --> | 0.63 | 0.5 | 2.7 |  | --> | 0.598 | 0 | 0 | 0 | 0.018 | 0.5 | 0 |  | --> | C11 ex RAMPARTS | RAMPARTS: T41 | DUNDALK |  | 53.996 | -6.3952
MV/LV Substation GR***612Z | 10 kV | 400V(3ph) & 230V(single ph) | LV | 200 kVA :Kiosk Substation | 0.2 | --> | 0.2 | 0 | 0 | Constrained,otherwise capacity available =169kVA. | --> | 0.19 | 0 | 0 | 0 | 0 | 0.204 | 0 |  | --> | C17 ex BALGADDY | BALGADDY: T41 | GRANGE CASTLE |  | 53.3296 | -6.4462
MV/LV Substation GR***619 | 10 kV | 400V(3ph) & 230V(single ph) | LV | 400 kVA :Building Structure | 0.4 | --> | 0.4 | 0 | 0 | Constrained,otherwise capacity available =299kVA. | --> | 0.38 | 0 | 0 | 0 | 0.033 | 0.38 | 0 |  | --> | C14 ex WHITEHALL | WHITEHALL: T41 | FINGLAS |  | 53.3777 | -6.2356
MV/LV Substation GR***619X | 10 kV | 400V(3ph) & 230V(single ph) | LV | 630 kVA :Building Structure | 0.63 | --> | 0.63 | 0.5 | 1 |  | --> | 0.598 | 0 | 0 | 0 | 0 | 0.5 | 0 |  | --> | C20 ex MARROWBONE LANE | MARROWBONE LANE: T42 | INCHICORE 220KV |  | 53.34 | -6.3205
MV/LV Substation GR***619Y | 10 kV | 400V(3ph) & 230V(single ph) | LV | 50 kVA :Pole Substation | 0.05 | --> | 0.05 | 0.047 | 2 |  | --> | 0.047 | 0 | 0 | 0 | 0.003 | 0.046 | 0 |  | --> | C20 ex CARRICKMACROSS | CARRICKMACROSS: T42 | MEATH HILL |  | 53.9658 | -6.8368
MV/LV Substation GR***622 | 10 kV | 400V(3ph) & 230V(single ph) | LV | 630 kVA :Kiosk Substation | 0.63 | --> | 0.63 | 0 | 0 | Constrained,otherwise capacity available =500kVA. | --> | 0.598 | 0 | 0 | 0 | 0 | 0.5 | 0 |  | --> | C15 ex LEESON STREET | LEESON STREET: T41 | MILLTOWN (DR) |  | 53.3295 | -6.2662
MV/LV Substation GR***624X | 10 kV | 400V(3ph) & 230V(single ph) | LV | 50 kVA :Pole Substation | 0.05 | --> | 0.05 | 0 | 0 | Constrained,otherwise capacity available =12kVA. | --> | 0.047 | 0 | 0 | 0 | 0 | 0.054 | 0 |  | --> | C20 ex BUTTEVANT | BUTTEVANT: T41∥T42 | MALLOW |  | 52.1971 | -8.6818
MV/LV Substation GR***625Y | 10 kV | 400V(3ph) & 230V(single ph) | LV | 50 kVA :Pole Substation | 0.05 | --> | 0.05 | 0.043 | 1.5 |  | --> | 0.047 | 0 | 0 | 0 | 0 | 0.05 | 0 |  | --> | E17 ex BEALISTOWN | BEALISTOWN: T421∥T422 | GREAT ISLAND |  | 52.1956 | -6.8416
MV/LV Substation GR***625Z | 10 kV | 400V(3ph) & 230V(single ph) | LV | 100 kVA :Pole Substation | 0.1 | --> | 0.1 | 0.081 | 1.5 |  | --> | 0.095 | 0 | 0 | 0 | 0.007 | 0.095 | 0 |  | --> | C19 ex SALLINS | SALLINS: T41 | GRIFFINRATH |  | 53.2856 | -6.8003
MV/LV Substation GR***629X | 10 kV | 400V(3ph) & 230V(single ph) | LV | 400 kVA :Building Structure | 0.4 | --> | 0.4 | 0.245 | 4.4 |  | --> | 0.38 | 0 | 0 | 0 | 0.023 | 0.399 | 0 |  | --> | C20 ex TYMON | TYMON: T42 | COOKSTOWN |  | 53.2938 | -6.3475
MV/LV Substation GR***631 | 10 kV | 400V(3ph) & 230V(single ph) | LV | 400 kVA :Kiosk Substation | 0.4 | --> | 0.4 | 0.288 | 0.4 |  | --> | 0.38 | 0 | 0 | 0 | 0.017 | 0.399 | 0 |  | --> | C13 ex BALLYBODEN | BALLYBODEN: T41 | COOKSTOWN |  | 53.285 | -6.2805
MV/LV Substation GR***633Y | 10 kV | 400V(3ph) & 230V(single ph) | LV | 50 kVA :Pole Substation | 0.05 | --> | 0.05 | 0.047 | 2.3 |  | --> | 0.047 | 0 | 0 | 0 | 0 | 0.049 | 0 |  | --> | C15 ex RANDALSTOWN | RANDALSTOWN: T41 | NAVAN |  | 53.6647 | -6.7673
MV/LV Substation GR***634Y | 10 kV | 400V(3ph) & 230V(single ph) | LV | 200 kVA :Kiosk Substation | 0.2 | --> | 0.2 | 0 | 0 | Constrained,otherwise capacity available =159kVA. | --> | 0.19 | 0 | 0 | 0 | 0.003 | 0 | 0 | Constrained,otherwise capacity available =203kW. | --> | C15 ex MOUNTMELLICK | MOUNTMELLICK: T41∥T42 | PORTLAOISE |  | 53.1134 | -7.3244
MV/LV Substation GR***635Z | 10 kV | 400V(3ph) & 230V(single ph) | LV | 200 kVA :Kiosk Substation | 0.2 | --> | 0.2 | 0.147 | 0.1 | Constrained,otherwise capacity available =160kVA. | --> | 0.19 | 0 | 0 | 0 | 0.01 | 0.195 | 0 |  | --> | C16 ex JOHNSTOWN | JOHNSTOWN: T42 | KILTEEL |  | 53.2369 | -6.6159
MV/LV Substation GR***640 | 10 kV | 400V(3ph) & 230V(single ph) | LV | 100 kVA :Pole Substation | 0.1 | --> | 0.1 | 0.099 | 4 |  | --> | 0.095 | 0 | 0 | 0 | 0 | 0 | 0 | Constrained,otherwise capacity available =100kW. | --> | C20 ex LISMORE | LISMORE: T41∥T42 | DUNGARVAN |  | 52.1216 | -7.8652
MV/LV Substation GR***642X | 10 kV | 400V(3ph) & 230V(single ph) | LV | 50 kVA :Pole Substation | 0.05 | --> | 0.05 | 0.045 | 1.1 |  | --> | 0.047 | 0 | 0 | 0 | 0 | 0.05 | 0 |  | --> | C15 ex CAHIRCALLA | CAHIRCALLA: T41∥T42 | ENNIS |  | 52.8097 | -8.9388
MV/LV Substation GR***645X | 10 kV | 400V(3ph) & 230V(single ph) | LV | 50 kVA :Pole Substation | 0.05 | --> | 0.05 | 0 | 0 | Constrained,otherwise capacity available =20kVA. | --> | 0.047 | 0 | 0 | 0 | 0 | 0 | 0 | Constrained,otherwise capacity available =54kW. | --> | C24 ex RAMSTOWN | RAMSTOWN: T41∥T42 | CRANE |  | 52.6754 | -6.3052
MV/LV Substation GR***649 | 10 kV | 400V(3ph) & 230V(single ph) | LV | 400 kVA :Building Structure | 0.4 | --> | 0.4 | 0 | 0 | Constrained,otherwise capacity available =293kVA. | --> | 0.38 | 0 | 0 | 0 | 0.018 | 0.397 | 0 |  | --> | C14 ex WHITEHALL | WHITEHALL: T41 | FINGLAS |  | 53.3773 | -6.2297
MV/LV Substation GR***660X | 20 kV | 400V(3ph) & 230V(single ph) | LV | 400 kVA :Kiosk Substation | 0.4 | --> | 0.4 | 0.37 | 1.6 |  | --> | 0.38 | 0 | 0 | 0 | 0.004 | 0.4 | 0 |  | --> | E16 ex MILLTOWN (SR) | MILLTOWN (SR): T422 | OUGHTRAGH |  | 52.1018 | -9.7726
MV/LV Substation GR***661 | 20 kV | 400V(3ph) & 230V(single ph) | LV | 200 kVA :Pole Substation | 0.2 | --> | 0.2 | 0.181 | 4.3 |  | --> | 0.19 | 0 | 0 | 0 | 0 | 0 | 0 | Constrained,otherwise capacity available =202kW. | --> | E12 ex MOVILLE | MOVILLE: T421∥T422 | TRILLICK |  | 55.2173 | -6.9571
MV/LV Substation GR***666Z | 10 kV | 400V(3ph) & 230V(single ph) | LV | 1000 kVA :Kiosk Substation | 1 | --> | 1 | 0.5 | 7.4 |  | --> | 0.95 | 0 | 0 | 0 | 0.003 | 0.5 | 0 |  | --> | C12 ex MULLINGAR | MULLINGAR: T102 | MULLINGAR |  | 53.5254 | -7.3506
MV/LV Substation GR***667Z | 10 kV | 400V(3ph) & 230V(single ph) | LV | 630 kVA :Building Structure | 0.63 | --> | 0.63 | 0.5 | 7.4 |  | --> | 0.598 | 0 | 0 | 0 | 0 | 0.5 | 0 |  | --> | C12 ex MULLINGAR | MULLINGAR: T102 | MULLINGAR |  | 53.524 | -7.3507
MV/LV Substation GR***668Y | 20 kV | 400V(3ph) & 230V(single ph) | LV | 400 kVA :Kiosk Substation | 0.4 | --> | 0.4 | 0.366 | 5.3 |  | --> | 0.38 | 0 | 0 | 0 | 0 | 0.404 | 0 |  | --> | E17 ex BUSH | BUSH: T421∥T422 | DUNDALK |  | 54.0392 | -6.1763
MV/LV Substation GR***668Y | 20 kV | 400V(3ph) & 230V(single ph) | LV | 200 kVA :Kiosk Substation | 0.2 | --> | 0.2 | 0.157 | 1.8 |  | --> | 0.19 | 0 | 0 | 0 | 0.023 | 0.182 | 0 |  | --> | C18 ex ROSCOMMON | ROSCOMMON: T42 | LANESBORO |  | 53.5732 | -8.0956
MV/LV Substation GR***670 | 10 kV | 400V(3ph) & 230V(single ph) | LV | 630 kVA :Kiosk Substation | 0.63 | --> | 0.63 | 0.43 | 0.4 | Constrained,otherwise capacity available =500kVA. | --> | 0.598 | 0 | 0 | 0 | 0.003 | 0.5 | 0 |  | --> | C17 ex BALLYBODEN | BALLYBODEN: T41 | COOKSTOWN |  | 53.276 | -6.2842
MV/LV Substation GR***670X | 10 kV | 400V(3ph) & 230V(single ph) | LV | 100 kVA :Pole Substation | 0.1 | --> | 0.1 | 0 | 0 | Constrained,otherwise capacity available =74kVA. | --> | 0.095 | 0 | 0 | 0 | 0 | 0.103 | 0 |  | --> | C11 ex ATHGARVAN | ATHGARVAN: T41 | NEWBRIDGE |  | 53.1631 | -6.8052
MV/LV Substation GR***670Z | 10 kV | 400V(3ph) & 230V(single ph) | LV | 1000 kVA :Building Structure | 1 | --> | 1 | 0.5 | 0.7 |  | --> | 0.95 | 0 | 0 | 0 | 0 | 0.5 | 0 |  | --> | C20 ex KNOCKMULLEN | KNOCKMULLEN: T42 | GREAT ISLAND |  | 52.3821 | -6.9539
MV/LV Substation GR***674Z | 20 kV | 400V(3ph) & 230V(single ph) | LV | 50 kVA :Pole Substation | 0.05 | --> | 0.05 | 0.05 | 1.5 |  | --> | 0.047 | 0 | 0 | 0 | 0 | 0.049 | 0 |  | --> | E15 ex BEALISTOWN | BEALISTOWN: T421∥T422 | GREAT ISLAND |  | 52.2279 | -6.7569
MV/LV Substation GR***675Y | 10 kV | 400V(3ph) & 230V(single ph) | LV | 200 kVA :Kiosk Substation | 0.2 | --> | 0.2 | 0.157 | 1.6 |  | --> | 0.19 | 0 | 0 | 0 | 0.004 | 0.202 | 0 |  | --> | C22 ex CELBRIDGE | CELBRIDGE: T42 | GRIFFINRATH |  | 53.3371 | -6.5571
MV/LV Substation GR***677 | 10 kV | 400V(3ph) & 230V(single ph) | LV | 100 kVA :Pole Substation | 0.1 | --> | 0.1 | 0.06 | 3.6 |  | --> | 0.095 | 0 | 0 | 0 | 0.012 | 0.093 | 0 |  | --> | E18 ex KILLINICK | KILLINICK: T421∥T422 | WEXFORD |  | 52.2736 | -6.3985
MV/LV Substation GR***678 | 10 kV | 400V(3ph) & 230V(single ph) | LV | 630 kVA :Kiosk Substation | 0.63 | --> | 0.63 | 0.427 | 4.1 |  | --> | 0.598 | 0 | 0 | 0 | 0.015 | 0.5 | 0 |  | --> | C19 ex MOUNT MERRION | MOUNT MERRION: T41 | CARRICKMINES |  | 53.3123 | -6.2216
MV/LV Substation GR***679 | 10 kV | 400V(3ph) & 230V(single ph) | LV | 50 kVA :Pole Substation | 0.05 | --> | 0.05 | 0 | 0 | Constrained,otherwise capacity available =37kVA. | --> | 0.047 | 0 | 0 | 0 | 0.007 | 0.043 | 0 |  | --> | C17 ex ROSEHILL | ROSEHILL: T41 | KILKENNY |  | 52.6027 | -7.2959
MV/LV Substation GR***681 | 20 kV | 400V(3ph) & 230V(single ph) | LV | 50 kVA :Pole Substation | 0.05 | --> | 0.05 | 0 | 0 | Constrained,otherwise capacity available =33kVA. | --> | 0.047 | 0 | 0 | 0 | 0.003 | 0.048 | 0 |  | --> | E16 ex ACADEMY STREET | ACADEMY STREET: T421∥T422 | NAVAN |  | 53.6064 | -6.6689
MV/LV Substation GR***684X | 20 kV | 400V(3ph) & 230V(single ph) | LV | 100 kVA :Pole Substation | 0.1 | --> | 0.1 | 0 | 0 | Constrained,otherwise capacity available =71kVA. | --> | 0.095 | 0 | 0 | 0 | 0 | 0.103 | 0 |  | --> | C17 ex CLONES | CLONES: T41∥T42 | SHANKILL |  | 54.2032 | -7.1809
MV/LV Substation GR***685 | 10 kV | 400V(3ph) & 230V(single ph) | LV | 200 kVA :Kiosk Substation | 0.2 | --> | 0.2 | 0.136 | 2.4 |  | --> | 0.19 | 0 | 0 | 0 | 0.001 | 0.208 | 0 |  | --> | C18 ex DUNDRUM | DUNDRUM: T42 | BLACKROCK |  | 53.3124 | -6.2283
MV/LV Substation GR***685X | 20 kV | 400V(3ph) & 230V(single ph) | LV | 50 kVA :Pole Substation | 0.05 | --> | 0.05 | 0 | 0 | Constrained,otherwise capacity available =35kVA. | --> | 0.047 | 0 | 0 | 0 | 0 | 0.051 | 0 |  | --> | E13 ex BALLINROBE | BALLINROBE: T421∥T422 | DALTON |  | 53.6262 | -9.2237
MV/LV Substation GR***685Z | 10 kV | 400V(3ph) & 230V(single ph) | LV | 400 kVA :Kiosk Substation | 0.4 | --> | 0.4 | 0.326 | 15.8 |  | --> | 0.38 | 0 | 0 | 0 | 0.003 | 0.407 | 0 |  | --> | C26 ex CASTLEVIEW | CASTLEVIEW: T102 | CASTLEVIEW |  | 51.8972 | -8.4062
MV/LV Substation GR***686 | 10 kV | 400V(3ph) & 230V(single ph) | LV | 50 kVA :Pole Substation | 0.05 | --> | 0.05 | 0 | 0 | Constrained,otherwise capacity available =32kVA. | --> | 0.047 | 0 | 0 | 0 | 0 | 0 | 0 | Constrained,otherwise capacity available =51kW. | --> | C11 ex HOLYCROSS ROAD | HOLYCROSS ROAD: T41∥T42 | THURLES |  | 52.6265 | -7.8187
MV/LV Substation GR***689Y | 10 kV | 400V(3ph) & 230V(single ph) | LV | 400 kVA :Building Structure | 0.4 | --> | 0.4 | 0.385 | 2.8 |  | --> | 0.38 | 0 | 0 | 0 | 0.007 | 0.392 | 0 |  | --> | C17 ex CORBALLY | CORBALLY: T41∥T42 | ARDNACRUSHA |  | 52.6688 | -8.615
MV/LV Substation GR***696 | 20 kV | 400V(3ph) & 230V(single ph) | LV | 200 kVA :Pole Substation | 0.2 | --> | 0.2 | 0.153 | 5.1 |  | --> | 0.19 | 0 | 0 | 0 | 0.004 | 0.202 | 0 |  | --> | E18 ex BALLYBUNION | BALLYBUNION: T421∥T422 | TRIEN |  | 52.5065 | -9.6731
MV/LV Substation GR***697X | 20 kV | 400V(3ph) & 230V(single ph) | LV | 50 kVA :Pole Substation | 0.05 | --> | 0.05 | 0.05 | 1.4 |  | --> | 0.047 | 0 | 0 | 0 | 0 | 0.049 | 0 |  | --> | E18 ex GARRANACANTY | GARRANACANTY: T422 | TIPPERARY |  | 52.5815 | -8.1567
MV/LV Substation GR***705 | 20 kV | 400V(3ph) & 230V(single ph) | LV | 50 kVA :Pole Substation | 0.05 | --> | 0.05 | 0.044 | 4.3 |  | --> | 0.047 | 0 | 0 | 0 | 0 | 0 | 0 | Constrained,otherwise capacity available =50kW. | --> | E12 ex MOVILLE | MOVILLE: T421∥T422 | TRILLICK |  | 55.2038 | -6.9945
MV/LV Substation GR***706X | 20 kV | 400V(3ph) & 230V(single ph) | LV | 100 kVA :Pole Substation | 0.1 | --> | 0.1 | 0.1 | 2.8 |  | --> | 0.095 | 0 | 0 | 0 | 0 | 0 | 0 | Constrained,otherwise capacity available =100kW. | --> | C21 ex LEE BRIDGE | LEE BRIDGE: T41 | MACROOM |  | 51.9015 | -9.1532
MV/LV Substation GR***707 | 10 kV | 400V(3ph) & 230V(single ph) | LV | 100 kVA :Pole Substation | 0.1 | --> | 0.1 | 0.093 | 1.5 |  | --> | 0.095 | 0 | 0 | 0 | 0 | 0.1 | 0 |  | --> | C19 ex SALLINS | SALLINS: T41 | GRIFFINRATH |  | 53.2868 | -6.8002
MV/LV Substation GR***709X | 10 kV | 400V(3ph) & 230V(single ph) | LV | 1000 kVA :Building Structure | 1 | --> | 1 | 0.5 | 2.9 |  | --> | 0.95 | 0 | 0 | 0 | 0 | 0.5 | 0 |  | --> | C14 ex WOLFE TONE STREET | WOLFE TONE STREET: T102 | FINGLAS |  | 53.3508 | -6.2635
MV/LV Substation GR***710 | 10 kV | 400V(3ph) & 230V(single ph) | LV | 100 kVA :Pole Substation | 0.1 | --> | 0.1 | 0 | 0 | Constrained,otherwise capacity available =62kVA. | --> | 0.095 | 0 | 0 | 0 | 0 | 0.105 | 0 |  | --> | C15 ex CULLION | CULLION: T41∥T42 | LETTERKENNY |  | 54.9562 | -7.6216
MV/LV Substation GR***711X | 20 kV | 400V(3ph) & 230V(single ph) | LV | 50 kVA :Pole Substation | 0.05 | --> | 0.05 | 0 | 0 | Constrained,otherwise capacity available =40kVA. | --> | 0.047 | 0 | 0 | 0 | 0.007 | 0.043 | 0 |  | --> | E18 ex GLASMORE | GLASMORE: T422 | GLASMORE |  | 53.5134 | -6.2277
MV/LV Substation GR***726 | 20 kV | 400V(3ph) & 230V(single ph) | LV | 100 kVA :Pole Substation | 0.1 | --> | 0.1 | 0 | 0 | Constrained,otherwise capacity available =85kVA. | --> | 0.095 | 0 | 0 | 0 | 0 | 0.102 | 0 |  | --> | C11 ex LOUGHSHINNY | LOUGHSHINNY: T41 | GLASMORE |  | 53.5426 | -6.1481
MV/LV Substation GR***729 | 20 kV | 400V(3ph) & 230V(single ph) | LV | 200 kVA :Pole Substation | 0.2 | --> | 0.2 | 0.19 | 11.3 |  | --> | 0.19 | 0 | 0 | 0 | 0 | 0.201 | 0 |  | --> | C14 ex SINGLAND | SINGLAND: T102 | SINGLAND |  | 52.6555 | -8.5025
MV/LV Substation GR***730Y | 20 kV | 400V(3ph) & 230V(single ph) | LV | 630 kVA :Building Structure | 0.63 | --> | 0.63 | 0.5 | 5.3 |  | --> | 0.598 | 0 | 0 | 0 | 0 | 0.5 | 0 |  | --> | E16 ex BUSH | BUSH: T421∥T422 | DUNDALK |  | 54.033 | -6.1332
MV/LV Substation GR***735 | 10 kV | 400V(3ph) & 230V(single ph) | LV | 50 kVA :Pole Substation | 0.05 | --> | 0.05 | 0 | 0 | Constrained,otherwise capacity available =44kVA. | --> | 0.047 | 0 | 0 | 0 | 0 | 0.05 | 0 |  | --> | C21 ex KILMONEY | KILMONEY: T41∥T42 | TRABEG |  | 51.7632 | -8.3779
MV/LV Substation GR***735Y | 10 kV | 400V(3ph) & 230V(single ph) | LV | 200 kVA :Kiosk Substation | 0.2 | --> | 0.2 | 0.181 | 4.6 |  | --> | 0.19 | 0 | 0 | 0 | 0.003 | 0.199 | 0 |  | --> | C18 ex BALLYJAMESDUFF | BALLYJAMESDUFF: T42 | SHANKILL |  | 53.8649 | -7.203
MV/LV Substation GR***737Y | 10 kV | 400V(3ph) & 230V(single ph) | LV | 400 kVA :Kiosk Substation | 0.4 | --> | 0.4 | 0.279 | 1.3 |  | --> | 0.38 | 0 | 0 | 0 | 0 | 0.418 | 0 |  | --> | C12 ex GRANGE (SR) | GRANGE (SR): T41∥T42 | BUTLERSTOWN |  | 52.2347 | -7.1168
MV/LV Substation GR***739 | 10 kV | 400V(3ph) & 230V(single ph) | LV | 630 kVA :Kiosk Substation | 0.63 | --> | 0.63 | 0.387 | 2 |  | --> | 0.598 | 0 | 0 | 0 | 0.067 | 0.5 | 0 |  | --> | C20 ex FAIRVIEW | FAIRVIEW: T41 | MCDERMOTT |  | 53.3693 | -6.2415
MV/LV Substation GR***746X | 10 kV | 400V(3ph) & 230V(single ph) | LV | 1000 kVA :Building Structure | 1 | --> | 1 | 0.5 | 0.9 |  | --> | 0.95 | 0 | 0 | 0 | 0 | 0.5 | 0 |  | --> | C38 ex BEDFORD ROW | BEDFORD ROW: T41 | FRANCIS STREET |  | 53.3425 | -6.2588
MV/LV Substation GR***749Y | 10 kV | 400V(3ph) & 230V(single ph) | LV | 400 kVA :Kiosk Substation | 0.4 | --> | 0.4 | 0.12 | 0.1 | Constrained,otherwise capacity available =354kVA. | --> | 0.38 | 0 | 0 | 0 | 0 | 0 | 0 | Constrained,otherwise capacity available =407kW. | --> | C16 ex CREGG ROAD | CREGG ROAD: T41∥T42 | BALLYDINE |  | 52.3523 | -7.4011
MV/LV Substation GR***750 | 20 kV | 400V(3ph) & 230V(single ph) | LV | 100 kVA :Pole Substation | 0.1 | --> | 0.1 | 0 | 0 | Constrained,otherwise capacity available =89kVA. | --> | 0.095 | 0 | 0 | 0 | 0 | 0 | 0 | Constrained,otherwise capacity available =101kW. | --> | E11 ex LUMCLOON | LUMCLOON: T421∥T422 | DALLOW |  | 53.2214 | -7.8889
MV/LV Substation GR***751 | 10 kV | 400V(3ph) & 230V(single ph) | LV | 630 kVA :Building Structure | 0.63 | --> | 0.63 | 0.5 | 5 |  | --> | 0.598 | 0 | 0 | 0 | 0 | 0.5 | 0 |  | --> | C18 ex BALLYRICKARD | BALLYRICKARD: T41∥T42 | TRALEE |  | 52.2849 | -9.7059
MV/LV Substation GR***752X | 10 kV | 400V(3ph) & 230V(single ph) | LV | 400 kVA :Building Structure | 0.4 | --> | 0.4 | 0.4 | 2.2 |  | --> | 0.38 | 0 | 0 | 0 | 0 | 0.4 | 0 |  | --> | C18 ex SPA ROAD | SPA ROAD: T41∥T42 | DOON |  | 52.361 | -7.6442
MV/LV Substation GR***754 | 20 kV | 400V(3ph) & 230V(single ph) | LV | 100 kVA :Pole Substation | 0.1 | --> | 0.1 | 0.076 | 2.9 |  | --> | 0.095 | 0 | 0 | 0 | 0.004 | 0.098 | 0 |  | --> | C12 ex DUNLEER | DUNLEER: T41∥T42 | DRYBRIDGE |  | 53.8163 | -6.3345
MV/LV Substation GR***754Y | 20 kV | 400V(3ph) & 230V(single ph) | LV | 630 kVA :Kiosk Substation | 0.63 | --> | 0.63 | 0 | 0 | Constrained,otherwise capacity available =500kVA. | --> | 0.598 | 0 | 0 | 0 | 0 | 0.5 | 0 |  | --> | C21 ex PORTARLINGTON | PORTARLINGTON: T43 | BLAKE |  | 53.1378 | -7.0627
MV/LV Substation GR***755Y | 10 kV | 400V(3ph) & 230V(single ph) | LV | 400 kVA :Kiosk Substation | 0.4 | --> | 0.4 | 0.259 | 2.1 |  | --> | 0.38 | 0 | 0 | 0 | 0.031 | 0.389 | 0 |  | --> | C12 ex MORNINGTON ROAD | MORNINGTON ROAD: T42 | DRYBRIDGE |  | 53.7041 | -6.3067
MV/LV Substation GR***756 | 10 kV | 400V(3ph) & 230V(single ph) | LV | 200 kVA :Pole Substation | 0.2 | --> | 0.2 | 0 | 0 | Constrained,otherwise capacity available =184kVA. | --> | 0.19 | 0 | 0 | 0 | 0 | 0.202 | 0 |  | --> | C16 ex BALLYBAILIE | BALLYBAILIE: T41 | DUNDALK |  | 53.8713 | -6.5313
MV/LV Substation GR***758 | 10 kV | 400V(3ph) & 230V(single ph) | LV | 50 kVA :Pole Substation | 0.05 | --> | 0.05 | 0.046 | 4.3 |  | --> | 0.047 | 0 | 0 | 0 | 0 | 0.049 | 0 |  | --> | C18 ex BAILIEBORO | BAILIEBORO: T41∥T42 | MEATH HILL |  | 53.8951 | -6.9668
MV/LV Substation GR***762 | 20 kV | 400V(3ph) & 230V(single ph) | LV | 50 kVA :Pole Substation | 0.05 | --> | 0.05 | 0 | 0 | Constrained,otherwise capacity available =23kVA. | --> | 0.047 | 0 | 0 | 0 | 0 | 0.053 | 0 |  | --> | E12 ex FINEA | FINEA: T421∥T422 | SHANKILL |  | 53.7713 | -7.4954
MV/LV Substation GR***767Y | 10 kV | 400V(3ph) & 230V(single ph) | LV | 100 kVA :Pole Substation | 0.1 | --> | 0.1 | 0.08 | 3.3 |  | --> | 0.095 | 0 | 0 | 0 | 0 | 0.103 | 0 |  | --> | C14 ex WATERFORD | WATERFORD: T42 | WATERFORD |  | 52.2644 | -7.1256
MV/LV Substation GR***772 | 10 kV | 400V(3ph) & 230V(single ph) | LV | 630 kVA :Kiosk Substation | 0.63 | --> | 0.63 | 0.43 | 0.4 | Constrained,otherwise capacity available =500kVA. | --> | 0.598 | 0 | 0 | 0 | 0 | 0.5 | 0 |  | --> | C11 ex BALLYBODEN | BALLYBODEN: T41 | COOKSTOWN |  | 53.2809 | -6.2841
MV/LV Substation GR***773 | 10 kV | 400V(3ph) & 230V(single ph) | LV | 630 kVA :Kiosk Substation | 0.63 | --> | 0.63 | 0.5 | 3.7 |  | --> | 0.598 | 0 | 0 | 0 | 0 | 0.5 | 0 |  | --> | C19 ex MERRION SQUARE | MERRION SQUARE: T42 | RINGSEND |  | 53.3389 | -6.2441
MV/LV Substation GR***774X | 10 kV | 400V(3ph) & 230V(single ph) | LV | 400 kVA :Kiosk Substation | 0.4 | --> | 0.4 | 0.067 | 0.1 | Constrained,otherwise capacity available =309kVA. | --> | 0.38 | 0 | 0 | 0 | 0.024 | 0.388 | 0 |  | --> | C17 ex BISHOPSTOWN | BISHOPSTOWN: T41 | KILBARRY |  | 51.8863 | -8.5741
MV/LV Substation GR***777 | 10 kV | 400V(3ph) & 230V(single ph) | LV | 50 kVA :Pole Substation | 0.05 | --> | 0.05 | 0.05 | 4.3 |  | --> | 0.047 | 0 | 0 | 0 | 0 | 0.049 | 0 |  | --> | C19 ex BAILIEBORO | BAILIEBORO: T41∥T42 | MEATH HILL |  | 53.8686 | -6.9997
MV/LV Substation GR***777 | 20 kV | 400V(3ph) & 230V(single ph) | LV | 50 kVA :Pole Substation | 0.05 | --> | 0.05 | 0.05 | 5.6 |  | --> | 0.047 | 0 | 0 | 0 | 0 | 0.049 | 0 |  | --> | E17 ex BLESSINGTON | BLESSINGTON: T421 | KILTEEL |  | 53.0734 | -6.5092
MV/LV Substation GR***779Y | 20 kV | 400V(3ph) & 230V(single ph) | LV | 50 kVA :Pole Substation | 0.05 | --> | 0.05 | 0.049 | 2 |  | --> | 0.047 | 0 | 0 | 0 | 0 | 0.049 | 0 |  | --> | E15 ex BALLYCONNELL | BALLYCONNELL: T421∥T422 | GORTAWEE |  | 54.1258 | -7.4041
MV/LV Substation GR***784Y | 10 kV | 400V(3ph) & 230V(single ph) | LV | 400 kVA :Building Structure | 0.4 | --> | 0.4 | 0.4 | 1.8 |  | --> | 0.38 | 0 | 0 | 0 | 0 | 0.4 | 0 |  | --> | C18 ex CAHERDAVIN | CAHERDAVIN: T42 | ARDNACRUSHA |  | 52.6742 | -8.6701
MV/LV Substation GR***785X | 10 kV | 400V(3ph) & 230V(single ph) | LV | 400 kVA :Kiosk Substation | 0.4 | --> | 0.4 | 0.368 | 3.4 |  | --> | 0.38 | 0 | 0 | 0 | 0.027 | 0.376 | 0 |  | --> | C18 ex GRAIGUE | GRAIGUE: T42 | CARLOW |  | 52.8421 | -6.937
MV/LV Substation GR***790X | 10 kV | 400V(3ph) & 230V(single ph) | LV | 200 kVA :Kiosk Substation | 0.2 | --> | 0.2 | 0 | 0 | Constrained,otherwise capacity available =166kVA. | --> | 0.19 | 0 | 0 | 0 | 0.002 | 0.202 | 0 |  | --> | C13 ex BUTTEVANT | BUTTEVANT: T41∥T42 | MALLOW |  | 52.1846 | -8.6724
MV/LV Substation GR***797Y | 20 kV | 400V(3ph) & 230V(single ph) | LV | 200 kVA :Kiosk Substation | 0.2 | --> | 0.2 | 0 | 0 | Constrained,otherwise capacity available =127kVA. | --> | 0.19 | 0 | 0 | 0 | 0.036 | 0.173 | 0 |  | --> | E15 ex JULIANSTOWN | JULIANSTOWN: T421∥T422 | DRYBRIDGE |  | 53.6303 | -6.2686
MV/LV Substation GR***798Y | 20 kV | 400V(3ph) & 230V(single ph) | LV | 200 kVA :Kiosk Substation | 0.2 | --> | 0.2 | 0 | 0 | Constrained,otherwise capacity available =149kVA. | --> | 0.19 | 0 | 0 | 0 | 0.006 | 0.201 | 0 |  | --> | E15 ex JULIANSTOWN | JULIANSTOWN: T421∥T422 | DRYBRIDGE |  | 53.631 | -6.2666
MV/LV Substation GR***800 | 20 kV | 400V(3ph) & 230V(single ph) | LV | 30 kVA :Pole Substation | 0.03 | --> | 0.03 | 0.03 | 0.8 |  | --> | 0.028 | 0 | 0 | 0 | 0 | 0 | 0 | Constrained,otherwise capacity available =29kW. | --> | E17 ex KILMACTHOMAS | KILMACTHOMAS: T421∥T422 | DUNGARVAN |  | 52.1971 | -7.4345
MV/LV Substation GR***801X | 20 kV | 400V(3ph) & 230V(single ph) | LV | 50 kVA :Pole Substation | 0.05 | --> | 0.05 | 0 | 0 | Constrained,otherwise capacity available =23kVA. | --> | 0.047 | 0 | 0 | 0 | 0 | 0.053 | 0 |  | --> | E12 ex CARRIGSHANE | CARRIGSHANE: T422 | MIDLETON |  | 51.916 | -8.0556
MV/LV Substation GR***803Y | 10 kV | 400V(3ph) & 230V(single ph) | LV | 50 kVA :Pole Substation | 0.05 | --> | 0.05 | 0.034 | 4.8 |  | --> | 0.047 | 0 | 0 | 0 | 0.011 | 0.04 | 0 |  | --> | C23 ex ATHY | ATHY: T101 | ATHY |  | 52.948 | -7.0143
MV/LV Substation GR***803Y | 10 kV | 400V(3ph) & 230V(single ph) | LV | 200 kVA :Kiosk Substation | 0.2 | --> | 0.2 | 0.1 | 2.1 |  | --> | 0.19 | 0 | 0 | 0 | 0.016 | 0.198 | 0 |  | --> | C12 ex MORNINGTON ROAD | MORNINGTON ROAD: T42 | DRYBRIDGE |  | 53.7044 | -6.3048
MV/LV Substation GR***804X | 20 kV | 400V(3ph) & 230V(single ph) | LV | 400 kVA :Kiosk Substation | 0.4 | --> | 0.4 | 0.33 | 1.6 |  | --> | 0.38 | 0 | 0 | 0 | 0 | 0.411 | 0 |  | --> | E18 ex MILLTOWN (SR) | MILLTOWN (SR): T422 | OUGHTRAGH |  | 52.1696 | -9.5925
MV/LV Substation GR***808 | 10 kV | 400V(3ph) & 230V(single ph) | LV | 50 kVA :Pole Substation | 0.05 | --> | 0.05 | 0.05 | 1.2 |  | --> | 0.047 | 0 | 0 | 0 | 0 | 0.049 | 0 |  | --> | C24 ex POLLERTON | POLLERTON: T42 | CARLOW |  | 52.8558 | -6.8774
MV/LV Substation GR***811 | 20 kV | 400V(3ph) & 230V(single ph) | LV | 50 kVA :Pole Substation | 0.05 | --> | 0.05 | 0.028 | 1.2 |  | --> | 0.047 | 0 | 0 | 0 | 0 | 0 | 0 | Constrained,otherwise capacity available =52kW. | --> | E15 ex BUNCRANA | BUNCRANA: T421∥T422 | TRILLICK |  | 55.1288 | -7.45
MV/LV Substation GR***819 | 20 kV | 400V(3ph) & 230V(single ph) | LV | 200 kVA :Pole Substation | 0.2 | --> | 0.2 | 0.168 | 4.7 |  | --> | 0.19 | 0 | 0 | 0 | 0 | 0.204 | 0 |  | --> | E13 ex EDGEWORTHSTOWN | EDGEWORTHSTOWN: T421∥T422 | RICHMOND |  | 53.7442 | -7.581
MV/LV Substation GR***820X | 20 kV | 400V(3ph) & 230V(single ph) | LV | 100 kVA :Pole Substation | 0.1 | --> | 0.1 | 0.1 | 2.5 |  | --> | 0.095 | 0 | 0 | 0 | 0 | 0.1 | 0 |  | --> | E13 ex TULLOW | TULLOW: T421 | CARLOW |  | 52.8164 | -6.7972
MV/LV Substation GR***823 | 10 kV | 400V(3ph) & 230V(single ph) | LV | 50 kVA :Pole Substation | 0.05 | --> | 0.05 | 0.044 | 3.3 |  | --> | 0.047 | 0 | 0 | 0 | 0 | 0.05 | 0 |  | --> | C19 ex SHERCOCK | SHERCOCK: T41∥T42 | MEATH HILL |  | 53.9479 | -6.8916
MV/LV Substation GR***824X | 20 kV | 400V(3ph) & 230V(single ph) | LV | 50 kVA :Pole Substation | 0.05 | --> | 0.05 | 0 | 0 | Constrained,otherwise capacity available =46kVA. | --> | 0.047 | 0 | 0 | 0 | 0 | 0.049 | 0 |  | --> | E16 ex ACADEMY STREET | ACADEMY STREET: T421∥T422 | NAVAN |  | 53.6071 | -6.6762
MV/LV Substation GR***827X | 10 kV | 400V(3ph) & 230V(single ph) | LV | 200 kVA :Pole Substation | 0.2 | --> | 0.2 | 0.12 | 0.1 | Constrained,otherwise capacity available =159kVA. | --> | 0.19 | 0 | 0 | 0 | 0 | 0 | 0 | Constrained,otherwise capacity available =206kW. | --> | C16 ex CREGG ROAD | CREGG ROAD: T41∥T42 | BALLYDINE |  | 52.3507 | -7.3987
MV/LV Substation GR***831X | 10 kV | 400V(3ph) & 230V(single ph) | LV | 1000 kVA :Building Structure | 1 | --> | 1 | 0.5 | 7.6 |  | --> | 0.95 | 0 | 0 | 0 | 0 | 0.5 | 0 |  | --> | C13 ex TRINITY | TRINITY: T101 | POOLBEG |  | 53.3439 | -6.2406
MV/LV Substation GR***838Y | 10 kV | 400V(3ph) & 230V(single ph) | LV | 200 kVA :Kiosk Substation | 0.2 | --> | 0.2 | 0.158 | 2.1 |  | --> | 0.19 | 0 | 0 | 0 | 0.007 | 0.198 | 0 |  | --> | C12 ex MORNINGTON ROAD | MORNINGTON ROAD: T42 | DRYBRIDGE |  | 53.7048 | -6.3023
MV/LV Substation GR***844 | 20 kV | 400V(3ph) & 230V(single ph) | LV | 50 kVA :Pole Substation | 0.05 | --> | 0.05 | 0 | 0 | Constrained,otherwise capacity available =42kVA. | --> | 0.047 | 0 | 0 | 0 | 0.003 | 0.047 | 0 |  | --> | C15 ex BALLYHAUNIS | BALLYHAUNIS: T41∥T42 | DALTON |  | 53.7344 | -8.7595
MV/LV Substation GR***845 | 10 kV | 400V(3ph) & 230V(single ph) | LV | 200 kVA :Pole Substation | 0.2 | --> | 0.2 | 0.098 | 5.5 |  | --> | 0.19 | 0 | 0 | 0 | 0 | 0 | 0 | Constrained,otherwise capacity available =215kW. | --> | C20 ex ENNISKEANE | ENNISKEANE: T41∥T42 | BANDON |  | 51.74 | -8.9299
MV/LV Substation GR***846X | 10 kV | 400V(3ph) & 230V(single ph) | LV | 50 kVA :Pole Substation | 0.05 | --> | 0.05 | 0.046 | 8.3 |  | --> | 0.047 | 0 | 0 | 0 | 0 | 0.049 | 0 |  | --> | C19 ex BALLYBEG | BALLYBEG: T101 | CARRICKMINES |  | 53.003 | -6.1116
MV/LV Substation GR***847 | 10 kV | 400V(3ph) & 230V(single ph) | LV | 630 kVA :Building Structure | 0.63 | --> | 0.63 | 0 | 0 | Constrained,otherwise capacity available =410kVA. | --> | 0.598 | 0 | 0 | 0 | 0 | 0.5 | 0 |  | --> | C13 ex GRANBY ROW | GRANBY ROW: T41 | MCDERMOTT |  | 53.3548 | -6.2625
MV/LV Substation GR***847X | 10 kV | 400V(3ph) & 230V(single ph) | LV | 200 kVA :Kiosk Substation | 0.2 | --> | 0.2 | 0.121 | 1.3 |  | --> | 0.19 | 0 | 0 | 0 | 0.039 | 0.17 | 0 |  | --> | E12 ex KILCARRAGH | KILCARRAGH: T421∥T422 | BUTLERSTOWN |  | 52.2378 | -7.0741
MV/LV Substation GR***847Y | 20 kV | 400V(3ph) & 230V(single ph) | LV | 200 kVA :Pole Substation | 0.2 | --> | 0.2 | 0.2 | 2.8 |  | --> | 0.19 | 0 | 0 | 0 | 0 | 0.2 | 0 |  | --> | E12 ex LONGFORD | LONGFORD: T422 | RICHMOND |  | 53.8211 | -7.7716
MV/LV Substation GR***848X | 10 kV | 400V(3ph) & 230V(single ph) | LV | 400 kVA :Kiosk Substation | 0.4 | --> | 0.4 | 0.285 | 1.3 |  | --> | 0.38 | 0 | 0 | 0 | 0.043 | 0.372 | 0 |  | --> | E12 ex KILCARRAGH | KILCARRAGH: T421∥T422 | BUTLERSTOWN |  | 52.2399 | -7.0705
MV/LV Substation GR***848Y | 20 kV | 400V(3ph) & 230V(single ph) | LV | 400 kVA :Kiosk Substation | 0.4 | --> | 0.4 | 0 | 0 | Constrained,otherwise capacity available =316kVA. | --> | 0.38 | 0 | 0 | 0 | 0.01 | 0.402 | 0 |  | --> | E15 ex JULIANSTOWN | JULIANSTOWN: T421∥T422 | DRYBRIDGE |  | 53.6353 | -6.2571
MV/LV Substation GR***850Z | 20 kV | 400V(3ph) & 230V(single ph) | LV | 50 kVA :Pole Substation | 0.05 | --> | 0.05 | 0 | 0 | Constrained,otherwise capacity available =45kVA. | --> | 0.047 | 0 | 0 | 0 | 0 | 0.05 | 0 |  | --> | C24 ex MACETOWN | MACETOWN: T102 | MACETOWN |  | 53.4727 | -6.4222
MV/LV Substation GR***858X | 10 kV | 400V(3ph) & 230V(single ph) | LV | 50 kVA :Pole Substation | 0.05 | --> | 0.05 | 0.047 | 2 |  | --> | 0.047 | 0 | 0 | 0 | 0 | 0.049 | 0 |  | --> | C17 ex MOUNTGORRY | MOUNTGORRY: T41 | GRANGE (DR) |  | 53.4616 | -6.2021
MV/LV Substation GR***858Y | 10 kV | 400V(3ph) & 230V(single ph) | LV | 630 kVA :Kiosk Substation | 0.63 | --> | 0.63 | 0.5 | 8.9 |  | --> | 0.598 | 0 | 0 | 0 | 0 | 0.5 | 0 |  | --> | C19 ex SINGLAND | SINGLAND: T101 | SINGLAND |  | 52.6582 | -8.5746
MV/LV Substation GR***859Y | 10 kV | 400V(3ph) & 230V(single ph) | LV | 630 kVA :Kiosk Substation | 0.63 | --> | 0.63 | 0.5 | 8.9 |  | --> | 0.598 | 0 | 0 | 0 | 0 | 0.5 | 0 |  | --> | C19 ex SINGLAND | SINGLAND: T101 | SINGLAND |  | 52.659 | -8.575
MV/LV Substation GR***860Y | 10 kV | 400V(3ph) & 230V(single ph) | LV | 630 kVA :Kiosk Substation | 0.63 | --> | 0.63 | 0.5 | 8.9 |  | --> | 0.598 | 0 | 0 | 0 | 0 | 0.5 | 0 |  | --> | C19 ex SINGLAND | SINGLAND: T101 | SINGLAND |  | 52.6593 | -8.5751
MV/LV Substation GR***860Z | 10 kV | 400V(3ph) & 230V(single ph) | LV | 50 kVA :Pole Substation | 0.05 | --> | 0.05 | 0.038 | 3.2 |  | --> | 0.047 | 0 | 0 | 0 | 0 | 0.051 | 0 |  | --> | C20 ex MCDONAGH | MCDONAGH: T42 | KILKENNY |  | 52.6731 | -7.2027
MV/LV Substation GR***861Y | 10 kV | 400V(3ph) & 230V(single ph) | LV | 630 kVA :Kiosk Substation | 0.63 | --> | 0.63 | 0.5 | 8.9 |  | --> | 0.598 | 0 | 0 | 0 | 0 | 0.5 | 0 |  | --> | C19 ex SINGLAND | SINGLAND: T101 | SINGLAND |  | 52.6597 | -8.5753
MV/LV Substation GR***862Y | 10 kV | 400V(3ph) & 230V(single ph) | LV | 630 kVA :Kiosk Substation | 0.63 | --> | 0.63 | 0.5 | 8.9 |  | --> | 0.598 | 0 | 0 | 0 | 0 | 0.5 | 0 |  | --> | C19 ex SINGLAND | SINGLAND: T101 | SINGLAND |  | 52.6633 | -8.5762
MV/LV Substation GR***868Y | 10 kV | 400V(3ph) & 230V(single ph) | LV | 630 kVA :Building Structure | 0.63 | --> | 0.63 | 0.5 | 2 |  | --> | 0.598 | 0 | 0 | 0 | 0 | 0.5 | 0 |  | --> | C25 ex TYCOR | TYCOR: T41∥T42 | WATERFORD |  | 52.2768 | -7.1516
MV/LV Substation GR***878X | 10 kV | 400V(3ph) & 230V(single ph) | LV | 1000 kVA :Building Structure | 1 | --> | 1 | 0.5 | 6.6 |  | --> | 0.95 | 0 | 0 | 0 | 0 | 0.5 | 0 |  | --> | C16 ex MISERY HILL | MISERY HILL: T102 | POOLBEG |  | 53.3433 | -6.2397
MV/LV Substation GR***884 | 10 kV | 400V(3ph) & 230V(single ph) | LV | 50 kVA :Pole Substation | 0.05 | --> | 0.05 | 0.026 | 3.6 |  | --> | 0.047 | 0 | 0 | 0 | 0 | 0.052 | 0 |  | --> | C23 ex BALLYCROSSAUN | BALLYCROSSAUN: T421∥T422 | SOMERSET |  | 53.1703 | -8.165
MV/LV Substation GR***885X | 10 kV | 400V(3ph) & 230V(single ph) | LV | 50 kVA :Pole Substation | 0.05 | --> | 0.05 | 0.049 | 2.4 |  | --> | 0.047 | 0 | 0 | 0 | 0 | 0.049 | 0 |  | --> | C19 ex CASTLETOWNROCHE | CASTLETOWNROCHE: T41 | MALLOW |  | 52.2012 | -8.4235
MV/LV Substation GR***885X | 20 kV | 400V(3ph) & 230V(single ph) | LV | 50 kVA :Pole Substation | 0.05 | --> | 0.05 | 0 | 0 | Constrained,otherwise capacity available =48kVA. | --> | 0.047 | 0 | 0 | 0 | 0 | 0.049 | 0 |  | --> | C17 ex CLONES | CLONES: T41∥T42 | SHANKILL |  | 54.1913 | -7.165
MV/LV Substation GR***885X | 10 kV | 400V(3ph) & 230V(single ph) | LV | 1000 kVA :Building Structure | 1 | --> | 1 | 0.5 | 0.5 |  | --> | 0.95 | 0 | 0 | 0 | 0 | 0.5 | 0 |  | --> | C02 ex PEMBROKE | PEMBROKE: T44 | RINGSEND |  | 53.3403 | -6.2366
MV/LV Substation GR***890X | 20 kV | 400V(3ph) & 230V(single ph) | LV | 200 kVA :Pole Substation | 0.2 | --> | 0.2 | 0.194 | 6.9 |  | --> | 0.19 | 0 | 0 | 0 | 0 | 0 | 0 | Constrained,otherwise capacity available =200kW. | --> | E14 ex RATHKEALE | RATHKEALE: T421∥T422 | RATHKEALE |  | 52.4598 | -8.7671
MV/LV Substation GR***890Y | 10 kV | 400V(3ph) & 230V(single ph) | LV | 200 kVA :Pole Substation | 0.2 | --> | 0.2 | 0.162 | 1.8 |  | --> | 0.19 | 0 | 0 | 0 | 0 | 0.205 | 0 |  | --> | C22 ex ROSCOMMON | ROSCOMMON: T42 | LANESBORO |  | 53.6393 | -8.1618
MV/LV Substation GR***892 | 10 kV | 400V(3ph) & 230V(single ph) | LV | 50 kVA :Pole Substation | 0.05 | --> | 0.05 | 0.031 | 3.4 |  | --> | 0.047 | 0 | 0 | 0 | 0 | 0.051 | 0 |  | --> | C18 ex GRAIGUE | GRAIGUE: T42 | CARLOW |  | 52.8423 | -6.9334
MV/LV Substation GR***893Z | 10 kV | 400V(3ph) & 230V(single ph) | LV | 200 kVA :Kiosk Substation | 0.2 | --> | 0.2 | 0.094 | 0.2 |  | --> | 0.19 | 0 | 0 | 0 | 0.006 | 0.209 | 0 |  | --> | C18 ex NEWBROOK | NEWBROOK: T42 | MULLINGAR |  | 53.5177 | -7.3823
MV/LV Substation GR***894X | 10 kV | 400V(3ph) & 230V(single ph) | LV | 100 kVA :Pole Substation | 0.1 | --> | 0.1 | 0 | 0 | Constrained,otherwise capacity available =79kVA. | --> | 0.095 | 0 | 0 | 0 | 0 | 0.103 | 0 |  | --> | C17 ex ROSEHILL | ROSEHILL: T41 | KILKENNY |  | 52.601 | -7.2452
MV/LV Substation GR***899 | 10 kV | 400V(3ph) & 230V(single ph) | LV | 100 kVA :Pole Substation | 0.1 | --> | 0.1 | 0 | 0 | Constrained,otherwise capacity available =100kVA. | --> | 0.095 | 0 | 0 | 0 | 0 | 0.1 | 0 |  | --> | C19 ex BALLYBAILIE | BALLYBAILIE: T41 | DUNDALK |  | 53.853 | -6.5486
MV/LV Substation GR***907Y | 10 kV | 400V(3ph) & 230V(single ph) | LV | 50 kVA :Pole Substation | 0.05 | --> | 0.05 | 0.038 | 3.9 |  | --> | 0.047 | 0 | 0 | 0 | 0.006 | 0.044 | 0 |  | --> | C17 ex BALLYJAMESDUFF | BALLYJAMESDUFF: T41 | SHANKILL |  | 53.8964 | -7.2864
MV/LV Substation GR***908 | 20 kV | 400V(3ph) & 230V(single ph) | LV | 50 kVA :Pole Substation | 0.05 | --> | 0.05 | 0.05 | 1.4 |  | --> | 0.047 | 0 | 0 | 0 | 0 | 0.049 | 0 |  | --> | E20 ex GARRANACANTY | GARRANACANTY: T422 | TIPPERARY |  | 52.4819 | -7.9692
MV/LV Substation GR***911X | 10 kV | 400V(3ph) & 230V(single ph) | LV | 400 kVA :Building Structure | 0.4 | --> | 0.4 | 0 | 0 | Constrained,otherwise capacity available =231kVA. | --> | 0.38 | 0 | 0 | 0 | 0 | 0.425 | 0 |  | --> | C13 ex KILBARRY | KILBARRY: T101 | KILBARRY |  | 51.9123 | -8.4716
MV/LV Substation GR***912 | 10 kV | 400V(3ph) & 230V(single ph) | LV | 50 kVA :Pole Substation | 0.05 | --> | 0.05 | 0 | 0 | Constrained,otherwise capacity available =45kVA. | --> | 0.047 | 0 | 0 | 0 | 0 | 0 | 0 | Constrained,otherwise capacity available =50kW. | --> | C14 ex TEMPLEMORE | TEMPLEMORE: T42 | IKERRIN |  | 52.767 | -7.5444
MV/LV Substation GR***915Y | 10 kV | 400V(3ph) & 230V(single ph) | LV | 100 kVA :Pole Substation | 0.1 | --> | 0.1 | 0.085 | 1.5 |  | --> | 0.095 | 0 | 0 | 0 | 0.005 | 0.097 | 0 |  | --> | E17 ex BEALISTOWN | BEALISTOWN: T421∥T422 | GREAT ISLAND |  | 52.1951 | -6.8413
MV/LV Substation GR***918Z | 20 kV | 400V(3ph) & 230V(single ph) | LV | 100 kVA :Pole Substation | 0.1 | --> | 0.1 | 0.085 | 6.2 |  | --> | 0.095 | 0 | 0 | 0 | 0 | 0.102 | 0 |  | --> | E18 ex BAGENALSTOWN | BAGENALSTOWN: T421∥T422 | CARLOW |  | 52.7119 | -6.8462
MV/LV Substation GR***922 | 10 kV | 400V(3ph) & 230V(single ph) | LV | 50 kVA :Pole Substation | 0.05 | --> | 0.05 | 0 | 0 | Constrained,otherwise capacity available =50kVA. | --> | 0.047 | 0 | 0 | 0 | 0 | 0 | 0 | Constrained,otherwise capacity available =49kW. | --> | C13 ex DONEGAL | DONEGAL: T41∥T42 | CATHALEENS FALL |  | 54.7239 | -8.0482
MV/LV Substation GR***926X | 20 kV | 400V(3ph) & 230V(single ph) | LV | 50 kVA :Pole Substation | 0.05 | --> | 0.05 | 0 | 0 | Constrained,otherwise capacity available =12kVA. | --> | 0.047 | 0 | 0 | 0 | 0 | 0.054 | 0 |  | --> | E14 ex EMYVALE | EMYVALE: T422 | LISDRUM |  | 54.3794 | -7.0797
MV/LV Substation GR***927 | 20 kV | 400V(3ph) & 230V(single ph) | LV | 50 kVA :Pole Substation | 0.05 | --> | 0.05 | 0.035 | 0.5 |  | --> | 0.047 | 0 | 0 | 0 | 0 | 0.051 | 0 |  | --> | C12 ex BALBRIGGAN | BALBRIGGAN: T42 | GLASMORE |  | 53.6093 | -6.2225
MV/LV Substation GR***928X | 10 kV | 400V(3ph) & 230V(single ph) | LV | 50 kVA :Pole Substation | 0.05 | --> | 0.05 | 0.04 | 4.6 |  | --> | 0.047 | 0 | 0 | 0 | 0 | 0.051 | 0 |  | --> | E16 ex BALLYRAGGET | BALLYRAGGET: T421∥T422 | BALLYRAGGET |  | 52.848 | -7.3594
MV/LV Substation GR***930 | 20 kV | 400V(3ph) & 230V(single ph) | LV | 50 kVA :Pole Substation | 0.05 | --> | 0.05 | 0 | 0 | Constrained,otherwise capacity available =46kVA. | --> | 0.047 | 0 | 0 | 0 | 0.003 | 0.046 | 0 |  | --> | C14 ex KILDARE | KILDARE: T41∥T42 | NEWBRIDGE |  | 53.1895 | -6.9481
MV/LV Substation GR***931 | 10 kV | 400V(3ph) & 230V(single ph) | LV | 100 kVA :Pole Substation | 0.1 | --> | 0.1 | 0 | 0 | Constrained,otherwise capacity available =66kVA. | --> | 0.095 | 0 | 0 | 0 | 0 | 0 | 0 | Constrained,otherwise capacity available =104kW. | --> | C17 ex ROSCREA | ROSCREA: T41 | IKERRIN |  | 52.9379 | -7.7886
MV/LV Substation GR***933 | 20 kV | 400V(3ph) & 230V(single ph) | LV | 100 kVA :Pole Substation | 0.1 | --> | 0.1 | 0 | 0 | Constrained,otherwise capacity available =97kVA. | --> | 0.095 | 0 | 0 | 0 | 0.004 | 0.095 | 0 |  | --> | E17 ex MANORHAMILTON | MANORHAMILTON: T422 | SLIGO |  | 54.251 | -8.3215
MV/LV Substation GR***933Y | 20 kV | 400V(3ph) & 230V(single ph) | LV | 100 kVA :Pole Substation | 0.1 | --> | 0.1 | 0.091 | 1.8 |  | --> | 0.095 | 0 | 0 | 0 | 0.005 | 0.095 | 0 |  | --> | C20 ex ROSCOMMON | ROSCOMMON: T42 | LANESBORO |  | 53.7784 | -8.2598
MV/LV Substation GR***936 | 20 kV | 400V(3ph) & 230V(single ph) | LV | 50 kVA :Pole Substation | 0.05 | --> | 0.05 | 0 | 0 | Constrained,otherwise capacity available =42kVA. | --> | 0.047 | 0 | 0 | 0 | 0.003 | 0.047 | 0 |  | --> | E15 ex BRUFF | BRUFF: T421 | LIMERICK |  | 52.5855 | -8.4458
MV/LV Substation GR***936 | 20 kV | 400V(3ph) & 230V(single ph) | LV | 200 kVA :Pole Substation | 0.2 | --> | 0.2 | 0 | 0 | Constrained,otherwise capacity available =123kVA. | --> | 0.19 | 0 | 0 | 0 | 0.004 | 0.207 | 0 |  | --> | E11 ex FINEA | FINEA: T421∥T422 | SHANKILL |  | 53.7796 | -7.4882
MV/LV Substation GR***936Y | 10 kV | 400V(3ph) & 230V(single ph) | LV | 200 kVA :Kiosk Substation | 0.2 | --> | 0.2 | 0.15 | 2.1 |  | --> | 0.19 | 0 | 0 | 0 | 0.015 | 0.192 | 0 |  | --> | C12 ex MORNINGTON ROAD | MORNINGTON ROAD: T42 | DRYBRIDGE |  | 53.7061 | -6.303
MV/LV Substation GR***937Y | 10 kV | 400V(3ph) & 230V(single ph) | LV | 200 kVA :Kiosk Substation | 0.2 | --> | 0.2 | 0.163 | 2.1 |  | --> | 0.19 | 0 | 0 | 0 | 0.003 | 0.202 | 0 |  | --> | C12 ex MORNINGTON ROAD | MORNINGTON ROAD: T42 | DRYBRIDGE |  | 53.7068 | -6.3061
MV/LV Substation GR***938Y | 10 kV | 400V(3ph) & 230V(single ph) | LV | 200 kVA :Pole Substation | 0.2 | --> | 0.2 | 0 | 0 | Constrained,otherwise capacity available =166kVA. | --> | 0.19 | 0 | 0 | 0 | 0.003 | 0 | 0 | Constrained,otherwise capacity available =201kW. | --> | C16 ex MOUNTMELLICK | MOUNTMELLICK: T41∥T42 | PORTLAOISE |  | 53.116 | -7.3166
MV/LV Substation GR***940 | 20 kV | 400V(3ph) & 230V(single ph) | LV | 50 kVA :Pole Substation | 0.05 | --> | 0.05 | 0 | 0 | Constrained,otherwise capacity available =45kVA. | --> | 0.047 | 0 | 0 | 0 | 0.003 | 0.047 | 0 |  | --> | E18 ex GLASMORE | GLASMORE: T422 | GLASMORE |  | 53.5118 | -6.2245
MV/LV Substation GR***941 | 10 kV | 400V(3ph) & 230V(single ph) | LV | 200 kVA :Pole Substation | 0.2 | --> | 0.2 | 0 | 3 |  | --> | 0.19 | 0 | 0 | 0 | 0 | 0.23 | 0 |  | --> | C17 ex LOUGHANALLA | LOUGHANALLA: T41∥T42 | MULLINGAR |  | 53.6804 | -7.3004
MV/LV Substation GR***944 | 10 kV | 400V(3ph) & 230V(single ph) | LV | 50 kVA :Pole Substation | 0.05 | --> | 0.05 | 0 | 0 | Constrained,otherwise capacity available =36kVA. | --> | 0.047 | 0 | 0 | 0 | 0 | 0.051 | 0 |  | --> | C11 ex ATHENRY | ATHENRY: T41∥T42 | GALWAY 110KV |  | 53.2642 | -8.8228
MV/LV Substation GR***954 | 20 kV | 400V(3ph) & 230V(single ph) | LV | 50 kVA :Pole Substation | 0.05 | --> | 0.05 | 0 | 0 | Constrained,otherwise capacity available =35kVA. | --> | 0.047 | 0 | 0 | 0 | 0.012 | 0.039 | 0 |  | --> | E18 ex PATRICKSWELL | PATRICKSWELL: T421∥T422 | LIMERICK |  | 52.5997 | -8.7047
MV/LV Substation GR***956 | 10 kV | 400V(3ph) & 230V(single ph) | LV | 100 kVA :Pole Substation | 0.1 | --> | 0.1 | 0.087 | 9.9 |  | --> | 0.095 | 0 | 0 | 0 | 0 | 0.101 | 0 |  | --> | C12 ex CONVOY | CONVOY: T41∥T42 | LETTERKENNY |  | 54.8579 | -7.6758
MV/LV Substation GR***956 | 20 kV | 400V(3ph) & 230V(single ph) | LV | 50 kVA :Pole Substation | 0.05 | --> | 0.05 | 0 | 0 | Constrained,otherwise capacity available =45kVA. | --> | 0.047 | 0 | 0 | 0 | 0 | 0.05 | 0 |  | --> | E18 ex PATRICKSWELL | PATRICKSWELL: T421∥T422 | LIMERICK |  | 52.5978 | -8.6965
MV/LV Substation GR***956 | 20 kV | 400V(3ph) & 230V(single ph) | LV | 200 kVA :Pole Substation | 0.2 | --> | 0.2 | 0.158 | 1.6 |  | --> | 0.19 | 0 | 0 | 0 | 0 | 0.206 | 0 |  | --> | C18 ex NEWTOWNCUNNINGHAM | NEWTOWNCUNNINGHAM: T41∥T42 | LETTERKENNY |  | 55.054 | -7.4053
MV/LV Substation GR***958Z | 20 kV | 400V(3ph) & 230V(single ph) | LV | 50 kVA :Pole Substation | 0.05 | --> | 0.05 | 0.049 | 2.7 |  | --> | 0.047 | 0 | 0 | 0 | 0 | 0.049 | 0 |  | --> | E18 ex TULLOW | TULLOW: T422 | CARLOW |  | 52.8207 | -6.7061
MV/LV Substation GR***960Y | 20 kV | 400V(3ph) & 230V(single ph) | LV | 50 kVA :Pole Substation | 0.05 | --> | 0.05 | 0.044 | 3.3 |  | --> | 0.047 | 0 | 0 | 0 | 0 | 0.05 | 0 |  | --> | E21 ex CRATLOE | CRATLOE: T421∥T422 | ARDNACRUSHA |  | 52.6926 | -8.7701
MV/LV Substation GR***965X | 10 kV | 400V(3ph) & 230V(single ph) | LV | 630 kVA :Kiosk Substation | 0.63 | --> | 0.63 | 0.34 | 0.3 | Constrained,otherwise capacity available =500kVA. | --> | 0.598 | 0 | 0 | 0 | 0 | 0.5 | 0 |  | --> | C17 ex ATHLONE | ATHLONE: T42 | ATHLONE |  | 53.4218 | -7.9369
MV/LV Substation GR***967 | 20 kV | 400V(3ph) & 230V(single ph) | LV | 200 kVA :Kiosk Substation | 0.2 | --> | 0.2 | 0.148 | 3.7 |  | --> | 0.19 | 0 | 0 | 0 | 0.003 | 0 | 0 | Constrained,otherwise capacity available =204kW. | --> | E17 ex FOXHOLE | FOXHOLE: T421∥T422 | DUNGARVAN |  | 51.9387 | -7.8615
MV/LV Substation GR***967X | 10 kV | 400V(3ph) & 230V(single ph) | LV | 50 kVA :Pole Substation | 0.05 | --> | 0.05 | 0 | 0 | Constrained,otherwise capacity available =21kVA. | --> | 0.047 | 0 | 0 | 0 | 0 | 0 | 0 | Constrained,otherwise capacity available =53kW. | --> | C22 ex PORTLAOISE | PORTLAOISE: T42 | PORTLAOISE |  | 53.0679 | -7.2166
MV/LV Substation GR***971X | 10 kV | 400V(3ph) & 230V(single ph) | LV | 1000 kVA :Building Structure | 1 | --> | 1 | 0 | 0 | Constrained,otherwise capacity available =500kVA. | --> | 0.95 | 0 | 0 | 0 | 0.003 | 0.5 | 0 |  | --> | C13 ex BELGARD | BELGARD: T41 | COOKSTOWN |  | 53.2885 | -6.3574
MV/LV Substation GR***972X | 20 kV | 400V(3ph) & 230V(single ph) | LV | 50 kVA :Pole Substation | 0.05 | --> | 0.05 | 0.035 | 6.9 |  | --> | 0.047 | 0 | 0 | 0 | 0 | 0 | 0 | Constrained,otherwise capacity available =51kW. | --> | E14 ex RATHKEALE | RATHKEALE: T421∥T422 | RATHKEALE |  | 52.4537 | -8.7403
MV/LV Substation GR***976 | 20 kV | 400V(3ph) & 230V(single ph) | LV | 100 kVA :Pole Substation | 0.1 | --> | 0.1 | 0.085 | 0.2 |  | --> | 0.095 | 0 | 0 | 0 | 0.007 | 0.095 | 0 |  | --> | C16 ex MOATE | MOATE: T42 | ATHLONE |  | 53.4467 | -7.6476
MV/LV Substation GR***976X | 10 kV | 400V(3ph) & 230V(single ph) | LV | 50 kVA :Pole Substation | 0.05 | --> | 0.05 | 0.05 | 2 |  | --> | 0.047 | 0 | 0 | 0 | 0.004 | 0.045 | 0 |  | --> | C17 ex CAPPAMORE | CAPPAMORE: T41∥T42 | ARDNACRUSHA |  | 52.6023 | -8.439
MV/LV Substation GR***976Y | 10 kV | 400V(3ph) & 230V(single ph) | LV | 200 kVA :Kiosk Substation | 0.2 | --> | 0.2 | 0 | 0 | Constrained,otherwise capacity available =85kVA. | --> | 0.19 | 0 | 0 | 0 | 0.031 | 0 | 0 | Constrained,otherwise capacity available =184kW. | --> | C22 ex PORTLAOISE | PORTLAOISE: T42 | PORTLAOISE |  | 53.1097 | -7.1309
MV/LV Substation GR***977 | 20 kV | 400V(3ph) & 230V(single ph) | LV | 50 kVA :Pole Substation | 0.05 | --> | 0.05 | 0.048 | 2 |  | --> | 0.047 | 0 | 0 | 0 | 0 | 0.049 | 0 |  | --> | E31 ex CAPPAMORE | CAPPAMORE: T41∥T42 | ARDNACRUSHA |  | 52.7319 | -8.0651
MV/LV Substation GR***977 | 10 kV | 400V(3ph) & 230V(single ph) | LV | 50 kVA :Pole Substation | 0.05 | --> | 0.05 | 0.047 | 4 |  | --> | 0.047 | 0 | 0 | 0 | 0 | 0 | 0 | Constrained,otherwise capacity available =49kW. | --> | C19 ex LISMORE | LISMORE: T41∥T42 | DUNGARVAN |  | 52.1402 | -7.9391
MV/LV Substation GR***977 | 10 kV | 400V(3ph) & 230V(single ph) | LV | 400 kVA :Kiosk Substation | 0.4 | --> | 0.4 | 0.339 | 1 |  | --> | 0.38 | 0 | 0 | 0 | 0 | 0.409 | 0 |  | --> | C18 ex MARROWBONE LANE | MARROWBONE LANE: T42 | INCHICORE 220KV |  | 53.3422 | -6.2874
MV/LV Substation GR***977Y | 20 kV | 400V(3ph) & 230V(single ph) | LV | 200 kVA :Pole Substation | 0.2 | --> | 0.2 | 0.185 | 0.3 |  | --> | 0.19 | 0 | 0 | 0 | 0 | 0.202 | 0 |  | --> | C23 ex TUAM NORTH | TUAM NORTH: T41∥T42 | CLOON |  | 53.5915 | -8.8117
MV/LV Substation GR***980 | 20 kV | 400V(3ph) & 230V(single ph) | LV | 50 kVA :Pole Substation | 0.05 | --> | 0.05 | 0.049 | 2 |  | --> | 0.047 | 0 | 0 | 0 | 0 | 0.049 | 0 |  | --> | E31 ex CAPPAMORE | CAPPAMORE: T41∥T42 | ARDNACRUSHA |  | 52.7392 | -8.0637
MV/LV Substation GR***980Y | 10 kV | 400V(3ph) & 230V(single ph) | LV | 200 kVA :Kiosk Substation | 0.2 | --> | 0.2 | 0.098 | 5.9 |  | --> | 0.19 | 0 | 0 | 0 | 0.055 | 0.157 | 0 |  | --> | C22 ex BALLINCOLLIG | BALLINCOLLIG: T42 | KILBARRY |  | 51.8783 | -8.6158
MV/LV Substation GR***981Y | 10 kV | 400V(3ph) & 230V(single ph) | LV | 200 kVA :Kiosk Substation | 0.2 | --> | 0.2 | 0.1 | 5.9 |  | --> | 0.19 | 0 | 0 | 0 | 0.021 | 0.193 | 0 |  | --> | C12 ex BALLINCOLLIG | BALLINCOLLIG: T42 | KILBARRY |  | 51.8801 | -8.6163
MV/LV Substation GR***983X | 10 kV | 400V(3ph) & 230V(single ph) | LV | 630 kVA :Building Structure | 0.63 | --> | 0.63 | 0.49 | 1.3 |  | --> | 0.598 | 0 | 0 | 0 | 0 | 0.5 | 0 |  | --> | C21 ex TYMON | TYMON: T41 | COOKSTOWN |  | 53.2931 | -6.3549
MV/LV Substation GR***987 | 10 kV | 400V(3ph) & 230V(single ph) | LV | 50 kVA :Pole Substation | 0.05 | --> | 0.05 | 0.044 | 1.5 |  | --> | 0.047 | 0 | 0 | 0 | 0 | 0.05 | 0 |  | --> | C11 ex MOUNT MISERY | MOUNT MISERY: T41 | WATERFORD |  | 52.2792 | -7.145
MV/LV Substation GR***993Y | 10 kV | 400V(3ph) & 230V(single ph) | LV | 50 kVA :Pole Substation | 0.05 | --> | 0.05 | 0.039 | 4.4 |  | --> | 0.047 | 0 | 0 | 0 | 0 | 0 | 0 | Constrained,otherwise capacity available =51kW. | --> | E11 ex SLANE | SLANE: T421 | DRYBRIDGE |  | 53.7573 | -6.5533
MV/LV Substation GR***993Y | 20 kV | 400V(3ph) & 230V(single ph) | LV | 50 kVA :Pole Substation | 0.05 | --> | 0.05 | 0 | 0 | Constrained,otherwise capacity available =22kVA. | --> | 0.047 | 0 | 0 | 0 | 0 | 0.053 | 0 |  | --> | E14 ex EMYVALE | EMYVALE: T422 | LISDRUM |  | 54.3801 | -7.0776
MV/LV Substation GR***994 | 10 kV | 400V(3ph) & 230V(single ph) | LV | 200 kVA :Pole Substation | 0.2 | --> | 0.2 | 0.2 | 1.9 |  | --> | 0.19 | 0 | 0 | 0 | 0 | 0 | 0 | Constrained,otherwise capacity available =200kW. | --> | E16 ex GWEEDORE | GWEEDORE: T421 | ARDNAGAPPARY |  | 55.0559 | -8.2531
MV/LV Substation GR***994 | 20 kV | 400V(3ph) & 230V(single ph) | LV | 200 kVA :Pole Substation | 0.2 | --> | 0.2 | 0.127 | 5.2 |  | --> | 0.19 | 0 | 0 | 0 | 0.003 | 0.207 | 0 |  | --> | E18 ex WHITECHURCH | WHITECHURCH: T422 | KILBARRY |  | 52.0099 | -8.6096
MV/LV Substation GR***997 | 10 kV | 400V(3ph) & 230V(single ph) | LV | 630 kVA :Kiosk Substation | 0.63 | --> | 0.63 | 0 | 0 | Constrained,otherwise capacity available =367kVA. | --> | 0.598 | 0 | 0 | 0 | 0 | 0.5 | 0 |  | --> | C11 ex CLONAKILTY | CLONAKILTY: T41∥T42 | DUNMANWAY |  | 51.6452 | -8.8701
MV/LV Substation GR***998Y | 10 kV | 400V(3ph) & 230V(single ph) | LV | 400 kVA :Kiosk Substation | 0.4 | --> | 0.4 | 0.398 | 2.3 |  | --> | 0.38 | 0 | 0 | 0 | 0 | 0.4 | 0 |  | --> | C16 ex GILLOGUE | GILLOGUE: T41∥T42 | ARDNACRUSHA |  | 52.68 | -8.5989
MV/LV Substation GR***999X | 20 kV | 400V(3ph) & 230V(single ph) | LV | 50 kVA :Pole Substation | 0.05 | --> | 0.05 | 0 | 0 | Constrained,otherwise capacity available =33kVA. | --> | 0.047 | 0 | 0 | 0 | 0 | 0.051 | 0 |  | --> | E12 ex BALTINGLASS | BALTINGLASS: T421∥T422 | STRATFORD |  | 52.9984 | -6.7446
MV/LV Substation GT***007 | 10 kV | 400V(3ph) & 230V(single ph) | LV | 400 kVA :Building Structure | 0.4 | --> | 0.4 | 0.338 | 3.9 |  | --> | 0.38 | 0 | 0 | 0 | 0.007 | 0 | 0 | Constrained,otherwise capacity available =402kW. | --> | C14 ex DERRYBEG | DERRYBEG: T41∥T42 | ARDNAGAPPARY |  | 55.0663 | -8.2881
MV/LV Substation GT***180Z | 20 kV | 400V(3ph) & 230V(single ph) | LV | 50 kVA :Pole Substation | 0.05 | --> | 0.05 | 0 | 0 | Constrained,otherwise capacity available =47kVA. | --> | 0.047 | 0 | 0 | 0 | 0.008 | 0.041 | 0 |  | --> | E11 ex KILCULLEN | KILCULLEN: T424 | STRATFORD |  | 53.1088 | -6.7413
MV/LV Substation GT***864Y | 20 kV | 400V(3ph) & 230V(single ph) | LV | 50 kVA :Pole Substation | 0.05 | --> | 0.05 | 0.048 | 0.7 |  | --> | 0.047 | 0 | 0 | 0 | 0 | 0.049 | 0 |  | --> | C20 ex KNOCKMULLEN | KNOCKMULLEN: T42 | GREAT ISLAND |  | 52.2849 | -6.9973
MV/LV Substation GT***943 | 20 kV | 400V(3ph) & 230V(single ph) | LV | 50 kVA :Pole Substation | 0.05 | --> | 0.05 | 0 | 0 | Constrained,otherwise capacity available =28kVA. | --> | 0.047 | 0 | 0 | 0 | 0 | 0.052 | 0 |  | --> | E23 ex BALTRASNA | BALTRASNA: T121 | BALTRASNA |  | 53.5686 | -6.3742
MV/LV Substation GU***003 | 10 kV | 400V(3ph) & 230V(single ph) | LV | 200 kVA :Pole Substation | 0.2 | --> | 0.2 | 0 | 0 | Constrained,otherwise capacity available =81kVA. | --> | 0.19 | 0 | 0 | 0 | 0.017 | 0 | 0 | Constrained,otherwise capacity available =199kW. | --> | C14 ex LEE BRIDGE | LEE BRIDGE: T42 | MACROOM |  | 51.9052 | -8.9731
MV/LV Substation GU***021X | 20 kV | 400V(3ph) & 230V(single ph) | LV | 50 kVA :Pole Substation | 0.05 | --> | 0.05 | 0.044 | 1.1 |  | --> | 0.047 | 0 | 0 | 0 | 0 | 0.05 | 0 |  | --> | E23 ex LAWLESSTOWN | LAWLESSTOWN: T421 | DOON |  | 52.2562 | -7.7157
MV/LV Substation GU***022 | 10 kV | 400V(3ph) & 230V(single ph) | LV | 50 kVA :Pole Substation | 0.05 | --> | 0.05 | 0.037 | 5.9 |  | --> | 0.047 | 0 | 0 | 0 | 0.007 | 0.043 | 0 |  | --> | C13 ex BANDON | BANDON: T101 | BANDON |  | 51.7364 | -8.752
MV/LV Substation GU***025 | 20 kV | 400V(3ph) & 230V(single ph) | LV | 200 kVA :Pole Substation | 0.2 | --> | 0.2 | 0.2 | 7.4 |  | --> | 0.19 | 0 | 0 | 0 | 0 | 0 | 0 | Constrained,otherwise capacity available =200kW. | --> | E14 ex ARIGNA | ARIGNA: T121 | ARIGNA |  | 54.093 | -8.163
MV/LV Substation GU***045 | 10 kV | 400V(3ph) & 230V(single ph) | LV | 400 kVA :Kiosk Substation | 0.4 | --> | 0.4 | 0.259 | 0.8 |  | --> | 0.38 | 0 | 0 | 0 | 0.018 | 0.402 | 0 |  | --> | C11 ex SMEARLA | SMEARLA: T41 | TRIEN |  | 52.4476 | -9.4748
MV/LV Substation GU***057X | 10 kV | 400V(3ph) & 230V(single ph) | LV | 50 kVA :Pole Substation | 0.05 | --> | 0.05 | 0 | 0 | Constrained,otherwise capacity available =47kVA. | --> | 0.047 | 0 | 0 | 0 | 0.015 | 0.033 | 0 |  | --> | C18 ex KILCOLGAN | KILCOLGAN: T42 | GALWAY 110KV |  | 53.2273 | -8.9377
MV/LV Substation GU***101 | 20 kV | 400V(3ph) & 230V(single ph) | LV | 200 kVA :Kiosk Substation | 0.2 | --> | 0.2 | 0.166 | 4.3 |  | --> | 0.19 | 0 | 0 | 0 | 0 | 0 | 0 | Constrained,otherwise capacity available =204kW. | --> | E14 ex MOVILLE | MOVILLE: T421∥T422 | TRILLICK |  | 55.1946 | -7.047
MV/LV Substation GU***133X | 10 kV | 400V(3ph) & 230V(single ph) | LV | 100 kVA :Pole Substation | 0.1 | --> | 0.1 | 0.051 | 4.8 |  | --> | 0.095 | 0 | 0 | 0 | 0.007 | 0.099 | 0 |  | --> | C21 ex ATHY | ATHY: T101 | ATHY |  | 53.0112 | -7.139
MV/LV Substation GU***175Y | 20 kV | 400V(3ph) & 230V(single ph) | LV | 630 kVA :Kiosk Substation | 0.63 | --> | 0.63 | 0 | 0 | Constrained,otherwise capacity available =500kVA. | --> | 0.598 | 0 | 0 | 0 | 0 | 0 | 0 | Constrained,otherwise capacity available =500kW. | --> | C18 ex TOOMEVARA | TOOMEVARA: T42 | NENAGH |  | 52.7898 | -8.0588
MV/LV Substation GU***234 | 20 kV | 400V(3ph) & 230V(single ph) | LV | 50 kVA :Pole Substation | 0.05 | --> | 0.05 | 0.05 | 3.2 |  | --> | 0.047 | 0 | 0 | 0 | 0 | 0.049 | 0 |  | --> | C16 ex BOYLE | BOYLE: T41∥T42 | CARRICK ON SHANNON |  | 54.0444 | -8.2501
MV/LV Substation GU***241Z | 20 kV | 400V(3ph) & 230V(single ph) | LV | 200 kVA :Kiosk Substation | 0.2 | --> | 0.2 | 0.17 | 0.7 |  | --> | 0.19 | 0 | 0 | 0 | 0.019 | 0.184 | 0 |  | --> | C21 ex MONEYCOOLEY | MONEYCOOLEY: T41 | GRIFFINRATH |  | 53.3933 | -6.5613
MV/LV Substation GU***249X | 10 kV | 400V(3ph) & 230V(single ph) | LV | 1000 kVA :Building Structure | 1 | --> | 1 | 0 | 0 | Constrained,otherwise capacity available =500kVA. | --> | 0.95 | 0 | 0 | 0 | 0 | 0.5 | 0 |  | --> | C24 ex NORTH QUAYS | NORTH QUAYS: T102 | POOLBEG |  | 53.3483 | -6.2419
MV/LV Substation GU***280Y | 10 kV | 400V(3ph) & 230V(single ph) | LV | 400 kVA :Kiosk Substation | 0.4 | --> | 0.4 | 0 | 0 | Constrained,otherwise capacity available =300kVA. | --> | 0.38 | 0 | 0 | 0 | 0 | 0 | 0 | Constrained,otherwise capacity available =415kW. | --> | C26 ex PORTLAOISE | PORTLAOISE: T42 | PORTLAOISE |  | 53.0264 | -7.308
MV/LV Substation GU***299 | 10 kV | 400V(3ph) & 230V(single ph) | LV | 400 kVA :Kiosk Substation | 0.4 | --> | 0.4 | 0 | 0 | Constrained,otherwise capacity available =352kVA. | --> | 0.38 | 0 | 0 | 0 | 0 | 0.407 | 0 |  | --> | C13 ex GARRYOWEN | GARRYOWEN: T41 | LIMERICK |  | 52.6561 | -8.6215
MV/LV Substation GU***304 | 10 kV | 400V(3ph) & 230V(single ph) | LV | 400 kVA :Kiosk Substation | 0.4 | --> | 0.4 | 0.206 | 3.7 |  | --> | 0.38 | 0 | 0 | 0 | 0 | 0.429 | 0 |  | --> | C11 ex BALLINASLOE | BALLINASLOE: T41∥T42 | SOMERSET |  | 53.3311 | -8.2221
MV/LV Substation GU***309Y | 20 kV | 400V(3ph) & 230V(single ph) | LV | 50 kVA :Pole Substation | 0.05 | --> | 0.05 | 0 | 0 | Constrained,otherwise capacity available =31kVA. | --> | 0.047 | 0 | 0 | 0 | 0 | 0.051 | 0 |  | --> | E20 ex BALLINDERRY | BALLINDERRY: T422 | MULLINGAR |  | 53.4816 | -7.356
MV/LV Substation GU***346 | 10 kV | 400V(3ph) & 230V(single ph) | LV | 630 kVA :Building Structure | 0.63 | --> | 0.63 | 0 | 0 | Constrained,otherwise capacity available =391kVA. | --> | 0.598 | 0 | 0 | 0 | 0 | 0.5 | 0 |  | --> | C12 ex MERVILLE | MERVILLE: T42 | FINGLAS |  | 53.3851 | -6.3113
MV/LV Substation GU***363 | 10 kV | 400V(3ph) & 230V(single ph) | LV | 100 kVA :Pole Substation | 0.1 | --> | 0.1 | 0 | 0 | Constrained,otherwise capacity available =77kVA. | --> | 0.095 | 0 | 0 | 0 | 0.023 | 0.078 | 0 |  | --> | C15 ex CLIFDEN | CLIFDEN: T41∥T42 | GALWAY 110KV |  | 53.3825 | -9.9532
MV/LV Substation GU***392 | 20 kV | 400V(3ph) & 230V(single ph) | LV | 100 kVA :Pole Substation | 0.1 | --> | 0.1 | 0 | 0 | Constrained,otherwise capacity available =94kVA. | --> | 0.095 | 0 | 0 | 0 | 0 | 0.1 | 0 |  | --> | E20 ex BALLINDERRY | BALLINDERRY: T422 | MULLINGAR |  | 53.3957 | -7.3827
MV/LV Substation GU***4015 | 20 kV | 400V(3ph) & 230V(single ph) | LV | 50 kVA :Pole Substation | 0.05 | --> | 0.05 | 0.044 | 2.4 |  | --> | 0.047 | 0 | 0 | 0 | 0 | 0.05 | 0 |  | --> | E11 ex KILGARVAN | KILGARVAN: T421 | KNOCKEARAGH |  | 51.8638 | -9.4609
MV/LV Substation GU***4026 | 20 kV | 400V(3ph) & 230V(single ph) | LV | 50 kVA :Pole Substation | 0.05 | --> | 0.05 | 0.031 | 1.8 |  | --> | 0.047 | 0 | 0 | 0 | 0 | 0.051 | 0 |  | --> | E21 ex CURRALEIGH | CURRALEIGH: T421∥T422 | KILBARRY |  | 51.9118 | -8.6564
MV/LV Substation GU***4077 | 20 kV | 400V(3ph) & 230V(single ph) | LV | 50 kVA :Pole Substation | 0.05 | --> | 0.05 | 0 | 0 | Constrained,otherwise capacity available =46kVA. | --> | 0.047 | 0 | 0 | 0 | 0 | 0.049 | 0 |  | --> | C18 ex KANTURK | KANTURK: T41∥T42 | GLENLARA |  | 52.1185 | -8.9212
MV/LV Substation GU***4095 | 10 kV | 400V(3ph) & 230V(single ph) | LV | 50 kVA :Pole Substation | 0.05 | --> | 0.05 | 0.05 | 9.9 |  | --> | 0.047 | 0 | 0 | 0 | 0 | 0.049 | 0 |  | --> | C18 ex CONVOY | CONVOY: T41∥T42 | LETTERKENNY |  | 54.8506 | -7.5316
MV/LV Substation GU***4117 | 20 kV | 400V(3ph) & 230V(single ph) | LV | 50 kVA :Pole Substation | 0.05 | --> | 0.05 | 0.049 | 13.3 |  | --> | 0.047 | 0 | 0 | 0 | 0 | 0.049 | 0 |  | --> | E16 ex BELVIEW | BELVIEW: T422 | WATERFORD |  | 52.273 | -7.0403
MV/LV Substation GU***414Z | 20 kV | 400V(3ph) & 230V(single ph) | LV | 50 kVA :Pole Substation | 0.05 | --> | 0.05 | 0.047 | 1.2 |  | --> | 0.047 | 0 | 0 | 0 | 0 | 0.049 | 0 |  | --> | E16 ex BALLYDEHOB | BALLYDEHOB: T421 | DUNMANWAY |  | 51.5202 | -9.5769
MV/LV Substation GU***4179 | 20 kV | 400V(3ph) & 230V(single ph) | LV | 50 kVA :Pole Substation | 0.05 | --> | 0.05 | 0.044 | 1.4 |  | --> | 0.047 | 0 | 0 | 0 | 0 | 0 | 0 | Constrained,otherwise capacity available =50kW. | --> | C18 ex DEERPARK | DEERPARK: T41∥T42 | BALLYDINE |  | 52.4792 | -7.5286
MV/LV Substation GU***4189 | 20 kV | 400V(3ph) & 230V(single ph) | LV | 50 kVA :Pole Substation | 0.05 | --> | 0.05 | 0.05 | 2.5 |  | --> | 0.047 | 0 | 0 | 0 | 0 | 0.049 | 0 |  | --> | C26 ex ATHY | ATHY: T102 | ATHY |  | 53.0805 | -6.9349
MV/LV Substation GU***4197 | 20 kV | 400V(3ph) & 230V(single ph) | LV | 50 kVA :Pole Substation | 0.05 | --> | 0.05 | 0 | 0 | Constrained,otherwise capacity available =50kVA. | --> | 0.047 | 0 | 0 | 0 | 0 | 0.049 | 0 |  | --> | C16 ex KILSHANNY | KILSHANNY: T42 | CAHIR |  | 52.2713 | -8.1801
MV/LV Substation GU***4269 | 10 kV | 400V(3ph) & 230V(single ph) | LV | 50 kVA :Pole Substation | 0.05 | --> | 0.05 | 0 | 0 | Constrained,otherwise capacity available =50kVA. | --> | 0.047 | 0 | 0 | 0 | 0 | 0.049 | 0 |  | --> | C11 ex KILMALLOCK | KILMALLOCK: T42 | CHARLEVILLE |  | 52.4271 | -8.5096
MV/LV Substation GU***4351 | 10 kV | 400V(3ph) & 230V(single ph) | LV | 630 kVA :Kiosk Substation | 0.63 | --> | 0.63 | 0 | 0 | Constrained,otherwise capacity available =500kVA. | --> | 0.598 | 0 | 0 | 0 | 0 | 0 | 0 | Constrained,otherwise capacity available =500kW. | --> | C14 ex LEE BRIDGE | LEE BRIDGE: T42 | MACROOM |  | 51.9041 | -8.9719
MV/LV Substation GU***441X | 20 kV | 400V(3ph) & 230V(single ph) | LV | 100 kVA :Pole Substation | 0.1 | --> | 0.1 | 0 | 0 | Constrained,otherwise capacity available =92kVA. | --> | 0.095 | 0 | 0 | 0 | 0.003 | 0 | 0 | Constrained,otherwise capacity available =97kW. | --> | C18 ex TOOMEVARA | TOOMEVARA: T42 | NENAGH |  | 52.784 | -8.0339
MV/LV Substation GU***445 | 10 kV | 400V(3ph) & 230V(single ph) | LV | 100 kVA :Pole Substation | 0.1 | --> | 0.1 | 0 | 0 | Constrained,otherwise capacity available =97kVA. | --> | 0.095 | 0 | 0 | 0 | 0 | 0.1 | 0 |  | --> | C11 ex KANTURK | KANTURK: T41∥T42 | GLENLARA |  | 52.1661 | -8.8893
MV/LV Substation GU***448 | 20 kV | 400V(3ph) & 230V(single ph) | LV | 200 kVA :Pole Substation | 0.2 | --> | 0.2 | 0.126 | 1.6 |  | --> | 0.19 | 0 | 0 | 0 | 0 | 0.21 | 0 |  | --> | E15 ex GURRANEBANE | GURRANEBANE: T421∥T422 | OUGHTRAGH |  | 51.9427 | -10.2332
MV/LV Substation GU***491 | 20 kV | 400V(3ph) & 230V(single ph) | LV | 100 kVA :Pole Substation | 0.1 | --> | 0.1 | 0.019 | 1.2 |  | --> | 0.095 | 0 | 0 | 0 | 0 | 0.112 | 0 |  | --> | E16 ex BALLYDEHOB | BALLYDEHOB: T421 | DUNMANWAY |  | 51.5194 | -9.5751
MV/LV Substation GU***512X | 20 kV | 400V(3ph) & 230V(single ph) | LV | 50 kVA :Pole Substation | 0.05 | --> | 0.05 | 0 | 0 | Constrained,otherwise capacity available =37kVA. | --> | 0.047 | 0 | 0 | 0 | 0 | 0.051 | 0 |  | --> | C17 ex CLONES | CLONES: T41∥T42 | SHANKILL |  | 54.1635 | -7.1415
MV/LV Substation GU***528 | 20 kV | 400V(3ph) & 230V(single ph) | LV | 50 kVA :Pole Substation | 0.05 | --> | 0.05 | 0.05 | 5.3 |  | --> | 0.047 | 0 | 0 | 0 | 0 | 0.049 | 0 |  | --> | C14 ex SMEARLA | SMEARLA: T42 | TRIEN |  | 52.5302 | -9.4056
MV/LV Substation GU***584 | 10 kV | 400V(3ph) & 230V(single ph) | LV | 50 kVA :Pole Substation | 0.05 | --> | 0.05 | 0.023 | 2.2 |  | --> | 0.047 | 0 | 0 | 0 | 0 | 0.053 | 0 |  | --> | C18 ex SPA ROAD | SPA ROAD: T41∥T42 | DOON |  | 52.3598 | -7.5959
MV/LV Substation GU***603Z | 10 kV | 400V(3ph) & 230V(single ph) | LV | 400 kVA :Kiosk Substation | 0.4 | --> | 0.4 | 0 | 0 | Constrained,otherwise capacity available =342kVA. | --> | 0.38 | 0 | 0 | 0 | 0.003 | 0.405 | 0 |  | --> | C16 ex TOGHER | TOGHER: T42 | TRABEG |  | 51.8737 | -8.5154
MV/LV Substation GU***605Z | 10 kV | 400V(3ph) & 230V(single ph) | LV | 630 kVA :Kiosk Substation | 0.63 | --> | 0.63 | 0.5 | 0.8 |  | --> | 0.598 | 0 | 0 | 0 | 0 | 0.5 | 0 |  | --> | C19 ex FAIRHILL | FAIRHILL: T42 | KILBARRY |  | 51.9047 | -8.4887
MV/LV Substation GU***660 | 20 kV | 400V(3ph) & 230V(single ph) | LV | 50 kVA :Pole Substation | 0.05 | --> | 0.05 | 0.044 | 1.2 |  | --> | 0.047 | 0 | 0 | 0 | 0.003 | 0.047 | 0 |  | --> | E15 ex BALLYDEHOB | BALLYDEHOB: T421 | DUNMANWAY |  | 51.5862 | -9.4909
MV/LV Substation GU***675 | 20 kV | 400V(3ph) & 230V(single ph) | LV | 200 kVA :Pole Substation | 0.2 | --> | 0.2 | 0.187 | 0.7 |  | --> | 0.19 | 0 | 0 | 0 | 0.003 | 0.198 | 0 |  | --> | C20 ex KNOCKMULLEN | KNOCKMULLEN: T42 | GREAT ISLAND |  | 52.3078 | -6.8606
MV/LV Substation GU***681Y | 20 kV | 400V(3ph) & 230V(single ph) | LV | 50 kVA :Pole Substation | 0.05 | --> | 0.05 | 0.048 | 6.9 |  | --> | 0.047 | 0 | 0 | 0 | 0 | 0 | 0 | Constrained,otherwise capacity available =49kW. | --> | E12 ex RATHKEALE | RATHKEALE: T421∥T422 | RATHKEALE |  | 52.4435 | -8.9302
MV/LV Substation GU***743X | 20 kV | 400V(3ph) & 230V(single ph) | LV | 200 kVA :Pole Substation | 0.2 | --> | 0.2 | 0.094 | 5.8 |  | --> | 0.19 | 0 | 0 | 0 | 0 | 0.216 | 0 |  | --> | E12 ex DUNMANWAY | DUNMANWAY: T422 | DUNMANWAY |  | 51.6716 | -9.2703
MV/LV Substation GU***767Z | 20 kV | 400V(3ph) & 230V(single ph) | LV | 400 kVA :Building Structure | 0.4 | --> | 0.4 | 0.4 | 12.9 |  | --> | 0.38 | 0 | 0 | 0 | 0 | 0.4 | 0 |  | --> | E12 ex COOLROE | COOLROE: T122 | COOLROE |  | 51.8764 | -8.6461
MV/LV Substation GU***775Y | 10 kV | 400V(3ph) & 230V(single ph) | LV | 630 kVA :Kiosk Substation | 0.63 | --> | 0.63 | 0 | 0 | Constrained,otherwise capacity available =443kVA. | --> | 0.598 | 0 | 0 | 0 | 0 | 0.5 | 0 |  | --> | C16 ex KINSALE | KINSALE: T41∥T42 | BANDON |  | 51.707 | -8.5259
MV/LV Substation GU***798X | 20 kV | 400V(3ph) & 230V(single ph) | LV | 50 kVA :Pole Substation | 0.05 | --> | 0.05 | 0.036 | 0.8 |  | --> | 0.047 | 0 | 0 | 0 | 0 | 0.051 | 0 |  | --> | E15 ex RATHMORE | RATHMORE: T421 | KNOCKEARAGH |  | 52.1078 | -9.2931
MV/LV Substation GU***868X | 10 kV | 400V(3ph) & 230V(single ph) | LV | 1000 kVA :Building Structure | 1 | --> | 1 | 0 | 0 | Constrained,otherwise capacity available =500kVA. | --> | 0.95 | 0 | 0 | 0 | 0 | 0.5 | 0 |  | --> | C24 ex NORTH QUAYS | NORTH QUAYS: T102 | POOLBEG |  | 53.3483 | -6.2419
MV/LV Substation GU***874Z | 20 kV | 400V(3ph) & 230V(single ph) | LV | 50 kVA :Pole Substation | 0.05 | --> | 0.05 | 0.049 | 1.2 |  | --> | 0.047 | 0 | 0 | 0 | 0 | 0.049 | 0 |  | --> | E16 ex BALLYDEHOB | BALLYDEHOB: T421 | DUNMANWAY |  | 51.5615 | -9.4883
MV/LV Substation GU***886 | 10 kV | 400V(3ph) & 230V(single ph) | LV | 200 kVA :Pole Substation | 0.2 | --> | 0.2 | 0.149 | 9.9 |  | --> | 0.19 | 0 | 0 | 0 | 0.01 | 0.197 | 0 |  | --> | C18 ex CONVOY | CONVOY: T41∥T42 | LETTERKENNY |  | 54.8724 | -7.5998
MV/LV Substation GU***890 | 20 kV | 400V(3ph) & 230V(single ph) | LV | 400 kVA :Building Structure | 0.4 | --> | 0.4 | 0.4 | 12.9 |  | --> | 0.38 | 0 | 0 | 0 | 0 | 0.4 | 0 |  | --> | E12 ex COOLROE | COOLROE: T122 | COOLROE |  | 51.8764 | -8.6458
MV/LV Substation GU***891 | 10 kV | 400V(3ph) & 230V(single ph) | LV | 50 kVA :Pole Substation | 0.05 | --> | 0.05 | 0 | 0 | Constrained,otherwise capacity available =39kVA. | --> | 0.047 | 0 | 0 | 0 | 0 | 0 | 0 | Constrained,otherwise capacity available =51kW. | --> | C18 ex FERMOY NORTH | FERMOY NORTH: T41∥T42 | BARRYMORE |  | 52.13 | -8.383
MV/LV Substation GU***980X | 10 kV | 400V(3ph) & 230V(single ph) | LV | 50 kVA :Pole Substation | 0.05 | --> | 0.05 | 0 | 0 | Constrained,otherwise capacity available =47kVA. | --> | 0.047 | 0 | 0 | 0 | 0 | 0.049 | 0 |  | --> | C16 ex CLONAKILTY | CLONAKILTY: T41∥T42 | DUNMANWAY |  | 51.6374 | -8.871
MV/LV Substation GU***984X | 20 kV | 400V(3ph) & 230V(single ph) | LV | 50 kVA :Pole Substation | 0.05 | --> | 0.05 | 0.049 | 1.6 |  | --> | 0.047 | 0 | 0 | 0 | 0.007 | 0.042 | 0 |  | --> | E16 ex GURRANEBANE | GURRANEBANE: T421∥T422 | OUGHTRAGH |  | 51.9339 | -10.2328
MV/LV Substation GU***998 | 10 kV | 400V(3ph) & 230V(single ph) | LV | 50 kVA :Pole Substation | 0.05 | --> | 0.05 | 0.043 | 4.2 |  | --> | 0.047 | 0 | 0 | 0 | 0 | 0 | 0 | Constrained,otherwise capacity available =50kW. | --> | C18 ex BUNDORAN | BUNDORAN: T41∥T42 | CATHALEENS FALL |  | 54.455 | -8.2824
MV/LV Substation GW***004X | 10 kV | 400V(3ph) & 230V(single ph) | LV | 50 kVA :Pole Substation | 0.05 | --> | 0.05 | 0.021 | 0.2 |  | --> | 0.047 | 0 | 0 | 0 | 0 | 0 | 0 | Constrained,otherwise capacity available =53kW. | --> | C15 ex DUNGLOE | DUNGLOE: T42 | ARDNAGAPPARY |  | 54.85 | -8.3153
MV/LV Substation GW***237X | 10 kV | 400V(3ph) & 230V(single ph) | LV | 100 kVA :Pole Substation | 0.1 | --> | 0.1 | 0.072 | 0.2 |  | --> | 0.095 | 0 | 0 | 0 | 0 | 0 | 0 | Constrained,otherwise capacity available =103kW. | --> | C16 ex DUNGLOE | DUNGLOE: T42 | ARDNAGAPPARY |  | 54.9562 | -8.3594
MV/LV Substation GW***304 | 10 kV | 400V(3ph) & 230V(single ph) | LV | 100 kVA :Pole Substation | 0.1 | --> | 0.1 | 0 | 0 | Constrained,otherwise capacity available =50kVA. | --> | 0.095 | 0 | 0 | 0 | 0 | 0.107 | 0 |  | --> | C11 ex CHARLESTOWN | CHARLESTOWN: T41 | TONROE |  | 53.9371 | -8.8821
MV/LV Substation GW***481Y | 20 kV | 400V(3ph) & 230V(single ph) | LV | 630 kVA :Kiosk Substation | 0.63 | --> | 0.63 | 0 | 0 | Constrained,otherwise capacity available =500kVA. | --> | 0.598 | 0 | 0 | 0 | 0 | 0.5 | 0 |  | --> | E20 ex COLLOONEY | COLLOONEY: T422 | SLIGO |  | 54.1843 | -8.4842
MV/LV Substation GW***523 | 10 kV | 400V(3ph) & 230V(single ph) | LV | 50 kVA :Pole Substation | 0.05 | --> | 0.05 | 0.045 | 0.7 |  | --> | 0.047 | 0 | 0 | 0 | 0 | 0.05 | 0 |  | --> | C26 ex GLENTIES | GLENTIES: T41 | BINBANE |  | 54.7815 | -8.3143
MV/LV Substation GW***630 | 20 kV | 400V(3ph) & 230V(single ph) | LV | 50 kVA :Pole Substation | 0.05 | --> | 0.05 | 0.033 | 5.4 |  | --> | 0.047 | 0 | 0 | 0 | 0 | 0.051 | 0 |  | --> | E21 ex ARDNAREE | ARDNAREE: T421 | MOY |  | 54.0198 | -9.0883
MV/LV Substation GW***785 | 10 kV | 400V(3ph) & 230V(single ph) | LV | 50 kVA :Pole Substation | 0.05 | --> | 0.05 | 0.039 | 1.9 |  | --> | 0.047 | 0 | 0 | 0 | 0 | 0 | 0 | Constrained,otherwise capacity available =51kW. | --> | E16 ex GWEEDORE | GWEEDORE: T421 | ARDNAGAPPARY |  | 55.0487 | -8.2296
MV/LV Substation GW***802 | 10 kV | 400V(3ph) & 230V(single ph) | LV | 50 kVA :Pole Substation | 0.05 | --> | 0.05 | 0.045 | 0.8 |  | --> | 0.047 | 0 | 0 | 0 | 0 | 0.05 | 0 |  | --> | C11 ex BALLYMOTE | BALLYMOTE: T41 | SLIGO |  | 54.057 | -8.5959
MV/LV Substation GW***864 | 10 kV | 400V(3ph) & 230V(single ph) | LV | 100 kVA :Pole Substation | 0.1 | --> | 0.1 | 0.093 | 3.9 |  | --> | 0.095 | 0 | 0 | 0 | 0 | 0 | 0 | Constrained,otherwise capacity available =100kW. | --> | C15 ex DERRYBEG | DERRYBEG: T41∥T42 | ARDNAGAPPARY |  | 55.0691 | -8.3082
MV/LV Substation GY***506X | 10 kV | 400V(3ph) & 230V(single ph) | LV | 100 kVA :Pole Substation | 0.1 | --> | 0.1 | 0 | 0 | Constrained,otherwise capacity available =77kVA. | --> | 0.095 | 0 | 0 | 0 | 0.001 | 0.102 | 0 |  | --> | C19 ex RECESS | RECESS: T41 | GALWAY 110KV |  | 53.3717 | -9.8239
MV/LV Substation GY***556X | 10 kV | 400V(3ph) & 230V(single ph) | LV | 100 kVA :Pole Substation | 0.1 | --> | 0.1 | 0 | 0 | Constrained,otherwise capacity available =95kVA. | --> | 0.095 | 0 | 0 | 0 | 0 | 0.1 | 0 |  | --> | C21 ex CARRIGTWOHILL | CARRIGTWOHILL: T42 | COW CROSS |  | 51.8984 | -8.2709
MV/LV Substation H ***082 | 10 kV | 400V(3ph) & 230V(single ph) | LV | 200 kVA :Pole Substation | 0.2 | --> | 0.2 | 0.106 | 2.8 |  | --> | 0.19 | 0 | 0 | 0 | 0.003 | 0.21 | 0 |  | --> | C15 ex CLONARD | CLONARD: T41∥T42 | WEXFORD |  | 52.3312 | -6.4801
MV/LV Substation H ***4153 | 10 kV | 400V(3ph) & 230V(single ph) | LV | 50 kVA :Pole Substation | 0.05 | --> | 0.05 | 0 | 0 | Constrained,otherwise capacity available =40kVA. | --> | 0.047 | 0 | 0 | 0 | 0 | 0 | 0 | Constrained,otherwise capacity available =51kW. | --> | C14 ex TEMPLEMORE | TEMPLEMORE: T42 | IKERRIN |  | 52.7665 | -7.6796
MV/LV Substation H ***712 | 10 kV | 400V(3ph) & 230V(single ph) | LV | 100 kVA :Pole Substation | 0.1 | --> | 0.1 | 0 | 0 | Constrained,otherwise capacity available =65kVA. | --> | 0.095 | 0 | 0 | 0 | 0 | 0.105 | 0 |  | --> | C16 ex MORRISTOWN | MORRISTOWN: T41∥T42 | NEWBRIDGE |  | 53.1978 | -6.8406
MV/LV Substation H ***721Z | 10 kV | 400V(3ph) & 230V(single ph) | LV | 400 kVA :Kiosk Substation | 0.4 | --> | 0.4 | 0.286 | 3.4 |  | --> | 0.38 | 0 | 0 | 0 | 0 | 0.417 | 0 |  | --> | C18 ex MAYFIELD | MAYFIELD: T42 | KILBARRY |  | 51.9115 | -8.4422
MV/LV Substation H.***137Y | 10 kV | 400V(3ph) & 230V(single ph) | LV | 200 kVA :Kiosk Substation | 0.2 | --> | 0.2 | 0.147 | 3.3 |  | --> | 0.19 | 0 | 0 | 0 | 0.003 | 0.204 | 0 |  | --> | C17 ex CELBRIDGE | CELBRIDGE: T41 | GRIFFINRATH |  | 53.3442 | -6.5451
MV/LV Substation H/***179 | 20 kV | 400V(3ph) & 230V(single ph) | LV | 200 kVA :Pole Substation | 0.2 | --> | 0.2 | 0 | 0 | Constrained,otherwise capacity available =185kVA. | --> | 0.19 | 0 | 0 | 0 | 0 | 0 | 0 | Constrained,otherwise capacity available =202kW. | --> | C16 ex HOLYCROSS ROAD | HOLYCROSS ROAD: T41∥T42 | THURLES |  | 52.6373 | -7.8683
MV/LV Substation H/***761X | 20 kV | 400V(3ph) & 230V(single ph) | LV | 50 kVA :Pole Substation | 0.05 | --> | 0.05 | 0 | 0 | Constrained,otherwise capacity available =36kVA. | --> | 0.047 | 0 | 0 | 0 | 0 | 0 | 0 | Constrained,otherwise capacity available =51kW. | --> | C16 ex HOLYCROSS ROAD | HOLYCROSS ROAD: T41∥T42 | THURLES |  | 52.6369 | -7.8719
MV/LV Substation H+***4129 | 20 kV | 400V(3ph) & 230V(single ph) | LV | 400 kVA :Building Structure | 0.4 | --> | 0.4 | 0.4 | 2.6 |  | --> | 0.38 | 0 | 0 | 0 | 0 | 0.4 | 0 |  | --> | C14 ex CASHEL | CASHEL: T42 | CAHIR |  | 52.5607 | -7.7799
MV/LV Substation HA***001 | 10 kV | 400V(3ph) & 230V(single ph) | LV | 100 kVA :Building Structure | 0.1 | --> | 0.1 | 0 | 0 | Constrained,otherwise capacity available =74kVA. | --> | 0.095 | 0 | 0 | 0 | 0.031 | 0 | 0 | Constrained,otherwise capacity available =71kW. | --> | C12 ex ROSCREA | ROSCREA: T42 | IKERRIN |  | 52.9591 | -7.7945
MV/LV Substation HA***002 | 10 kV | 400V(3ph) & 230V(single ph) | LV | 400 kVA :Kiosk Substation | 0.4 | --> | 0.4 | 0.155 | 1.3 |  | --> | 0.38 | 0 | 0 | 0 | 0 | 0.437 | 0 |  | --> | C14 ex BALLYBAY | BALLYBAY: T41∥T42 | LISDRUM |  | 54.1288 | -6.9039
MV/LV Substation HA***003 | 20 kV | 400V(3ph) & 230V(single ph) | LV | 200 kVA :Pole Substation | 0.2 | --> | 0.2 | 0.145 | 2.5 |  | --> | 0.19 | 0 | 0 | 0 | 0 | 0.208 | 0 |  | --> | E15 ex TULLOW | TULLOW: T421 | CARLOW |  | 52.8018 | -6.7405
MV/LV Substation HA***003 | 20 kV | 400V(3ph) & 230V(single ph) | LV | 400 kVA :Kiosk Substation | 0.4 | --> | 0.4 | 0.271 | 1.3 |  | --> | 0.38 | 0 | 0 | 0 | 0.007 | 0.409 | 0 |  | --> | E13 ex KILCARRAGH | KILCARRAGH: T421∥T422 | BUTLERSTOWN |  | 52.1532 | -6.9959
MV/LV Substation HA***004 | 20 kV | 400V(3ph) & 230V(single ph) | LV | 50 kVA :Pole Substation | 0.05 | --> | 0.05 | 0 | 0 | Constrained,otherwise capacity available =35kVA. | --> | 0.047 | 0 | 0 | 0 | 0 | 0 | 0 | Constrained,otherwise capacity available =51kW. | --> | E12 ex BUNCLODY | BUNCLODY: T421∥T422 | CRANE |  | 52.6589 | -6.6445
MV/LV Substation HA***005 | 10 kV | 400V(3ph) & 230V(single ph) | LV | 630 kVA :Kiosk Substation | 0.63 | --> | 0.63 | 0.399 | 2.4 |  | --> | 0.598 | 0 | 0 | 0 | 0.01 | 0.5 | 0 |  | --> | C26 ex TINAHASK | TINAHASK: T41∥T42 | ARKLOW |  | 52.7927 | -6.1471
MV/LV Substation HA***006 | 10 kV | 400V(3ph) & 230V(single ph) | LV | 200 kVA :Kiosk Substation | 0.2 | --> | 0.2 | 0.131 | 8.4 |  | --> | 0.19 | 0 | 0 | 0 | 0 | 0.21 | 0 |  | --> | C19 ex MULLINGAR | MULLINGAR: T101 | MULLINGAR |  | 53.5287 | -7.3413
MV/LV Substation HA***007Z | 10 kV | 400V(3ph) & 230V(single ph) | LV | 200 kVA :Kiosk Substation | 0.2 | --> | 0.2 | 0 | 0 | Constrained,otherwise capacity available =110kVA. | --> | 0.19 | 0 | 0 | 0 | 0.019 | 0.193 | 0 |  | --> | C15 ex LOUGHSHINNY | LOUGHSHINNY: T41 | GLASMORE |  | 53.5199 | -6.0937
MV/LV Substation HA***008 | 10 kV | 400V(3ph) & 230V(single ph) | LV | 200 kVA :Pole Substation | 0.2 | --> | 0.2 | 0 | 0 | Constrained,otherwise capacity available =92kVA. | --> | 0.19 | 0 | 0 | 0 | 0.01 | 0.205 | 0 |  | --> | C17 ex BALLYHAUNIS | BALLYHAUNIS: T41∥T42 | DALTON |  | 53.7643 | -8.7729
MV/LV Substation HA***009Y | 10 kV | 400V(3ph) & 230V(single ph) | LV | 400 kVA :Building Structure | 0.4 | --> | 0.4 | 0.291 | 12.2 |  | --> | 0.38 | 0 | 0 | 0 | 0 | 0.416 | 0 |  | --> | C24 ex SALTHILL | SALTHILL: T102 | SALTHILL |  | 53.2634 | -9.1022
MV/LV Substation HA***010X | 20 kV | 400V(3ph) & 230V(single ph) | LV | 50 kVA :Pole Substation | 0.05 | --> | 0.05 | 0.043 | 0.9 |  | --> | 0.047 | 0 | 0 | 0 | 0 | 0.05 | 0 |  | --> | C11 ex DRUMQUIN | DRUMQUIN: T42 | ENNIS |  | 52.7873 | -9.088
MV/LV Substation HA***012 | 20 kV | 400V(3ph) & 230V(single ph) | LV | 200 kVA :Pole Substation | 0.2 | --> | 0.2 | 0.133 | 3.6 |  | --> | 0.19 | 0 | 0 | 0 | 0.002 | 0.208 | 0 |  | --> | E12 ex KILLINICK | KILLINICK: T421∥T422 | WEXFORD |  | 52.2495 | -6.3393
MV/LV Substation HA***013 | 10 kV | 400V(3ph) & 230V(single ph) | LV | 630 kVA :Kiosk Substation | 0.63 | --> | 0.63 | 0.162 | 8.7 |  | --> | 0.598 | 0 | 0 | 0 | 0.024 | 0.5 | 0 |  | --> | C16 ex HAROLDS CROSS | HAROLDS CROSS: T102 | POOLBEG |  | 53.3215 | -6.2757
MV/LV Substation HA***014 | 10 kV | 400V(3ph) & 230V(single ph) | LV | 400 kVA :Kiosk Substation | 0.4 | --> | 0.4 | 0.334 | 15.6 |  | --> | 0.38 | 0 | 0 | 0 | 0 | 0.41 | 0 |  | --> | C24 ex STEPHENSTOWN | STEPHENSTOWN: T102 | FINGLAS |  | 53.6048 | -6.1749
MV/LV Substation HA***016X | 10 kV | 400V(3ph) & 230V(single ph) | LV | 630 kVA :Kiosk Substation | 0.63 | --> | 0.63 | 0 | 0 | Constrained,otherwise capacity available =500kVA. | --> | 0.598 | 0 | 0 | 0 | 0 | 0.5 | 0 |  | --> | C19 ex DENNEHYS CROSS | DENNEHYS CROSS: T41 | TRABEG |  | 51.882 | -8.4913
MV/LV Substation HA***016Y | 10 kV | 400V(3ph) & 230V(single ph) | LV | 400 kVA :Building Structure | 0.4 | --> | 0.4 | 0 | 0 | Constrained,otherwise capacity available =302kVA. | --> | 0.38 | 0 | 0 | 0 | 0 | 0.414 | 0 |  | --> | C22 ex ROCHES STREET | ROCHES STREET: T42 | LIMERICK |  | 52.6645 | -8.6294
MV/LV Substation HA***017 | 10 kV | 400V(3ph) & 230V(single ph) | LV | 100 kVA :Pole Substation | 0.1 | --> | 0.1 | 0 | 0 | Constrained,otherwise capacity available =79kVA. | --> | 0.095 | 0 | 0 | 0 | 0 | 0.103 | 0 |  | --> | C17 ex BALLYHAUNIS | BALLYHAUNIS: T41∥T42 | DALTON |  | 53.7631 | -8.7721
MV/LV Substation HA***018 | 10 kV | 400V(3ph) & 230V(single ph) | LV | 200 kVA :Kiosk Substation | 0.2 | --> | 0.2 | 0.169 | 1.2 |  | --> | 0.19 | 0 | 0 | 0 | 0 | 0 | 0 | Constrained,otherwise capacity available =204kW. | --> | C22 ex KNOCKAPHUNTA | KNOCKAPHUNTA: T41∥T42 | CASTLEBAR |  | 53.8477 | -9.3058
MV/LV Substation HA***018X | 10 kV | 400V(3ph) & 230V(single ph) | LV | 200 kVA :Kiosk Substation | 0.2 | --> | 0.2 | 0.114 | 1.1 |  | --> | 0.19 | 0 | 0 | 0 | 0.01 | 0.202 | 0 |  | --> | C18 ex TRIM | TRIM: T41∥T42 | NAVAN |  | 53.5592 | -6.7799
MV/LV Substation HA***020 | 10 kV | 400V(3ph) & 230V(single ph) | LV | 630 kVA :Building Structure | 0.63 | --> | 0.63 | 0.367 | 15.6 |  | --> | 0.598 | 0 | 0 | 0 | 0.029 | 0.5 | 0 |  | --> | C24 ex STEPHENSTOWN | STEPHENSTOWN: T102 | FINGLAS |  | 53.6052 | -6.1795
MV/LV Substation HA***021Y | 10 kV | 400V(3ph) & 230V(single ph) | LV | 400 kVA :Kiosk Substation | 0.4 | --> | 0.4 | 0.395 | 1.2 |  | --> | 0.38 | 0 | 0 | 0 | 0.011 | 0.389 | 0 |  | --> | C20 ex POLLERTON | POLLERTON: T42 | CARLOW |  | 52.8407 | -6.8803
MV/LV Substation HA***022 | 10 kV | 400V(3ph) & 230V(single ph) | LV | 400 kVA :Building Structure | 0.4 | --> | 0.4 | 0.36 | 4 |  | --> | 0.38 | 0 | 0 | 0 | 0 | 0.406 | 0 |  | --> | C12 ex OAKFIELD | OAKFIELD: T42 | SLIGO |  | 54.2689 | -8.4766
MV/LV Substation HA***022X | 10 kV | 400V(3ph) & 230V(single ph) | LV | 50 kVA :Pole Substation | 0.05 | --> | 0.05 | 0.038 | 1.1 |  | --> | 0.047 | 0 | 0 | 0 | 0 | 0.051 | 0 |  | --> | C18 ex TRIM | TRIM: T41∥T42 | NAVAN |  | 53.5498 | -6.787
MV/LV Substation HA***023Y | 20 kV | 400V(3ph) & 230V(single ph) | LV | 50 kVA :Pole Substation | 0.05 | --> | 0.05 | 0.036 | 5.3 |  | --> | 0.047 | 0 | 0 | 0 | 0 | 0.051 | 0 |  | --> | E15 ex BUSH | BUSH: T421∥T422 | DUNDALK |  | 54.0241 | -6.1354
MV/LV Substation HA***023Y | 10 kV | 400V(3ph) & 230V(single ph) | LV | 400 kVA :Kiosk Substation | 0.4 | --> | 0.4 | 0.31 | 2.4 |  | --> | 0.38 | 0 | 0 | 0 | 0.014 | 0.399 | 0 |  | --> | C25 ex TINAHASK | TINAHASK: T41∥T42 | ARKLOW |  | 52.7923 | -6.1527
MV/LV Substation HA***024Z | 10 kV | 400V(3ph) & 230V(single ph) | LV | 200 kVA :Kiosk Substation | 0.2 | --> | 0.2 | 0.194 | 4.2 |  | --> | 0.19 | 0 | 0 | 0 | 0 | 0.2 | 0 |  | --> | C21 ex MARSHES | MARSHES: T41 | DUNDALK |  | 53.9582 | -6.3871
MV/LV Substation HA***025X | 10 kV | 400V(3ph) & 230V(single ph) | LV | 200 kVA :Kiosk Substation | 0.2 | --> | 0.2 | 0.108 | 1.7 |  | --> | 0.19 | 0 | 0 | 0 | 0.003 | 0.21 | 0 |  | --> | C22 ex BISHOPSTOWN | BISHOPSTOWN: T42 | KILBARRY |  | 51.8739 | -8.5393
MV/LV Substation HA***025Y | 10 kV | 400V(3ph) & 230V(single ph) | LV | 200 kVA :Pole Substation | 0.2 | --> | 0.2 | 0.162 | 1.4 |  | --> | 0.19 | 0 | 0 | 0 | 0.006 | 0.199 | 0 |  | --> | C17 ex ROSCOMMON | ROSCOMMON: T41 | LANESBORO |  | 53.6221 | -8.1731
MV/LV Substation HA***026 | 10 kV | 400V(3ph) & 230V(single ph) | LV | 400 kVA :Building Structure | 0.4 | --> | 0.4 | 0 | 0 | Constrained,otherwise capacity available =196kVA. | --> | 0.38 | 0 | 0 | 0 | 0.011 | 0.419 | 0 |  | --> | C15 ex COBH | COBH: T41∥T42 | COW CROSS |  | 51.8518 | -8.2888
MV/LV Substation HA***026Z | 10 kV | 400V(3ph) & 230V(single ph) | LV | 400 kVA :Kiosk Substation | 0.4 | --> | 0.4 | 0.376 | 2.4 |  | --> | 0.38 | 0 | 0 | 0 | 0.003 | 0.4 | 0 |  | --> | C18 ex BALLYMAHON | BALLYMAHON: T41∥T42 | ATHLONE |  | 53.5693 | -7.7722
MV/LV Substation HA***032 | 10 kV | 400V(3ph) & 230V(single ph) | LV | 50 kVA :Pole Substation | 0.05 | --> | 0.05 | 0 | 8.9 |  | --> | 0.047 | 0 | 0 | 0 | 0 | 0.06 | 0 |  | --> | C12 ex CARROWBEG | CARROWBEG: T41∥T42 | CARROWBEG |  | 53.7979 | -9.5131
MV/LV Substation HA***035 | 10 kV | 400V(3ph) & 230V(single ph) | LV | 100 kVA :Pole Substation | 0.1 | --> | 0.1 | 0 | 0 | Constrained,otherwise capacity available =42kVA. | --> | 0.095 | 0 | 0 | 0 | 0 | 0 | 0 | Constrained,otherwise capacity available =108kW. | --> | C15 ex MOUNTMELLICK | MOUNTMELLICK: T41∥T42 | PORTLAOISE |  | 53.1179 | -7.3168
MV/LV Substation HA***036 | 10 kV | 400V(3ph) & 230V(single ph) | LV | 200 kVA :Pole Substation | 0.2 | --> | 0.2 | 0 | 0 | Constrained,otherwise capacity available =200kVA. | --> | 0.19 | 0 | 0 | 0 | 0 | 0.2 | 0 |  | --> | C11 ex JOHNSTOWN | JOHNSTOWN: T41 | KILTEEL |  | 53.2312 | -6.5798
MV/LV Substation HA***036Z | 10 kV | 400V(3ph) & 230V(single ph) | LV | 630 kVA :Kiosk Substation | 0.63 | --> | 0.63 | 0.5 | 0.8 |  | --> | 0.598 | 0 | 0 | 0 | 0 | 0.5 | 0 |  | --> | C12 ex FAIRHILL | FAIRHILL: T42 | KILBARRY |  | 51.9023 | -8.4711
MV/LV Substation HA***036Z | 10 kV | 400V(3ph) & 230V(single ph) | LV | 400 kVA :Kiosk Substation | 0.4 | --> | 0.4 | 0 | 0 | Constrained,otherwise capacity available =353kVA. | --> | 0.38 | 0 | 0 | 0 | 0.003 | 0.403 | 0 |  | --> | C23 ex MACETOWN | MACETOWN: T101 | MACETOWN |  | 53.417 | -6.4702
MV/LV Substation HA***037X | 10 kV | 400V(3ph) & 230V(single ph) | LV | 100 kVA :Pole Substation | 0.1 | --> | 0.1 | 0.08 | 2 |  | --> | 0.095 | 0 | 0 | 0 | 0 | 0.103 | 0 |  | --> | C11 ex BALLYTIVNAN | BALLYTIVNAN: T41 | SLIGO |  | 54.2766 | -8.4665
MV/LV Substation HA***037X | 20 kV | 400V(3ph) & 230V(single ph) | LV | 100 kVA :Pole Substation | 0.1 | --> | 0.1 | 0 | 0 | Constrained,otherwise capacity available =100kVA. | --> | 0.095 | 0 | 0 | 0 | 0 | 0.1 | 0 |  | --> | C17 ex CHARLESTOWN | CHARLESTOWN: T41 | TONROE |  | 53.853 | -8.725
MV/LV Substation HA***037Y | 20 kV | 400V(3ph) & 230V(single ph) | LV | 400 kVA :Kiosk Substation | 0.4 | --> | 0.4 | 0 | 0 | Constrained,otherwise capacity available =362kVA. | --> | 0.38 | 0 | 0 | 0 | 0.007 | 0.398 | 0 |  | --> | E11 ex BALLINROBE | BALLINROBE: T421∥T422 | DALTON |  | 53.6228 | -9.2077
MV/LV Substation HA***038 | 10 kV | 400V(3ph) & 230V(single ph) | LV | 100 kVA :Pole Substation | 0.1 | --> | 0.1 | 0.065 | 8.9 |  | --> | 0.095 | 0 | 0 | 0 | 0 | 0.105 | 0 |  | --> | C13 ex CARROWBEG | CARROWBEG: T41∥T42 | CARROWBEG |  | 53.8043 | -9.515
MV/LV Substation HA***039 | 10 kV | 400V(3ph) & 230V(single ph) | LV | 200 kVA :Kiosk Substation | 0.2 | --> | 0.2 | 0 | 0 | Constrained,otherwise capacity available =8kVA. | --> | 0.19 | 0 | 0 | 0 | 0.005 | 0.222 | 0 |  | --> | C19 ex LOUGHSHINNY | LOUGHSHINNY: T41 | GLASMORE |  | 53.5828 | -6.105
MV/LV Substation HA***044X | 10 kV | 400V(3ph) & 230V(single ph) | LV | 400 kVA :Kiosk Substation | 0.4 | --> | 0.4 | 0.334 | 1.7 |  | --> | 0.38 | 0 | 0 | 0 | 0.003 | 0.407 | 0 |  | --> | C22 ex BISHOPSTOWN | BISHOPSTOWN: T42 | KILBARRY |  | 51.8739 | -8.5373
MV/LV Substation HA***046Z | 10 kV | 400V(3ph) & 230V(single ph) | LV | 200 kVA :Building Structure | 0.2 | --> | 0.2 | 0 | 0 | Constrained,otherwise capacity available =190kVA. | --> | 0.19 | 0 | 0 | 0 | 0 | 0.201 | 0 |  | --> | C24 ex KILMONEY | KILMONEY: T41∥T42 | TRABEG |  | 51.8467 | -8.467
MV/LV Substation HA***049X | 10 kV | 400V(3ph) & 230V(single ph) | LV | 200 kVA :Kiosk Substation | 0.2 | --> | 0.2 | 0.13 | 9.6 |  | --> | 0.19 | 0 | 0 | 0 | 0.007 | 0.203 | 0 |  | --> | C13 ex GORTLEE | GORTLEE: T41∥T42 | LETTERKENNY |  | 54.9669 | -7.726
MV/LV Substation HA***052Z | 20 kV | 400V(3ph) & 230V(single ph) | LV | 100 kVA :Pole Substation | 0.1 | --> | 0.1 | 0.098 | 3.9 |  | --> | 0.095 | 0 | 0 | 0 | 0 | 0 | 0 | Constrained,otherwise capacity available =100kW. | --> | E12 ex ASHBOURNE | ASHBOURNE: T422 | FINGLAS |  | 53.4985 | -6.4115
MV/LV Substation HA***053 | 10 kV | 400V(3ph) & 230V(single ph) | LV | 200 kVA :Kiosk Substation | 0.2 | --> | 0.2 | 0 | 0 | Constrained,otherwise capacity available =89kVA. | --> | 0.19 | 0 | 0 | 0 | 0.021 | 0.194 | 0 |  | --> | C12 ex CULLION | CULLION: T41∥T42 | LETTERKENNY |  | 54.9521 | -7.7481
MV/LV Substation HA***053X | 10 kV | 400V(3ph) & 230V(single ph) | LV | 400 kVA :Kiosk Substation | 0.4 | --> | 0.4 | 0 | 0 | Constrained,otherwise capacity available =326kVA. | --> | 0.38 | 0 | 0 | 0 | 0.005 | 0.405 | 0 |  | --> | C37 ex INCHICORE CENTRAL | INCHICORE CENTRAL: T45 | INCHICORE 220KV |  | 53.3366 | -6.3128
MV/LV Substation HA***056X | 10 kV | 400V(3ph) & 230V(single ph) | LV | 630 kVA :Building Structure | 0.63 | --> | 0.63 | 0 | 0 | Constrained,otherwise capacity available =67kVA. | --> | 0.598 | 0 | 0 | 0 | 0 | 0.5 | 0 |  | --> | C12 ex GLOUCESTER PLACE | GLOUCESTER PLACE: T42 | MCDERMOTT |  | 53.3512 | -6.2475
MV/LV Substation HA***059 | 10 kV | 400V(3ph) & 230V(single ph) | LV | 400 kVA :Kiosk Substation | 0.4 | --> | 0.4 | 0.193 | 9.6 |  | --> | 0.38 | 0 | 0 | 0 | 0.032 | 0.397 | 0 |  | --> | C30 ex ARTANE | ARTANE: T102 | FINGLAS |  | 53.3779 | -6.1946
MV/LV Substation HA***067Z | 10 kV | 400V(3ph) & 230V(single ph) | LV | 400 kVA :Kiosk Substation | 0.4 | --> | 0.4 | 0.317 | 15.6 |  | --> | 0.38 | 0 | 0 | 0 | 0.003 | 0.409 | 0 |  | --> | C24 ex STEPHENSTOWN | STEPHENSTOWN: T102 | FINGLAS |  | 53.607 | -6.1761
MV/LV Substation HA***068 | 10 kV | 400V(3ph) & 230V(single ph) | LV | 630 kVA :Kiosk Substation | 0.63 | --> | 0.63 | 0.5 | 8.9 |  | --> | 0.598 | 0 | 0 | 0 | 0.007 | 0.5 | 0 |  | --> | C25 ex STEPHENSTOWN | STEPHENSTOWN: T101 | FINGLAS |  | 53.6041 | -6.1659
MV/LV Substation HA***069 | 10 kV | 400V(3ph) & 230V(single ph) | LV | 400 kVA :Building Structure | 0.4 | --> | 0.4 | 0 | 0 | Constrained,otherwise capacity available =275kVA. | --> | 0.38 | 0 | 0 | 0 | 0 | 0.419 | 0 |  | --> | C13 ex CRANMORE | CRANMORE: T41∥T42 | SLIGO |  | 54.2648 | -8.4535
MV/LV Substation HA***070Y | 10 kV | 400V(3ph) & 230V(single ph) | LV | 200 kVA :Kiosk Substation | 0.2 | --> | 0.2 | 0 | 0 | Constrained,otherwise capacity available =99kVA. | --> | 0.19 | 0 | 0 | 0 | 0.007 | 0.208 | 0 |  | --> | C11 ex NAAS | NAAS: T41 | NEWBRIDGE |  | 53.2105 | -6.6526
MV/LV Substation HA***071Y | 10 kV | 400V(3ph) & 230V(single ph) | LV | 400 kVA :Kiosk Substation | 0.4 | --> | 0.4 | 0 | 0 | Constrained,otherwise capacity available =341kVA. | --> | 0.38 | 0 | 0 | 0 | 0.017 | 0 | 0 | Constrained,otherwise capacity available =390kW. | --> | C14 ex PORTLAOISE | PORTLAOISE: T42 | PORTLAOISE |  | 53.0445 | -7.2758
MV/LV Substation HA***072Y | 10 kV | 400V(3ph) & 230V(single ph) | LV | 400 kVA :Kiosk Substation | 0.4 | --> | 0.4 | 0 | 0 | Constrained,otherwise capacity available =364kVA. | --> | 0.38 | 0 | 0 | 0 | 0.015 | 0 | 0 | Constrained,otherwise capacity available =389kW. | --> | C14 ex PORTLAOISE | PORTLAOISE: T42 | PORTLAOISE |  | 53.0443 | -7.2773
MV/LV Substation HA***076 | 10 kV | 400V(3ph) & 230V(single ph) | LV | 400 kVA :Kiosk Substation | 0.4 | --> | 0.4 | 0.361 | 2.5 |  | --> | 0.38 | 0 | 0 | 0 | 0 | 0.405 | 0 |  | --> | C18 ex NENAGH | NENAGH: T42 | NENAGH |  | 52.8678 | -8.1986
MV/LV Substation HA***077Y | 10 kV | 400V(3ph) & 230V(single ph) | LV | 630 kVA :Building Structure | 0.63 | --> | 0.63 | 0 | 0 | Constrained,otherwise capacity available =459kVA. | --> | 0.598 | 0 | 0 | 0 | 0.004 | 0.5 | 0 |  | --> | C20 ex BALLINACURRA | BALLINACURRA: T42 | LIMERICK |  | 52.6605 | -8.6331
MV/LV Substation HA***078Z | 10 kV | 400V(3ph) & 230V(single ph) | LV | 400 kVA :Kiosk Substation | 0.4 | --> | 0.4 | 0 | 0 | Constrained,otherwise capacity available =316kVA. | --> | 0.38 | 0 | 0 | 0 | 0.005 | 0 | 0 | Constrained,otherwise capacity available =407kW. | --> | C15 ex PALLAS | PALLAS: T41∥T42 | PORTLAOISE |  | 53.0425 | -7.299
MV/LV Substation HA***081 | 10 kV | 400V(3ph) & 230V(single ph) | LV | 400 kVA :Kiosk Substation | 0.4 | --> | 0.4 | 0.114 | 1.9 |  | --> | 0.38 | 0 | 0 | 0 | 0.003 | 0.439 | 0 |  | --> | C11 ex DRYBRIDGE | DRYBRIDGE: T41 | DRYBRIDGE |  | 53.7197 | -6.3491
MV/LV Substation HA***082 | 10 kV | 400V(3ph) & 230V(single ph) | LV | 400 kVA :Kiosk Substation | 0.4 | --> | 0.4 | 0 | 0 | Constrained,otherwise capacity available =265kVA. | --> | 0.38 | 0 | 0 | 0 | 0.012 | 0.408 | 0 |  | --> | C20 ex BALLYBEGGAN | BALLYBEGGAN: T43∥T44 | TRALEE |  | 52.2666 | -9.6934
MV/LV Substation HA***086 | 10 kV | 400V(3ph) & 230V(single ph) | LV | 630 kVA :Building Structure | 0.63 | --> | 0.63 | 0 | 0 | Constrained,otherwise capacity available =339kVA. | --> | 0.598 | 0 | 0 | 0 | 0.041 | 0.5 | 0 |  | --> | C17 ex WHITEHALL | WHITEHALL: T41 | FINGLAS |  | 53.3814 | -6.2649
MV/LV Substation HA***087 | 10 kV | 400V(3ph) & 230V(single ph) | LV | 400 kVA :Kiosk Substation | 0.4 | --> | 0.4 | 0.291 | 8.9 |  | --> | 0.38 | 0 | 0 | 0 | 0.039 | 0.375 | 0 |  | --> | C25 ex STEPHENSTOWN | STEPHENSTOWN: T101 | FINGLAS |  | 53.6056 | -6.1666
MV/LV Substation HA***087X | 20 kV | 400V(3ph) & 230V(single ph) | LV | 400 kVA :Kiosk Substation | 0.4 | --> | 0.4 | 0.344 | 0.9 |  | --> | 0.38 | 0 | 0 | 0 | 0 | 0 | 0 | Constrained,otherwise capacity available =408kW. | --> | E23 ex ATHBOY | ATHBOY: T423 | NAVAN |  | 53.5344 | -6.9637
MV/LV Substation HA***088X | 20 kV | 400V(3ph) & 230V(single ph) | LV | 50 kVA :Pole Substation | 0.05 | --> | 0.05 | 0.037 | 0.9 |  | --> | 0.047 | 0 | 0 | 0 | 0.005 | 0.045 | 0 |  | --> | C16 ex CARRAROE | CARRAROE: T42 | SCREEB |  | 53.087 | -9.5879
MV/LV Substation HA***092 | 10 kV | 400V(3ph) & 230V(single ph) | LV | 200 kVA :Kiosk Substation | 0.2 | --> | 0.2 | 0 | 0 | Constrained,otherwise capacity available =136kVA. | --> | 0.19 | 0 | 0 | 0 | 0.01 | 0 | 0 | Constrained,otherwise capacity available =198kW. | --> | C21 ex PALLAS | PALLAS: T41∥T42 | PORTLAOISE |  | 53.0377 | -7.311
MV/LV Substation HA***092X | 20 kV | 400V(3ph) & 230V(single ph) | LV | 50 kVA :Pole Substation | 0.05 | --> | 0.05 | 0.03 | 7.4 |  | --> | 0.047 | 0 | 0 | 0 | 0.007 | 0.045 | 0 |  | --> | C03 ex AHANE | AHANE: T102 | AHANE |  | 52.6668 | -8.5404
MV/LV Substation HA***092Z | 10 kV | 400V(3ph) & 230V(single ph) | LV | 400 kVA :Kiosk Substation | 0.4 | --> | 0.4 | 0.29 | 5.5 |  | --> | 0.38 | 0 | 0 | 0 | 0.022 | 0.394 | 0 |  | --> | C18 ex LOUGHSHINNY | LOUGHSHINNY: T42 | GLASMORE |  | 53.5234 | -6.1086
MV/LV Substation HA***100X | 10 kV | 400V(3ph) & 230V(single ph) | LV | 400 kVA :Kiosk Substation | 0.4 | --> | 0.4 | 0 | 0 | Constrained,otherwise capacity available =267kVA. | --> | 0.38 | 0 | 0 | 0 | 0 | 0.42 | 0 |  | --> | C20 ex BALLINACURRA | BALLINACURRA: T42 | LIMERICK |  | 52.659 | -8.6308
MV/LV Substation HA***101 | 20 kV | 400V(3ph) & 230V(single ph) | LV | 50 kVA :Pole Substation | 0.05 | --> | 0.05 | 0 | 0 | Constrained,otherwise capacity available =17kVA. | --> | 0.047 | 0 | 0 | 0 | 0 | 0.054 | 0 |  | --> | E19 ex EDENDERRY | EDENDERRY: T421∥T422 | BLAKE |  | 53.4514 | -7.0934
MV/LV Substation HA***102 | 10 kV | 400V(3ph) & 230V(single ph) | LV | 200 kVA :Kiosk Substation | 0.2 | --> | 0.2 | 0.076 | 2.5 |  | --> | 0.19 | 0 | 0 | 0 | 0.017 | 0.2 | 0 |  | --> | C11 ex GRAIGUE | GRAIGUE: T41 | CARLOW |  | 52.833 | -6.9288
MV/LV Substation HA***102X | 10 kV | 400V(3ph) & 230V(single ph) | LV | 1000 kVA :Building Structure | 1 | --> | 1 | 0.5 | 8.7 |  | --> | 0.95 | 0 | 0 | 0 | 0 | 0.5 | 0 |  | --> | C24 ex HAROLDS CROSS | HAROLDS CROSS: T102 | POOLBEG |  | 53.3316 | -6.2609
MV/LV Substation HA***108 | 10 kV | 400V(3ph) & 230V(single ph) | LV | 200 kVA :Pole Substation | 0.2 | --> | 0.2 | 0.161 | 2.7 |  | --> | 0.19 | 0 | 0 | 0 | 0.003 | 0.202 | 0 |  | --> | C19 ex RAMPARTS | RAMPARTS: T41 | DUNDALK |  | 54.014 | -6.3999
MV/LV Substation HA***108 | 20 kV | 400V(3ph) & 230V(single ph) | LV | 200 kVA :Pole Substation | 0.2 | --> | 0.2 | 0 | 0 | Constrained,otherwise capacity available =144kVA. | --> | 0.19 | 0 | 0 | 0 | 0.002 | 0.206 | 0 |  | --> | E17 ex CREAGH | CREAGH: T421∥T422 | ATHLONE |  | 53.327 | -8.192
MV/LV Substation HA***108Z | 10 kV | 400V(3ph) & 230V(single ph) | LV | 200 kVA :Kiosk Substation | 0.2 | --> | 0.2 | 0 | 0 | Constrained,otherwise capacity available =107kVA. | --> | 0.19 | 0 | 0 | 0 | 0.003 | 0.21 | 0 |  | --> | C11 ex MACETOWN | MACETOWN: T101 | MACETOWN |  | 53.4012 | -6.4311
MV/LV Substation HA***109 | 10 kV | 400V(3ph) & 230V(single ph) | LV | 400 kVA :Building Structure | 0.4 | --> | 0.4 | 0.356 | 3.3 |  | --> | 0.38 | 0 | 0 | 0 | 0.004 | 0.402 | 0 |  | --> | C19 ex CAHERDAVIN | CAHERDAVIN: T41 | ARDNACRUSHA |  | 52.6728 | -8.6394
MV/LV Substation HA***109Z | 10 kV | 400V(3ph) & 230V(single ph) | LV | 400 kVA :Kiosk Substation | 0.4 | --> | 0.4 | 0 | 0 | Constrained,otherwise capacity available =272kVA. | --> | 0.38 | 0 | 0 | 0 | 0.038 | 0.379 | 0 |  | --> | C13 ex BALGADDY | BALGADDY: T41 | GRANGE CASTLE |  | 53.3375 | -6.4404
MV/LV Substation HA***116X | 10 kV | 400V(3ph) & 230V(single ph) | LV | 1000 kVA :Building Structure | 1 | --> | 1 | 0 | 0 | Constrained,otherwise capacity available =500kVA. | --> | 0.95 | 0 | 0 | 0 | 0 | 0.5 | 0 |  | --> | C14 ex PHIBSBORO | PHIBSBORO: T42 | FINGLAS |  | 53.3511 | -6.2757
MV/LV Substation HA***121Z | 10 kV | 400V(3ph) & 230V(single ph) | LV | 200 kVA :Kiosk Substation | 0.2 | --> | 0.2 | 0 | 0 | Constrained,otherwise capacity available =120kVA. | --> | 0.19 | 0 | 0 | 0 | 0.007 | 0.205 | 0 |  | --> | C11 ex MACETOWN | MACETOWN: T101 | MACETOWN |  | 53.4008 | -6.4327
MV/LV Substation HA***123 | 10 kV | 400V(3ph) & 230V(single ph) | LV | 630 kVA :Building Structure | 0.63 | --> | 0.63 | 0.364 | 0.8 |  | --> | 0.598 | 0 | 0 | 0 | 0 | 0.5 | 0 |  | --> | C12 ex FAIRHILL | FAIRHILL: T42 | KILBARRY |  | 51.9009 | -8.4675
MV/LV Substation HA***123X | 10 kV | 400V(3ph) & 230V(single ph) | LV | 200 kVA :Kiosk Substation | 0.2 | --> | 0.2 | 0.189 | 1.3 |  | --> | 0.19 | 0 | 0 | 0 | 0 | 0 | 0 | Constrained,otherwise capacity available =201kW. | --> | C23 ex KILKEE | KILKEE: T41 | TULLABRACK |  | 52.6743 | -9.6468
MV/LV Substation HA***127 | 10 kV | 400V(3ph) & 230V(single ph) | LV | 50 kVA :Pole Substation | 0.05 | --> | 0.05 | 0.038 | 6.9 |  | --> | 0.047 | 0 | 0 | 0 | 0 | 0 | 0 | Constrained,otherwise capacity available =51kW. | --> | E18 ex RATHKEALE | RATHKEALE: T421∥T422 | RATHKEALE |  | 52.5267 | -8.9371
MV/LV Substation HA***131 | 10 kV | 400V(3ph) & 230V(single ph) | LV | 200 kVA :Kiosk Substation | 0.2 | --> | 0.2 | 0.14 | 0.3 |  | --> | 0.19 | 0 | 0 | 0 | 0 | 0.209 | 0 |  | --> | C14 ex ATHLONE | ATHLONE: T42 | ATHLONE |  | 53.4254 | -7.9527
MV/LV Substation HA***139X | 10 kV | 400V(3ph) & 230V(single ph) | LV | 200 kVA :Pole Substation | 0.2 | --> | 0.2 | 0 | 0 | Constrained,otherwise capacity available =198kVA. | --> | 0.19 | 0 | 0 | 0 | 0 | 0.2 | 0 |  | --> | C17 ex SKIBBEREEN | SKIBBEREEN: T41∥T42 | DUNMANWAY |  | 51.5414 | -9.2175
MV/LV Substation HA***140Y | 10 kV | 400V(3ph) & 230V(single ph) | LV | 50 kVA :Pole Substation | 0.05 | --> | 0.05 | 0 | 0 | Constrained,otherwise capacity available =50kVA. | --> | 0.047 | 0 | 0 | 0 | 0 | 0.049 | 0 |  | --> | C20 ex ENNISTYMON | ENNISTYMON: T41∥T42 | ENNIS |  | 52.923 | -9.1991
MV/LV Substation HA***144X | 10 kV | 400V(3ph) & 230V(single ph) | LV | 400 kVA :Kiosk Substation | 0.4 | --> | 0.4 | 0.386 | 4.3 |  | --> | 0.38 | 0 | 0 | 0 | 0.003 | 0.398 | 0 |  | --> | C26 ex BAILIEBORO | BAILIEBORO: T41∥T42 | MEATH HILL |  | 53.9122 | -6.9598
MV/LV Substation HA***146X | 20 kV | 400V(3ph) & 230V(single ph) | LV | 1000 kVA :Building Structure | 1 | --> | 1 | 0.5 | 3 |  | --> | 0.95 | 0 | 0 | 0 | 0 | 0 | 0 | Constrained,otherwise capacity available =500kW. | --> | C20 ex SWINFORD | SWINFORD: T41∥T42 | CASTLEBAR |  | 53.8606 | -8.8495
MV/LV Substation HA***147 | 20 kV | 400V(3ph) & 230V(single ph) | LV | 50 kVA :Pole Substation | 0.05 | --> | 0.05 | 0.046 | 3.3 |  | --> | 0.047 | 0 | 0 | 0 | 0 | 0.049 | 0 |  | --> | E14 ex BIRDHILL | BIRDHILL: T422 | ARDNACRUSHA |  | 52.8375 | -8.2649
MV/LV Substation HA***150Y | 10 kV | 400V(3ph) & 230V(single ph) | LV | 400 kVA :Kiosk Substation | 0.4 | --> | 0.4 | 0.337 | 4.2 |  | --> | 0.38 | 0 | 0 | 0 | 0.028 | 0.38 | 0 |  | --> | C23 ex SWORDS | SWORDS: T41 | GLASMORE |  | 53.4518 | -6.2325
MV/LV Substation HA***155Z | 10 kV | 400V(3ph) & 230V(single ph) | LV | 400 kVA :Kiosk Substation | 0.4 | --> | 0.4 | 0 | 0 | Constrained,otherwise capacity available =261kVA. | --> | 0.38 | 0 | 0 | 0 | 0.017 | 0.403 | 0 |  | --> | C22 ex MACETOWN | MACETOWN: T102 | MACETOWN |  | 53.4025 | -6.4342
MV/LV Substation HA***157Y | 10 kV | 400V(3ph) & 230V(single ph) | LV | 200 kVA :Pole Substation | 0.2 | --> | 0.2 | 0 | 0 | Constrained,otherwise capacity available =136kVA. | --> | 0.19 | 0 | 0 | 0 | 0 | 0.209 | 0 |  | --> | C15 ex MALAHIDE | MALAHIDE: T41 | GLASMORE |  | 53.4186 | -6.1419
MV/LV Substation HA***158X | 10 kV | 400V(3ph) & 230V(single ph) | LV | 630 kVA :Building Structure | 0.63 | --> | 0.63 | 0.5 | 1.8 |  | --> | 0.598 | 0 | 0 | 0 | 0 | 0.5 | 0 |  | --> | C15 ex DUNDRUM | DUNDRUM: T41 | BLACKROCK |  | 53.2855 | -6.2246
MV/LV Substation HA***161 | 10 kV | 400V(3ph) & 230V(single ph) | LV | 200 kVA :Building Structure | 0.2 | --> | 0.2 | 0.149 | 0.5 |  | --> | 0.19 | 0 | 0 | 0 | 0 | 0.207 | 0 |  | --> | C12 ex FINISKLIN | FINISKLIN: T41∥T42 | SLIGO |  | 54.2754 | -8.4986
MV/LV Substation HA***164Z | 20 kV | 400V(3ph) & 230V(single ph) | LV | 50 kVA :Pole Substation | 0.05 | --> | 0.05 | 0.046 | 26.7 |  | --> | 0.047 | 0 | 0 | 0 | 0 | 0.049 | 0 |  | --> | E21 ex WEXFORD | WEXFORD: T121∥T122 | WEXFORD |  | 52.3466 | -6.528
MV/LV Substation HA***166 | 10 kV | 400V(3ph) & 230V(single ph) | LV | 200 kVA :Kiosk Substation | 0.2 | --> | 0.2 | 0 | 0 | Constrained,otherwise capacity available =172kVA. | --> | 0.19 | 0 | 0 | 0 | 0.012 | 0.191 | 0 |  | --> | C22 ex TERMONFECKIN ROAD | TERMONFECKIN ROAD: T41∥T42 | DRYBRIDGE |  | 53.7247 | -6.3335
MV/LV Substation HA***169 | 10 kV | 400V(3ph) & 230V(single ph) | LV | 200 kVA :Kiosk Substation | 0.2 | --> | 0.2 | 0.107 | 2.8 |  | --> | 0.19 | 0 | 0 | 0 | 0.021 | 0.191 | 0 |  | --> | C15 ex COES ROAD | COES ROAD: T41∥T42 | DUNDALK |  | 53.996 | -6.3771
MV/LV Substation HA***171Z | 10 kV | 400V(3ph) & 230V(single ph) | LV | 200 kVA :Kiosk Substation | 0.2 | --> | 0.2 | 0 | 0 | Constrained,otherwise capacity available =157kVA. | --> | 0.19 | 0 | 0 | 0 | 0 | 0.206 | 0 |  | --> | C20 ex TOGHER | TOGHER: T42 | TRABEG |  | 51.8773 | -8.4944
MV/LV Substation HA***178X | 10 kV | 400V(3ph) & 230V(single ph) | LV | 1000 kVA :Building Structure | 1 | --> | 1 | 0.5 | 3.8 |  | --> | 0.95 | 0 | 0 | 0 | 0 | 0.5 | 0 |  | --> | C19 ex DUN LAOGHAIRE | DUN LAOGHAIRE: T41 | BLACKROCK |  | 53.2945 | -6.1366
MV/LV Substation HA***179X | 10 kV | 400V(3ph) & 230V(single ph) | LV | 1000 kVA :Building Structure | 1 | --> | 1 | 0.5 | 3.8 |  | --> | 0.95 | 0 | 0 | 0 | 0 | 0.5 | 0 |  | --> | C19 ex DUN LAOGHAIRE | DUN LAOGHAIRE: T41 | BLACKROCK |  | 53.2945 | -6.1367
MV/LV Substation HA***182X | 10 kV | 400V(3ph) & 230V(single ph) | LV | 100 kVA :Pole Substation | 0.1 | --> | 0.1 | 0.077 | 9.9 |  | --> | 0.095 | 0 | 0 | 0 | 0 | 0.103 | 0 |  | --> | C18 ex CONVOY | CONVOY: T41∥T42 | LETTERKENNY |  | 54.8623 | -7.6583
MV/LV Substation HA***182Y | 10 kV | 400V(3ph) & 230V(single ph) | LV | 200 kVA :Kiosk Substation | 0.2 | --> | 0.2 | 0.2 | 2.5 |  | --> | 0.19 | 0 | 0 | 0 | 0 | 0.2 | 0 |  | --> | C11 ex GRAIGUE | GRAIGUE: T41 | CARLOW |  | 52.8334 | -6.9319
MV/LV Substation HA***183 | 10 kV | 400V(3ph) & 230V(single ph) | LV | 630 kVA :Kiosk Substation | 0.63 | --> | 0.63 | 0.5 | 8.7 |  | --> | 0.598 | 0 | 0 | 0 | 0.016 | 0.5 | 0 |  | --> | C16 ex HAROLDS CROSS | HAROLDS CROSS: T102 | POOLBEG |  | 53.3246 | -6.2779
MV/LV Substation HA***187X | 20 kV | 400V(3ph) & 230V(single ph) | LV | 200 kVA :Kiosk Substation | 0.2 | --> | 0.2 | 0.174 | 3.6 |  | --> | 0.19 | 0 | 0 | 0 | 0.003 | 0.2 | 0 |  | --> | C22 ex CASTLEREA | CASTLEREA: T41∥T42 | CARRICK ON SHANNON |  | 53.8435 | -8.2089
MV/LV Substation HA***190X | 10 kV | 400V(3ph) & 230V(single ph) | LV | 200 kVA :Kiosk Substation | 0.2 | --> | 0.2 | 0.136 | 7.2 |  | --> | 0.19 | 0 | 0 | 0 | 0.024 | 0.184 | 0 |  | --> | C26 ex PELLETSTOWN | PELLETSTOWN: T102 | FINGLAS |  | 53.3758 | -6.3571
MV/LV Substation HA***191Y | 20 kV | 400V(3ph) & 230V(single ph) | LV | 400 kVA :Kiosk Substation | 0.4 | --> | 0.4 | 0 | 0 | Constrained,otherwise capacity available =249kVA. | --> | 0.38 | 0 | 0 | 0 | 0.024 | 0.398 | 0 |  | --> | E20 ex GLASMORE | GLASMORE: T422 | GLASMORE |  | 53.4891 | -6.1499
MV/LV Substation HA***194X | 10 kV | 400V(3ph) & 230V(single ph) | LV | 630 kVA :Building Structure | 0.63 | --> | 0.63 | 0.5 | 3.8 |  | --> | 0.598 | 0 | 0 | 0 | 0 | 0.5 | 0 |  | --> | C21 ex DUN LAOGHAIRE | DUN LAOGHAIRE: T41 | BLACKROCK |  | 53.2916 | -6.1332
MV/LV Substation HA***196X | 10 kV | 400V(3ph) & 230V(single ph) | LV | 630 kVA :Building Structure | 0.63 | --> | 0.63 | 0.481 | 3.8 |  | --> | 0.598 | 0 | 0 | 0 | 0.01 | 0.5 | 0 |  | --> | C19 ex DUN LAOGHAIRE | DUN LAOGHAIRE: T41 | BLACKROCK |  | 53.2949 | -6.1405
MV/LV Substation HA***199 | 10 kV | 400V(3ph) & 230V(single ph) | LV | 400 kVA :Kiosk Substation | 0.4 | --> | 0.4 | 0.264 | 2 |  | --> | 0.38 | 0 | 0 | 0 | 0.028 | 0.391 | 0 |  | --> | C25 ex TYCOR | TYCOR: T41∥T42 | WATERFORD |  | 52.2598 | -7.1356
MV/LV Substation HA***201Z | 10 kV | 400V(3ph) & 230V(single ph) | LV | 630 kVA :Kiosk Substation | 0.63 | --> | 0.63 | 0.5 | 1 |  | --> | 0.598 | 0 | 0 | 0 | 0 | 0 | 0 | Constrained,otherwise capacity available =500kW. | --> | C17 ex LOUGHTAGALLA | LOUGHTAGALLA: T41∥T42 | THURLES |  | 52.6895 | -7.7972
MV/LV Substation HA***208Z | 10 kV | 400V(3ph) & 230V(single ph) | LV | 50 kVA :Pole Substation | 0.05 | --> | 0.05 | 0.039 | 5.5 |  | --> | 0.047 | 0 | 0 | 0 | 0 | 0.051 | 0 |  | --> | C16 ex LOUGHSHINNY | LOUGHSHINNY: T42 | GLASMORE |  | 53.5654 | -6.1126
MV/LV Substation HA***212 | 10 kV | 400V(3ph) & 230V(single ph) | LV | 400 kVA :Kiosk Substation | 0.4 | --> | 0.4 | 0.25 | 1.8 |  | --> | 0.38 | 0 | 0 | 0 | 0.013 | 0.409 | 0 |  | --> | C14 ex CAHERDAVIN | CAHERDAVIN: T42 | ARDNACRUSHA |  | 52.667 | -8.6471
MV/LV Substation HA***216X | 20 kV | 400V(3ph) & 230V(single ph) | LV | 200 kVA :Pole Substation | 0.2 | --> | 0.2 | 0.173 | 1 |  | --> | 0.19 | 0 | 0 | 0 | 0 | 0 | 0 | Constrained,otherwise capacity available =203kW. | --> | E14 ex CARNDONAGH | CARNDONAGH: T421∥T422 | TRILLICK |  | 55.2453 | -7.2708
MV/LV Substation HA***216X | 20 kV | 400V(3ph) & 230V(single ph) | LV | 50 kVA :Pole Substation | 0.05 | --> | 0.05 | 0.036 | 1.5 |  | --> | 0.047 | 0 | 0 | 0 | 0 | 0.051 | 0 |  | --> | E12 ex OLDCASTLE | OLDCASTLE: T422 | MULLINGAR |  | 53.7439 | -7.2501
MV/LV Substation HA***218 | 20 kV | 400V(3ph) & 230V(single ph) | LV | 50 kVA :Pole Substation | 0.05 | --> | 0.05 | 0.022 | 4.1 |  | --> | 0.047 | 0 | 0 | 0 | 0.007 | 0 | 0 | Constrained,otherwise capacity available =45kW. | --> | E14 ex CHARLEVILLE | CHARLEVILLE: T422 | CHARLEVILLE |  | 52.351 | -8.6849
MV/LV Substation HA***218Y | 20 kV | 400V(3ph) & 230V(single ph) | LV | 100 kVA :Pole Substation | 0.1 | --> | 0.1 | 0.093 | 2.7 |  | --> | 0.095 | 0 | 0 | 0 | 0 | 0.1 | 0 |  | --> | E18 ex TULLOW | TULLOW: T422 | CARLOW |  | 52.8663 | -6.5545
MV/LV Substation HA***220Y | 20 kV | 400V(3ph) & 230V(single ph) | LV | 50 kVA :Pole Substation | 0.05 | --> | 0.05 | 0.049 | 2.2 |  | --> | 0.047 | 0 | 0 | 0 | 0 | 0.049 | 0 |  | --> | E16 ex CLONROCHE | CLONROCHE: T421∥T422 | WEXFORD |  | 52.4976 | -6.6906
MV/LV Substation HA***224Y | 10 kV | 400V(3ph) & 230V(single ph) | LV | 200 kVA :Pole Substation | 0.2 | --> | 0.2 | 0.143 | 0.9 |  | --> | 0.19 | 0 | 0 | 0 | 0.013 | 0.194 | 0 |  | --> | C20 ex RATHMULLAN | RATHMULLAN: T42 | DRYBRIDGE |  | 53.7053 | -6.3424
MV/LV Substation HA***239Z | 20 kV | 400V(3ph) & 230V(single ph) | LV | 50 kVA :Pole Substation | 0.05 | --> | 0.05 | 0 | 0 | Constrained,otherwise capacity available =37kVA. | --> | 0.047 | 0 | 0 | 0 | 0 | 0.051 | 0 |  | --> | E11 ex WHITECHURCH | WHITECHURCH: T421 | KILBARRY |  | 52.0163 | -8.589
MV/LV Substation HA***240Y | 10 kV | 400V(3ph) & 230V(single ph) | LV | 200 kVA :Pole Substation | 0.2 | --> | 0.2 | 0.139 | 1.4 |  | --> | 0.19 | 0 | 0 | 0 | 0.008 | 0.2 | 0 |  | --> | C17 ex ROSCOMMON | ROSCOMMON: T41 | LANESBORO |  | 53.6242 | -8.1707
MV/LV Substation HA***244 | 10 kV | 400V(3ph) & 230V(single ph) | LV | 50 kVA :Pole Substation | 0.05 | --> | 0.05 | 0.038 | 15.8 |  | --> | 0.047 | 0 | 0 | 0 | 0 | 0.051 | 0 |  | --> | C36 ex CASTLEVIEW | CASTLEVIEW: T102 | CASTLEVIEW |  | 51.8942 | -8.342
MV/LV Substation HA***250X | 10 kV | 400V(3ph) & 230V(single ph) | LV | 200 kVA :Kiosk Substation | 0.2 | --> | 0.2 | 0.169 | 5.4 |  | --> | 0.19 | 0 | 0 | 0 | 0.007 | 0.197 | 0 |  | --> | E18 ex MOY | MOY: T421∥T422 | MOY |  | 54.1271 | -9.1648
MV/LV Substation HA***254Y | 20 kV | 400V(3ph) & 230V(single ph) | LV | 200 kVA :Pole Substation | 0.2 | --> | 0.2 | 0.192 | 11.9 |  | --> | 0.19 | 0 | 0 | 0 | 0 | 0 | 0 | Constrained,otherwise capacity available =200kW. | --> | E15 ex WESTPORT | WESTPORT: T421∥T422 | CASTLEBAR |  | 53.8024 | -9.4716
MV/LV Substation HA***255Y | 10 kV | 400V(3ph) & 230V(single ph) | LV | 1000 kVA :Building Structure | 1 | --> | 1 | 0 | 0 | Constrained,otherwise capacity available =500kVA. | --> | 0.95 | 0 | 0 | 0 | 0 | 0.5 | 0 |  | --> | C18 ex CASTLETROY | CASTLETROY: T41∥T42 | ARDNACRUSHA |  | 52.6733 | -8.5528
MV/LV Substation HA***259Y | 20 kV | 400V(3ph) & 230V(single ph) | LV | 200 kVA :Kiosk Substation | 0.2 | --> | 0.2 | 0.177 | 0.7 |  | --> | 0.19 | 0 | 0 | 0 | 0.002 | 0.201 | 0 |  | --> | C15 ex KILMAGIG | KILMAGIG: T42 | ARKLOW |  | 52.843 | -6.3587
MV/LV Substation HA***260 | 10 kV | 400V(3ph) & 230V(single ph) | LV | 200 kVA :Kiosk Substation | 0.2 | --> | 0.2 | 0 | 0 | Constrained,otherwise capacity available =136kVA. | --> | 0.19 | 0 | 0 | 0 | 0.013 | 0.195 | 0 |  | --> | C11 ex WOODFORD | WOODFORD: T41∥T42 | KNOCKEARAGH |  | 52.0537 | -9.4942
MV/LV Substation HA***262Z | 10 kV | 400V(3ph) & 230V(single ph) | LV | 1000 kVA :Building Structure | 1 | --> | 1 | 0 | 0 | Constrained,otherwise capacity available =500kVA. | --> | 0.95 | 0 | 0 | 0 | 0 | 0.5 | 0 |  | --> | C20 ex BALLINACURRA | BALLINACURRA: T42 | LIMERICK |  | 52.6599 | -8.632
MV/LV Substation HA***264 | 10 kV | 400V(3ph) & 230V(single ph) | LV | 630 kVA :Kiosk Substation | 0.63 | --> | 0.63 | 0.425 | 3 |  | --> | 0.598 | 0 | 0 | 0 | 0.011 | 0.5 | 0 |  | --> | C14 ex CRUMLIN | CRUMLIN: T42 | INCHICORE 220KV |  | 53.3202 | -6.3273
MV/LV Substation HA***264Y | 10 kV | 400V(3ph) & 230V(single ph) | LV | 100 kVA :Pole Substation | 0.1 | --> | 0.1 | 0.099 | 0.3 |  | --> | 0.095 | 0 | 0 | 0 | 0 | 0.1 | 0 |  | --> | C25 ex NENAGH | NENAGH: T41 | NENAGH |  | 52.8648 | -8.1768
MV/LV Substation HA***264Z | 20 kV | 400V(3ph) & 230V(single ph) | LV | 50 kVA :Pole Substation | 0.05 | --> | 0.05 | 0.048 | 0.5 |  | --> | 0.047 | 0 | 0 | 0 | 0 | 0.049 | 0 |  | --> | C12 ex BALBRIGGAN | BALBRIGGAN: T42 | GLASMORE |  | 53.5889 | -6.2755
MV/LV Substation HA***266 | 10 kV | 400V(3ph) & 230V(single ph) | LV | 630 kVA :Kiosk Substation | 0.63 | --> | 0.63 | 0.441 | 9.6 |  | --> | 0.598 | 0 | 0 | 0 | 0.003 | 0.5 | 0 |  | --> | C30 ex ARTANE | ARTANE: T102 | FINGLAS |  | 53.3795 | -6.1903
MV/LV Substation HA***268Z | 10 kV | 400V(3ph) & 230V(single ph) | LV | 400 kVA :Kiosk Substation | 0.4 | --> | 0.4 | 0.284 | 8.4 |  | --> | 0.38 | 0 | 0 | 0 | 0 | 0.417 | 0 |  | --> | C19 ex MULLINGAR | MULLINGAR: T101 | MULLINGAR |  | 53.5298 | -7.3422
MV/LV Substation HA***270Y | 10 kV | 400V(3ph) & 230V(single ph) | LV | 1000 kVA :Kiosk Substation | 1 | --> | 1 | 0 | 0 | Constrained,otherwise capacity available =500kVA. | --> | 0.95 | 0 | 0 | 0 | 0 | 0.5 | 0 |  | --> | C18 ex CASTLETROY | CASTLETROY: T41∥T42 | ARDNACRUSHA |  | 52.6721 | -8.5549
MV/LV Substation HA***271X | 10 kV | 400V(3ph) & 230V(single ph) | LV | 50 kVA :Pole Substation | 0.05 | --> | 0.05 | 0.032 | 2.7 |  | --> | 0.047 | 0 | 0 | 0 | 0 | 0.051 | 0 |  | --> | C19 ex CALLAN | CALLAN: T41∥T42 | KILKENNY |  | 52.5635 | -7.4672
MV/LV Substation HA***272 | 10 kV | 400V(3ph) & 230V(single ph) | LV | 400 kVA :Kiosk Substation | 0.4 | --> | 0.4 | 0.311 | 12.2 |  | --> | 0.38 | 0 | 0 | 0 | 0.003 | 0.41 | 0 |  | --> | C32 ex SALTHILL | SALTHILL: T102 | SALTHILL |  | 53.2842 | -9.0753
MV/LV Substation HA***276Z | 10 kV | 400V(3ph) & 230V(single ph) | LV | 50 kVA :Pole Substation | 0.05 | --> | 0.05 | 0.022 | 1.6 |  | --> | 0.047 | 0 | 0 | 0 | 0 | 0.053 | 0 |  | --> | C18 ex CELBRIDGE | CELBRIDGE: T42 | GRIFFINRATH |  | 53.323 | -6.5219
MV/LV Substation HA***278X | 10 kV | 400V(3ph) & 230V(single ph) | LV | 50 kVA :Pole Substation | 0.05 | --> | 0.05 | 0 | 0 | Constrained,otherwise capacity available =32kVA. | --> | 0.047 | 0 | 0 | 0 | 0 | 0.051 | 0 |  | --> | C17 ex BALLYHAUNIS | BALLYHAUNIS: T41∥T42 | DALTON |  | 53.759 | -8.7823
MV/LV Substation HA***287X | 10 kV | 400V(3ph) & 230V(single ph) | LV | 200 kVA :Building Structure | 0.2 | --> | 0.2 | 0 | 0 | Constrained,otherwise capacity available =122kVA. | --> | 0.19 | 0 | 0 | 0 | 0 | 0.211 | 0 |  | --> | C16 ex RAHEEN | RAHEEN: T42 | LIMERICK |  | 52.6161 | -8.6552
MV/LV Substation HA***287Z | 10 kV | 400V(3ph) & 230V(single ph) | LV | 1000 kVA :Building Structure | 1 | --> | 1 | 0 | 0 | Constrained,otherwise capacity available =500kVA. | --> | 0.95 | 0 | 0 | 0 | 0 | 0.5 | 0 |  | --> | C20 ex ROCHES STREET | ROCHES STREET: T42 | LIMERICK |  | 52.6616 | -8.6302
MV/LV Substation HA***289Y | 20 kV | 400V(3ph) & 230V(single ph) | LV | 50 kVA :Pole Substation | 0.05 | --> | 0.05 | 0.047 | 0.7 |  | --> | 0.047 | 0 | 0 | 0 | 0 | 0.049 | 0 |  | --> | C15 ex KILMAGIG | KILMAGIG: T42 | ARKLOW |  | 52.8475 | -6.358
MV/LV Substation HA***292X | 10 kV | 400V(3ph) & 230V(single ph) | LV | 400 kVA :Kiosk Substation | 0.4 | --> | 0.4 | 0.33 | 4 |  | --> | 0.38 | 0 | 0 | 0 | 0.008 | 0.402 | 0 |  | --> | C20 ex OAKFIELD | OAKFIELD: T42 | SLIGO |  | 54.2758 | -8.5039
MV/LV Substation HA***301 | 10 kV | 400V(3ph) & 230V(single ph) | LV | 400 kVA :Kiosk Substation | 0.4 | --> | 0.4 | 0.15 | 0.2 | Constrained,otherwise capacity available =265kVA. | --> | 0.38 | 0 | 0 | 0 | 0.014 | 0 | 0 | Constrained,otherwise capacity available =406kW. | --> | C15 ex COOLMINE | COOLMINE: T41 | FINGLAS |  | 53.3901 | -6.4104
MV/LV Substation HA***302 | 10 kV | 400V(3ph) & 230V(single ph) | LV | 200 kVA :Pole Substation | 0.2 | --> | 0.2 | 0.186 | 2.7 |  | --> | 0.19 | 0 | 0 | 0 | 0 | 0.201 | 0 |  | --> | C22 ex BALLYARD | BALLYARD: T41∥T42 | TRALEE |  | 52.2588 | -9.7353
MV/LV Substation HA***303 | 10 kV | 400V(3ph) & 230V(single ph) | LV | 400 kVA :Kiosk Substation | 0.4 | --> | 0.4 | 0 | 0 | Constrained,otherwise capacity available =241kVA. | --> | 0.38 | 0 | 0 | 0 | 0 | 0.424 | 0 |  | --> | C12 ex MERVILLE | MERVILLE: T42 | FINGLAS |  | 53.3816 | -6.2944
MV/LV Substation HA***304X | 10 kV | 400V(3ph) & 230V(single ph) | LV | 200 kVA :Kiosk Substation | 0.2 | --> | 0.2 | 0 | 0 | Constrained,otherwise capacity available =151kVA. | --> | 0.19 | 0 | 0 | 0 | 0.008 | 0.198 | 0 |  | --> | C17 ex BALLYHAUNIS | BALLYHAUNIS: T41∥T42 | DALTON |  | 53.7622 | -8.7787
MV/LV Substation HA***306X | 10 kV | 400V(3ph) & 230V(single ph) | LV | 630 kVA :Building Structure | 0.63 | --> | 0.63 | 0.5 | 6.6 |  | --> | 0.598 | 0 | 0 | 0 | 0 | 0.5 | 0 |  | --> | C20 ex MISERY HILL | MISERY HILL: T102 | POOLBEG |  | 53.345 | -6.2448
MV/LV Substation HA***307 | 10 kV | 400V(3ph) & 230V(single ph) | LV | 400 kVA :Kiosk Substation | 0.4 | --> | 0.4 | 0.163 | 2.6 |  | --> | 0.38 | 0 | 0 | 0 | 0.034 | 0.4 | 0 |  | --> | C23 ex SALLYNOGGIN ROAD | SALLYNOGGIN ROAD: T41 | CHERRYWOOD |  | 53.2802 | -6.1019
MV/LV Substation HA***307X | 20 kV | 400V(3ph) & 230V(single ph) | LV | 200 kVA :Pole Substation | 0.2 | --> | 0.2 | 0 | 0 | Constrained,otherwise capacity available =127kVA. | --> | 0.19 | 0 | 0 | 0 | 0 | 0 | 0 | Constrained,otherwise capacity available =210kW. | --> | E24 ex BIRR | BIRR: T422 | DALLOW |  | 53.1607 | -7.7465
MV/LV Substation HA***308X | 10 kV | 400V(3ph) & 230V(single ph) | LV | 1000 kVA :Building Structure | 1 | --> | 1 | 0.5 | 4.6 |  | --> | 0.95 | 0 | 0 | 0 | 0 | 0.5 | 0 |  | --> | C11 ex CABRA | CABRA: T101 | FINGLAS |  | 53.362 | -6.3023
MV/LV Substation HA***308Z | 20 kV | 400V(3ph) & 230V(single ph) | LV | 630 kVA :Kiosk Substation | 0.63 | --> | 0.63 | 0.465 | 12.5 |  | --> | 0.598 | 0 | 0 | 0 | 0.003 | 0.5 | 0 |  | --> | E19 ex ADAMSTOWN | ADAMSTOWN: T121 | INCHICORE 220KV |  | 53.3374 | -6.4501
MV/LV Substation HA***310 | 10 kV | 400V(3ph) & 230V(single ph) | LV | 400 kVA :Kiosk Substation | 0.4 | --> | 0.4 | 0.15 | 0.2 | Constrained,otherwise capacity available =173kVA. | --> | 0.38 | 0 | 0 | 0 | 0.027 | 0 | 0 | Constrained,otherwise capacity available =406kW. | --> | C15 ex COOLMINE | COOLMINE: T41 | FINGLAS |  | 53.3926 | -6.4147
MV/LV Substation HA***311X | 10 kV | 400V(3ph) & 230V(single ph) | LV | 630 kVA :Kiosk Substation | 0.63 | --> | 0.63 | 0.469 | 1.1 |  | --> | 0.598 | 0 | 0 | 0 | 0.017 | 0.5 | 0 |  | --> | C18 ex TRIM | TRIM: T41∥T42 | NAVAN |  | 53.5581 | -6.7881
MV/LV Substation HA***311Y | 20 kV | 400V(3ph) & 230V(single ph) | LV | 200 kVA :Pole Substation | 0.2 | --> | 0.2 | 0 | 0 | Constrained,otherwise capacity available =144kVA. | --> | 0.19 | 0 | 0 | 0 | 0.003 | 0.205 | 0 |  | --> | C21 ex PORTARLINGTON | PORTARLINGTON: T43 | BLAKE |  | 53.1359 | -7.071
MV/LV Substation HA***311Z | 10 kV | 400V(3ph) & 230V(single ph) | LV | 200 kVA :Kiosk Substation | 0.2 | --> | 0.2 | 0.14 | 8.9 |  | --> | 0.19 | 0 | 0 | 0 | 0.013 | 0.195 | 0 |  | --> | C21 ex STEPHENSTOWN | STEPHENSTOWN: T101 | FINGLAS |  | 53.6134 | -6.197
MV/LV Substation HA***311Z | 10 kV | 400V(3ph) & 230V(single ph) | LV | 200 kVA :Kiosk Substation | 0.2 | --> | 0.2 | 0.161 | 3.3 |  | --> | 0.19 | 0 | 0 | 0 | 0.01 | 0.194 | 0 |  | --> | C17 ex CELBRIDGE | CELBRIDGE: T41 | GRIFFINRATH |  | 53.3496 | -6.5432
MV/LV Substation HA***315Z | 10 kV | 400V(3ph) & 230V(single ph) | LV | 400 kVA :Kiosk Substation | 0.4 | --> | 0.4 | 0 | 0 | Constrained,otherwise capacity available =245kVA. | --> | 0.38 | 0 | 0 | 0 | 0.019 | 0.404 | 0 |  | --> | C22 ex MACETOWN | MACETOWN: T102 | MACETOWN |  | 53.3936 | -6.4367
MV/LV Substation HA***317 | 10 kV | 400V(3ph) & 230V(single ph) | LV | 400 kVA :Kiosk Substation | 0.4 | --> | 0.4 | 0.264 | 5.7 |  | --> | 0.38 | 0 | 0 | 0 | 0.029 | 0.39 | 0 |  | --> | C24 ex DEANSGRANGE | DEANSGRANGE: T42 | CARRICKMINES |  | 53.2641 | -6.1759
MV/LV Substation HA***321 | 10 kV | 400V(3ph) & 230V(single ph) | LV | 200 kVA :Pole Substation | 0.2 | --> | 0.2 | 0.162 | 3.4 |  | --> | 0.19 | 0 | 0 | 0 | 0.01 | 0.194 | 0 |  | --> | C12 ex MAYFIELD | MAYFIELD: T42 | KILBARRY |  | 51.9085 | -8.4264
MV/LV Substation HA***321X | 10 kV | 400V(3ph) & 230V(single ph) | LV | 400 kVA :Kiosk Substation | 0.4 | --> | 0.4 | 0.266 | 1.6 |  | --> | 0.38 | 0 | 0 | 0 | 0 | 0.42 | 0 |  | --> | C11 ex SUTTON | SUTTON: T41 | GRANGE (DR) |  | 53.3862 | -6.0668
MV/LV Substation HA***325Y | 10 kV | 400V(3ph) & 230V(single ph) | LV | 630 kVA :Building Structure | 0.63 | --> | 0.63 | 0.214 | 4.4 |  | --> | 0.598 | 0 | 0 | 0 | 0 | 0.5 | 0 |  | --> | C17 ex RINGASKIDDY 110KV | RINGASKIDDY 110KV: T42 | BARNAHELY |  | 51.832 | -8.3301
MV/LV Substation HA***328 | 10 kV | 400V(3ph) & 230V(single ph) | LV | 400 kVA :Kiosk Substation | 0.4 | --> | 0.4 | 0.15 | 0.2 | Constrained,otherwise capacity available =255kVA. | --> | 0.38 | 0 | 0 | 0 | 0.013 | 0 | 0 | Constrained,otherwise capacity available =408kW. | --> | C15 ex COOLMINE | COOLMINE: T41 | FINGLAS |  | 53.3938 | -6.4173
MV/LV Substation HA***333Z | 20 kV | 400V(3ph) & 230V(single ph) | LV | 400 kVA :Kiosk Substation | 0.4 | --> | 0.4 | 0.254 | 3.6 |  | --> | 0.38 | 0 | 0 | 0 | 0 | 0.422 | 0 |  | --> | E20 ex KILLINICK | KILLINICK: T421∥T422 | WEXFORD |  | 52.2307 | -6.5493
MV/LV Substation HA***335Z | 20 kV | 400V(3ph) & 230V(single ph) | LV | 50 kVA :Pole Substation | 0.05 | --> | 0.05 | 0.031 | 2.7 |  | --> | 0.047 | 0 | 0 | 0 | 0.007 | 0.044 | 0 |  | --> | E18 ex TULLOW | TULLOW: T422 | CARLOW |  | 52.8641 | -6.5632
MV/LV Substation HA***335Z | 10 kV | 400V(3ph) & 230V(single ph) | LV | 50 kVA :Pole Substation | 0.05 | --> | 0.05 | 0 | 0 | Constrained,otherwise capacity available =45kVA. | --> | 0.047 | 0 | 0 | 0 | 0 | 0.05 | 0 |  | --> | C11 ex JOHNSTOWN | JOHNSTOWN: T41 | KILTEEL |  | 53.2224 | -6.5917
MV/LV Substation HA***340 | 10 kV | 400V(3ph) & 230V(single ph) | LV | 50 kVA :Pole Substation | 0.05 | --> | 0.05 | 0.046 | 5.5 |  | --> | 0.047 | 0 | 0 | 0 | 0 | 0.049 | 0 |  | --> | C18 ex ABBEYLAND | ABBEYLAND: T42 | NAVAN |  | 53.6296 | -6.7745
MV/LV Substation HA***346 | 10 kV | 400V(3ph) & 230V(single ph) | LV | 50 kVA :Pole Substation | 0.05 | --> | 0.05 | 0 | 0 | Constrained,otherwise capacity available =44kVA. | --> | 0.047 | 0 | 0 | 0 | 0 | 0.05 | 0 |  | --> | C17 ex CARRICK ON SHANNON | CARRICK ON SHANNON: T41∥T42 | CARRICK ON SHANNON |  | 53.9446 | -8.0809
MV/LV Substation HA***352 | 10 kV | 400V(3ph) & 230V(single ph) | LV | 400 kVA :Kiosk Substation | 0.4 | --> | 0.4 | 0.15 | 0.2 | Constrained,otherwise capacity available =264kVA. | --> | 0.38 | 0 | 0 | 0 | 0.019 | 0 | 0 | Constrained,otherwise capacity available =401kW. | --> | C15 ex COOLMINE | COOLMINE: T41 | FINGLAS |  | 53.3955 | -6.4199
MV/LV Substation HA***361 | 10 kV | 400V(3ph) & 230V(single ph) | LV | 400 kVA :Kiosk Substation | 0.4 | --> | 0.4 | 0.368 | 2 |  | --> | 0.38 | 0 | 0 | 0 | 0 | 0.404 | 0 |  | --> | C16 ex KENMARE | KENMARE: T42 | KNOCKEARAGH |  | 51.8835 | -9.5804
MV/LV Substation HA***361X | 10 kV | 400V(3ph) & 230V(single ph) | LV | 200 kVA :Kiosk Substation | 0.2 | --> | 0.2 | 0 | 0 | Constrained,otherwise capacity available =169kVA. | --> | 0.19 | 0 | 0 | 0 | 0 | 0.204 | 0 |  | --> | C17 ex BALLYHAUNIS | BALLYHAUNIS: T41∥T42 | DALTON |  | 53.7634 | -8.7748
MV/LV Substation HA***364Y | 20 kV | 400V(3ph) & 230V(single ph) | LV | 50 kVA :Pole Substation | 0.05 | --> | 0.05 | 0.037 | 2.6 |  | --> | 0.047 | 0 | 0 | 0 | 0 | 0.051 | 0 |  | --> | E17 ex LISDRUM | LISDRUM: T422 | LISDRUM |  | 54.2354 | -6.998
MV/LV Substation HA***365X | 10 kV | 400V(3ph) & 230V(single ph) | LV | 400 kVA :Kiosk Substation | 0.4 | --> | 0.4 | 0.246 | 4.7 |  | --> | 0.38 | 0 | 0 | 0 | 0 | 0.423 | 0 |  | --> | C18 ex LIFFEY VALLEY | LIFFEY VALLEY: T42 | INCHICORE 220KV |  | 53.3456 | -6.396
MV/LV Substation HA***365Y | 10 kV | 400V(3ph) & 230V(single ph) | LV | 50 kVA :Pole Substation | 0.05 | --> | 0.05 | 0.033 | 1.8 |  | --> | 0.047 | 0 | 0 | 0 | 0 | 0.051 | 0 |  | --> | C22 ex ROSCOMMON | ROSCOMMON: T42 | LANESBORO |  | 53.6397 | -8.1576
MV/LV Substation HA***366X | 10 kV | 400V(3ph) & 230V(single ph) | LV | 200 kVA :Kiosk Substation | 0.2 | --> | 0.2 | 0.132 | 4.7 |  | --> | 0.19 | 0 | 0 | 0 | 0 | 0.21 | 0 |  | --> | C18 ex LIFFEY VALLEY | LIFFEY VALLEY: T42 | INCHICORE 220KV |  | 53.3469 | -6.3956
MV/LV Substation HA***367Y | 10 kV | 400V(3ph) & 230V(single ph) | LV | 50 kVA :Pole Substation | 0.05 | --> | 0.05 | 0.05 | 0.8 |  | --> | 0.047 | 0 | 0 | 0 | 0 | 0.049 | 0 |  | --> | C11 ex BALLYMOTE | BALLYMOTE: T41 | SLIGO |  | 54.0649 | -8.5294
MV/LV Substation HA***368 | 10 kV | 400V(3ph) & 230V(single ph) | LV | 400 kVA :Kiosk Substation | 0.4 | --> | 0.4 | 0.15 | 0.2 | Constrained,otherwise capacity available =225kVA. | --> | 0.38 | 0 | 0 | 0 | 0.038 | 0 | 0 | Constrained,otherwise capacity available =387kW. | --> | C15 ex COOLMINE | COOLMINE: T41 | FINGLAS |  | 53.3967 | -6.4168
MV/LV Substation HA***369Y | 20 kV | 400V(3ph) & 230V(single ph) | LV | 400 kVA :Kiosk Substation | 0.4 | --> | 0.4 | 0.378 | 1.3 |  | --> | 0.38 | 0 | 0 | 0 | 0 | 0.403 | 0 |  | --> | E13 ex KILCARRAGH | KILCARRAGH: T421∥T422 | BUTLERSTOWN |  | 52.146 | -6.9929
MV/LV Substation HA***373 | 10 kV | 400V(3ph) & 230V(single ph) | LV | 400 kVA :Kiosk Substation | 0.4 | --> | 0.4 | 0.15 | 0.2 | Constrained,otherwise capacity available =258kVA. | --> | 0.38 | 0 | 0 | 0 | 0.017 | 0 | 0 | Constrained,otherwise capacity available =403kW. | --> | C15 ex COOLMINE | COOLMINE: T41 | FINGLAS |  | 53.3939 | -6.4237
MV/LV Substation HA***380 | 10 kV | 400V(3ph) & 230V(single ph) | LV | 400 kVA :Building Structure | 0.4 | --> | 0.4 | 0.15 | 0.2 | Constrained,otherwise capacity available =275kVA. | --> | 0.38 | 0 | 0 | 0 | 0 | 0 | 0 | Constrained,otherwise capacity available =419kW. | --> | C15 ex COOLMINE | COOLMINE: T41 | FINGLAS |  | 53.3925 | -6.4205
MV/LV Substation HA***381 | 10 kV | 400V(3ph) & 230V(single ph) | LV | 630 kVA :Kiosk Substation | 0.63 | --> | 0.63 | 0.406 | 2 |  | --> | 0.598 | 0 | 0 | 0 | 0.008 | 0.5 | 0 |  | --> | C16 ex FAIRVIEW | FAIRVIEW: T41 | MCDERMOTT |  | 53.3648 | -6.2328
MV/LV Substation HA***381 | 10 kV | 400V(3ph) & 230V(single ph) | LV | 50 kVA :Pole Substation | 0.05 | --> | 0.05 | 0.04 | 3.9 |  | --> | 0.047 | 0 | 0 | 0 | 0 | 0.051 | 0 |  | --> | C17 ex DUNMANWAY | DUNMANWAY: T43 | DUNMANWAY |  | 51.7192 | -9.0833
MV/LV Substation HA***382Z | 10 kV | 400V(3ph) & 230V(single ph) | LV | 630 kVA :Kiosk Substation | 0.63 | --> | 0.63 | 0 | 0 | Constrained,otherwise capacity available =500kVA. | --> | 0.598 | 0 | 0 | 0 | 0 | 0.5 | 0 |  | --> | C22 ex MACETOWN | MACETOWN: T102 | MACETOWN |  | 53.3934 | -6.4388
MV/LV Substation HA***384Z | 10 kV | 400V(3ph) & 230V(single ph) | LV | 400 kVA :Kiosk Substation | 0.4 | --> | 0.4 | 0.308 | 15.6 |  | --> | 0.38 | 0 | 0 | 0 | 0 | 0.414 | 0 |  | --> | C24 ex STEPHENSTOWN | STEPHENSTOWN: T102 | FINGLAS |  | 53.602 | -6.1749
MV/LV Substation HA***384Z | 10 kV | 400V(3ph) & 230V(single ph) | LV | 400 kVA :Kiosk Substation | 0.4 | --> | 0.4 | 0.243 | 6.3 |  | --> | 0.38 | 0 | 0 | 0 | 0.033 | 0.389 | 0 |  | --> | C12 ex KILBARRY | KILBARRY: T43 | KILBARRY |  | 51.9185 | -8.467
MV/LV Substation HA***391Z | 10 kV | 400V(3ph) & 230V(single ph) | LV | 630 kVA :Kiosk Substation | 0.63 | --> | 0.63 | 0 | 0 | Constrained,otherwise capacity available =476kVA. | --> | 0.598 | 0 | 0 | 0 | 0.014 | 0.5 | 0 |  | --> | C24 ex POPPINTREE | POPPINTREE: T102 | FINGLAS |  | 53.4058 | -6.2896
MV/LV Substation HA***392Z | 10 kV | 400V(3ph) & 230V(single ph) | LV | 630 kVA :Kiosk Substation | 0.63 | --> | 0.63 | 0 | 0 | Constrained,otherwise capacity available =456kVA. | --> | 0.598 | 0 | 0 | 0 | 0.01 | 0.5 | 0 |  | --> | C24 ex POPPINTREE | POPPINTREE: T102 | FINGLAS |  | 53.405 | -6.289
MV/LV Substation HA***393X | 10 kV | 400V(3ph) & 230V(single ph) | LV | 200 kVA :Pole Substation | 0.2 | --> | 0.2 | 0.193 | 2.4 |  | --> | 0.19 | 0 | 0 | 0 | 0 | 0.2 | 0 |  | --> | C14 ex BALLYMAHON | BALLYMAHON: T41∥T42 | ATHLONE |  | 53.6219 | -7.8121
MV/LV Substation HA***393Z | 10 kV | 400V(3ph) & 230V(single ph) | LV | 630 kVA :Kiosk Substation | 0.63 | --> | 0.63 | 0 | 0 | Constrained,otherwise capacity available =500kVA. | --> | 0.598 | 0 | 0 | 0 | 0.003 | 0.5 | 0 |  | --> | C24 ex POPPINTREE | POPPINTREE: T102 | FINGLAS |  | 53.4053 | -6.2873
MV/LV Substation HA***395X | 10 kV | 400V(3ph) & 230V(single ph) | LV | 630 kVA :Building Structure | 0.63 | --> | 0.63 | 0.5 | 7.6 |  | --> | 0.598 | 0 | 0 | 0 | 0 | 0.5 | 0 |  | --> | C28 ex TRINITY | TRINITY: T102 | POOLBEG |  | 53.3416 | -6.244
MV/LV Substation HA***395Y | 10 kV | 400V(3ph) & 230V(single ph) | LV | 200 kVA :Kiosk Substation | 0.2 | --> | 0.2 | 0.18 | 2.5 |  | --> | 0.19 | 0 | 0 | 0 | 0 | 0.203 | 0 |  | --> | C11 ex GRAIGUE | GRAIGUE: T41 | CARLOW |  | 52.8326 | -6.9275
MV/LV Substation HA***397Y | 10 kV | 400V(3ph) & 230V(single ph) | LV | 200 kVA :Kiosk Substation | 0.2 | --> | 0.2 | 0.154 | 1 |  | --> | 0.19 | 0 | 0 | 0 | 0.026 | 0 | 0 | Constrained,otherwise capacity available =179kW. | --> | C15 ex LOUGHTAGALLA | LOUGHTAGALLA: T41∥T42 | THURLES |  | 52.68 | -7.791
MV/LV Substation HA***401 | 20 kV | 400V(3ph) & 230V(single ph) | LV | 200 kVA :Building Structure | 0.2 | --> | 0.2 | 0.185 | 2.4 |  | --> | 0.19 | 0 | 0 | 0 | 0.004 | 0.198 | 0 |  | --> | E19 ex KENMARE | KENMARE: T421 | KNOCKEARAGH |  | 51.8865 | -9.5965
MV/LV Substation HA***4018 | 10 kV | 400V(3ph) & 230V(single ph) | LV | 630 kVA :Kiosk Substation | 0.63 | --> | 0.63 | 0.5 | 1.6 |  | --> | 0.598 | 0 | 0 | 0 | 0.008 | 0.5 | 0 |  | --> | C18 ex CELBRIDGE | CELBRIDGE: T42 | GRIFFINRATH |  | 53.3333 | -6.5333
MV/LV Substation HA***4019 | 20 kV | 400V(3ph) & 230V(single ph) | LV | 50 kVA :Pole Substation | 0.05 | --> | 0.05 | 0 | 0 | Constrained,otherwise capacity available =50kVA. | --> | 0.047 | 0 | 0 | 0 | 0 | 0.049 | 0 |  | --> | E17 ex BALTRASNA | BALTRASNA: T121 | BALTRASNA |  | 53.5311 | -6.4938
MV/LV Substation HA***4025 | 20 kV | 400V(3ph) & 230V(single ph) | LV | 200 kVA :Pole Substation | 0.2 | --> | 0.2 | 0.087 | 1.6 |  | --> | 0.19 | 0 | 0 | 0 | 0 | 0.216 | 0 |  | --> | C18 ex NEWTOWNCUNNINGHAM | NEWTOWNCUNNINGHAM: T41∥T42 | LETTERKENNY |  | 55.0378 | -7.3862
MV/LV Substation HA***4028 | 20 kV | 400V(3ph) & 230V(single ph) | LV | 400 kVA :Kiosk Substation | 0.4 | --> | 0.4 | 0.35 | 12.5 |  | --> | 0.38 | 0 | 0 | 0 | 0.01 | 0.397 | 0 |  | --> | E19 ex ADAMSTOWN | ADAMSTOWN: T121 | INCHICORE 220KV |  | 53.3359 | -6.4537
MV/LV Substation HA***4035 | 10 kV | 400V(3ph) & 230V(single ph) | LV | 200 kVA :Pole Substation | 0.2 | --> | 0.2 | 0 | 0 | Constrained,otherwise capacity available =186kVA. | --> | 0.19 | 0 | 0 | 0 | 0 | 0.201 | 0 |  | --> | C24 ex GORESBRIDGE | GORESBRIDGE: T41∥T42 | KILKENNY |  | 52.6288 | -7.068
MV/LV Substation HA***4036 | 10 kV | 400V(3ph) & 230V(single ph) | LV | 400 kVA :Building Structure | 0.4 | --> | 0.4 | 0.4 | 3.6 |  | --> | 0.38 | 0 | 0 | 0 | 0 | 0.4 | 0 |  | --> | C17 ex CASTLEREA | CASTLEREA: T41∥T42 | CARRICK ON SHANNON |  | 53.756 | -8.4957
MV/LV Substation HA***4041 | 10 kV | 400V(3ph) & 230V(single ph) | LV | 630 kVA :Kiosk Substation | 0.63 | --> | 0.63 | 0.5 | 1.3 |  | --> | 0.598 | 0 | 0 | 0 | 0 | 0.5 | 0 |  | --> | C20 ex DODDER ROAD | DODDER ROAD: T42 | MILLTOWN (DR) |  | 53.294 | -6.268
MV/LV Substation HA***4052 | 10 kV | 400V(3ph) & 230V(single ph) | LV | 630 kVA :Building Structure | 0.63 | --> | 0.63 | 0.5 | 2.5 |  | --> | 0.598 | 0 | 0 | 0 | 0 | 0.5 | 0 |  | --> | C17 ex GREYSTONES | GREYSTONES: T41 | FASSAROE |  | 53.1536 | -6.069
MV/LV Substation HA***4055 | 10 kV | 400V(3ph) & 230V(single ph) | LV | 630 kVA :Kiosk Substation | 0.63 | --> | 0.63 | 0 | 0 | Constrained,otherwise capacity available =433kVA. | --> | 0.598 | 0 | 0 | 0 | 0.014 | 0.5 | 0 |  | --> | C24 ex POPPINTREE | POPPINTREE: T102 | FINGLAS |  | 53.4048 | -6.2825
MV/LV Substation HA***4057 | 20 kV | 400V(3ph) & 230V(single ph) | LV | 200 kVA :Pole Substation | 0.2 | --> | 0.2 | 0.2 | 3 |  | --> | 0.19 | 0 | 0 | 0 | 0 | 0 | 0 | Constrained,otherwise capacity available =200kW. | --> | C20 ex SWINFORD | SWINFORD: T41∥T42 | CASTLEBAR |  | 53.8624 | -8.8467
MV/LV Substation HA***4057 | 10 kV | 400V(3ph) & 230V(single ph) | LV | 50 kVA :Pole Substation | 0.05 | --> | 0.05 | 0.024 | 3.4 |  | --> | 0.047 | 0 | 0 | 0 | 0 | 0.053 | 0 |  | --> | C14 ex CAUSEWAY | CAUSEWAY: T41∥T42 | TRALEE |  | 52.4421 | -9.6706
MV/LV Substation HA***4060 | 10 kV | 400V(3ph) & 230V(single ph) | LV | 50 kVA :Pole Substation | 0.05 | --> | 0.05 | 0.041 | 2 |  | --> | 0.047 | 0 | 0 | 0 | 0 | 0.05 | 0 |  | --> | C17 ex BALLYTIVNAN | BALLYTIVNAN: T41 | SLIGO |  | 54.2575 | -8.4356
MV/LV Substation HA***4065 | 10 kV | 400V(3ph) & 230V(single ph) | LV | 630 kVA :Kiosk Substation | 0.63 | --> | 0.63 | 0 | 0 | Constrained,otherwise capacity available =500kVA. | --> | 0.598 | 0 | 0 | 0 | 0 | 0.5 | 0 |  | --> | C22 ex GREYSTONES | GREYSTONES: T42 | FASSAROE |  | 53.124 | -6.0642
MV/LV Substation HA***4066 | 10 kV | 400V(3ph) & 230V(single ph) | LV | 630 kVA :Kiosk Substation | 0.63 | --> | 0.63 | 0 | 0 | Constrained,otherwise capacity available =500kVA. | --> | 0.598 | 0 | 0 | 0 | 0 | 0.5 | 0 |  | --> | C22 ex GREYSTONES | GREYSTONES: T42 | FASSAROE |  | 53.125 | -6.0607
MV/LV Substation HA***4067 | 10 kV | 400V(3ph) & 230V(single ph) | LV | 1000 kVA :Building Structure | 1 | --> | 1 | 0 | 0 | Constrained,otherwise capacity available =500kVA. | --> | 0.95 | 0 | 0 | 0 | 0 | 0.5 | 0 |  | --> | C15 ex LITTLE BRAY | LITTLE BRAY: T41 | FASSAROE |  | 53.2115 | -6.1076
MV/LV Substation HA***4069 | 20 kV | 400V(3ph) & 230V(single ph) | LV | 400 kVA :Building Structure | 0.4 | --> | 0.4 | 0.341 | 0.5 |  | --> | 0.38 | 0 | 0 | 0 | 0 | 0.408 | 0 |  | --> | C12 ex BALBRIGGAN | BALBRIGGAN: T42 | GLASMORE |  | 53.609 | -6.2048
MV/LV Substation HA***406Z | 10 kV | 400V(3ph) & 230V(single ph) | LV | 100 kVA :Pole Substation | 0.1 | --> | 0.1 | 0.067 | 0.5 |  | --> | 0.095 | 0 | 0 | 0 | 0 | 0.104 | 0 |  | --> | C23 ex BALLINDERRY | BALLINDERRY: T41 | MULLINGAR |  | 53.5238 | -7.3079
MV/LV Substation HA***4070 | 10 kV | 400V(3ph) & 230V(single ph) | LV | 630 kVA :Kiosk Substation | 0.63 | --> | 0.63 | 0 | 0 | Constrained,otherwise capacity available =500kVA. | --> | 0.598 | 0 | 0 | 0 | 0 | 0.5 | 0 |  | --> | C22 ex GREYSTONES | GREYSTONES: T42 | FASSAROE |  | 53.1241 | -6.0606
MV/LV Substation HA***4076 | 10 kV | 400V(3ph) & 230V(single ph) | LV | 400 kVA :Kiosk Substation | 0.4 | --> | 0.4 | 0.36 | 1.8 |  | --> | 0.38 | 0 | 0 | 0 | 0.058 | 0.345 | 0 |  | --> | C19 ex DUNDRUM | DUNDRUM: T41 | BLACKROCK |  | 53.3055 | -6.2437
MV/LV Substation HA***407X | 20 kV | 400V(3ph) & 230V(single ph) | LV | 50 kVA :Pole Substation | 0.05 | --> | 0.05 | 0 | 0 | Constrained,otherwise capacity available =20kVA. | --> | 0.047 | 0 | 0 | 0 | 0 | 0.054 | 0 |  | --> | E14 ex KILCOCK | KILCOCK: T422 | GRIFFINRATH |  | 53.4498 | -6.709
MV/LV Substation HA***4080 | 20 kV | 400V(3ph) & 230V(single ph) | LV | 400 kVA :Building Structure | 0.4 | --> | 0.4 | 0 | 0 | Constrained,otherwise capacity available =334kVA. | --> | 0.38 | 0 | 0 | 0 | 0 | 0.41 | 0 |  | --> | E20 ex GLASMORE | GLASMORE: T422 | GLASMORE |  | 53.5057 | -6.1968
MV/LV Substation HA***4086 | 10 kV | 400V(3ph) & 230V(single ph) | LV | 400 kVA :Building Structure | 0.4 | --> | 0.4 | 0 | 0 | Constrained,otherwise capacity available =303kVA. | --> | 0.38 | 0 | 0 | 0 | 0 | 0.414 | 0 |  | --> | C22 ex MACETOWN | MACETOWN: T102 | MACETOWN |  | 53.3909 | -6.4441
MV/LV Substation HA***4086 | 10 kV | 400V(3ph) & 230V(single ph) | LV | 630 kVA :Kiosk Substation | 0.63 | --> | 0.63 | 0 | 0 | Constrained,otherwise capacity available =500kVA. | --> | 0.598 | 0 | 0 | 0 | 0 | 0.5 | 0 |  | --> | C22 ex GREYSTONES | GREYSTONES: T42 | FASSAROE |  | 53.1223 | -6.0684
MV/LV Substation HA***4094 | 10 kV | 400V(3ph) & 230V(single ph) | LV | 630 kVA :Building Structure | 0.63 | --> | 0.63 | 0 | 0 | Constrained,otherwise capacity available =500kVA. | --> | 0.598 | 0 | 0 | 0 | 0 | 0.5 | 0 |  | --> | C28 ex CLONDALKIN | CLONDALKIN: T44 | INCHICORE 220KV |  | 53.3303 | -6.3888
MV/LV Substation HA***4095 | 10 kV | 400V(3ph) & 230V(single ph) | LV | 100 kVA :Pole Substation | 0.1 | --> | 0.1 | 0.083 | 5 |  | --> | 0.095 | 0 | 0 | 0 | 0 | 0.102 | 0 |  | --> | C12 ex BALLYRICKARD | BALLYRICKARD: T41∥T42 | TRALEE |  | 52.2873 | -9.8001
MV/LV Substation HA***409Y | 10 kV | 400V(3ph) & 230V(single ph) | LV | 50 kVA :Pole Substation | 0.05 | --> | 0.05 | 0.032 | 0.1 |  | --> | 0.047 | 0 | 0 | 0 | 0 | 0.051 | 0 |  | --> | C11 ex BISHOPSTOWN | BISHOPSTOWN: T41 | KILBARRY |  | 51.8931 | -8.53
MV/LV Substation HA***4100 | 10 kV | 400V(3ph) & 230V(single ph) | LV | 100 kVA :Pole Substation | 0.1 | --> | 0.1 | 0 | 0 | Constrained,otherwise capacity available =96kVA. | --> | 0.095 | 0 | 0 | 0 | 0 | 0.1 | 0 |  | --> | C15 ex KINSALE | KINSALE: T41∥T42 | BANDON |  | 51.7071 | -8.4736
MV/LV Substation HA***4103 | 10 kV | 400V(3ph) & 230V(single ph) | LV | 400 kVA :Kiosk Substation | 0.4 | --> | 0.4 | 0.4 | 3.8 |  | --> | 0.38 | 0 | 0 | 0 | 0 | 0.4 | 0 |  | --> | C21 ex DUN LAOGHAIRE | DUN LAOGHAIRE: T41 | BLACKROCK |  | 53.2918 | -6.1306
MV/LV Substation HA***4105 | 10 kV | 400V(3ph) & 230V(single ph) | LV | 400 kVA :Kiosk Substation | 0.4 | --> | 0.4 | 0.355 | 0.7 |  | --> | 0.38 | 0 | 0 | 0 | 0.053 | 0.351 | 0 |  | --> | C11 ex MONEYCOOLEY | MONEYCOOLEY: T41 | GRIFFINRATH |  | 53.3688 | -6.5915
MV/LV Substation HA***4110 | 10 kV | 400V(3ph) & 230V(single ph) | LV | 630 kVA :Kiosk Substation | 0.63 | --> | 0.63 | 0.5 | 9.8 |  | --> | 0.598 | 0 | 0 | 0 | 0.003 | 0.5 | 0 |  | --> | C11 ex KILCOOLE | KILCOOLE: T41∥T42 | FASSAROE |  | 53.0941 | -6.119
MV/LV Substation HA***4111 | 10 kV | 400V(3ph) & 230V(single ph) | LV | 50 kVA :Pole Substation | 0.05 | --> | 0.05 | 0.049 | 1.2 |  | --> | 0.047 | 0 | 0 | 0 | 0 | 0.049 | 0 |  | --> | C26 ex KYLEERAGH | KYLEERAGH: T42 | NENAGH |  | 52.9124 | -8.1974
MV/LV Substation HA***4114 | 10 kV | 400V(3ph) & 230V(single ph) | LV | 630 kVA :Kiosk Substation | 0.63 | --> | 0.63 | 0 | 0 | Constrained,otherwise capacity available =500kVA. | --> | 0.598 | 0 | 0 | 0 | 0.06 | 0 | 0 | Constrained,otherwise capacity available =500kW. | --> | C14 ex COOLMINE | COOLMINE: T42 | FINGLAS |  | 53.3903 | -6.433
MV/LV Substation HA***4115 | 10 kV | 400V(3ph) & 230V(single ph) | LV | 400 kVA :Kiosk Substation | 0.4 | --> | 0.4 | 0 | 0 | Constrained,otherwise capacity available =181kVA. | --> | 0.38 | 0 | 0 | 0 | 0.076 | 0 | 0 | Constrained,otherwise capacity available =352kW. | --> | C14 ex COOLMINE | COOLMINE: T42 | FINGLAS |  | 53.3897 | -6.4344
MV/LV Substation HA***4116 | 10 kV | 400V(3ph) & 230V(single ph) | LV | 400 kVA :Kiosk Substation | 0.4 | --> | 0.4 | 0 | 0 | Constrained,otherwise capacity available =353kVA. | --> | 0.38 | 0 | 0 | 0 | 0.011 | 0.395 | 0 |  | --> | C13 ex MALAHIDE | MALAHIDE: T41 | GLASMORE |  | 53.4335 | -6.1664
MV/LV Substation HA***412 | 10 kV | 400V(3ph) & 230V(single ph) | LV | 400 kVA :Kiosk Substation | 0.4 | --> | 0.4 | 0.15 | 0.2 | Constrained,otherwise capacity available =225kVA. | --> | 0.38 | 0 | 0 | 0 | 0.046 | 0 | 0 | Constrained,otherwise capacity available =378kW. | --> | C15 ex COOLMINE | COOLMINE: T41 | FINGLAS |  | 53.3897 | -6.4169
MV/LV Substation HA***4125 | 10 kV | 400V(3ph) & 230V(single ph) | LV | 1000 kVA :Building Structure | 1 | --> | 1 | 0 | 0 | Constrained,otherwise capacity available =500kVA. | --> | 0.95 | 0 | 0 | 0 | 0 | 0.5 | 0 |  | --> | C23 ex LEESON STREET | LEESON STREET: T41 | MILLTOWN (DR) |  | 53.335 | -6.2427
MV/LV Substation HA***4126 | 10 kV | 400V(3ph) & 230V(single ph) | LV | 1000 kVA :Building Structure | 1 | --> | 1 | 0.5 | 7.6 |  | --> | 0.95 | 0 | 0 | 0 | 0 | 0.5 | 0 |  | --> | C25 ex TRINITY | TRINITY: T101 | POOLBEG |  | 53.3455 | -6.2462
MV/LV Substation HA***4126 | 10 kV | 400V(3ph) & 230V(single ph) | LV | 400 kVA :Kiosk Substation | 0.4 | --> | 0.4 | 0.356 | 2.2 |  | --> | 0.38 | 0 | 0 | 0 | 0 | 0.406 | 0 |  | --> | C21 ex MALLOW | MALLOW: T41 | MALLOW |  | 52.1495 | -8.6289
MV/LV Substation HA***412Z | 20 kV | 400V(3ph) & 230V(single ph) | LV | 200 kVA :Kiosk Substation | 0.2 | --> | 0.2 | 0.196 | 5.3 |  | --> | 0.19 | 0 | 0 | 0 | 0 | 0.2 | 0 |  | --> | C14 ex SMEARLA | SMEARLA: T42 | TRIEN |  | 52.5711 | -9.3788
MV/LV Substation HA***4137 | 10 kV | 400V(3ph) & 230V(single ph) | LV | 1000 kVA :Building Structure | 1 | --> | 1 | 0.5 | 8.7 |  | --> | 0.95 | 0 | 0 | 0 | 0 | 0.5 | 0 |  | --> | C24 ex HAROLDS CROSS | HAROLDS CROSS: T102 | POOLBEG |  | 53.3322 | -6.2614
MV/LV Substation HA***4137 | 10 kV | 400V(3ph) & 230V(single ph) | LV | 630 kVA :Kiosk Substation | 0.63 | --> | 0.63 | 0 | 0 | Constrained,otherwise capacity available =486kVA. | --> | 0.598 | 0 | 0 | 0 | 0.047 | 0 | 0 | Constrained,otherwise capacity available =500kW. | --> | C14 ex COOLMINE | COOLMINE: T42 | FINGLAS |  | 53.3887 | -6.4369
MV/LV Substation HA***4139 | 10 kV | 400V(3ph) & 230V(single ph) | LV | 630 kVA :Kiosk Substation | 0.63 | --> | 0.63 | 0 | 0 | Constrained,otherwise capacity available =455kVA. | --> | 0.598 | 0 | 0 | 0 | 0.019 | 0 | 0 | Constrained,otherwise capacity available =500kW. | --> | C14 ex COOLMINE | COOLMINE: T42 | FINGLAS |  | 53.387 | -6.4375
MV/LV Substation HA***4140 | 10 kV | 400V(3ph) & 230V(single ph) | LV | 630 kVA :Building Structure | 0.63 | --> | 0.63 | 0.5 | 6.6 |  | --> | 0.598 | 0 | 0 | 0 | 0.008 | 0.5 | 0 |  | --> | C12 ex FACTORY CROSS | FACTORY CROSS: T42 | BARNAHELY |  | 51.8332 | -8.3026
MV/LV Substation HA***4149 | 10 kV | 400V(3ph) & 230V(single ph) | LV | 630 kVA :Kiosk Substation | 0.63 | --> | 0.63 | 0.5 | 8.3 |  | --> | 0.598 | 0 | 0 | 0 | 0.003 | 0.5 | 0 |  | --> | C21 ex BALLYBEG | BALLYBEG: T101 | CARRICKMINES |  | 52.9894 | -6.0856
MV/LV Substation HA***4150 | 10 kV | 400V(3ph) & 230V(single ph) | LV | 630 kVA :Kiosk Substation | 0.63 | --> | 0.63 | 0.391 | 8.3 |  | --> | 0.598 | 0 | 0 | 0 | 0.007 | 0.5 | 0 |  | --> | C21 ex BALLYBEG | BALLYBEG: T101 | CARRICKMINES |  | 52.9916 | -6.0833
MV/LV Substation HA***4153 | 10 kV | 400V(3ph) & 230V(single ph) | LV | 630 kVA :Kiosk Substation | 0.63 | --> | 0.63 | 0.479 | 3.3 |  | --> | 0.598 | 0 | 0 | 0 | 0.029 | 0.5 | 0 |  | --> | C19 ex CELBRIDGE | CELBRIDGE: T41 | GRIFFINRATH |  | 53.3142 | -6.6091
MV/LV Substation HA***415Z | 10 kV | 400V(3ph) & 230V(single ph) | LV | 100 kVA :Pole Substation | 0.1 | --> | 0.1 | 0 | 0 | Constrained,otherwise capacity available =74kVA. | --> | 0.095 | 0 | 0 | 0 | 0 | 0.103 | 0 |  | --> | C22 ex TOGHER | TOGHER: T42 | TRABEG |  | 51.8661 | -8.4972
MV/LV Substation HA***4160 | 10 kV | 400V(3ph) & 230V(single ph) | LV | 50 kVA :Pole Substation | 0.05 | --> | 0.05 | 0.044 | 1.1 |  | --> | 0.047 | 0 | 0 | 0 | 0 | 0.05 | 0 |  | --> | C21 ex SCARTEEN | SCARTEEN: T41∥T42 | MALLOW |  | 52.1413 | -8.668
MV/LV Substation HA***4163 | 20 kV | 400V(3ph) & 230V(single ph) | LV | 400 kVA :Kiosk Substation | 0.4 | --> | 0.4 | 0 | 0 | Constrained,otherwise capacity available =360kVA. | --> | 0.38 | 0 | 0 | 0 | 0.012 | 0.393 | 0 |  | --> | E17 ex BALTRASNA | BALTRASNA: T121 | BALTRASNA |  | 53.5121 | -6.5372
MV/LV Substation HA***4170 | 10 kV | 400V(3ph) & 230V(single ph) | LV | 400 kVA :Kiosk Substation | 0.4 | --> | 0.4 | 0.4 | 2.2 |  | --> | 0.38 | 0 | 0 | 0 | 0 | 0.4 | 0 |  | --> | C21 ex MALLOW | MALLOW: T41 | MALLOW |  | 52.1496 | -8.6306
MV/LV Substation HA***4175 | 10 kV | 400V(3ph) & 230V(single ph) | LV | 1000 kVA :Building Structure | 1 | --> | 1 | 0.5 | 5.6 |  | --> | 0.95 | 0 | 0 | 0 | 0 | 0.5 | 0 |  | --> | C11 ex HAROLDS CROSS | HAROLDS CROSS: T101 | POOLBEG |  | 53.3319 | -6.2565
MV/LV Substation HA***4177 | 10 kV | 400V(3ph) & 230V(single ph) | LV | 1000 kVA :Building Structure | 1 | --> | 1 | 0.5 | 7.6 |  | --> | 0.95 | 0 | 0 | 0 | 0 | 0.5 | 0 |  | --> | C25 ex TRINITY | TRINITY: T101 | POOLBEG |  | 53.3451 | -6.2454
MV/LV Substation HA***4179 | 20 kV | 400V(3ph) & 230V(single ph) | LV | 630 kVA :Kiosk Substation | 0.63 | --> | 0.63 | 0.48 | 11.5 |  | --> | 0.598 | 0 | 0 | 0 | 0.09 | 0.5 | 0 |  | --> | E20 ex ADAMSTOWN | ADAMSTOWN: T122 | INCHICORE 220KV |  | 53.3479 | -6.4742
MV/LV Substation HA***4181 | 10 kV | 400V(3ph) & 230V(single ph) | LV | 1000 kVA :Building Structure | 1 | --> | 1 | 0.5 | 6.6 |  | --> | 0.95 | 0 | 0 | 0 | 0 | 0.5 | 0 |  | --> | C16 ex MISERY HILL | MISERY HILL: T102 | POOLBEG |  | 53.3443 | -6.232
MV/LV Substation HA***419 | 10 kV | 400V(3ph) & 230V(single ph) | LV | 400 kVA :Kiosk Substation | 0.4 | --> | 0.4 | 0.362 | 4.2 |  | --> | 0.38 | 0 | 0 | 0 | 0 | 0.405 | 0 |  | --> | C21 ex MARSHES | MARSHES: T41 | DUNDALK |  | 53.9667 | -6.3963
MV/LV Substation HA***4197 | 10 kV | 400V(3ph) & 230V(single ph) | LV | 400 kVA :Kiosk Substation | 0.4 | --> | 0.4 | 0 | 0 | Constrained,otherwise capacity available =314kVA. | --> | 0.38 | 0 | 0 | 0 | 0 | 0.413 | 0 |  | --> | C16 ex KILLACLOYNE | KILLACLOYNE: T41∥T42 | MIDLETON |  | 51.9117 | -8.3144
MV/LV Substation HA***4201 | 10 kV | 400V(3ph) & 230V(single ph) | LV | 400 kVA :Kiosk Substation | 0.4 | --> | 0.4 | 0.301 | 0.3 |  | --> | 0.38 | 0 | 0 | 0 | 0.019 | 0.394 | 0 |  | --> | C15 ex TUAM NORTH | TUAM NORTH: T41∥T42 | CLOON |  | 53.5098 | -8.8656
MV/LV Substation HA***4204 | 10 kV | 400V(3ph) & 230V(single ph) | LV | 200 kVA :Kiosk Substation | 0.2 | --> | 0.2 | 0 | 0 | Constrained,otherwise capacity available =121kVA. | --> | 0.19 | 0 | 0 | 0 | 0.086 | 0.121 | 0 |  | --> | C15 ex BLAKE | BLAKE: T41∥T42 | BLAKE |  | 53.2901 | -6.8194
MV/LV Substation HA***4204 | 10 kV | 400V(3ph) & 230V(single ph) | LV | 400 kVA :Kiosk Substation | 0.4 | --> | 0.4 | 0 | 0 | Constrained,otherwise capacity available =400kVA. | --> | 0.38 | 0 | 0 | 0 | 0 | 0.4 | 0 |  | --> | C16 ex KILLACLOYNE | KILLACLOYNE: T41∥T42 | MIDLETON |  | 51.9127 | -8.3162
MV/LV Substation HA***4205 | 10 kV | 400V(3ph) & 230V(single ph) | LV | 50 kVA :Pole Substation | 0.05 | --> | 0.05 | 0.036 | 1.6 |  | --> | 0.047 | 0 | 0 | 0 | 0 | 0.051 | 0 |  | --> | C20 ex CELBRIDGE | CELBRIDGE: T42 | GRIFFINRATH |  | 53.3207 | -6.5277
MV/LV Substation HA***4205 | 10 kV | 400V(3ph) & 230V(single ph) | LV | 630 kVA :Building Structure | 0.63 | --> | 0.63 | 0 | 0 | Constrained,otherwise capacity available =480kVA. | --> | 0.598 | 0 | 0 | 0 | 0 | 0.5 | 0 |  | --> | C24 ex POPPINTREE | POPPINTREE: T102 | FINGLAS |  | 53.4054 | -6.2831
MV/LV Substation HA***4210 | 10 kV | 400V(3ph) & 230V(single ph) | LV | 1000 kVA :Building Structure | 1 | --> | 1 | 0.5 | 4.6 |  | --> | 0.95 | 0 | 0 | 0 | 0 | 0.5 | 0 |  | --> | C19 ex BALLINCLEA | BALLINCLEA: T41 | CHERRYWOOD |  | 53.2663 | -6.1355
MV/LV Substation HA***4211 | 10 kV | 400V(3ph) & 230V(single ph) | LV | 100 kVA :Pole Substation | 0.1 | --> | 0.1 | 0.062 | 25.2 |  | --> | 0.095 | 0 | 0 | 0 | 0 | 0.105 | 0 |  | --> | C13 ex ARKLOW | ARKLOW: T101∥T102 | ARKLOW |  | 52.8114 | -6.1902
MV/LV Substation HA***4214 | 10 kV | 400V(3ph) & 230V(single ph) | LV | 630 kVA :Kiosk Substation | 0.63 | --> | 0.63 | 0.5 | 6.6 |  | --> | 0.598 | 0 | 0 | 0 | 0 | 0.5 | 0 |  | --> | C12 ex FACTORY CROSS | FACTORY CROSS: T42 | BARNAHELY |  | 51.8394 | -8.2974
MV/LV Substation HA***421Z | 10 kV | 400V(3ph) & 230V(single ph) | LV | 50 kVA :Pole Substation | 0.05 | --> | 0.05 | 0.033 | 2.4 |  | --> | 0.047 | 0 | 0 | 0 | 0 | 0.051 | 0 |  | --> | C14 ex BALLYMAHON | BALLYMAHON: T41∥T42 | ATHLONE |  | 53.5986 | -7.6828
MV/LV Substation HA***4223 | 10 kV | 400V(3ph) & 230V(single ph) | LV | 630 kVA :Building Structure | 0.63 | --> | 0.63 | 0 | 0 | Constrained,otherwise capacity available =482kVA. | --> | 0.598 | 0 | 0 | 0 | 0.007 | 0.5 | 0 |  | --> | C17 ex CASTLETROY | CASTLETROY: T41∥T42 | ARDNACRUSHA |  | 52.6739 | -8.5518
MV/LV Substation HA***4228 | 10 kV | 400V(3ph) & 230V(single ph) | LV | 1000 kVA :Building Structure | 1 | --> | 1 | 0.5 | 2.6 |  | --> | 0.95 | 0 | 0 | 0 | 0 | 0.5 | 0 |  | --> | C20 ex LEESON STREET | LEESON STREET: T42 | MILLTOWN (DR) |  | 53.3358 | -6.2583
MV/LV Substation HA***4234 | 10 kV | 400V(3ph) & 230V(single ph) | LV | 400 kVA :Kiosk Substation | 0.4 | --> | 0.4 | 0.4 | 15.6 |  | --> | 0.38 | 0 | 0 | 0 | 0 | 0.4 | 0 |  | --> | C24 ex STEPHENSTOWN | STEPHENSTOWN: T102 | FINGLAS |  | 53.603 | -6.1831
MV/LV Substation HA***4237 | 10 kV | 400V(3ph) & 230V(single ph) | LV | 200 kVA :Building Structure | 0.2 | --> | 0.2 | 0.149 | 2.1 |  | --> | 0.19 | 0 | 0 | 0 | 0 | 0.207 | 0 |  | --> | C17 ex MILFORD (MWR) | MILFORD (MWR): T41 | CHARLEVILLE |  | 52.3437 | -8.9042
MV/LV Substation HA***4250 | 10 kV | 400V(3ph) & 230V(single ph) | LV | 100 kVA :Pole Substation | 0.1 | --> | 0.1 | 0.1 | 3.7 |  | --> | 0.095 | 0 | 0 | 0 | 0 | 0.1 | 0 |  | --> | C12 ex ROSS CARBERY | ROSS CARBERY: T41∥T42 | DUNMANWAY |  | 51.5677 | -8.9939
MV/LV Substation HA***4251 | 20 kV | 400V(3ph) & 230V(single ph) | LV | 630 kVA :Kiosk Substation | 0.63 | --> | 0.63 | 0.5 | 11.5 |  | --> | 0.598 | 0 | 0 | 0 | 0.024 | 0.5 | 0 |  | --> | E20 ex ADAMSTOWN | ADAMSTOWN: T122 | INCHICORE 220KV |  | 53.3466 | -6.4767
MV/LV Substation HA***4262 | 20 kV | 400V(3ph) & 230V(single ph) | LV | 630 kVA :Kiosk Substation | 0.63 | --> | 0.63 | 0.5 | 11.5 |  | --> | 0.598 | 0 | 0 | 0 | 0 | 0.5 | 0 |  | --> | E20 ex ADAMSTOWN | ADAMSTOWN: T122 | INCHICORE 220KV |  | 53.3468 | -6.478
MV/LV Substation HA***4262 | 10 kV | 400V(3ph) & 230V(single ph) | LV | 630 kVA :Kiosk Substation | 0.63 | --> | 0.63 | 0 | 0 | Constrained,otherwise capacity available =500kVA. | --> | 0.598 | 0 | 0 | 0 | 0.027 | 0.5 | 0 |  | --> | C22 ex MACETOWN | MACETOWN: T102 | MACETOWN |  | 53.3905 | -6.4389
MV/LV Substation HA***427 | 10 kV | 400V(3ph) & 230V(single ph) | LV | 200 kVA :Kiosk Substation | 0.2 | --> | 0.2 | 0.147 | 12.2 |  | --> | 0.19 | 0 | 0 | 0 | 0.015 | 0.192 | 0 |  | --> | C24 ex SALTHILL | SALTHILL: T102 | SALTHILL |  | 53.2695 | -9.0847
MV/LV Substation HA***427 | 10 kV | 400V(3ph) & 230V(single ph) | LV | 100 kVA :Pole Substation | 0.1 | --> | 0.1 | 0.074 | 5.9 |  | --> | 0.095 | 0 | 0 | 0 | 0 | 0.103 | 0 |  | --> | C13 ex BANDON | BANDON: T101 | BANDON |  | 51.7396 | -8.7526
MV/LV Substation HA***4271 | 10 kV | 400V(3ph) & 230V(single ph) | LV | 630 kVA :Kiosk Substation | 0.63 | --> | 0.63 | 0.5 | 8.3 |  | --> | 0.598 | 0 | 0 | 0 | 0 | 0.5 | 0 |  | --> | C25 ex BALLYBEG | BALLYBEG: T101 | CARRICKMINES |  | 52.9936 | -6.0686
MV/LV Substation HA***4275 | 20 kV | 400V(3ph) & 230V(single ph) | LV | 50 kVA :Pole Substation | 0.05 | --> | 0.05 | 0 | 0 | Constrained,otherwise capacity available =42kVA. | --> | 0.047 | 0 | 0 | 0 | 0 | 0.05 | 0 |  | --> | E19 ex EDENDERRY | EDENDERRY: T421∥T422 | BLAKE |  | 53.4043 | -7.0715
MV/LV Substation HA***4278 | 10 kV | 400V(3ph) & 230V(single ph) | LV | 630 kVA :Building Structure | 0.63 | --> | 0.63 | 0.474 | 15.8 |  | --> | 0.598 | 0 | 0 | 0 | 0 | 0.5 | 0 |  | --> | C36 ex CASTLEVIEW | CASTLEVIEW: T102 | CASTLEVIEW |  | 51.8923 | -8.3319
MV/LV Substation HA***4280 | 10 kV | 400V(3ph) & 230V(single ph) | LV | 630 kVA :Kiosk Substation | 0.63 | --> | 0.63 | 0.5 | 8.3 |  | --> | 0.598 | 0 | 0 | 0 | 0 | 0.5 | 0 |  | --> | C21 ex BALLYBEG | BALLYBEG: T101 | CARRICKMINES |  | 52.9853 | -6.0726
MV/LV Substation HA***4281 | 10 kV | 400V(3ph) & 230V(single ph) | LV | 630 kVA :Kiosk Substation | 0.63 | --> | 0.63 | 0.5 | 8.3 |  | --> | 0.598 | 0 | 0 | 0 | 0 | 0.5 | 0 |  | --> | C21 ex BALLYBEG | BALLYBEG: T101 | CARRICKMINES |  | 52.9846 | -6.0725
MV/LV Substation HA***428X | 10 kV | 400V(3ph) & 230V(single ph) | LV | 1000 kVA :Building Structure | 1 | --> | 1 | 0.5 | 7.6 |  | --> | 0.95 | 0 | 0 | 0 | 0 | 0.5 | 0 |  | --> | C28 ex TRINITY | TRINITY: T102 | POOLBEG |  | 53.342 | -6.244
MV/LV Substation HA***428Z | 10 kV | 400V(3ph) & 230V(single ph) | LV | 400 kVA :Kiosk Substation | 0.4 | --> | 0.4 | 0.313 | 15.6 |  | --> | 0.38 | 0 | 0 | 0 | 0.017 | 0.395 | 0 |  | --> | C22 ex STEPHENSTOWN | STEPHENSTOWN: T102 | FINGLAS |  | 53.6135 | -6.2109
MV/LV Substation HA***4292 | 10 kV | 400V(3ph) & 230V(single ph) | LV | 400 kVA :Kiosk Substation | 0.4 | --> | 0.4 | 0 | 0 | Constrained,otherwise capacity available =400kVA. | --> | 0.38 | 0 | 0 | 0 | 0 | 0.4 | 0 |  | --> | C19 ex POLLERTON | POLLERTON: T41 | CARLOW |  | 52.8337 | -6.9267
MV/LV Substation HA***4295 | 10 kV | 400V(3ph) & 230V(single ph) | LV | 50 kVA :Pole Substation | 0.05 | --> | 0.05 | 0 | 0 | Constrained,otherwise capacity available =50kVA. | --> | 0.047 | 0 | 0 | 0 | 0.002 | 0.047 | 0 |  | --> | C11 ex JOHNSTOWN | JOHNSTOWN: T41 | KILTEEL |  | 53.2359 | -6.5868
MV/LV Substation HA***4311 | 10 kV | 400V(3ph) & 230V(single ph) | LV | 630 kVA :Kiosk Substation | 0.63 | --> | 0.63 | 0 | 0 | Constrained,otherwise capacity available =500kVA. | --> | 0.598 | 0 | 0 | 0 | 0.013 | 0.5 | 0 |  | --> | C12 ex MONEYCOOLEY | MONEYCOOLEY: T42 | GRIFFINRATH |  | 53.3631 | -6.5291
MV/LV Substation HA***4317 | 10 kV | 400V(3ph) & 230V(single ph) | LV | 630 kVA :Kiosk Substation | 0.63 | --> | 0.63 | 0.5 | 2.6 |  | --> | 0.598 | 0 | 0 | 0 | 0 | 0.5 | 0 |  | --> | C12 ex LEESON STREET | LEESON STREET: T42 | MILLTOWN (DR) |  | 53.3363 | -6.258
MV/LV Substation HA***4318 | 10 kV | 400V(3ph) & 230V(single ph) | LV | 630 kVA :Kiosk Substation | 0.63 | --> | 0.63 | 0 | 0 | Constrained,otherwise capacity available =500kVA. | --> | 0.598 | 0 | 0 | 0 | 0.007 | 0.5 | 0 |  | --> | C12 ex MONEYCOOLEY | MONEYCOOLEY: T42 | GRIFFINRATH |  | 53.3643 | -6.5275
MV/LV Substation HA***4342 | 10 kV | 400V(3ph) & 230V(single ph) | LV | 630 kVA :Kiosk Substation | 0.63 | --> | 0.63 | 0.5 | 3.5 |  | --> | 0.598 | 0 | 0 | 0 | 0 | 0.5 | 0 |  | --> | C18 ex SALLINS | SALLINS: T42 | GRIFFINRATH |  | 53.2949 | -6.6756
MV/LV Substation HA***4344 | 10 kV | 400V(3ph) & 230V(single ph) | LV | 630 kVA :Kiosk Substation | 0.63 | --> | 0.63 | 0 | 0 | Constrained,otherwise capacity available =500kVA. | --> | 0.598 | 0 | 0 | 0 | 0 | 0.5 | 0 |  | --> | C16 ex CARRIGALINE | CARRIGALINE: T41∥T42 | BARNAHELY |  | 51.8729 | -8.3524
MV/LV Substation HA***435Z | 20 kV | 400V(3ph) & 230V(single ph) | LV | 400 kVA :Kiosk Substation | 0.4 | --> | 0.4 | 0.311 | 0.5 |  | --> | 0.38 | 0 | 0 | 0 | 0.055 | 0.355 | 0 |  | --> | C12 ex BALBRIGGAN | BALBRIGGAN: T42 | GLASMORE |  | 53.6075 | -6.2014
MV/LV Substation HA***4369 | 20 kV | 400V(3ph) & 230V(single ph) | LV | 50 kVA :Pole Substation | 0.05 | --> | 0.05 | 0.05 | 26.7 |  | --> | 0.047 | 0 | 0 | 0 | 0 | 0.049 | 0 |  | --> | E17 ex WEXFORD | WEXFORD: T121∥T122 | WEXFORD |  | 52.3106 | -6.7292
MV/LV Substation HA***436Y | 20 kV | 400V(3ph) & 230V(single ph) | LV | 100 kVA :Pole Substation | 0.1 | --> | 0.1 | 0.04 | 1.5 |  | --> | 0.095 | 0 | 0 | 0 | 0.078 | 0.017 | 0 |  | --> | E12 ex OLDCASTLE | OLDCASTLE: T422 | MULLINGAR |  | 53.6984 | -7.1546
MV/LV Substation HA***436Z | 10 kV | 400V(3ph) & 230V(single ph) | LV | 200 kVA :Kiosk Substation | 0.2 | --> | 0.2 | 0.132 | 1.6 |  | --> | 0.19 | 0 | 0 | 0 | 0 | 0.21 | 0 |  | --> | C18 ex CELBRIDGE | CELBRIDGE: T42 | GRIFFINRATH |  | 53.3334 | -6.5323
MV/LV Substation HA***436Z | 10 kV | 400V(3ph) & 230V(single ph) | LV | 400 kVA :Kiosk Substation | 0.4 | --> | 0.4 | 0 | 0 | Constrained,otherwise capacity available =300kVA. | --> | 0.38 | 0 | 0 | 0 | 0.003 | 0.412 | 0 |  | --> | C24 ex POPPINTREE | POPPINTREE: T102 | FINGLAS |  | 53.4055 | -6.2855
MV/LV Substation HA***4374 | 10 kV | 400V(3ph) & 230V(single ph) | LV | 630 kVA :Kiosk Substation | 0.63 | --> | 0.63 | 0 | 0 | Constrained,otherwise capacity available =500kVA. | --> | 0.598 | 0 | 0 | 0 | 0 | 0.5 | 0 |  | --> | C16 ex WHITEHALL | WHITEHALL: T41 | FINGLAS |  | 53.3731 | -6.2453
MV/LV Substation HA***437Z | 10 kV | 400V(3ph) & 230V(single ph) | LV | 200 kVA :Kiosk Substation | 0.2 | --> | 0.2 | 0.151 | 1.6 |  | --> | 0.19 | 0 | 0 | 0 | 0.007 | 0.199 | 0 |  | --> | C18 ex CELBRIDGE | CELBRIDGE: T42 | GRIFFINRATH |  | 53.3324 | -6.5332
MV/LV Substation HA***437Z | 10 kV | 400V(3ph) & 230V(single ph) | LV | 630 kVA :Kiosk Substation | 0.63 | --> | 0.63 | 0 | 0 | Constrained,otherwise capacity available =500kVA. | --> | 0.598 | 0 | 0 | 0 | 0.007 | 0.5 | 0 |  | --> | C24 ex POPPINTREE | POPPINTREE: T102 | FINGLAS |  | 53.4042 | -6.2839
MV/LV Substation HA***4384 | 20 kV | 400V(3ph) & 230V(single ph) | LV | 630 kVA :Kiosk Substation | 0.63 | --> | 0.63 | 0.5 | 11.5 |  | --> | 0.598 | 0 | 0 | 0 | 0 | 0.5 | 0 |  | --> | E20 ex ADAMSTOWN | ADAMSTOWN: T122 | INCHICORE 220KV |  | 53.3452 | -6.4758
MV/LV Substation HA***4389 | 10 kV | 400V(3ph) & 230V(single ph) | LV | 400 kVA :Kiosk Substation | 0.4 | --> | 0.4 | 0 | 0 | Constrained,otherwise capacity available =400kVA. | --> | 0.38 | 0 | 0 | 0 | 0 | 0 | 0 | Constrained,otherwise capacity available =400kW. | --> | C12 ex PALLAS | PALLAS: T41∥T42 | PORTLAOISE |  | 53.0373 | -7.3166
MV/LV Substation HA***438Z | 10 kV | 400V(3ph) & 230V(single ph) | LV | 200 kVA :Kiosk Substation | 0.2 | --> | 0.2 | 0.127 | 1.6 |  | --> | 0.19 | 0 | 0 | 0 | 0.006 | 0.204 | 0 |  | --> | C18 ex CELBRIDGE | CELBRIDGE: T42 | GRIFFINRATH |  | 53.3307 | -6.5347
MV/LV Substation HA***438Z | 10 kV | 400V(3ph) & 230V(single ph) | LV | 400 kVA :Kiosk Substation | 0.4 | --> | 0.4 | 0.15 | 0.2 | Constrained,otherwise capacity available =362kVA. | --> | 0.38 | 0 | 0 | 0 | 0 | 0 | 0 | Constrained,otherwise capacity available =405kW. | --> | C15 ex COOLMINE | COOLMINE: T41 | FINGLAS |  | 53.3925 | -6.4219
MV/LV Substation HA***439Z | 10 kV | 400V(3ph) & 230V(single ph) | LV | 200 kVA :Kiosk Substation | 0.2 | --> | 0.2 | 0.168 | 1.6 |  | --> | 0.19 | 0 | 0 | 0 | 0.01 | 0.194 | 0 |  | --> | C22 ex CELBRIDGE | CELBRIDGE: T42 | GRIFFINRATH |  | 53.3319 | -6.5357
MV/LV Substation HA***440X | 10 kV | 400V(3ph) & 230V(single ph) | LV | 50 kVA :Pole Substation | 0.05 | --> | 0.05 | 0 | 0 | Constrained,otherwise capacity available =32kVA. | --> | 0.047 | 0 | 0 | 0 | 0 | 0.051 | 0 |  | --> | C22 ex TOGHER | TOGHER: T42 | TRABEG |  | 51.8589 | -8.4956
MV/LV Substation HA***441Y | 20 kV | 400V(3ph) & 230V(single ph) | LV | 100 kVA :Pole Substation | 0.1 | --> | 0.1 | 0.092 | 0.4 |  | --> | 0.095 | 0 | 0 | 0 | 0 | 0.1 | 0 |  | --> | C17 ex KYLEERAGH | KYLEERAGH: T41 | NENAGH |  | 53.0017 | -8.1271
MV/LV Substation HA***4445 | 10 kV | 400V(3ph) & 230V(single ph) | LV | 1000 kVA :Building Structure | 1 | --> | 1 | 0 | 0 | Constrained,otherwise capacity available =500kVA. | --> | 0.95 | 0 | 0 | 0 | 0 | 0.5 | 0 |  | --> | C18 ex WATLING STREET | WATLING STREET: T42 | FRANCIS STREET |  | 53.3474 | -6.2794
MV/LV Substation HA***446Z | 10 kV | 400V(3ph) & 230V(single ph) | LV | 50 kVA :Pole Substation | 0.05 | --> | 0.05 | 0.034 | 5.5 |  | --> | 0.047 | 0 | 0 | 0 | 0.004 | 0.047 | 0 |  | --> | C18 ex LOUGHSHINNY | LOUGHSHINNY: T42 | GLASMORE |  | 53.527 | -6.1085
MV/LV Substation HA***447 | 10 kV | 400V(3ph) & 230V(single ph) | LV | 50 kVA :Pole Substation | 0.05 | --> | 0.05 | 0.046 | 8.9 |  | --> | 0.047 | 0 | 0 | 0 | 0 | 0.049 | 0 |  | --> | C25 ex STEPHENSTOWN | STEPHENSTOWN: T101 | FINGLAS |  | 53.594 | -6.1646
MV/LV Substation HA***448Z | 20 kV | 400V(3ph) & 230V(single ph) | LV | 200 kVA :Kiosk Substation | 0.2 | --> | 0.2 | 0 | 0 | Constrained,otherwise capacity available =157kVA. | --> | 0.19 | 0 | 0 | 0 | 0.017 | 0.188 | 0 |  | --> | E18 ex GLASMORE | GLASMORE: T422 | GLASMORE |  | 53.4864 | -6.2715
MV/LV Substation HA***4493 | 10 kV | 400V(3ph) & 230V(single ph) | LV | 1000 kVA :Building Structure | 1 | --> | 1 | 0.5 | 4.6 |  | --> | 0.95 | 0 | 0 | 0 | 0 | 0.5 | 0 |  | --> | C18 ex CABRA | CABRA: T101 | FINGLAS |  | 53.3634 | -6.2925
MV/LV Substation HA***4494 | 10 kV | 400V(3ph) & 230V(single ph) | LV | 1000 kVA :Building Structure | 1 | --> | 1 | 0.5 | 4.6 |  | --> | 0.95 | 0 | 0 | 0 | 0 | 0.5 | 0 |  | --> | C18 ex CABRA | CABRA: T101 | FINGLAS |  | 53.365 | -6.2918
MV/LV Substation HA***4495 | 10 kV | 400V(3ph) & 230V(single ph) | LV | 1000 kVA :Building Structure | 1 | --> | 1 | 0.5 | 4.6 |  | --> | 0.95 | 0 | 0 | 0 | 0 | 0.5 | 0 |  | --> | C18 ex CABRA | CABRA: T101 | FINGLAS |  | 53.3659 | -6.2912
MV/LV Substation HA***449X | 10 kV | 400V(3ph) & 230V(single ph) | LV | 400 kVA :Kiosk Substation | 0.4 | --> | 0.4 | 0.281 | 0.6 |  | --> | 0.38 | 0 | 0 | 0 | 0.015 | 0.402 | 0 |  | --> | C19 ex CLONDALKIN | CLONDALKIN: T41 | INCHICORE 220KV |  | 53.3116 | -6.404
MV/LV Substation HA***453X | 10 kV | 400V(3ph) & 230V(single ph) | LV | 50 kVA :Pole Substation | 0.05 | --> | 0.05 | 0.05 | 5.5 |  | --> | 0.047 | 0 | 0 | 0 | 0 | 0.049 | 0 |  | --> | C18 ex LOUGHSHINNY | LOUGHSHINNY: T42 | GLASMORE |  | 53.5307 | -6.1168
MV/LV Substation HA***453Y | 20 kV | 400V(3ph) & 230V(single ph) | LV | 400 kVA :Building Structure | 0.4 | --> | 0.4 | 0.327 | 6.7 |  | --> | 0.38 | 0 | 0 | 0 | 0 | 0 | 0 | Constrained,otherwise capacity available =411kW. | --> | E11 ex DUNFIRTH | DUNFIRTH: T122 | DUNFIRTH |  | 53.4013 | -6.8552
MV/LV Substation HA***454X | 10 kV | 400V(3ph) & 230V(single ph) | LV | 1000 kVA :Building Structure | 1 | --> | 1 | 0.5 | 6.6 |  | --> | 0.95 | 0 | 0 | 0 | 0 | 0.5 | 0 |  | --> | C16 ex MISERY HILL | MISERY HILL: T102 | POOLBEG |  | 53.3452 | -6.2372
MV/LV Substation HA***455X | 10 kV | 400V(3ph) & 230V(single ph) | LV | 1000 kVA :Building Structure | 1 | --> | 1 | 0.5 | 6.6 |  | --> | 0.95 | 0 | 0 | 0 | 0 | 0.5 | 0 |  | --> | C16 ex MISERY HILL | MISERY HILL: T102 | POOLBEG |  | 53.3446 | -6.2373
MV/LV Substation HA***456 | 20 kV | 400V(3ph) & 230V(single ph) | LV | 100 kVA :Pole Substation | 0.1 | --> | 0.1 | 0.096 | 4.4 |  | --> | 0.095 | 0 | 0 | 0 | 0 | 0.1 | 0 |  | --> | E16 ex MOHILL | MOHILL: T421∥T422 | CARRICK ON SHANNON |  | 53.9041 | -7.8795
MV/LV Substation HA***459 | 10 kV | 400V(3ph) & 230V(single ph) | LV | 400 kVA :Kiosk Substation | 0.4 | --> | 0.4 | 0.378 | 1.7 |  | --> | 0.38 | 0 | 0 | 0 | 0.003 | 0.4 | 0 |  | --> | C22 ex BISHOPSTOWN | BISHOPSTOWN: T42 | KILBARRY |  | 51.8741 | -8.5348
MV/LV Substation HA***460 | 10 kV | 400V(3ph) & 230V(single ph) | LV | 400 kVA :Kiosk Substation | 0.4 | --> | 0.4 | 0.363 | 1.7 |  | --> | 0.38 | 0 | 0 | 0 | 0.008 | 0.397 | 0 |  | --> | C22 ex BISHOPSTOWN | BISHOPSTOWN: T42 | KILBARRY |  | 51.8748 | -8.5341
MV/LV Substation HA***461 | 10 kV | 400V(3ph) & 230V(single ph) | LV | 400 kVA :Kiosk Substation | 0.4 | --> | 0.4 | 0.367 | 1.7 |  | --> | 0.38 | 0 | 0 | 0 | 0.008 | 0.396 | 0 |  | --> | C22 ex BISHOPSTOWN | BISHOPSTOWN: T42 | KILBARRY |  | 51.8752 | -8.5311
MV/LV Substation HA***461 | 10 kV | 400V(3ph) & 230V(single ph) | LV | 630 kVA :Building Structure | 0.63 | --> | 0.63 | 0.379 | 0.5 |  | --> | 0.598 | 0 | 0 | 0 | 0.011 | 0.5 | 0 |  | --> | C25 ex PEMBROKE | PEMBROKE: T44 | RINGSEND |  | 53.3446 | -6.243
MV/LV Substation HA***464 | 10 kV | 400V(3ph) & 230V(single ph) | LV | 400 kVA :Kiosk Substation | 0.4 | --> | 0.4 | 0.361 | 1.7 |  | --> | 0.38 | 0 | 0 | 0 | 0.003 | 0.402 | 0 |  | --> | C22 ex BISHOPSTOWN | BISHOPSTOWN: T42 | KILBARRY |  | 51.8739 | -8.5315
MV/LV Substation HA***465 | 10 kV | 400V(3ph) & 230V(single ph) | LV | 400 kVA :Kiosk Substation | 0.4 | --> | 0.4 | 0.388 | 1.7 |  | --> | 0.38 | 0 | 0 | 0 | 0 | 0.401 | 0 |  | --> | C22 ex BISHOPSTOWN | BISHOPSTOWN: T42 | KILBARRY |  | 51.8732 | -8.5356
MV/LV Substation HA***465Y | 10 kV | 400V(3ph) & 230V(single ph) | LV | 400 kVA :Building Structure | 0.4 | --> | 0.4 | 0 | 0 | Constrained,otherwise capacity available =241kVA. | --> | 0.38 | 0 | 0 | 0 | 0 | 0.424 | 0 |  | --> | C18 ex BLAKE | BLAKE: T41∥T42 | BLAKE |  | 53.2687 | -6.8326
MV/LV Substation HA***469X | 10 kV | 400V(3ph) & 230V(single ph) | LV | 50 kVA :Pole Substation | 0.05 | --> | 0.05 | 0.02 | 5.5 |  | --> | 0.047 | 0 | 0 | 0 | 0.007 | 0.046 | 0 |  | --> | C18 ex LOUGHSHINNY | LOUGHSHINNY: T42 | GLASMORE |  | 53.5253 | -6.1136
MV/LV Substation HA***469X | 20 kV | 400V(3ph) & 230V(single ph) | LV | 630 kVA :Kiosk Substation | 0.63 | --> | 0.63 | 0 | 0 | Constrained,otherwise capacity available =461kVA. | --> | 0.598 | 0 | 0 | 0 | 0 | 0.5 | 0 |  | --> | E20 ex COLLOONEY | COLLOONEY: T422 | SLIGO |  | 54.2143 | -8.5189
MV/LV Substation HA***4781 | 10 kV | 400V(3ph) & 230V(single ph) | LV | 630 kVA :Kiosk Substation | 0.63 | --> | 0.63 | 0.5 | 8.4 |  | --> | 0.598 | 0 | 0 | 0 | 0 | 0.5 | 0 |  | --> | C19 ex MULLINGAR | MULLINGAR: T101 | MULLINGAR |  | 53.5336 | -7.3425
MV/LV Substation HA***480Z | 20 kV | 400V(3ph) & 230V(single ph) | LV | 200 kVA :Kiosk Substation | 0.2 | --> | 0.2 | 0.18 | 2.7 |  | --> | 0.19 | 0 | 0 | 0 | 0 | 0.203 | 0 |  | --> | E18 ex TULLOW | TULLOW: T422 | CARLOW |  | 52.8645 | -6.5598
MV/LV Substation HA***484X | 20 kV | 400V(3ph) & 230V(single ph) | LV | 50 kVA :Pole Substation | 0.05 | --> | 0.05 | 0.026 | 2.5 |  | --> | 0.047 | 0 | 0 | 0 | 0 | 0.052 | 0 |  | --> | C12 ex ATHY | ATHY: T102 | ATHY |  | 52.9178 | -6.8699
MV/LV Substation HA***486Z | 10 kV | 400V(3ph) & 230V(single ph) | LV | 400 kVA :Kiosk Substation | 0.4 | --> | 0.4 | 0.285 | 1.7 |  | --> | 0.38 | 0 | 0 | 0 | 0.037 | 0.379 | 0 |  | --> | C26 ex BISHOPSTOWN | BISHOPSTOWN: T42 | KILBARRY |  | 51.8938 | -8.5586
MV/LV Substation HA***487 | 10 kV | 400V(3ph) & 230V(single ph) | LV | 50 kVA :Pole Substation | 0.05 | --> | 0.05 | 0 | 0 | Constrained,otherwise capacity available =17kVA. | --> | 0.047 | 0 | 0 | 0 | 0 | 0.054 | 0 |  | --> | C13 ex MALAHIDE | MALAHIDE: T41 | GLASMORE |  | 53.4276 | -6.1542
MV/LV Substation HA***487Z | 10 kV | 400V(3ph) & 230V(single ph) | LV | 50 kVA :Pole Substation | 0.05 | --> | 0.05 | 0.05 | 0.7 |  | --> | 0.047 | 0 | 0 | 0 | 0 | 0.049 | 0 |  | --> | C12 ex AGHAMORE | AGHAMORE: T42 | LANESBORO |  | 53.771 | -8.0895
MV/LV Substation HA***488 | 20 kV | 400V(3ph) & 230V(single ph) | LV | 50 kVA :Pole Substation | 0.05 | --> | 0.05 | 0 | 0 | Constrained,otherwise capacity available =43kVA. | --> | 0.047 | 0 | 0 | 0 | 0 | 0.05 | 0 |  | --> | E17 ex DULEEK | DULEEK: T421∥T422 | DRYBRIDGE |  | 53.6682 | -6.5994
MV/LV Substation HA***489X | 10 kV | 400V(3ph) & 230V(single ph) | LV | 1000 kVA :Building Structure | 1 | --> | 1 | 0.5 | 7 |  | --> | 0.95 | 0 | 0 | 0 | 0 | 0.5 | 0 |  | --> | C31 ex WOLFE TONE STREET | WOLFE TONE STREET: T101 | FINGLAS |  | 53.3479 | -6.2798
MV/LV Substation HA***489Z | 10 kV | 400V(3ph) & 230V(single ph) | LV | 630 kVA :Building Structure | 0.63 | --> | 0.63 | 0.5 | 0.5 |  | --> | 0.598 | 0 | 0 | 0 | 0 | 0.5 | 0 |  | --> | C14 ex BALBRIGGAN | BALBRIGGAN: T42 | GLASMORE |  | 53.6042 | -6.1884
MV/LV Substation HA***491 | 10 kV | 400V(3ph) & 230V(single ph) | LV | 200 kVA :Kiosk Substation | 0.2 | --> | 0.2 | 0.04 | 0 | Constrained,otherwise capacity available =103kVA. | --> | 0.19 | 0 | 0 | 0 | 0.003 | 0.211 | 0 |  | --> | C17 ex GRAIGUENAMANAGH | GRAIGUENAMANAGH: T41∥T42 | KILKENNY |  | 52.5445 | -6.9589
MV/LV Substation HA***500Z | 10 kV | 400V(3ph) & 230V(single ph) | LV | 400 kVA :Building Structure | 0.4 | --> | 0.4 | 0 | 0 | Constrained,otherwise capacity available =277kVA. | --> | 0.38 | 0 | 0 | 0 | 0.011 | 0.407 | 0 |  | --> | C21 ex DOUGLAS | DOUGLAS: T42 | TRABEG |  | 51.8782 | -8.3935
MV/LV Substation HA***502Z | 10 kV | 400V(3ph) & 230V(single ph) | LV | 200 kVA :Pole Substation | 0.2 | --> | 0.2 | 0.17 | 3.3 |  | --> | 0.19 | 0 | 0 | 0 | 0 | 0.204 | 0 |  | --> | E11 ex KNOCKMULLEN | KNOCKMULLEN: T421 | GREAT ISLAND |  | 52.384 | -6.9299
MV/LV Substation HA***502Z | 10 kV | 400V(3ph) & 230V(single ph) | LV | 630 kVA :Building Structure | 0.63 | --> | 0.63 | 0 | 0 | Constrained,otherwise capacity available =452kVA. | --> | 0.598 | 0 | 0 | 0 | 0 | 0.5 | 0 |  | --> | C20 ex MOUNTGORRY | MOUNTGORRY: T42 | GRANGE (DR) |  | 53.4461 | -6.2279
MV/LV Substation HA***504Y | 20 kV | 400V(3ph) & 230V(single ph) | LV | 400 kVA :Kiosk Substation | 0.4 | --> | 0.4 | 0.307 | 5.3 |  | --> | 0.38 | 0 | 0 | 0 | 0.011 | 0.402 | 0 |  | --> | E17 ex BUSH | BUSH: T421∥T422 | DUNDALK |  | 54.0408 | -6.1783
MV/LV Substation HA***513Y | 20 kV | 400V(3ph) & 230V(single ph) | LV | 100 kVA :Pole Substation | 0.1 | --> | 0.1 | 0.067 | 5.2 |  | --> | 0.095 | 0 | 0 | 0 | 0.011 | 0.093 | 0 |  | --> | E16 ex WHITECHURCH | WHITECHURCH: T422 | KILBARRY |  | 51.9594 | -8.4753
MV/LV Substation HA***513Z | 10 kV | 400V(3ph) & 230V(single ph) | LV | 400 kVA :Kiosk Substation | 0.4 | --> | 0.4 | 0.381 | 1.4 |  | --> | 0.38 | 0 | 0 | 0 | 0 | 0.402 | 0 |  | --> | C15 ex LEIXLIP | LEIXLIP: T41 | GRIFFINRATH |  | 53.3543 | -6.4755
MV/LV Substation HA***516Y | 10 kV | 400V(3ph) & 230V(single ph) | LV | 400 kVA :Building Structure | 0.4 | --> | 0.4 | 0.185 | 4.6 |  | --> | 0.38 | 0 | 0 | 0 | 0 | 0.432 | 0 |  | --> | C18 ex LIBERTY STREET | LIBERTY STREET: T102 | LIBERTY STREET |  | 51.8911 | -8.4906
MV/LV Substation HA***517 | 20 kV | 400V(3ph) & 230V(single ph) | LV | 200 kVA :Kiosk Substation | 0.2 | --> | 0.2 | 0 | 0 | Constrained,otherwise capacity available =29kVA. | --> | 0.19 | 0 | 0 | 0 | 0.01 | 0.214 | 0 |  | --> | E15 ex JULIANSTOWN | JULIANSTOWN: T421∥T422 | DRYBRIDGE |  | 53.6309 | -6.2616
MV/LV Substation HA***520Y | 10 kV | 400V(3ph) & 230V(single ph) | LV | 630 kVA :Kiosk Substation | 0.63 | --> | 0.63 | 0 | 0 | Constrained,otherwise capacity available =500kVA. | --> | 0.598 | 0 | 0 | 0 | 0.006 | 0.5 | 0 |  | --> | C12 ex KILLACLOYNE | KILLACLOYNE: T41∥T42 | MIDLETON |  | 51.9115 | -8.2724
MV/LV Substation HA***520Y | 10 kV | 400V(3ph) & 230V(single ph) | LV | 400 kVA :Building Structure | 0.4 | --> | 0.4 | 0.272 | 1.2 |  | --> | 0.38 | 0 | 0 | 0 | 0 | 0.419 | 0 |  | --> | C24 ex POLLERTON | POLLERTON: T42 | CARLOW |  | 52.8395 | -6.9046
MV/LV Substation HA***522X | 10 kV | 400V(3ph) & 230V(single ph) | LV | 1000 kVA :Building Structure | 1 | --> | 1 | 0.5 | 8.7 |  | --> | 0.95 | 0 | 0 | 0 | 0 | 0.5 | 0 |  | --> | C24 ex HAROLDS CROSS | HAROLDS CROSS: T102 | POOLBEG |  | 53.334 | -6.2628
MV/LV Substation HA***522X | 10 kV | 400V(3ph) & 230V(single ph) | LV | 400 kVA :Kiosk Substation | 0.4 | --> | 0.4 | 0.297 | 2.8 |  | --> | 0.38 | 0 | 0 | 0 | 0 | 0.415 | 0 |  | --> | C20 ex INCHICORE NORTH | INCHICORE NORTH: T41 | INCHICORE 220KV |  | 53.3258 | -6.3541
MV/LV Substation HA***525 | 20 kV | 400V(3ph) & 230V(single ph) | LV | 200 kVA :Pole Substation | 0.2 | --> | 0.2 | 0.18 | 2.2 |  | --> | 0.19 | 0 | 0 | 0 | 0.004 | 0 | 0 | Constrained,otherwise capacity available =198kW. | --> | E17 ex BALLYMACARRY | BALLYMACARRY: T421 | TRILLICK |  | 55.0644 | -7.4269
MV/LV Substation HA***527X | 10 kV | 400V(3ph) & 230V(single ph) | LV | 400 kVA :Building Structure | 0.4 | --> | 0.4 | 0.32 | 2.8 |  | --> | 0.38 | 0 | 0 | 0 | 0 | 0.412 | 0 |  | --> | C20 ex INCHICORE NORTH | INCHICORE NORTH: T41 | INCHICORE 220KV |  | 53.3241 | -6.3562
MV/LV Substation HA***528X | 20 kV | 400V(3ph) & 230V(single ph) | LV | 100 kVA :Pole Substation | 0.1 | --> | 0.1 | 0.1 | 3.6 |  | --> | 0.095 | 0 | 0 | 0 | 0 | 0.1 | 0 |  | --> | E20 ex KILLINICK | KILLINICK: T421∥T422 | WEXFORD |  | 52.2487 | -6.5023
MV/LV Substation HA***531X | 10 kV | 400V(3ph) & 230V(single ph) | LV | 200 kVA :Kiosk Substation | 0.2 | --> | 0.2 | 0.119 | 7.2 |  | --> | 0.19 | 0 | 0 | 0 | 0.039 | 0.171 | 0 |  | --> | C22 ex PELLETSTOWN | PELLETSTOWN: T102 | FINGLAS |  | 53.3781 | -6.3652
MV/LV Substation HA***533X | 10 kV | 400V(3ph) & 230V(single ph) | LV | 50 kVA :Pole Substation | 0.05 | --> | 0.05 | 0 | 0 | Constrained,otherwise capacity available =42kVA. | --> | 0.047 | 0 | 0 | 0 | 0 | 0.05 | 0 |  | --> | C11 ex SKIBBEREEN | SKIBBEREEN: T41∥T42 | DUNMANWAY |  | 51.6319 | -9.2715
MV/LV Substation HA***543 | 10 kV | 400V(3ph) & 230V(single ph) | LV | 400 kVA :Kiosk Substation | 0.4 | --> | 0.4 | 0 | 0 | Constrained,otherwise capacity available =392kVA. | --> | 0.38 | 0 | 0 | 0 | 0 | 0.4 | 0 |  | --> | C28 ex CLAREGALWAY | CLAREGALWAY: T42 | GALWAY 110KV |  | 53.3499 | -8.9409
MV/LV Substation HA***544 | 10 kV | 400V(3ph) & 230V(single ph) | LV | 1000 kVA :Building Structure | 1 | --> | 1 | 0 | 0 | Constrained,otherwise capacity available =500kVA. | --> | 0.95 | 0 | 0 | 0 | 0 | 0.5 | 0 |  | --> | C12 ex CAMDEN ROW | CAMDEN ROW: T41 | FRANCIS STREET |  | 53.3336 | -6.2571
MV/LV Substation HA***544 | 10 kV | 400V(3ph) & 230V(single ph) | LV | 630 kVA :Building Structure | 0.63 | --> | 0.63 | 0.486 | 7 |  | --> | 0.598 | 0 | 0 | 0 | 0 | 0.5 | 0 |  | --> | C14 ex PEMBROKE | PEMBROKE: T41∥T43 | RINGSEND |  | 53.3359 | -6.2343
MV/LV Substation HA***544Y | 20 kV | 400V(3ph) & 230V(single ph) | LV | 50 kVA :Pole Substation | 0.05 | --> | 0.05 | 0.05 | 0.3 |  | --> | 0.047 | 0 | 0 | 0 | 0 | 0.049 | 0 |  | --> | C23 ex TUAM NORTH | TUAM NORTH: T41∥T42 | CLOON |  | 53.5178 | -8.8253
MV/LV Substation HA***546Y | 10 kV | 400V(3ph) & 230V(single ph) | LV | 200 kVA :Kiosk Substation | 0.2 | --> | 0.2 | 0.181 | 1.4 |  | --> | 0.19 | 0 | 0 | 0 | 0 | 0.202 | 0 |  | --> | C17 ex ROSCOMMON | ROSCOMMON: T41 | LANESBORO |  | 53.6233 | -8.1689
MV/LV Substation HA***548 | 20 kV | 400V(3ph) & 230V(single ph) | LV | 50 kVA :Pole Substation | 0.05 | --> | 0.05 | 0.047 | 5.3 |  | --> | 0.047 | 0 | 0 | 0 | 0.004 | 0.045 | 0 |  | --> | C14 ex SMEARLA | SMEARLA: T42 | TRIEN |  | 52.4684 | -9.3417
MV/LV Substation HA***550X | 20 kV | 400V(3ph) & 230V(single ph) | LV | 50 kVA :Pole Substation | 0.05 | --> | 0.05 | 0 | 0 | Constrained,otherwise capacity available =48kVA. | --> | 0.047 | 0 | 0 | 0 | 0 | 0.049 | 0 |  | --> | E18 ex CREAGH | CREAGH: T421∥T422 | ATHLONE |  | 53.392 | -8.4818
MV/LV Substation HA***554 | 10 kV | 400V(3ph) & 230V(single ph) | LV | 630 kVA :Building Structure | 0.63 | --> | 0.63 | 0.378 | 1.7 |  | --> | 0.598 | 0 | 0 | 0 | 0.006 | 0.5 | 0 |  | --> | C23 ex PEMBROKE | PEMBROKE: T42 | RINGSEND |  | 53.335 | -6.2425
MV/LV Substation HA***562Z | 10 kV | 400V(3ph) & 230V(single ph) | LV | 400 kVA :Kiosk Substation | 0.4 | --> | 0.4 | 0 | 0 | Constrained,otherwise capacity available =337kVA. | --> | 0.38 | 0 | 0 | 0 | 0.018 | 0.39 | 0 |  | --> | C21 ex DOUGLAS | DOUGLAS: T42 | TRABEG |  | 51.8753 | -8.3959
MV/LV Substation HA***563 | 20 kV | 400V(3ph) & 230V(single ph) | LV | 50 kVA :Pole Substation | 0.05 | --> | 0.05 | 0.046 | 1.6 |  | --> | 0.047 | 0 | 0 | 0 | 0 | 0.049 | 0 |  | --> | E18 ex INCH | INCH: T421∥T422 | OUGHTRAGH |  | 52.1544 | -10.0469
MV/LV Substation HA***563Z | 10 kV | 400V(3ph) & 230V(single ph) | LV | 50 kVA :Pole Substation | 0.05 | --> | 0.05 | 0 | 0 | Constrained,otherwise capacity available =44kVA. | --> | 0.047 | 0 | 0 | 0 | 0 | 0.05 | 0 |  | --> | C11 ex JOHNSTOWN | JOHNSTOWN: T41 | KILTEEL |  | 53.2242 | -6.583
MV/LV Substation HA***564X | 20 kV | 400V(3ph) & 230V(single ph) | LV | 50 kVA :Pole Substation | 0.05 | --> | 0.05 | 0 | 0 | Constrained,otherwise capacity available =28kVA. | --> | 0.047 | 0 | 0 | 0 | 0 | 0.052 | 0 |  | --> | E17 ex DULEEK | DULEEK: T421∥T422 | DRYBRIDGE |  | 53.656 | -6.6198
MV/LV Substation HA***566Y | 10 kV | 400V(3ph) & 230V(single ph) | LV | 100 kVA :Pole Substation | 0.1 | --> | 0.1 | 0 | 0 | Constrained,otherwise capacity available =84kVA. | --> | 0.095 | 0 | 0 | 0 | 0 | 0.102 | 0 |  | --> | C16 ex CLONES | CLONES: T41∥T42 | SHANKILL |  | 54.1893 | -7.241
MV/LV Substation HA***567Z | 10 kV | 400V(3ph) & 230V(single ph) | LV | 100 kVA :Pole Substation | 0.1 | --> | 0.1 | 0.1 | 0.7 |  | --> | 0.095 | 0 | 0 | 0 | 0 | 0 | 0 | Constrained,otherwise capacity available =100kW. | --> | C17 ex BALLYCOOLIN | BALLYCOOLIN: T41 | FINGLAS |  | 53.3969 | -6.339
MV/LV Substation HA***569X | 10 kV | 400V(3ph) & 230V(single ph) | LV | 50 kVA :Pole Substation | 0.05 | --> | 0.05 | 0.05 | 5.5 |  | --> | 0.047 | 0 | 0 | 0 | 0 | 0.049 | 0 |  | --> | C18 ex ABBEYLAND | ABBEYLAND: T42 | NAVAN |  | 53.6289 | -6.7724
MV/LV Substation HA***572Y | 10 kV | 400V(3ph) & 230V(single ph) | LV | 630 kVA :Building Structure | 0.63 | --> | 0.63 | 0.411 | 6.6 |  | --> | 0.598 | 0 | 0 | 0 | 0.007 | 0.5 | 0 |  | --> | C12 ex GLEBE | GLEBE: T41∥T42 | RICHMOND |  | 53.7253 | -7.8019
MV/LV Substation HA***572Y | 10 kV | 400V(3ph) & 230V(single ph) | LV | 50 kVA :Pole Substation | 0.05 | --> | 0.05 | 0.039 | 1.5 |  | --> | 0.047 | 0 | 0 | 0 | 0 | 0.051 | 0 |  | --> | C15 ex DERRYCRAMPH | DERRYCRAMPH: T41∥T42 | SHANKILL |  | 53.9897 | -7.3568
MV/LV Substation HA***575X | 10 kV | 400V(3ph) & 230V(single ph) | LV | 1000 kVA :Building Structure | 1 | --> | 1 | 0.5 | 7 |  | --> | 0.95 | 0 | 0 | 0 | 0 | 0.5 | 0 |  | --> | C27 ex WOLFE TONE STREET | WOLFE TONE STREET: T101 | FINGLAS |  | 53.3481 | -6.2584
MV/LV Substation HA***575Y | 10 kV | 400V(3ph) & 230V(single ph) | LV | 200 kVA :Kiosk Substation | 0.2 | --> | 0.2 | 0.098 | 3.5 |  | --> | 0.19 | 0 | 0 | 0 | 0.021 | 0.193 | 0 |  | --> | C20 ex MARSHES | MARSHES: T42 | DUNDALK |  | 53.9694 | -6.3714
MV/LV Substation HA***579 | 20 kV | 400V(3ph) & 230V(single ph) | LV | 50 kVA :Pole Substation | 0.05 | --> | 0.05 | 0.049 | 3.9 |  | --> | 0.047 | 0 | 0 | 0 | 0 | 0 | 0 | Constrained,otherwise capacity available =49kW. | --> | E12 ex ASHBOURNE | ASHBOURNE: T422 | FINGLAS |  | 53.4972 | -6.4095
MV/LV Substation HA***583X | 10 kV | 400V(3ph) & 230V(single ph) | LV | 50 kVA :Pole Substation | 0.05 | --> | 0.05 | 0 | 0 | Constrained,otherwise capacity available =33kVA. | --> | 0.047 | 0 | 0 | 0 | 0 | 0 | 0 | Constrained,otherwise capacity available =51kW. | --> | C18 ex RATHDOWNEY | RATHDOWNEY: T42 | IKERRIN |  | 52.8356 | -7.6192
MV/LV Substation HA***585X | 10 kV | 400V(3ph) & 230V(single ph) | LV | 100 kVA :Pole Substation | 0.1 | --> | 0.1 | 0.078 | 2.1 |  | --> | 0.095 | 0 | 0 | 0 | 0 | 0.103 | 0 |  | --> | C15 ex GRANAGH | GRANAGH: T41∥T42 | WATERFORD |  | 52.3125 | -7.1744
MV/LV Substation HA***585X | 10 kV | 400V(3ph) & 230V(single ph) | LV | 100 kVA :Pole Substation | 0.1 | --> | 0.1 | 0 | 0 | Constrained,otherwise capacity available =68kVA. | --> | 0.095 | 0 | 0 | 0 | 0.005 | 0.099 | 0 |  | --> | C16 ex MORRISTOWN | MORRISTOWN: T41∥T42 | NEWBRIDGE |  | 53.1942 | -6.8251
MV/LV Substation HA***591X | 20 kV | 400V(3ph) & 230V(single ph) | LV | 630 kVA :Kiosk Substation | 0.63 | --> | 0.63 | 0.5 | 5.6 |  | --> | 0.598 | 0 | 0 | 0 | 0.013 | 0.5 | 0 |  | --> | E18 ex CRANE | CRANE: T122 | CRANE |  | 52.6462 | -6.2294
MV/LV Substation HA***591Z | 10 kV | 400V(3ph) & 230V(single ph) | LV | 630 kVA :Building Structure | 0.63 | --> | 0.63 | 0 | 0 | Constrained,otherwise capacity available =483kVA. | --> | 0.598 | 0 | 0 | 0 | 0.004 | 0.5 | 0 |  | --> | C23 ex KILBARRY | KILBARRY: T101 | KILBARRY |  | 51.9051 | -8.5044
MV/LV Substation HA***596 | 20 kV | 400V(3ph) & 230V(single ph) | LV | 50 kVA :Pole Substation | 0.05 | --> | 0.05 | 0.036 | 5.6 |  | --> | 0.047 | 0 | 0 | 0 | 0 | 0.051 | 0 |  | --> | E17 ex CRANE | CRANE: T122 | CRANE |  | 52.564 | -6.4449
MV/LV Substation HA***596Z | 10 kV | 400V(3ph) & 230V(single ph) | LV | 630 kVA :Building Structure | 0.63 | --> | 0.63 | 0.485 | 4.7 |  | --> | 0.598 | 0 | 0 | 0 | 0 | 0.5 | 0 |  | --> | C12 ex LIFFEY VALLEY | LIFFEY VALLEY: T42 | INCHICORE 220KV |  | 53.355 | -6.4073
MV/LV Substation HA***598 | 10 kV | 400V(3ph) & 230V(single ph) | LV | 630 kVA :Building Structure | 0.63 | --> | 0.63 | 0 | 0 | Constrained,otherwise capacity available =290kVA. | --> | 0.598 | 0 | 0 | 0 | 0 | 0.5 | 0 |  | --> | C13 ex CAMDEN ROW | CAMDEN ROW: T41 | FRANCIS STREET |  | 53.3358 | -6.2631
MV/LV Substation HA***608X | 10 kV | 400V(3ph) & 230V(single ph) | LV | 200 kVA :Kiosk Substation | 0.2 | --> | 0.2 | 0.101 | 3.2 |  | --> | 0.19 | 0 | 0 | 0 | 0 | 0.214 | 0 |  | --> | C14 ex MCDONAGH | MCDONAGH: T42 | KILKENNY |  | 52.6578 | -7.2278
MV/LV Substation HA***609 | 10 kV | 400V(3ph) & 230V(single ph) | LV | 200 kVA :Kiosk Substation | 0.2 | --> | 0.2 | 0.143 | 1 |  | --> | 0.19 | 0 | 0 | 0 | 0.005 | 0.203 | 0 |  | --> | C16 ex KILCULLEN | KILCULLEN: T42 | STRATFORD |  | 53.113 | -6.8567
MV/LV Substation HA***610 | 20 kV | 400V(3ph) & 230V(single ph) | LV | 50 kVA :Pole Substation | 0.05 | --> | 0.05 | 0.042 | 0.3 |  | --> | 0.047 | 0 | 0 | 0 | 0 | 0.05 | 0 |  | --> | C17 ex TUAM NORTH | TUAM NORTH: T41∥T42 | CLOON |  | 53.5071 | -8.8122
MV/LV Substation HA***613Z | 20 kV | 400V(3ph) & 230V(single ph) | LV | 50 kVA :Pole Substation | 0.05 | --> | 0.05 | 0.031 | 3.6 |  | --> | 0.047 | 0 | 0 | 0 | 0 | 0.051 | 0 |  | --> | E20 ex KILLINICK | KILLINICK: T421∥T422 | WEXFORD |  | 52.2547 | -6.5042
MV/LV Substation HA***615 | 10 kV | 400V(3ph) & 230V(single ph) | LV | 200 kVA :Pole Substation | 0.2 | --> | 0.2 | 0 | 0 | Constrained,otherwise capacity available =151kVA. | --> | 0.19 | 0 | 0 | 0 | 0.014 | 0.192 | 0 |  | --> | C13 ex MALAHIDE | MALAHIDE: T41 | GLASMORE |  | 53.4189 | -6.1762
MV/LV Substation HA***617Y | 10 kV | 400V(3ph) & 230V(single ph) | LV | 630 kVA :Building Structure | 0.63 | --> | 0.63 | 0.5 | 3.5 |  | --> | 0.598 | 0 | 0 | 0 | 0 | 0.5 | 0 |  | --> | C18 ex MARSHES | MARSHES: T42 | DUNDALK |  | 53.9907 | -6.3767
MV/LV Substation HA***619 | 10 kV | 400V(3ph) & 230V(single ph) | LV | 400 kVA :Building Structure | 0.4 | --> | 0.4 | 0 | 0 | Constrained,otherwise capacity available =274kVA. | --> | 0.38 | 0 | 0 | 0 | 0 | 0 | 0 | Constrained,otherwise capacity available =419kW. | --> | C13 ex DONEGAL | DONEGAL: T41∥T42 | CATHALEENS FALL |  | 54.6967 | -8.0556
MV/LV Substation HA***619Z | 10 kV | 400V(3ph) & 230V(single ph) | LV | 400 kVA :Building Structure | 0.4 | --> | 0.4 | 0 | 0 | Constrained,otherwise capacity available =387kVA. | --> | 0.38 | 0 | 0 | 0 | 0 | 0.401 | 0 |  | --> | C23 ex COLLEGE PARK | COLLEGE PARK: T101 | COLLEGE PARK |  | 53.4191 | -6.353
MV/LV Substation HA***620X | 10 kV | 400V(3ph) & 230V(single ph) | LV | 200 kVA :Pole Substation | 0.2 | --> | 0.2 | 0.199 | 5.1 |  | --> | 0.19 | 0 | 0 | 0 | 0 | 0.2 | 0 |  | --> | C11 ex LLOYD | LLOYD: T41∥T42 | NAVAN |  | 53.7621 | -7.0044
MV/LV Substation HA***622 | 20 kV | 400V(3ph) & 230V(single ph) | LV | 50 kVA :Pole Substation | 0.05 | --> | 0.05 | 0.047 | 5.8 |  | --> | 0.047 | 0 | 0 | 0 | 0 | 0.049 | 0 |  | --> | E12 ex DUNMANWAY | DUNMANWAY: T422 | DUNMANWAY |  | 51.7195 | -9.0903
MV/LV Substation HA***622X | 10 kV | 400V(3ph) & 230V(single ph) | LV | 100 kVA :Pole Substation | 0.1 | --> | 0.1 | 0.08 | 3.4 |  | --> | 0.095 | 0 | 0 | 0 | 0 | 0.103 | 0 |  | --> | C16 ex STICKILLEN | STICKILLEN: T41∥T42 | DRYBRIDGE |  | 53.8139 | -6.5247
MV/LV Substation HA***625X | 10 kV | 400V(3ph) & 230V(single ph) | LV | 200 kVA :Kiosk Substation | 0.2 | --> | 0.2 | 0.135 | 1.1 |  | --> | 0.19 | 0 | 0 | 0 | 0 | 0.21 | 0 |  | --> | C20 ex CAHIRCALLA | CAHIRCALLA: T41∥T42 | ENNIS |  | 52.8283 | -8.982
MV/LV Substation HA***625X | 10 kV | 400V(3ph) & 230V(single ph) | LV | 630 kVA :Building Structure | 0.63 | --> | 0.63 | 0.487 | 8.9 |  | --> | 0.598 | 0 | 0 | 0 | 0 | 0.5 | 0 |  | --> | C11 ex CARROWBEG | CARROWBEG: T41∥T42 | CARROWBEG |  | 53.8 | -9.5479
MV/LV Substation HA***626 | 10 kV | 400V(3ph) & 230V(single ph) | LV | 200 kVA :Building Structure | 0.2 | --> | 0.2 | 0.12 | 0.2 |  | --> | 0.19 | 0 | 0 | 0 | 0 | 0 | 0 | Constrained,otherwise capacity available =212kW. | --> | C15 ex COOLMINE | COOLMINE: T41 | FINGLAS |  | 53.3959 | -6.4157
MV/LV Substation HA***627Z | 10 kV | 400V(3ph) & 230V(single ph) | LV | 400 kVA :Building Structure | 0.4 | --> | 0.4 | 0.362 | 1.6 |  | --> | 0.38 | 0 | 0 | 0 | 0.003 | 0.402 | 0 |  | --> | C18 ex CELBRIDGE | CELBRIDGE: T42 | GRIFFINRATH |  | 53.3231 | -6.524
MV/LV Substation HA***629 | 10 kV | 400V(3ph) & 230V(single ph) | LV | 630 kVA :Building Structure | 0.63 | --> | 0.63 | 0 | 0 | Constrained,otherwise capacity available =489kVA. | --> | 0.598 | 0 | 0 | 0 | 0 | 0.5 | 0 |  | --> | C21 ex PHIBSBORO | PHIBSBORO: T41 | FINGLAS |  | 53.358 | -6.2874
MV/LV Substation HA***631X | 10 kV | 400V(3ph) & 230V(single ph) | LV | 400 kVA :Kiosk Substation | 0.4 | --> | 0.4 | 0.383 | 4.6 |  | --> | 0.38 | 0 | 0 | 0 | 0.003 | 0.399 | 0 |  | --> | C21 ex BALLYRAINE | BALLYRAINE: T41∥T42 | LETTERKENNY |  | 54.9779 | -7.7415
MV/LV Substation HA***633 | 10 kV | 400V(3ph) & 230V(single ph) | LV | 400 kVA :Building Structure | 0.4 | --> | 0.4 | 0.294 | 3.4 |  | --> | 0.38 | 0 | 0 | 0 | 0.042 | 0.372 | 0 |  | --> | C27 ex GALWAY 110KV | GALWAY 110KV: T103 | GALWAY 110KV |  | 53.2696 | -9.0421
MV/LV Substation HA***633 | 10 kV | 400V(3ph) & 230V(single ph) | LV | 400 kVA :Building Structure | 0.4 | --> | 0.4 | 0.368 | 8.7 |  | --> | 0.38 | 0 | 0 | 0 | 0 | 0.404 | 0 |  | --> | C24 ex HAROLDS CROSS | HAROLDS CROSS: T102 | POOLBEG |  | 53.3321 | -6.2614
MV/LV Substation HA***633Y | 10 kV | 400V(3ph) & 230V(single ph) | LV | 630 kVA :Kiosk Substation | 0.63 | --> | 0.63 | 0.46 | 1.8 |  | --> | 0.598 | 0 | 0 | 0 | 0.01 | 0.5 | 0 |  | --> | C17 ex DUNDALK | DUNDALK: T41 | DUNDALK |  | 53.9996 | -6.4158
MV/LV Substation HA***638 | 10 kV | 400V(3ph) & 230V(single ph) | LV | 100 kVA :Pole Substation | 0.1 | --> | 0.1 | 0 | 0 | Constrained,otherwise capacity available =96kVA. | --> | 0.095 | 0 | 0 | 0 | 0 | 0.1 | 0 |  | --> | C11 ex SKIBBEREEN | SKIBBEREEN: T41∥T42 | DUNMANWAY |  | 51.6273 | -9.2669
MV/LV Substation HA***639X | 10 kV | 400V(3ph) & 230V(single ph) | LV | 200 kVA :Pole Substation | 0.2 | --> | 0.2 | 0.187 | 3.7 |  | --> | 0.19 | 0 | 0 | 0 | 0 | 0.201 | 0 |  | --> | C12 ex ROSS CARBERY | ROSS CARBERY: T41∥T42 | DUNMANWAY |  | 51.5669 | -8.9909
MV/LV Substation HA***640 | 10 kV | 400V(3ph) & 230V(single ph) | LV | 50 kVA :Pole Substation | 0.05 | --> | 0.05 | 0.041 | 5.5 |  | --> | 0.047 | 0 | 0 | 0 | 0.003 | 0.047 | 0 |  | --> | C18 ex LOUGHSHINNY | LOUGHSHINNY: T42 | GLASMORE |  | 53.5313 | -6.119
MV/LV Substation HA***640X | 10 kV | 400V(3ph) & 230V(single ph) | LV | 400 kVA :Kiosk Substation | 0.4 | --> | 0.4 | 0 | 0 | Constrained,otherwise capacity available =281kVA. | --> | 0.38 | 0 | 0 | 0 | 0.015 | 0.402 | 0 |  | --> | C12 ex DENNEHYS CROSS | DENNEHYS CROSS: T42 | TRABEG |  | 51.889 | -8.492
MV/LV Substation HA***641 | 10 kV | 400V(3ph) & 230V(single ph) | LV | 200 kVA :Pole Substation | 0.2 | --> | 0.2 | 0.188 | 5.5 |  | --> | 0.19 | 0 | 0 | 0 | 0 | 0.201 | 0 |  | --> | C18 ex LOUGHSHINNY | LOUGHSHINNY: T42 | GLASMORE |  | 53.5294 | -6.1125
MV/LV Substation HA***641X | 10 kV | 400V(3ph) & 230V(single ph) | LV | 400 kVA :Kiosk Substation | 0.4 | --> | 0.4 | 0.294 | 11.5 |  | --> | 0.38 | 0 | 0 | 0 | 0.015 | 0.4 | 0 |  | --> | C14 ex BALLYBEG | BALLYBEG: T102 | CARRICKMINES |  | 52.9944 | -6.0889
MV/LV Substation HA***649X | 10 kV | 400V(3ph) & 230V(single ph) | LV | 200 kVA :Kiosk Substation | 0.2 | --> | 0.2 | 0 | 0 | Constrained,otherwise capacity available =133kVA. | --> | 0.19 | 0 | 0 | 0 | 0.022 | 0.186 | 0 |  | --> | C14 ex GARDEN CITY | GARDEN CITY: T41∥T42 | ARKLOW |  | 52.6777 | -6.2828
MV/LV Substation HA***650 | 20 kV | 400V(3ph) & 230V(single ph) | LV | 50 kVA :Pole Substation | 0.05 | --> | 0.05 | 0.043 | 1.6 |  | --> | 0.047 | 0 | 0 | 0 | 0 | 0.05 | 0 |  | --> | C18 ex NEWTOWNCUNNINGHAM | NEWTOWNCUNNINGHAM: T41∥T42 | LETTERKENNY |  | 55.0683 | -7.3818
MV/LV Substation HA***656 | 10 kV | 400V(3ph) & 230V(single ph) | LV | 50 kVA :Pole Substation | 0.05 | --> | 0.05 | 0 | 0 | Constrained,otherwise capacity available =40kVA. | --> | 0.047 | 0 | 0 | 0 | 0 | 0.051 | 0 |  | --> | C13 ex BUTTEVANT | BUTTEVANT: T41∥T42 | MALLOW |  | 52.1922 | -8.6503
MV/LV Substation HA***662 | 20 kV | 400V(3ph) & 230V(single ph) | LV | 50 kVA :Pole Substation | 0.05 | --> | 0.05 | 0.022 | 3.3 |  | --> | 0.047 | 0 | 0 | 0 | 0 | 0.053 | 0 |  | --> | E12 ex BIRDHILL | BIRDHILL: T422 | ARDNACRUSHA |  | 52.8034 | -8.4488
MV/LV Substation HA***662X | 10 kV | 400V(3ph) & 230V(single ph) | LV | 200 kVA :Kiosk Substation | 0.2 | --> | 0.2 | 0.081 | 0.9 |  | --> | 0.19 | 0 | 0 | 0 | 0.006 | 0.211 | 0 |  | --> | C12 ex RIVERSTOWN | RIVERSTOWN: T41∥T42 | KILBARRY |  | 51.932 | -8.3958
MV/LV Substation HA***665 | 10 kV | 400V(3ph) & 230V(single ph) | LV | 200 kVA :Kiosk Substation | 0.2 | --> | 0.2 | 0.127 | 2.1 |  | --> | 0.19 | 0 | 0 | 0 | 0.018 | 0.191 | 0 |  | --> | C16 ex LITTLE BRAY | LITTLE BRAY: T42 | FASSAROE |  | 53.2383 | -6.124
MV/LV Substation HA***666X | 10 kV | 400V(3ph) & 230V(single ph) | LV | 50 kVA :Pole Substation | 0.05 | --> | 0.05 | 0.046 | 3.9 |  | --> | 0.047 | 0 | 0 | 0 | 0 | 0.049 | 0 |  | --> | C17 ex DUNMANWAY | DUNMANWAY: T43 | DUNMANWAY |  | 51.724 | -9.0814
MV/LV Substation HA***675Z | 10 kV | 400V(3ph) & 230V(single ph) | LV | 50 kVA :Pole Substation | 0.05 | --> | 0.05 | 0.05 | 1.2 |  | --> | 0.047 | 0 | 0 | 0 | 0 | 0 | 0 | Constrained,otherwise capacity available =49kW. | --> | C15 ex ROSBERCON | ROSBERCON: T42 | WATERFORD |  | 52.3958 | -6.9644
MV/LV Substation HA***677Z | 10 kV | 400V(3ph) & 230V(single ph) | LV | 630 kVA :Building Structure | 0.63 | --> | 0.63 | 0.5 | 15.8 |  | --> | 0.598 | 0 | 0 | 0 | 0.007 | 0.5 | 0 |  | --> | C36 ex CASTLEVIEW | CASTLEVIEW: T102 | CASTLEVIEW |  | 51.8962 | -8.3316
MV/LV Substation HA***683X | 10 kV | 400V(3ph) & 230V(single ph) | LV | 200 kVA :Kiosk Substation | 0.2 | --> | 0.2 | 0 | 0 | Constrained,otherwise capacity available =174kVA. | --> | 0.19 | 0 | 0 | 0 | 0.004 | 0.199 | 0 |  | --> | C20 ex BALLYGAR | BALLYGAR: T42 | ATHLONE |  | 53.5237 | -8.326
MV/LV Substation HA***687Y | 10 kV | 400V(3ph) & 230V(single ph) | LV | 200 kVA :Pole Substation | 0.2 | --> | 0.2 | 0.178 | 3.6 |  | --> | 0.19 | 0 | 0 | 0 | 0.004 | 0.198 | 0 |  | --> | E17 ex KILLINICK | KILLINICK: T421∥T422 | WEXFORD |  | 52.2511 | -6.3414
MV/LV Substation HA***696X | 10 kV | 400V(3ph) & 230V(single ph) | LV | 50 kVA :Pole Substation | 0.05 | --> | 0.05 | 0.049 | 3.4 |  | --> | 0.047 | 0 | 0 | 0 | 0 | 0.049 | 0 |  | --> | C16 ex STICKILLEN | STICKILLEN: T41∥T42 | DRYBRIDGE |  | 53.808 | -6.5341
MV/LV Substation HA***698X | 10 kV | 400V(3ph) & 230V(single ph) | LV | 200 kVA :Kiosk Substation | 0.2 | --> | 0.2 | 0 | 0 | Constrained,otherwise capacity available =158kVA. | --> | 0.19 | 0 | 0 | 0 | 0 | 0.206 | 0 |  | --> | C14 ex GARDEN CITY | GARDEN CITY: T41∥T42 | ARKLOW |  | 52.679 | -6.2837
MV/LV Substation HA***705X | 10 kV | 400V(3ph) & 230V(single ph) | LV | 630 kVA :Kiosk Substation | 0.63 | --> | 0.63 | 0.5 | 6.6 |  | --> | 0.598 | 0 | 0 | 0 | 0 | 0.5 | 0 |  | --> | C12 ex FACTORY CROSS | FACTORY CROSS: T42 | BARNAHELY |  | 51.8409 | -8.303
MV/LV Substation HA***708Y | 10 kV | 400V(3ph) & 230V(single ph) | LV | 200 kVA :Kiosk Substation | 0.2 | --> | 0.2 | 0 | 0 | Constrained,otherwise capacity available =183kVA. | --> | 0.19 | 0 | 0 | 0 | 0 | 0.202 | 0 |  | --> | C15 ex KINSALE | KINSALE: T41∥T42 | BANDON |  | 51.7021 | -8.4983
MV/LV Substation HA***710 | 10 kV | 400V(3ph) & 230V(single ph) | LV | 400 kVA :Kiosk Substation | 0.4 | --> | 0.4 | 0 | 0 | Constrained,otherwise capacity available =265kVA. | --> | 0.38 | 0 | 0 | 0 | 0.006 | 0.414 | 0 |  | --> | C13 ex SANDYFORD | SANDYFORD: T41 | CARRICKMINES |  | 53.2691 | -6.2622
MV/LV Substation HA***714 | 10 kV | 400V(3ph) & 230V(single ph) | LV | 200 kVA :Building Structure | 0.2 | --> | 0.2 | 0.158 | 3.8 |  | --> | 0.19 | 0 | 0 | 0 | 0 | 0.206 | 0 |  | --> | C19 ex DUN LAOGHAIRE | DUN LAOGHAIRE: T41 | BLACKROCK |  | 53.2956 | -6.1369
MV/LV Substation HA***721X | 10 kV | 400V(3ph) & 230V(single ph) | LV | 50 kVA :Pole Substation | 0.05 | --> | 0.05 | 0 | 0 | Constrained,otherwise capacity available =17kVA. | --> | 0.047 | 0 | 0 | 0 | 0.004 | 0 | 0 | Constrained,otherwise capacity available =49kW. | --> | C21 ex BIRR | BIRR: T41 | DALLOW |  | 53.0792 | -7.9024
MV/LV Substation HA***727X | 10 kV | 400V(3ph) & 230V(single ph) | LV | 200 kVA :Kiosk Substation | 0.2 | --> | 0.2 | 0.193 | 1.1 |  | --> | 0.19 | 0 | 0 | 0 | 0.007 | 0.193 | 0 |  | --> | C15 ex SCARTEEN | SCARTEEN: T41∥T42 | MALLOW |  | 52.1081 | -8.6911
MV/LV Substation HA***730X | 10 kV | 400V(3ph) & 230V(single ph) | LV | 400 kVA :Kiosk Substation | 0.4 | --> | 0.4 | 0.286 | 0.9 |  | --> | 0.38 | 0 | 0 | 0 | 0.035 | 0.38 | 0 |  | --> | C12 ex RIVERSTOWN | RIVERSTOWN: T41∥T42 | KILBARRY |  | 51.9339 | -8.3946
MV/LV Substation HA***730Z | 10 kV | 400V(3ph) & 230V(single ph) | LV | 400 kVA :Building Structure | 0.4 | --> | 0.4 | 0.346 | 15.8 |  | --> | 0.38 | 0 | 0 | 0 | 0.007 | 0.4 | 0 |  | --> | C36 ex CASTLEVIEW | CASTLEVIEW: T102 | CASTLEVIEW |  | 51.8941 | -8.3316
MV/LV Substation HA***731Z | 10 kV | 400V(3ph) & 230V(single ph) | LV | 630 kVA :Building Structure | 0.63 | --> | 0.63 | 0.476 | 15.8 |  | --> | 0.598 | 0 | 0 | 0 | 0.089 | 0.5 | 0 |  | --> | C36 ex CASTLEVIEW | CASTLEVIEW: T102 | CASTLEVIEW |  | 51.8946 | -8.333
MV/LV Substation HA***734 | 20 kV | 400V(3ph) & 230V(single ph) | LV | 50 kVA :Pole Substation | 0.05 | --> | 0.05 | 0.036 | 0.7 |  | --> | 0.047 | 0 | 0 | 0 | 0 | 0.051 | 0 |  | --> | C17 ex MONEYCOOLEY | MONEYCOOLEY: T41 | GRIFFINRATH |  | 53.4135 | -6.5062
MV/LV Substation HA***735Z | 10 kV | 400V(3ph) & 230V(single ph) | LV | 400 kVA :Building Structure | 0.4 | --> | 0.4 | 0 | 0 | Constrained,otherwise capacity available =366kVA. | --> | 0.38 | 0 | 0 | 0 | 0.004 | 0.4 | 0 |  | --> | C14 ex MOUNTGORRY | MOUNTGORRY: T42 | GRANGE (DR) |  | 53.456 | -6.2054
MV/LV Substation HA***736 | 10 kV | 400V(3ph) & 230V(single ph) | LV | 50 kVA :Pole Substation | 0.05 | --> | 0.05 | 0 | 0 | Constrained,otherwise capacity available =45kVA. | --> | 0.047 | 0 | 0 | 0 | 0 | 0.05 | 0 |  | --> | C11 ex JOHNSTOWN | JOHNSTOWN: T41 | KILTEEL |  | 53.2219 | -6.5955
MV/LV Substation HA***738Y | 10 kV | 400V(3ph) & 230V(single ph) | LV | 630 kVA :Building Structure | 0.63 | --> | 0.63 | 0 | 0 | Constrained,otherwise capacity available =461kVA. | --> | 0.598 | 0 | 0 | 0 | 0 | 0.5 | 0 |  | --> | C14 ex CAVAN | CAVAN: T42 | SHANKILL |  | 53.9998 | -7.356
MV/LV Substation HA***740X | 10 kV | 400V(3ph) & 230V(single ph) | LV | 630 kVA :Building Structure | 0.63 | --> | 0.63 | 0 | 0 | Constrained,otherwise capacity available =500kVA. | --> | 0.598 | 0 | 0 | 0 | 0 | 0.5 | 0 |  | --> | C14 ex WHITEHALL | WHITEHALL: T41 | FINGLAS |  | 53.3759 | -6.245
MV/LV Substation HA***743 | 10 kV | 400V(3ph) & 230V(single ph) | LV | 200 kVA :Pole Substation | 0.2 | --> | 0.2 | 0.193 | 2 |  | --> | 0.19 | 0 | 0 | 0 | 0 | 0.2 | 0 |  | --> | C25 ex TYCOR | TYCOR: T41∥T42 | WATERFORD |  | 52.2739 | -7.148
MV/LV Substation HA***753Y | 10 kV | 400V(3ph) & 230V(single ph) | LV | 1000 kVA :Building Structure | 1 | --> | 1 | 0.5 | 6.6 |  | --> | 0.95 | 0 | 0 | 0 | 0 | 0.5 | 0 |  | --> | C12 ex GLEBE | GLEBE: T41∥T42 | RICHMOND |  | 53.7243 | -7.8009
MV/LV Substation HA***757 | 10 kV | 400V(3ph) & 230V(single ph) | LV | 200 kVA :Pole Substation | 0.2 | --> | 0.2 | 0.147 | 5 |  | --> | 0.19 | 0 | 0 | 0 | 0 | 0.207 | 0 |  | --> | C28 ex GALWAY 110KV | GALWAY 110KV: T102 | GALWAY 110KV |  | 53.3261 | -9.0193
MV/LV Substation HA***758 | 10 kV | 400V(3ph) & 230V(single ph) | LV | 100 kVA :Pole Substation | 0.1 | --> | 0.1 | 0.05 | 7 |  | --> | 0.095 | 0 | 0 | 0 | 0 | 0.107 | 0 |  | --> | C19 ex BUSHFIELD | BUSHFIELD: T41 | ATHLONE |  | 53.4279 | -7.9044
MV/LV Substation HA***765X | 10 kV | 400V(3ph) & 230V(single ph) | LV | 100 kVA :Pole Substation | 0.1 | --> | 0.1 | 0 | 0 | Constrained,otherwise capacity available =68kVA. | --> | 0.095 | 0 | 0 | 0 | 0.007 | 0.097 | 0 |  | --> | C15 ex KINSALE | KINSALE: T41∥T42 | BANDON |  | 51.701 | -8.496
MV/LV Substation HA***771 | 10 kV | 400V(3ph) & 230V(single ph) | LV | 400 kVA :Kiosk Substation | 0.4 | --> | 0.4 | 0.297 | 0.8 |  | --> | 0.38 | 0 | 0 | 0 | 0.033 | 0.38 | 0 |  | --> | C19 ex BELFIELD | BELFIELD: T41 | BLACKROCK |  | 53.3026 | -6.2244
MV/LV Substation HA***772 | 10 kV | 400V(3ph) & 230V(single ph) | LV | 200 kVA :Kiosk Substation | 0.2 | --> | 0.2 | 0.147 | 0.8 |  | --> | 0.19 | 0 | 0 | 0 | 0.007 | 0.2 | 0 |  | --> | C19 ex BELFIELD | BELFIELD: T41 | BLACKROCK |  | 53.3019 | -6.2224
MV/LV Substation HA***778 | 10 kV | 400V(3ph) & 230V(single ph) | LV | 1000 kVA :Building Structure | 1 | --> | 1 | 0.5 | 6.6 |  | --> | 0.95 | 0 | 0 | 0 | 0 | 0.5 | 0 |  | --> | C16 ex MISERY HILL | MISERY HILL: T102 | POOLBEG |  | 53.3422 | -6.2399
MV/LV Substation HA***780Y | 10 kV | 400V(3ph) & 230V(single ph) | LV | 100 kVA :Pole Substation | 0.1 | --> | 0.1 | 0.1 | 4.2 |  | --> | 0.095 | 0 | 0 | 0 | 0 | 0.1 | 0 |  | --> | C21 ex MARSHES | MARSHES: T41 | DUNDALK |  | 53.9589 | -6.3858
MV/LV Substation HA***781 | 20 kV | 400V(3ph) & 230V(single ph) | LV | 200 kVA :Kiosk Substation | 0.2 | --> | 0.2 | 0 | 0 | Constrained,otherwise capacity available =159kVA. | --> | 0.19 | 0 | 0 | 0 | 0 | 0.206 | 0 |  | --> | C17 ex KINSALE | KINSALE: T41∥T42 | BANDON |  | 51.8049 | -8.5682
MV/LV Substation HA***784 | 10 kV | 400V(3ph) & 230V(single ph) | LV | 50 kVA :Pole Substation | 0.05 | --> | 0.05 | 0.039 | 0.2 |  | --> | 0.047 | 0 | 0 | 0 | 0 | 0 | 0 | Constrained,otherwise capacity available =51kW. | --> | C18 ex DUNGLOE | DUNGLOE: T42 | ARDNAGAPPARY |  | 54.9808 | -8.4986
MV/LV Substation HA***787 | 10 kV | 400V(3ph) & 230V(single ph) | LV | 100 kVA :Pole Substation | 0.1 | --> | 0.1 | 0.1 | 2.1 |  | --> | 0.095 | 0 | 0 | 0 | 0 | 0.1 | 0 |  | --> | C15 ex GRANAGH | GRANAGH: T41∥T42 | WATERFORD |  | 52.2915 | -7.1638
MV/LV Substation HA***787X | 10 kV | 400V(3ph) & 230V(single ph) | LV | 1000 kVA :Building Structure | 1 | --> | 1 | 0.5 | 6.6 |  | --> | 0.95 | 0 | 0 | 0 | 0 | 0.5 | 0 |  | --> | C14 ex MISERY HILL | MISERY HILL: T102 | POOLBEG |  | 53.3442 | -6.2345
MV/LV Substation HA***793X | 10 kV | 400V(3ph) & 230V(single ph) | LV | 400 kVA :Kiosk Substation | 0.4 | --> | 0.4 | 0.215 | 2.2 |  | --> | 0.38 | 0 | 0 | 0 | 0.018 | 0.409 | 0 |  | --> | C21 ex MALLOW | MALLOW: T41 | MALLOW |  | 52.1506 | -8.6303
MV/LV Substation HA***793Y | 10 kV | 400V(3ph) & 230V(single ph) | LV | 630 kVA :Building Structure | 0.63 | --> | 0.63 | 0.5 | 1.8 |  | --> | 0.598 | 0 | 0 | 0 | 0 | 0.5 | 0 |  | --> | C17 ex RATHMULLAN | RATHMULLAN: T41 | DRYBRIDGE |  | 53.7136 | -6.353
MV/LV Substation HA***796Z | 10 kV | 400V(3ph) & 230V(single ph) | LV | 630 kVA :Kiosk Substation | 0.63 | --> | 0.63 | 0 | 0 | Constrained,otherwise capacity available =477kVA. | --> | 0.598 | 0 | 0 | 0 | 0.011 | 0.5 | 0 |  | --> | C16 ex CARRIGALINE | CARRIGALINE: T41∥T42 | BARNAHELY |  | 51.8747 | -8.3509
MV/LV Substation HA***804 | 20 kV | 400V(3ph) & 230V(single ph) | LV | 100 kVA :Pole Substation | 0.1 | --> | 0.1 | 0.09 | 1.6 |  | --> | 0.095 | 0 | 0 | 0 | 0 | 0.101 | 0 |  | --> | E17 ex DINGLE | DINGLE: T421 | OUGHTRAGH |  | 52.1424 | -10.2744
MV/LV Substation HA***804X | 10 kV | 400V(3ph) & 230V(single ph) | LV | 400 kVA :Kiosk Substation | 0.4 | --> | 0.4 | 0.325 | 1.4 |  | --> | 0.38 | 0 | 0 | 0 | 0.028 | 0.382 | 0 |  | --> | C17 ex ROSCOMMON | ROSCOMMON: T41 | LANESBORO |  | 53.6271 | -8.1677
MV/LV Substation HA***807 | 20 kV | 400V(3ph) & 230V(single ph) | LV | 50 kVA :Pole Substation | 0.05 | --> | 0.05 | 0.048 | 11.9 |  | --> | 0.047 | 0 | 0 | 0 | 0 | 0 | 0 | Constrained,otherwise capacity available =49kW. | --> | E15 ex WESTPORT | WESTPORT: T421∥T422 | CASTLEBAR |  | 53.8143 | -9.4063
MV/LV Substation HA***808X | 20 kV | 400V(3ph) & 230V(single ph) | LV | 400 kVA :Kiosk Substation | 0.4 | --> | 0.4 | 0 | 0 | Constrained,otherwise capacity available =374kVA. | --> | 0.38 | 0 | 0 | 0 | 0.007 | 0.372 | 0 | Constrained,otherwise capacity available =396kW. | --> | C11 ex TIMOLEAGUE | TIMOLEAGUE: T41 | BANDON |  | 51.6343 | -8.7228
MV/LV Substation HA***811X | 10 kV | 400V(3ph) & 230V(single ph) | LV | 100 kVA :Pole Substation | 0.1 | --> | 0.1 | 0.077 | 4.2 |  | --> | 0.095 | 0 | 0 | 0 | 0.007 | 0.095 | 0 |  | --> | C21 ex MARSHES | MARSHES: T41 | DUNDALK |  | 53.9689 | -6.3837
MV/LV Substation HA***816Y | 20 kV | 400V(3ph) & 230V(single ph) | LV | 100 kVA :Pole Substation | 0.1 | --> | 0.1 | 0.099 | 2.5 |  | --> | 0.095 | 0 | 0 | 0 | 0 | 0.1 | 0 |  | --> | C12 ex ATHY | ATHY: T102 | ATHY |  | 52.913 | -6.8815
MV/LV Substation HA***817Y | 10 kV | 400V(3ph) & 230V(single ph) | LV | 630 kVA :Kiosk Substation | 0.63 | --> | 0.63 | 0 | 0 | Constrained,otherwise capacity available =500kVA. | --> | 0.598 | 0 | 0 | 0 | 0 | 0 | 0 | Constrained,otherwise capacity available =500kW. | --> | C14 ex HOLYCROSS ROAD | HOLYCROSS ROAD: T41∥T42 | THURLES |  | 52.6715 | -7.8184
MV/LV Substation HA***821Y | 20 kV | 400V(3ph) & 230V(single ph) | LV | 100 kVA :Pole Substation | 0.1 | --> | 0.1 | 0.048 | 2.2 |  | --> | 0.095 | 0 | 0 | 0 | 0 | 0.107 | 0 |  | --> | E15 ex CLONROCHE | CLONROCHE: T421∥T422 | WEXFORD |  | 52.4284 | -6.8154
MV/LV Substation HA***822X | 10 kV | 400V(3ph) & 230V(single ph) | LV | 200 kVA :Kiosk Substation | 0.2 | --> | 0.2 | 0.124 | 4.3 |  | --> | 0.19 | 0 | 0 | 0 | 0.003 | 0.208 | 0 |  | --> | C18 ex WHITESTOWN | WHITESTOWN: T42 | COOKSTOWN |  | 53.2752 | -6.3978
MV/LV Substation HA***824 | 20 kV | 400V(3ph) & 230V(single ph) | LV | 100 kVA :Pole Substation | 0.1 | --> | 0.1 | 0.096 | 1.6 |  | --> | 0.095 | 0 | 0 | 0 | 0 | 0.1 | 0 |  | --> | C18 ex NEWTOWNCUNNINGHAM | NEWTOWNCUNNINGHAM: T41∥T42 | LETTERKENNY |  | 55.0397 | -7.4175
MV/LV Substation HA***825X | 10 kV | 400V(3ph) & 230V(single ph) | LV | 400 kVA :Kiosk Substation | 0.4 | --> | 0.4 | 0.21 | 2.2 |  | --> | 0.38 | 0 | 0 | 0 | 0 | 0.429 | 0 |  | --> | C16 ex SPA ROAD | SPA ROAD: T41∥T42 | DOON |  | 52.3523 | -7.699
MV/LV Substation HA***827Y | 10 kV | 400V(3ph) & 230V(single ph) | LV | 100 kVA :Pole Substation | 0.1 | --> | 0.1 | 0 | 0 | Constrained,otherwise capacity available =93kVA. | --> | 0.095 | 0 | 0 | 0 | 0 | 0.1 | 0 |  | --> | E18 ex FINEA | FINEA: T421∥T422 | SHANKILL |  | 53.7422 | -7.3522
MV/LV Substation HA***828Y | 10 kV | 400V(3ph) & 230V(single ph) | LV | 200 kVA :Pole Substation | 0.2 | --> | 0.2 | 0 | 0 | Constrained,otherwise capacity available =193kVA. | --> | 0.19 | 0 | 0 | 0 | 0 | 0.2 | 0 |  | --> | E18 ex FINEA | FINEA: T421∥T422 | SHANKILL |  | 53.741 | -7.3499
MV/LV Substation HA***833 | 10 kV | 400V(3ph) & 230V(single ph) | LV | 630 kVA :Building Structure | 0.63 | --> | 0.63 | 0.5 | 2.8 |  | --> | 0.598 | 0 | 0 | 0 | 0 | 0.5 | 0 |  | --> | C18 ex MERRION SQUARE | MERRION SQUARE: T41 | RINGSEND |  | 53.3411 | -6.2408
MV/LV Substation HA***834X | 10 kV | 400V(3ph) & 230V(single ph) | LV | 400 kVA :Kiosk Substation | 0.4 | --> | 0.4 | 0 | 0 | Constrained,otherwise capacity available =331kVA. | --> | 0.38 | 0 | 0 | 0 | 0.009 | 0.4 | 0 |  | --> | C17 ex LOUGHREA | LOUGHREA: T41∥T42 | SOMERSET |  | 53.2043 | -8.5736
MV/LV Substation HA***844X | 10 kV | 400V(3ph) & 230V(single ph) | LV | 400 kVA :Kiosk Substation | 0.4 | --> | 0.4 | 0 | 0 | Constrained,otherwise capacity available =342kVA. | --> | 0.38 | 0 | 0 | 0 | 0 | 0.408 | 0 |  | --> | C15 ex SKIBBEREEN | SKIBBEREEN: T41∥T42 | DUNMANWAY |  | 51.5466 | -9.2579
MV/LV Substation HA***845X | 20 kV | 400V(3ph) & 230V(single ph) | LV | 200 kVA :Pole Substation | 0.2 | --> | 0.2 | 0.177 | 8.3 |  | --> | 0.19 | 0 | 0 | 0 | 0 | 0.203 | 0 |  | --> | E20 ex BALTRASNA | BALTRASNA: T122 | BALTRASNA |  | 53.5272 | -6.4166
MV/LV Substation HA***850X | 10 kV | 400V(3ph) & 230V(single ph) | LV | 1000 kVA :Building Structure | 1 | --> | 1 | 0.5 | 7 |  | --> | 0.95 | 0 | 0 | 0 | 0 | 0.5 | 0 |  | --> | C31 ex WOLFE TONE STREET | WOLFE TONE STREET: T101 | FINGLAS |  | 53.348 | -6.2798
MV/LV Substation HA***856Y | 20 kV | 400V(3ph) & 230V(single ph) | LV | 100 kVA :Pole Substation | 0.1 | --> | 0.1 | 0.087 | 4.4 |  | --> | 0.095 | 0 | 0 | 0 | 0 | 0 | 0 | Constrained,otherwise capacity available =101kW. | --> | E21 ex SLANE | SLANE: T421 | DRYBRIDGE |  | 53.7155 | -6.5733
MV/LV Substation HA***857 | 10 kV | 400V(3ph) & 230V(single ph) | LV | 100 kVA :Pole Substation | 0.1 | --> | 0.1 | 0.098 | 5.2 |  | --> | 0.095 | 0 | 0 | 0 | 0 | 0.1 | 0 |  | --> | C12 ex KILFLYNN | KILFLYNN: T41∥T42 | TRALEE |  | 52.3961 | -9.5552
MV/LV Substation HA***857X | 10 kV | 400V(3ph) & 230V(single ph) | LV | 200 kVA :Kiosk Substation | 0.2 | --> | 0.2 | 0 | 0 | Constrained,otherwise capacity available =196kVA. | --> | 0.19 | 0 | 0 | 0 | 0 | 0.2 | 0 |  | --> | C15 ex SKIBBEREEN | SKIBBEREEN: T41∥T42 | DUNMANWAY |  | 51.4849 | -9.3672
MV/LV Substation HA***857X | 10 kV | 400V(3ph) & 230V(single ph) | LV | 630 kVA :Kiosk Substation | 0.63 | --> | 0.63 | 0 | 0 | Constrained,otherwise capacity available =500kVA. | --> | 0.598 | 0 | 0 | 0 | 0.029 | 0.5 | 0 |  | --> | C15 ex ORANMORE | ORANMORE: T41 | GALWAY 110KV |  | 53.2645 | -8.9325
MV/LV Substation HA***858Y | 10 kV | 400V(3ph) & 230V(single ph) | LV | 630 kVA :Building Structure | 0.63 | --> | 0.63 | 0.48 | 8.4 |  | --> | 0.598 | 0 | 0 | 0 | 0 | 0.5 | 0 |  | --> | C19 ex MULLINGAR | MULLINGAR: T101 | MULLINGAR |  | 53.5279 | -7.3365
MV/LV Substation HA***859Y | 10 kV | 400V(3ph) & 230V(single ph) | LV | 400 kVA :Kiosk Substation | 0.4 | --> | 0.4 | 0.147 | 0.1 | Constrained,otherwise capacity available =252kVA. | --> | 0.38 | 0 | 0 | 0 | 0.015 | 0.406 | 0 |  | --> | C16 ex JOHNSTOWN | JOHNSTOWN: T42 | KILTEEL |  | 53.2432 | -6.5939
MV/LV Substation HA***865 | 10 kV | 400V(3ph) & 230V(single ph) | LV | 50 kVA :Pole Substation | 0.05 | --> | 0.05 | 0.05 | 5.5 |  | --> | 0.047 | 0 | 0 | 0 | 0 | 0.049 | 0 |  | --> | C16 ex LOUGHSHINNY | LOUGHSHINNY: T42 | GLASMORE |  | 53.5638 | -6.1114
MV/LV Substation HA***866Z | 10 kV | 400V(3ph) & 230V(single ph) | LV | 1000 kVA :Building Structure | 1 | --> | 1 | 0.5 | 8.3 |  | --> | 0.95 | 0 | 0 | 0 | 0 | 0.5 | 0 |  | --> | C20 ex MONREAD | MONREAD: T102 | MONREAD |  | 53.2372 | -6.6494
MV/LV Substation HA***869 | 10 kV | 400V(3ph) & 230V(single ph) | LV | 1000 kVA :Building Structure | 1 | --> | 1 | 0.5 | 8.7 |  | --> | 0.95 | 0 | 0 | 0 | 0 | 0.5 | 0 |  | --> | C24 ex HAROLDS CROSS | HAROLDS CROSS: T102 | POOLBEG |  | 53.3329 | -6.2633
MV/LV Substation HA***871X | 10 kV | 400V(3ph) & 230V(single ph) | LV | 50 kVA :Pole Substation | 0.05 | --> | 0.05 | 0 | 0 | Constrained,otherwise capacity available =41kVA. | --> | 0.047 | 0 | 0 | 0 | 0 | 0.05 | 0 |  | --> | C13 ex MALAHIDE | MALAHIDE: T41 | GLASMORE |  | 53.4285 | -6.1525
MV/LV Substation HA***872 | 10 kV | 400V(3ph) & 230V(single ph) | LV | 200 kVA :Kiosk Substation | 0.2 | --> | 0.2 | 0 | 0 | Constrained,otherwise capacity available =198kVA. | --> | 0.19 | 0 | 0 | 0 | 0 | 0.2 | 0 |  | --> | C12 ex CRANMORE | CRANMORE: T41∥T42 | SLIGO |  | 54.2309 | -8.4541
MV/LV Substation HA***872X | 20 kV | 400V(3ph) & 230V(single ph) | LV | 100 kVA :Pole Substation | 0.1 | --> | 0.1 | 0.098 | 11.9 |  | --> | 0.095 | 0 | 0 | 0 | 0 | 0 | 0 | Constrained,otherwise capacity available =100kW. | --> | E11 ex WESTPORT | WESTPORT: T421∥T422 | CASTLEBAR |  | 53.8004 | -9.9544
MV/LV Substation HA***876 | 20 kV | 400V(3ph) & 230V(single ph) | LV | 50 kVA :Pole Substation | 0.05 | --> | 0.05 | 0 | 0 | Constrained,otherwise capacity available =33kVA. | --> | 0.047 | 0 | 0 | 0 | 0.009 | 0 | 0 | Constrained,otherwise capacity available =42kW. | --> | E15 ex ASHBOURNE | ASHBOURNE: T421 | FINGLAS |  | 53.4965 | -6.4025
MV/LV Substation HA***885X | 10 kV | 400V(3ph) & 230V(single ph) | LV | 1000 kVA :Building Structure | 1 | --> | 1 | 0.5 | 4.6 |  | --> | 0.95 | 0 | 0 | 0 | 0 | 0.5 | 0 |  | --> | C22 ex LIBERTY STREET | LIBERTY STREET: T102 | LIBERTY STREET |  | 51.8973 | -8.4784
MV/LV Substation HA***886 | 20 kV | 400V(3ph) & 230V(single ph) | LV | 50 kVA :Pole Substation | 0.05 | --> | 0.05 | 0 | 0 | Constrained,otherwise capacity available =45kVA. | --> | 0.047 | 0 | 0 | 0 | 0 | 0.05 | 0 |  | --> | E11 ex KILCULLEN | KILCULLEN: T424 | STRATFORD |  | 53.1323 | -6.6894
MV/LV Substation HA***889Y | 10 kV | 400V(3ph) & 230V(single ph) | LV | 400 kVA :Building Structure | 0.4 | --> | 0.4 | 0.348 | 3.3 |  | --> | 0.38 | 0 | 0 | 0 | 0 | 0.407 | 0 |  | --> | C16 ex MOYLISH | MOYLISH: T41∥T42 | ARDNACRUSHA |  | 52.6788 | -8.6587
MV/LV Substation HA***890 | 20 kV | 400V(3ph) & 230V(single ph) | LV | 1000 kVA :Building Structure | 1 | --> | 1 | 0.5 | 3 |  | --> | 0.95 | 0 | 0 | 0 | 0 | 0 | 0 | Constrained,otherwise capacity available =500kW. | --> | C20 ex SWINFORD | SWINFORD: T41∥T42 | CASTLEBAR |  | 53.8599 | -8.8481
MV/LV Substation HA***894Y | 10 kV | 400V(3ph) & 230V(single ph) | LV | 100 kVA :Pole Substation | 0.1 | --> | 0.1 | 0 | 0 | Constrained,otherwise capacity available =74kVA. | --> | 0.095 | 0 | 0 | 0 | 0 | 0.103 | 0 |  | --> | C11 ex JOHNSTOWN | JOHNSTOWN: T41 | KILTEEL |  | 53.2387 | -6.5843
MV/LV Substation HA***896 | 10 kV | 400V(3ph) & 230V(single ph) | LV | 400 kVA :Kiosk Substation | 0.4 | --> | 0.4 | 0.263 | 1.3 |  | --> | 0.38 | 0 | 0 | 0 | 0.014 | 0.406 | 0 |  | --> | C20 ex DODDER ROAD | DODDER ROAD: T42 | MILLTOWN (DR) |  | 53.2934 | -6.2682
MV/LV Substation HA***897X | 20 kV | 400V(3ph) & 230V(single ph) | LV | 50 kVA :Pole Substation | 0.05 | --> | 0.05 | 0.035 | 7.4 |  | --> | 0.047 | 0 | 0 | 0 | 0.007 | 0.044 | 0 |  | --> | C03 ex AHANE | AHANE: T102 | AHANE |  | 52.6662 | -8.5354
MV/LV Substation HA***902 | 10 kV | 400V(3ph) & 230V(single ph) | LV | 630 kVA :Kiosk Substation | 0.63 | --> | 0.63 | 0.198 | 3.6 |  | --> | 0.598 | 0 | 0 | 0 | 0 | 0.5 | 0 |  | --> | C18 ex CASTLEREA | CASTLEREA: T41∥T42 | CARRICK ON SHANNON |  | 53.7676 | -8.4788
MV/LV Substation HA***905X | 10 kV | 400V(3ph) & 230V(single ph) | LV | 400 kVA :Kiosk Substation | 0.4 | --> | 0.4 | 0.303 | 11.5 |  | --> | 0.38 | 0 | 0 | 0 | 0.037 | 0.375 | 0 |  | --> | C20 ex BALLYBEG | BALLYBEG: T102 | CARRICKMINES |  | 52.9816 | -6.0575
MV/LV Substation HA***911 | 10 kV | 400V(3ph) & 230V(single ph) | LV | 400 kVA :Kiosk Substation | 0.4 | --> | 0.4 | 0.356 | 1.6 |  | --> | 0.38 | 0 | 0 | 0 | 0.006 | 0.4 | 0 |  | --> | C16 ex NEWTOWNCUNNINGHAM | NEWTOWNCUNNINGHAM: T41∥T42 | LETTERKENNY |  | 54.9971 | -7.5017
MV/LV Substation HA***914 | 10 kV | 400V(3ph) & 230V(single ph) | LV | 100 kVA :Pole Substation | 0.1 | --> | 0.1 | 0.055 | 9.8 |  | --> | 0.095 | 0 | 0 | 0 | 0 | 0.106 | 0 |  | --> | C12 ex KILCOOLE | KILCOOLE: T41∥T42 | FASSAROE |  | 53.0995 | -6.0714
MV/LV Substation HA***917 | 20 kV | 400V(3ph) & 230V(single ph) | LV | 1000 kVA :Building Structure | 1 | --> | 1 | 0 | 0 | Constrained,otherwise capacity available =500kVA. | --> | 0.95 | 0 | 0 | 0 | 0 | 0.5 | 0 |  | --> | E45 ex CLAREGALWAY | CLAREGALWAY: T421 | GALWAY 110KV |  | 53.4099 | -8.9318
MV/LV Substation HA***919 | 20 kV | 400V(3ph) & 230V(single ph) | LV | 200 kVA :Pole Substation | 0.2 | --> | 0.2 | 0 | 0 | Constrained,otherwise capacity available =144kVA. | --> | 0.19 | 0 | 0 | 0 | 0 | 0.208 | 0 |  | --> | E12 ex KILCULLEN | KILCULLEN: T424 | STRATFORD |  | 53.0965 | -6.7705
MV/LV Substation HA***929 | 20 kV | 400V(3ph) & 230V(single ph) | LV | 400 kVA :Kiosk Substation | 0.4 | --> | 0.4 | 0.36 | 3.3 |  | --> | 0.38 | 0 | 0 | 0 | 0 | 0.406 | 0 |  | --> | E12 ex BIRDHILL | BIRDHILL: T422 | ARDNACRUSHA |  | 52.8093 | -8.4511
MV/LV Substation HA***932 | 20 kV | 400V(3ph) & 230V(single ph) | LV | 400 kVA :Kiosk Substation | 0.4 | --> | 0.4 | 0.374 | 3.7 |  | --> | 0.38 | 0 | 0 | 0 | 0 | 0 | 0 | Constrained,otherwise capacity available =403kW. | --> | E14 ex FOXHOLE | FOXHOLE: T421∥T422 | DUNGARVAN |  | 51.9547 | -7.8464
MV/LV Substation HA***934X | 10 kV | 400V(3ph) & 230V(single ph) | LV | 1000 kVA :Building Structure | 1 | --> | 1 | 0.5 | 6.6 |  | --> | 0.95 | 0 | 0 | 0 | 0 | 0.5 | 0 |  | --> | C14 ex MISERY HILL | MISERY HILL: T102 | POOLBEG |  | 53.3443 | -6.2345
MV/LV Substation HA***936 | 10 kV | 400V(3ph) & 230V(single ph) | LV | 50 kVA :Pole Substation | 0.05 | --> | 0.05 | 0 | 0 | Constrained,otherwise capacity available =38kVA. | --> | 0.047 | 0 | 0 | 0 | 0.003 | 0.047 | 0 |  | --> | C13 ex BUTTEVANT | BUTTEVANT: T41∥T42 | MALLOW |  | 52.1947 | -8.6488
MV/LV Substation HA***938X | 10 kV | 400V(3ph) & 230V(single ph) | LV | 50 kVA :Pole Substation | 0.05 | --> | 0.05 | 0.048 | 8.3 |  | --> | 0.047 | 0 | 0 | 0 | 0.003 | 0.046 | 0 |  | --> | C18 ex MONREAD | MONREAD: T102 | MONREAD |  | 53.229 | -6.6979
MV/LV Substation HA***941X | 10 kV | 400V(3ph) & 230V(single ph) | LV | 400 kVA :Building Structure | 0.4 | --> | 0.4 | 0.307 | 4.3 |  | --> | 0.38 | 0 | 0 | 0 | 0 | 0.414 | 0 |  | --> | C18 ex WHITESTOWN | WHITESTOWN: T42 | COOKSTOWN |  | 53.2755 | -6.3959
MV/LV Substation HA***943 | 10 kV | 400V(3ph) & 230V(single ph) | LV | 100 kVA :Pole Substation | 0.1 | --> | 0.1 | 0.077 | 2 |  | --> | 0.095 | 0 | 0 | 0 | 0.008 | 0.094 | 0 |  | --> | C15 ex BALLYTIVNAN | BALLYTIVNAN: T41 | SLIGO |  | 54.2726 | -8.4297
MV/LV Substation HA***946 | 20 kV | 400V(3ph) & 230V(single ph) | LV | 33 kVA :Pole Substation | 0.033 | --> | 0.033 | 0.027 | 26.7 |  | --> | 0.031 | 0 | 0 | 0 | 0.004 | 0.029 | 0 |  | --> | E17 ex WEXFORD | WEXFORD: T121∥T122 | WEXFORD |  | 52.3106 | -6.7345
MV/LV Substation HA***947X | 10 kV | 400V(3ph) & 230V(single ph) | LV | 100 kVA :Pole Substation | 0.1 | --> | 0.1 | 0 | 0 | Constrained,otherwise capacity available =57kVA. | --> | 0.095 | 0 | 0 | 0 | 0 | 0.106 | 0 |  | --> | C11 ex JOHNSTOWN | JOHNSTOWN: T41 | KILTEEL |  | 53.2412 | -6.586
MV/LV Substation HA***952 | 20 kV | 400V(3ph) & 230V(single ph) | LV | 50 kVA :Pole Substation | 0.05 | --> | 0.05 | 0.038 | 4.4 |  | --> | 0.047 | 0 | 0 | 0 | 0 | 0 | 0 | Constrained,otherwise capacity available =51kW. | --> | E19 ex SLANE | SLANE: T421 | DRYBRIDGE |  | 53.6712 | -6.5968
MV/LV Substation HA***959 | 10 kV | 400V(3ph) & 230V(single ph) | LV | 1000 kVA :Building Structure | 1 | --> | 1 | 0 | 1.5 |  | --> | 0.95 | 0 | 0 | 0 | 0 | 0.5 | 0 |  | --> | C20 ex SHERIFF STREET | SHERIFF STREET: T42 | FRANCIS STREET |  | 53.3505 | -6.2492
MV/LV Substation HA***962 | 10 kV | 400V(3ph) & 230V(single ph) | LV | 630 kVA :Building Structure | 0.63 | --> | 0.63 | 0.5 | 8.7 |  | --> | 0.598 | 0 | 0 | 0 | 0 | 0.5 | 0 |  | --> | C24 ex HAROLDS CROSS | HAROLDS CROSS: T102 | POOLBEG |  | 53.3333 | -6.2637
MV/LV Substation HA***964 | 10 kV | 400V(3ph) & 230V(single ph) | LV | 400 kVA :Building Structure | 0.4 | --> | 0.4 | 0 | 8.7 |  | --> | 0.38 | 0 | 0 | 0 | 0 | 0.5 | 0 |  | --> | C24 ex HAROLDS CROSS | HAROLDS CROSS: T102 | POOLBEG |  | 53.3334 | -6.2629
MV/LV Substation HA***965 | 10 kV | 400V(3ph) & 230V(single ph) | LV | 100 kVA :Pole Substation | 0.1 | --> | 0.1 | 0 | 0 | Constrained,otherwise capacity available =64kVA. | --> | 0.095 | 0 | 0 | 0 | 0 | 0.105 | 0 |  | --> | C22 ex TOGHER | TOGHER: T42 | TRABEG |  | 51.8627 | -8.4957
MV/LV Substation HA***971 | 10 kV | 400V(3ph) & 230V(single ph) | LV | 50 kVA :Pole Substation | 0.05 | --> | 0.05 | 0.037 | 3.6 |  | --> | 0.047 | 0 | 0 | 0 | 0 | 0.051 | 0 |  | --> | C17 ex CASTLEREA | CASTLEREA: T41∥T42 | CARRICK ON SHANNON |  | 53.7497 | -8.4785
MV/LV Substation HA***971X | 20 kV | 400V(3ph) & 230V(single ph) | LV | 50 kVA :Pole Substation | 0.05 | --> | 0.05 | 0.05 | 2.7 |  | --> | 0.047 | 0 | 0 | 0 | 0 | 0.049 | 0 |  | --> | E18 ex TULLOW | TULLOW: T422 | CARLOW |  | 52.8595 | -6.5535
MV/LV Substation HA***973X | 10 kV | 400V(3ph) & 230V(single ph) | LV | 200 kVA :Kiosk Substation | 0.2 | --> | 0.2 | 0 | 0 | Constrained,otherwise capacity available =136kVA. | --> | 0.19 | 0 | 0 | 0 | 0.012 | 0.196 | 0 |  | --> | C11 ex NAAS | NAAS: T41 | NEWBRIDGE |  | 53.2116 | -6.651
MV/LV Substation HA***975X | 10 kV | 400V(3ph) & 230V(single ph) | LV | 50 kVA :Pole Substation | 0.05 | --> | 0.05 | 0.014 | 1 |  | --> | 0.047 | 0 | 0 | 0 | 0 | 0.054 | 0 |  | --> | C11 ex ABBEYLAND | ABBEYLAND: T41 | NAVAN |  | 53.6495 | -6.7068
MV/LV Substation HA***977X | 10 kV | 400V(3ph) & 230V(single ph) | LV | 200 kVA :Kiosk Substation | 0.2 | --> | 0.2 | 0 | 0 | Constrained,otherwise capacity available =134kVA. | --> | 0.19 | 0 | 0 | 0 | 0.008 | 0.201 | 0 |  | --> | C12 ex COBH | COBH: T41∥T42 | COW CROSS |  | 51.8558 | -8.2737
MV/LV Substation HA***979Y | 20 kV | 400V(3ph) & 230V(single ph) | LV | 200 kVA :Pole Substation | 0.2 | --> | 0.2 | 0 | 0 | Constrained,otherwise capacity available =195kVA. | --> | 0.19 | 0 | 0 | 0 | 0.003 | 0.197 | 0 |  | --> | E17 ex DULEEK | DULEEK: T421∥T422 | DRYBRIDGE |  | 53.6577 | -6.6225
MV/LV Substation HA***981X | 10 kV | 400V(3ph) & 230V(single ph) | LV | 200 kVA :Kiosk Substation | 0.2 | --> | 0.2 | 0 | 0 | Constrained,otherwise capacity available =127kVA. | --> | 0.19 | 0 | 0 | 0 | 0.015 | 0.195 | 0 |  | --> | C11 ex NAAS | NAAS: T41 | NEWBRIDGE |  | 53.2111 | -6.6498
MV/LV Substation HA***981X | 10 kV | 400V(3ph) & 230V(single ph) | LV | 400 kVA :Kiosk Substation | 0.4 | --> | 0.4 | 0 | 0 | Constrained,otherwise capacity available =302kVA. | --> | 0.38 | 0 | 0 | 0 | 0.04 | 0.372 | 0 |  | --> | C23 ex KILBARRY | KILBARRY: T101 | KILBARRY |  | 51.9068 | -8.4996
MV/LV Substation HA***986 | 10 kV | 400V(3ph) & 230V(single ph) | LV | 400 kVA :Kiosk Substation | 0.4 | --> | 0.4 | 0.29 | 10.8 |  | --> | 0.38 | 0 | 0 | 0 | 0.063 | 0.35 | 0 |  | --> | C23 ex SALTHILL | SALTHILL: T101 | SALTHILL |  | 53.2703 | -9.1053
MV/LV Substation HA***990 | 20 kV | 400V(3ph) & 230V(single ph) | LV | 1000 kVA :Building Structure | 1 | --> | 1 | 0 | 0 | Constrained,otherwise capacity available =490kVA. | --> | 0.95 | 0 | 0 | 0 | 0 | 0.5 | 0 |  | --> | C12 ex BALLYHAUNIS | BALLYHAUNIS: T41∥T42 | DALTON |  | 53.8433 | -8.7932
MV/LV Substation HA***990X | 20 kV | 400V(3ph) & 230V(single ph) | LV | 400 kVA :Kiosk Substation | 0.4 | --> | 0.4 | 0.29 | 3 |  | --> | 0.38 | 0 | 0 | 0 | 0 | 0 | 0 | Constrained,otherwise capacity available =417kW. | --> | E16 ex WINDSOR | WINDSOR: T421∥T422 | CASTLEBAR |  | 53.8461 | -9.2876
MV/LV Substation HA***995X | 10 kV | 400V(3ph) & 230V(single ph) | LV | 200 kVA :Pole Substation | 0.2 | --> | 0.2 | 0 | 0 | Constrained,otherwise capacity available =130kVA. | --> | 0.19 | 0 | 0 | 0 | 0.001 | 0.209 | 0 |  | --> | C22 ex CAVAN | CAVAN: T42 | SHANKILL |  | 53.9939 | -7.3568
MV/LV Substation HA***997Y | 10 kV | 400V(3ph) & 230V(single ph) | LV | 200 kVA :Kiosk Substation | 0.2 | --> | 0.2 | 0.166 | 2.8 |  | --> | 0.19 | 0 | 0 | 0 | 0.01 | 0.194 | 0 |  | --> | C15 ex COES ROAD | COES ROAD: T41∥T42 | DUNDALK |  | 54.0042 | -6.3608
MV/LV Substation HE***005 | 10 kV | 400V(3ph) & 230V(single ph) | LV | 630 kVA :Building Structure | 0.63 | --> | 0.63 | 0.412 | 2.3 |  | --> | 0.598 | 0 | 0 | 0 | 0.005 | 0 | 0 | Constrained,otherwise capacity available =500kW. | --> | C14 ex KILRUSH | KILRUSH: T41∥T42 | TULLABRACK |  | 52.6373 | -9.4886
MV/LV Substation HE***005X | 10 kV | 400V(3ph) & 230V(single ph) | LV | 400 kVA :Kiosk Substation | 0.4 | --> | 0.4 | 0.333 | 2.6 |  | --> | 0.38 | 0 | 0 | 0 | 0 | 0.41 | 0 |  | --> | C23 ex SALLYNOGGIN ROAD | SALLYNOGGIN ROAD: T41 | CHERRYWOOD |  | 53.2783 | -6.1057
MV/LV Substation HE***010 | 10 kV | 400V(3ph) & 230V(single ph) | LV | 200 kVA :Pole Substation | 0.2 | --> | 0.2 | 0.118 | 2.2 |  | --> | 0.19 | 0 | 0 | 0 | 0.002 | 0.21 | 0 |  | --> | C23 ex KELLS | KELLS: T41∥T42 | NAVAN |  | 53.7258 | -6.8744
MV/LV Substation HE***013Y | 10 kV | 400V(3ph) & 230V(single ph) | LV | 200 kVA :Kiosk Substation | 0.2 | --> | 0.2 | 0.189 | 2.2 |  | --> | 0.19 | 0 | 0 | 0 | 0.002 | 0.199 | 0 |  | --> | C25 ex KELLS | KELLS: T41∥T42 | NAVAN |  | 53.7266 | -6.869
MV/LV Substation HE***016 | 10 kV | 400V(3ph) & 230V(single ph) | LV | 400 kVA :Kiosk Substation | 0.4 | --> | 0.4 | 0 | 0 | Constrained,otherwise capacity available =305kVA. | --> | 0.38 | 0 | 0 | 0 | 0.017 | 0 | 0 | Constrained,otherwise capacity available =397kW. | --> | C17 ex PORTLAOISE | PORTLAOISE: T41 | PORTLAOISE |  | 53.0386 | -7.2747
MV/LV Substation HE***016 | 10 kV | 400V(3ph) & 230V(single ph) | LV | 400 kVA :Kiosk Substation | 0.4 | --> | 0.4 | 0.214 | 0.7 |  | --> | 0.38 | 0 | 0 | 0 | 0.014 | 0.413 | 0 |  | --> | C18 ex KNOCKMULLEN | KNOCKMULLEN: T42 | GREAT ISLAND |  | 52.3909 | -6.9479
MV/LV Substation HE***017 | 10 kV | 400V(3ph) & 230V(single ph) | LV | 500 kVA :Building Structure | 0.5 | --> | 0.5 | 0.485 | 4.9 |  | --> | 0.475 | 0 | 0 | 0 | 0 | 0.5 | 0 |  | --> | C17 ex SHANNON | SHANNON: T41 | DRUMLINE |  | 52.6989 | -8.9036
MV/LV Substation HE***018 | 10 kV | 400V(3ph) & 230V(single ph) | LV | 50 kVA :Pole Substation | 0.05 | --> | 0.05 | 0.045 | 5 |  | --> | 0.047 | 0 | 0 | 0 | 0 | 0.05 | 0 |  | --> | C14 ex BALLYTIVNAN | BALLYTIVNAN: T42 | SLIGO |  | 54.2846 | -8.4745
MV/LV Substation HE***021 | 10 kV | 400V(3ph) & 230V(single ph) | LV | 400 kVA :Kiosk Substation | 0.4 | --> | 0.4 | 0.286 | 1.8 |  | --> | 0.38 | 0 | 0 | 0 | 0.007 | 0.409 | 0 |  | --> | C12 ex ROSCOMMON | ROSCOMMON: T42 | LANESBORO |  | 53.6275 | -8.1921
MV/LV Substation HE***022 | 10 kV | 400V(3ph) & 230V(single ph) | LV | 630 kVA :Kiosk Substation | 0.63 | --> | 0.63 | 0.455 | 4.6 |  | --> | 0.598 | 0 | 0 | 0 | 0.007 | 0.5 | 0 |  | --> | C12 ex BALLYRAINE | BALLYRAINE: T41∥T42 | LETTERKENNY |  | 54.9493 | -7.7208
MV/LV Substation HE***022X | 20 kV | 400V(3ph) & 230V(single ph) | LV | 50 kVA :Pole Substation | 0.05 | --> | 0.05 | 0.032 | 7.4 |  | --> | 0.047 | 0 | 0 | 0 | 0.007 | 0.044 | 0 |  | --> | C06 ex AHANE | AHANE: T102 | AHANE |  | 52.6959 | -8.5113
MV/LV Substation HE***027Y | 10 kV | 400V(3ph) & 230V(single ph) | LV | 50 kVA :Pole Substation | 0.05 | --> | 0.05 | 0 | 0 | Constrained,otherwise capacity available =50kVA. | --> | 0.047 | 0 | 0 | 0 | 0 | 0.049 | 0 |  | --> | C17 ex DELVIN | DELVIN: T42 | MULLINGAR |  | 53.6697 | -7.0181
MV/LV Substation HE***028Y | 10 kV | 400V(3ph) & 230V(single ph) | LV | 400 kVA :Kiosk Substation | 0.4 | --> | 0.4 | 0 | 0 | Constrained,otherwise capacity available =317kVA. | --> | 0.38 | 0 | 0 | 0 | 0.009 | 0.403 | 0 |  | --> | C13 ex COBH | COBH: T41∥T42 | COW CROSS |  | 51.8578 | -8.3208
MV/LV Substation HE***029Y | 10 kV | 400V(3ph) & 230V(single ph) | LV | 400 kVA :Kiosk Substation | 0.4 | --> | 0.4 | 0 | 0 | Constrained,otherwise capacity available =351kVA. | --> | 0.38 | 0 | 0 | 0 | 0 | 0.407 | 0 |  | --> | C13 ex COBH | COBH: T41∥T42 | COW CROSS |  | 51.8581 | -8.3184
MV/LV Substation HE***030Y | 10 kV | 400V(3ph) & 230V(single ph) | LV | 400 kVA :Kiosk Substation | 0.4 | --> | 0.4 | 0 | 0 | Constrained,otherwise capacity available =324kVA. | --> | 0.38 | 0 | 0 | 0 | 0.01 | 0.401 | 0 |  | --> | C13 ex COBH | COBH: T41∥T42 | COW CROSS |  | 51.8591 | -8.3215
MV/LV Substation HE***031 | 10 kV | 400V(3ph) & 230V(single ph) | LV | 630 kVA :Building Structure | 0.63 | --> | 0.63 | 0.339 | 2 |  | --> | 0.598 | 0 | 0 | 0 | 0.014 | 0.5 | 0 |  | --> | C13 ex TYCOR | TYCOR: T41∥T42 | WATERFORD |  | 52.2512 | -7.1228
MV/LV Substation HE***032Y | 10 kV | 400V(3ph) & 230V(single ph) | LV | 200 kVA :Kiosk Substation | 0.2 | --> | 0.2 | 0 | 0 | Constrained,otherwise capacity available =166kVA. | --> | 0.19 | 0 | 0 | 0 | 0.019 | 0.184 | 0 |  | --> | C21 ex CASTLETROY | CASTLETROY: T41∥T42 | ARDNACRUSHA |  | 52.6565 | -8.5582
MV/LV Substation HE***035 | 10 kV | 400V(3ph) & 230V(single ph) | LV | 400 kVA :Kiosk Substation | 0.4 | --> | 0.4 | 0.331 | 2.2 |  | --> | 0.38 | 0 | 0 | 0 | 0.063 | 0.343 | 0 |  | --> | C25 ex KELLS | KELLS: T41∥T42 | NAVAN |  | 53.7284 | -6.8708
MV/LV Substation HE***041 | 10 kV | 400V(3ph) & 230V(single ph) | LV | 630 kVA :Kiosk Substation | 0.63 | --> | 0.63 | 0.387 | 9.9 |  | --> | 0.598 | 0 | 0 | 0 | 0.024 | 0.5 | 0 |  | --> | C17 ex ENNIS | ENNIS: T101 | ENNIS |  | 52.8462 | -8.9911
MV/LV Substation HE***044 | 20 kV | 400V(3ph) & 230V(single ph) | LV | 50 kVA :Pole Substation | 0.05 | --> | 0.05 | 0 | 0 | Constrained,otherwise capacity available =43kVA. | --> | 0.047 | 0 | 0 | 0 | 0 | 0.05 | 0 |  | --> | E17 ex HEADFORD | HEADFORD: T42 | CLOON |  | 53.4674 | -9.1029
MV/LV Substation HE***047 | 10 kV | 400V(3ph) & 230V(single ph) | LV | 400 kVA :Building Structure | 0.4 | --> | 0.4 | 0 | 0 | Constrained,otherwise capacity available =158kVA. | --> | 0.38 | 0 | 0 | 0 | 0.016 | 0.419 | 0 |  | --> | C14 ex HEADFORD ROAD | HEADFORD ROAD: T42 | GALWAY 110KV |  | 53.2775 | -9.0519
MV/LV Substation HE***047Z | 10 kV | 400V(3ph) & 230V(single ph) | LV | 630 kVA :Building Structure | 0.63 | --> | 0.63 | 0.5 | 3.5 |  | --> | 0.598 | 0 | 0 | 0 | 0 | 0.5 | 0 |  | --> | C18 ex MARSHES | MARSHES: T42 | DUNDALK |  | 53.9896 | -6.3773
MV/LV Substation HE***048Y | 10 kV | 400V(3ph) & 230V(single ph) | LV | 1000 kVA :Building Structure | 1 | --> | 1 | 0.5 | 3.8 |  | --> | 0.95 | 0 | 0 | 0 | 0 | 0 | 0 | Constrained,otherwise capacity available =500kW. | --> | C13 ex TURLOUGH ROAD | TURLOUGH ROAD: T41∥T42 | CASTLEBAR |  | 53.8558 | -9.3002
MV/LV Substation HE***049Y | 10 kV | 400V(3ph) & 230V(single ph) | LV | 200 kVA :Pole Substation | 0.2 | --> | 0.2 | 0.12 | 2.4 |  | --> | 0.19 | 0 | 0 | 0 | 0 | 0.212 | 0 |  | --> | C20 ex BUSHFIELD | BUSHFIELD: T42 | ATHLONE |  | 53.4266 | -7.8953
MV/LV Substation HE***067 | 10 kV | 400V(3ph) & 230V(single ph) | LV | 200 kVA :Building Structure | 0.2 | --> | 0.2 | 0.166 | 0.5 |  | --> | 0.19 | 0 | 0 | 0 | 0 | 0.204 | 0 |  | --> | C11 ex FINISKLIN | FINISKLIN: T41∥T42 | SLIGO |  | 54.276 | -8.484
MV/LV Substation HE***072Z | 20 kV | 400V(3ph) & 230V(single ph) | LV | 50 kVA :Pole Substation | 0.05 | --> | 0.05 | 0 | 0 | Constrained,otherwise capacity available =45kVA. | --> | 0.047 | 0 | 0 | 0 | 0 | 0.05 | 0 |  | --> | E14 ex BALLINDERRY | BALLINDERRY: T422 | MULLINGAR |  | 53.4162 | -7.2995
MV/LV Substation HE***075 | 10 kV | 400V(3ph) & 230V(single ph) | LV | 400 kVA :Kiosk Substation | 0.4 | --> | 0.4 | 0.248 | 3.2 |  | --> | 0.38 | 0 | 0 | 0 | 0.007 | 0.415 | 0 |  | --> | C14 ex MCDONAGH | MCDONAGH: T42 | KILKENNY |  | 52.6484 | -7.2255
MV/LV Substation HE***082 | 10 kV | 400V(3ph) & 230V(single ph) | LV | 1000 kVA :Building Structure | 1 | --> | 1 | 0.5 | 11.1 |  | --> | 0.95 | 0 | 0 | 0 | 0 | 0.5 | 0 |  | --> | C17 ex FORTUNESTOWN | FORTUNESTOWN: T101 | INCHICORE 220KV |  | 53.2841 | -6.4381
MV/LV Substation HE***083 | 10 kV | 400V(3ph) & 230V(single ph) | LV | 630 kVA :Building Structure | 0.63 | --> | 0.63 | 0.5 | 11.1 |  | --> | 0.598 | 0 | 0 | 0 | 0 | 0.5 | 0 |  | --> | C17 ex FORTUNESTOWN | FORTUNESTOWN: T101 | INCHICORE 220KV |  | 53.2838 | -6.4368
MV/LV Substation HE***085Z | 10 kV | 400V(3ph) & 230V(single ph) | LV | 630 kVA :Kiosk Substation | 0.63 | --> | 0.63 | 0 | 0 | Constrained,otherwise capacity available =500kVA. | --> | 0.598 | 0 | 0 | 0 | 0 | 0.5 | 0 |  | --> | C22 ex UNIDARE | UNIDARE: T42 | FINGLAS |  | 53.3935 | -6.3009
MV/LV Substation HE***090Y | 20 kV | 400V(3ph) & 230V(single ph) | LV | 50 kVA :Pole Substation | 0.05 | --> | 0.05 | 0.05 | 1.3 |  | --> | 0.047 | 0 | 0 | 0 | 0 | 0.049 | 0 |  | --> | C17 ex ROOSKY | ROOSKY: T41 | RICHMOND |  | 53.8378 | -7.9244
MV/LV Substation HE***091 | 10 kV | 400V(3ph) & 230V(single ph) | LV | 200 kVA :Kiosk Substation | 0.2 | --> | 0.2 | 0 | 0 | Constrained,otherwise capacity available =115kVA. | --> | 0.19 | 0 | 0 | 0 | 0.028 | 0.183 | 0 |  | --> | C12 ex GREYSTONES | GREYSTONES: T42 | FASSAROE |  | 53.1446 | -6.0727
MV/LV Substation HE***095X | 10 kV | 400V(3ph) & 230V(single ph) | LV | 630 kVA :Building Structure | 0.63 | --> | 0.63 | 0.47 | 2.9 |  | --> | 0.598 | 0 | 0 | 0 | 0 | 0.5 | 0 |  | --> | C18 ex SANDYFORD | SANDYFORD: T42 | CARRICKMINES |  | 53.2745 | -6.2138
MV/LV Substation HE***098X | 10 kV | 400V(3ph) & 230V(single ph) | LV | 400 kVA :Kiosk Substation | 0.4 | --> | 0.4 | 0.353 | 4.3 |  | --> | 0.38 | 0 | 0 | 0 | 0.002 | 0.405 | 0 |  | --> | C26 ex BAILIEBORO | BAILIEBORO: T41∥T42 | MEATH HILL |  | 53.9133 | -6.96
MV/LV Substation HE***100Z | 10 kV | 400V(3ph) & 230V(single ph) | LV | 200 kVA :Kiosk Substation | 0.2 | --> | 0.2 | 0 | 0 | Constrained,otherwise capacity available =134kVA. | --> | 0.19 | 0 | 0 | 0 | 0.007 | 0.202 | 0 |  | --> | C12 ex CARRIGALINE | CARRIGALINE: T41∥T42 | BARNAHELY |  | 51.8221 | -8.389
MV/LV Substation HE***102 | 10 kV | 400V(3ph) & 230V(single ph) | LV | 1000 kVA :Building Structure | 1 | --> | 1 | 0 | 0 | Constrained,otherwise capacity available =500kVA. | --> | 0.95 | 0 | 0 | 0 | 0 | 0.5 | 0 |  | --> | C18 ex PHIBSBORO | PHIBSBORO: T42 | FINGLAS |  | 53.3519 | -6.2713
MV/LV Substation HE***108X | 10 kV | 400V(3ph) & 230V(single ph) | LV | 50 kVA :Pole Substation | 0.05 | --> | 0.05 | 0 | 0 | Constrained,otherwise capacity available =48kVA. | --> | 0.047 | 0 | 0 | 0 | 0 | 0.049 | 0 |  | --> | C21 ex LITTLE BRAY | LITTLE BRAY: T41 | FASSAROE |  | 53.2087 | -6.1471
MV/LV Substation HE***110X | 10 kV | 400V(3ph) & 230V(single ph) | LV | 1000 kVA :Building Structure | 1 | --> | 1 | 0.5 | 1.6 |  | --> | 0.95 | 0 | 0 | 0 | 0.148 | 0.5 | 0 |  | --> | C20 ex CLONDALKIN | CLONDALKIN: T42 | INCHICORE 220KV |  | 53.3142 | -6.3777
MV/LV Substation HE***114Y | 20 kV | 400V(3ph) & 230V(single ph) | LV | 200 kVA :Kiosk Substation | 0.2 | --> | 0.2 | 0 | 0 | Constrained,otherwise capacity available =169kVA. | --> | 0.19 | 0 | 0 | 0 | 0 | 0.204 | 0 |  | --> | E17 ex BALTRASNA | BALTRASNA: T121 | BALTRASNA |  | 53.5084 | -6.5423
MV/LV Substation HE***125X | 10 kV | 400V(3ph) & 230V(single ph) | LV | 50 kVA :Pole Substation | 0.05 | --> | 0.05 | 0 | 0 | Constrained,otherwise capacity available =36kVA. | --> | 0.047 | 0 | 0 | 0 | 0.007 | 0.043 | 0 |  | --> | C12 ex BRUFF | BRUFF: T42 | LIMERICK |  | 52.5172 | -8.4689
MV/LV Substation HE***126 | 10 kV | 400V(3ph) & 230V(single ph) | LV | 400 kVA :Kiosk Substation | 0.4 | --> | 0.4 | 0.325 | 4.7 |  | --> | 0.38 | 0 | 0 | 0 | 0.01 | 0.401 | 0 |  | --> | C11 ex OAKFIELD | OAKFIELD: T41 | SLIGO |  | 54.2573 | -8.4621
MV/LV Substation HE***136Y | 20 kV | 400V(3ph) & 230V(single ph) | LV | 50 kVA :Pole Substation | 0.05 | --> | 0.05 | 0.044 | 4.4 |  | --> | 0.047 | 0 | 0 | 0 | 0 | 0 | 0 | Constrained,otherwise capacity available =50kW. | --> | E19 ex SLANE | SLANE: T421 | DRYBRIDGE |  | 53.7849 | -6.628
MV/LV Substation HE***138X | 10 kV | 400V(3ph) & 230V(single ph) | LV | 50 kVA :Pole Substation | 0.05 | --> | 0.05 | 0.013 | 3.7 |  | --> | 0.047 | 0 | 0 | 0 | 0 | 0 | 0 | Constrained,otherwise capacity available =54kW. | --> | E19 ex FOXHOLE | FOXHOLE: T421∥T422 | DUNGARVAN |  | 52.0791 | -7.8923
MV/LV Substation HE***139Z | 10 kV | 400V(3ph) & 230V(single ph) | LV | 100 kVA :Pole Substation | 0.1 | --> | 0.1 | 0.074 | 0.9 |  | --> | 0.095 | 0 | 0 | 0 | 0.003 | 0.1 | 0 |  | --> | C12 ex RIVERSTOWN | RIVERSTOWN: T41∥T42 | KILBARRY |  | 51.9477 | -8.3933
MV/LV Substation HE***140X | 10 kV | 400V(3ph) & 230V(single ph) | LV | 200 kVA :Kiosk Substation | 0.2 | --> | 0.2 | 0.195 | 3.4 |  | --> | 0.19 | 0 | 0 | 0 | 0 | 0 | 0 | Constrained,otherwise capacity available =200kW. | --> | C16 ex BALLYSHANNON | BALLYSHANNON: T41∥T42 | CATHALEENS FALL |  | 54.4989 | -8.1977
MV/LV Substation HE***140X | 10 kV | 400V(3ph) & 230V(single ph) | LV | 50 kVA :Pole Substation | 0.05 | --> | 0.05 | 0 | 0 | Constrained,otherwise capacity available =50kVA. | --> | 0.047 | 0 | 0 | 0 | 0 | 0 | 0 | Constrained,otherwise capacity available =49kW. | --> | E12 ex KILLYBEGS | KILLYBEGS: | N/A |  | 54.6423 | -8.3214
MV/LV Substation HE***142Y | 20 kV | 400V(3ph) & 230V(single ph) | LV | 50 kVA :Pole Substation | 0.05 | --> | 0.05 | 0 | 0 | Constrained,otherwise capacity available =48kVA. | --> | 0.047 | 0 | 0 | 0 | 0 | 0.049 | 0 |  | --> | E18 ex COLLOONEY | COLLOONEY: T422 | SLIGO |  | 54.0947 | -8.3517
MV/LV Substation HE***142Y | 10 kV | 400V(3ph) & 230V(single ph) | LV | 100 kVA :Pole Substation | 0.1 | --> | 0.1 | 0 | 0 | Constrained,otherwise capacity available =85kVA. | --> | 0.095 | 0 | 0 | 0 | 0.003 | 0 | 0 | Constrained,otherwise capacity available =99kW. | --> | C22 ex PORTLAOISE | PORTLAOISE: T42 | PORTLAOISE |  | 53.0555 | -7.2245
MV/LV Substation HE***144Z | 10 kV | 400V(3ph) & 230V(single ph) | LV | 200 kVA :Kiosk Substation | 0.2 | --> | 0.2 | 0.161 | 0.7 |  | --> | 0.19 | 0 | 0 | 0 | 0 | 0.205 | 0 |  | --> | C14 ex KNOCKMULLEN | KNOCKMULLEN: T42 | GREAT ISLAND |  | 52.388 | -6.9316
MV/LV Substation HE***146Z | 20 kV | 400V(3ph) & 230V(single ph) | LV | 200 kVA :Pole Substation | 0.2 | --> | 0.2 | 0 | 0 | Constrained,otherwise capacity available =198kVA. | --> | 0.19 | 0 | 0 | 0 | 0 | 0.2 | 0 |  | --> | E18 ex GLASMORE | GLASMORE: T422 | GLASMORE |  | 53.5487 | -6.2081
MV/LV Substation HE***159 | 10 kV | 400V(3ph) & 230V(single ph) | LV | 400 kVA :Kiosk Substation | 0.4 | --> | 0.4 | 0.274 | 4.5 |  | --> | 0.38 | 0 | 0 | 0 | 0.038 | 0.379 | 0 |  | --> | C16 ex BRAY | BRAY: T42 | FASSAROE |  | 53.1923 | -6.1269
MV/LV Substation HE***159Y | 20 kV | 400V(3ph) & 230V(single ph) | LV | 200 kVA :Kiosk Substation | 0.2 | --> | 0.2 | 0 | 0 | Constrained,otherwise capacity available =148kVA. | --> | 0.19 | 0 | 0 | 0 | 0 | 0.207 | 0 |  | --> | E15 ex DULEEK | DULEEK: T421∥T422 | DRYBRIDGE |  | 53.6933 | -6.4502
MV/LV Substation HE***166Z | 20 kV | 400V(3ph) & 230V(single ph) | LV | 50 kVA :Pole Substation | 0.05 | --> | 0.05 | 0 | 0 | Constrained,otherwise capacity available =50kVA. | --> | 0.047 | 0 | 0 | 0 | 0 | 0 | 0 | Constrained,otherwise capacity available =49kW. | --> | E12 ex PORTLAOISE | PORTLAOISE: T423∥T424 | PORTLAOISE |  | 52.9531 | -7.1954
MV/LV Substation HE***180 | 10 kV | 400V(3ph) & 230V(single ph) | LV | 400 kVA :Kiosk Substation | 0.4 | --> | 0.4 | 0.112 | 3.3 |  | --> | 0.38 | 0 | 0 | 0 | 0.003 | 0.439 | 0 |  | --> | C14 ex MOYLISH | MOYLISH: T41∥T42 | ARDNACRUSHA |  | 52.6754 | -8.6366
MV/LV Substation HE***186Z | 10 kV | 400V(3ph) & 230V(single ph) | LV | 200 kVA :Kiosk Substation | 0.2 | --> | 0.2 | 0.142 | 0.9 |  | --> | 0.19 | 0 | 0 | 0 | 0.007 | 0.201 | 0 |  | --> | C12 ex RIVERSTOWN | RIVERSTOWN: T41∥T42 | KILBARRY |  | 51.927 | -8.3977
MV/LV Substation HE***188 | 10 kV | 400V(3ph) & 230V(single ph) | LV | 100 kVA :Pole Substation | 0.1 | --> | 0.1 | 0.093 | 5.1 |  | --> | 0.095 | 0 | 0 | 0 | 0 | 0.1 | 0 |  | --> | E16 ex BALLYBUNION | BALLYBUNION: T421∥T422 | TRIEN |  | 52.4572 | -9.5207
MV/LV Substation HE***193Z | 20 kV | 400V(3ph) & 230V(single ph) | LV | 50 kVA :Pole Substation | 0.05 | --> | 0.05 | 0 | 0 | Constrained,otherwise capacity available =49kVA. | --> | 0.047 | 0 | 0 | 0 | 0 | 0.049 | 0 |  | --> | C11 ex LOUGHSHINNY | LOUGHSHINNY: T41 | GLASMORE |  | 53.5623 | -6.1454
MV/LV Substation HE***205 | 10 kV | 400V(3ph) & 230V(single ph) | LV | 50 kVA :Pole Substation | 0.05 | --> | 0.05 | 0.05 | 3.4 |  | --> | 0.047 | 0 | 0 | 0 | 0 | 0.049 | 0 |  | --> | C12 ex CAUSEWAY | CAUSEWAY: T41∥T42 | TRALEE |  | 52.455 | -9.6783
MV/LV Substation HE***227X | 10 kV | 400V(3ph) & 230V(single ph) | LV | 630 kVA :Building Structure | 0.63 | --> | 0.63 | 0.346 | 8.9 |  | --> | 0.598 | 0 | 0 | 0 | 0 | 0.5 | 0 |  | --> | C21 ex SINGLAND | SINGLAND: T101 | SINGLAND |  | 52.6529 | -8.5927
MV/LV Substation HE***234X | 20 kV | 400V(3ph) & 230V(single ph) | LV | 100 kVA :Pole Substation | 0.1 | --> | 0.1 | 0.06 | 1.2 |  | --> | 0.095 | 0 | 0 | 0 | 0 | 0 | 0 | Constrained,otherwise capacity available =106kW. | --> | E17 ex BUNCRANA | BUNCRANA: T421∥T422 | TRILLICK |  | 55.138 | -7.4345
MV/LV Substation HE***236Z | 10 kV | 400V(3ph) & 230V(single ph) | LV | 200 kVA :Kiosk Substation | 0.2 | --> | 0.2 | 0 | 0 | Constrained,otherwise capacity available =96kVA. | --> | 0.19 | 0 | 0 | 0 | 0 | 0.215 | 0 |  | --> | C13 ex MALAHIDE | MALAHIDE: T41 | GLASMORE |  | 53.4146 | -6.1759
MV/LV Substation HE***255Y | 20 kV | 400V(3ph) & 230V(single ph) | LV | 50 kVA :Pole Substation | 0.05 | --> | 0.05 | 0 | 0 | Constrained,otherwise capacity available =50kVA. | --> | 0.047 | 0 | 0 | 0 | 0 | 0.049 | 0 |  | --> | C18 ex KANTURK | KANTURK: T41∥T42 | GLENLARA |  | 52.1147 | -8.8927
MV/LV Substation HE***260X | 10 kV | 400V(3ph) & 230V(single ph) | LV | 200 kVA :Pole Substation | 0.2 | --> | 0.2 | 0.15 | 0.2 | Constrained,otherwise capacity available =169kVA. | --> | 0.19 | 0 | 0 | 0 | 0 | 0 | 0 | Constrained,otherwise capacity available =204kW. | --> | C11 ex COOLMINE | COOLMINE: T41 | FINGLAS |  | 53.3641 | -6.4098
MV/LV Substation HE***267Y | 10 kV | 400V(3ph) & 230V(single ph) | LV | 400 kVA :Kiosk Substation | 0.4 | --> | 0.4 | 0.365 | 3.4 |  | --> | 0.38 | 0 | 0 | 0 | 0 | 0.405 | 0 |  | --> | C18 ex GRAIGUE | GRAIGUE: T42 | CARLOW |  | 52.8451 | -6.9481
MV/LV Substation HE***268Y | 10 kV | 400V(3ph) & 230V(single ph) | LV | 400 kVA :Kiosk Substation | 0.4 | --> | 0.4 | 0.361 | 3.4 |  | --> | 0.38 | 0 | 0 | 0 | 0 | 0.405 | 0 |  | --> | C18 ex GRAIGUE | GRAIGUE: T42 | CARLOW |  | 52.8442 | -6.9442
MV/LV Substation HE***269Y | 10 kV | 400V(3ph) & 230V(single ph) | LV | 400 kVA :Kiosk Substation | 0.4 | --> | 0.4 | 0.4 | 3.4 |  | --> | 0.38 | 0 | 0 | 0 | 0 | 0.4 | 0 |  | --> | C18 ex GRAIGUE | GRAIGUE: T42 | CARLOW |  | 52.8439 | -6.9412
MV/LV Substation HE***272Y | 10 kV | 400V(3ph) & 230V(single ph) | LV | 50 kVA :Pole Substation | 0.05 | --> | 0.05 | 0 | 0 | Constrained,otherwise capacity available =45kVA. | --> | 0.047 | 0 | 0 | 0 | 0.004 | 0.046 | 0 |  | --> | C16 ex ENNISTYMON | ENNISTYMON: T41∥T42 | ENNIS |  | 52.9423 | -9.3858
MV/LV Substation HE***284X | 10 kV | 400V(3ph) & 230V(single ph) | LV | 100 kVA :Pole Substation | 0.1 | --> | 0.1 | 0.042 | 1.8 |  | --> | 0.095 | 0 | 0 | 0 | 0.01 | 0.097 | 0 |  | --> | C18 ex DUNDALK | DUNDALK: T41 | DUNDALK |  | 54.0113 | -6.4243
MV/LV Substation HE***286Z | 20 kV | 400V(3ph) & 230V(single ph) | LV | 400 kVA :Kiosk Substation | 0.4 | --> | 0.4 | 0 | 0 | Constrained,otherwise capacity available =270kVA. | --> | 0.38 | 0 | 0 | 0 | 0.013 | 0.406 | 0 |  | --> | E14 ex BALLINDERRY | BALLINDERRY: T422 | MULLINGAR |  | 53.4551 | -7.1089
MV/LV Substation HE***292X | 10 kV | 400V(3ph) & 230V(single ph) | LV | 100 kVA :Pole Substation | 0.1 | --> | 0.1 | 0 | 0 | Constrained,otherwise capacity available =70kVA. | --> | 0.095 | 0 | 0 | 0 | 0.013 | 0.091 | 0 |  | --> | C22 ex KILMONEY | KILMONEY: T41∥T42 | TRABEG |  | 51.8049 | -8.4097
MV/LV Substation HE***295 | 10 kV | 400V(3ph) & 230V(single ph) | LV | 1000 kVA :Building Structure | 1 | --> | 1 | 0.398 | 3.7 |  | --> | 0.95 | 0 | 0 | 0 | 0.008 | 0.5 | 0 |  | --> | C11 ex MERRION SQUARE | MERRION SQUARE: T42 | RINGSEND |  | 53.3358 | -6.2459
MV/LV Substation HE***297Z | 10 kV | 400V(3ph) & 230V(single ph) | LV | 200 kVA :Pole Substation | 0.2 | --> | 0.2 | 0.17 | 3.3 |  | --> | 0.19 | 0 | 0 | 0 | 0 | 0.204 | 0 |  | --> | E11 ex KNOCKMULLEN | KNOCKMULLEN: T421 | GREAT ISLAND |  | 52.3857 | -6.9255
MV/LV Substation HE***298Y | 10 kV | 400V(3ph) & 230V(single ph) | LV | 200 kVA :Building Structure | 0.2 | --> | 0.2 | 0.193 | 1.1 |  | --> | 0.19 | 0 | 0 | 0 | 0 | 0.2 | 0 |  | --> | C20 ex CAHIRCALLA | CAHIRCALLA: T41∥T42 | ENNIS |  | 52.8266 | -8.9794
MV/LV Substation HE***313Z | 10 kV | 400V(3ph) & 230V(single ph) | LV | 200 kVA :Kiosk Substation | 0.2 | --> | 0.2 | 0 | 0 | Constrained,otherwise capacity available =200kVA. | --> | 0.19 | 0 | 0 | 0 | 0 | 0.2 | 0 |  | --> | C12 ex SWORDS | SWORDS: T42 | GLASMORE |  | 53.4594 | -6.2072
MV/LV Substation HE***327Z | 10 kV | 400V(3ph) & 230V(single ph) | LV | 400 kVA :Building Structure | 0.4 | --> | 0.4 | 0.357 | 5.5 |  | --> | 0.38 | 0 | 0 | 0 | 0 | 0.406 | 0 |  | --> | C16 ex ABBEYLAND | ABBEYLAND: T42 | NAVAN |  | 53.6508 | -6.7002
MV/LV Substation HE***331 | 10 kV | 400V(3ph) & 230V(single ph) | LV | 400 kVA :Building Structure | 0.4 | --> | 0.4 | 0.219 | 2.9 |  | --> | 0.38 | 0 | 0 | 0 | 0 | 0.427 | 0 |  | --> | C18 ex SANDYFORD | SANDYFORD: T42 | CARRICKMINES |  | 53.2724 | -6.2135
MV/LV Substation HE***334X | 10 kV | 400V(3ph) & 230V(single ph) | LV | 1000 kVA :Building Structure | 1 | --> | 1 | 0.5 | 7.5 |  | --> | 0.95 | 0 | 0 | 0 | 0 | 0.5 | 0 |  | --> | C20 ex CARRICKMINES | CARRICKMINES: T42 | CARRICKMINES |  | 53.2519 | -6.185
MV/LV Substation HE***340Z | 20 kV | 400V(3ph) & 230V(single ph) | LV | 50 kVA :Pole Substation | 0.05 | --> | 0.05 | 0.038 | 1 |  | --> | 0.047 | 0 | 0 | 0 | 0 | 0.051 | 0 |  | --> | E14 ex RANDALSTOWN | RANDALSTOWN: T422 | NAVAN |  | 53.6989 | -6.6677
MV/LV Substation HE***343Y | 10 kV | 400V(3ph) & 230V(single ph) | LV | 200 kVA :Kiosk Substation | 0.2 | --> | 0.2 | 0.148 | 4.6 |  | --> | 0.19 | 0 | 0 | 0 | 0.003 | 0.204 | 0 |  | --> | C14 ex BALLYJAMESDUFF | BALLYJAMESDUFF: T42 | SHANKILL |  | 53.8382 | -7.0949
MV/LV Substation HE***348 | 10 kV | 400V(3ph) & 230V(single ph) | LV | 200 kVA :Kiosk Substation | 0.2 | --> | 0.2 | 0.142 | 3.2 |  | --> | 0.19 | 0 | 0 | 0 | 0.003 | 0.205 | 0 |  | --> | C14 ex MCDONAGH | MCDONAGH: T42 | KILKENNY |  | 52.6603 | -7.2304
MV/LV Substation HE***352 | 10 kV | 400V(3ph) & 230V(single ph) | LV | 630 kVA :Kiosk Substation | 0.63 | --> | 0.63 | 0.435 | 5 |  | --> | 0.598 | 0 | 0 | 0 | 0.018 | 0.5 | 0 |  | --> | C11 ex CRUMLIN | CRUMLIN: T41 | INCHICORE 220KV |  | 53.3328 | -6.2987
MV/LV Substation HE***354Y | 10 kV | 400V(3ph) & 230V(single ph) | LV | 200 kVA :Pole Substation | 0.2 | --> | 0.2 | 0.168 | 1.9 |  | --> | 0.19 | 0 | 0 | 0 | 0 | 0.204 | 0 |  | --> | C17 ex VIRGINIA | VIRGINIA: T41∥T42 | MEATH HILL |  | 53.8326 | -7.0671
MV/LV Substation HE***365 | 10 kV | 400V(3ph) & 230V(single ph) | LV | 50 kVA :Pole Substation | 0.05 | --> | 0.05 | 0 | 0 | Constrained,otherwise capacity available =48kVA. | --> | 0.047 | 0 | 0 | 0 | 0 | 0.049 | 0 |  | --> | C23 ex CASTLEISLAND | CASTLEISLAND: T41∥T42 | TRALEE |  | 52.3216 | -9.3703
MV/LV Substation HE***365X | 20 kV | 400V(3ph) & 230V(single ph) | LV | 200 kVA :Pole Substation | 0.2 | --> | 0.2 | 0.176 | 3.5 |  | --> | 0.19 | 0 | 0 | 0 | 0.003 | 0.2 | 0 |  | --> | E19 ex STRANORLAR | STRANORLAR: T421 | LETTERKENNY |  | 54.8382 | -7.931
MV/LV Substation HE***384Z | 20 kV | 400V(3ph) & 230V(single ph) | LV | 50 kVA :Pole Substation | 0.05 | --> | 0.05 | 0.05 | 1 |  | --> | 0.047 | 0 | 0 | 0 | 0 | 0 | 0 | Constrained,otherwise capacity available =49kW. | --> | C25 ex KILCLOHER | KILCLOHER: T42 | DUNGARVAN |  | 52.1319 | -7.754
MV/LV Substation HE***392Y | 20 kV | 400V(3ph) & 230V(single ph) | LV | 50 kVA :Pole Substation | 0.05 | --> | 0.05 | 0.041 | 6.9 |  | --> | 0.047 | 0 | 0 | 0 | 0 | 0 | 0 | Constrained,otherwise capacity available =50kW. | --> | E12 ex RATHKEALE | RATHKEALE: T421∥T422 | RATHKEALE |  | 52.4186 | -8.8921
MV/LV Substation HE***4006 | 10 kV | 400V(3ph) & 230V(single ph) | LV | 50 kVA :Pole Substation | 0.05 | --> | 0.05 | 0 | 0 | Constrained,otherwise capacity available =50kVA. | --> | 0.047 | 0 | 0 | 0 | 0 | 0.049 | 0 |  | --> | C12 ex BRUFF | BRUFF: T42 | LIMERICK |  | 52.5194 | -8.475
MV/LV Substation HE***401 | 10 kV | 400V(3ph) & 230V(single ph) | LV | 200 kVA :Pole Substation | 0.2 | --> | 0.2 | 0.152 | 2.2 |  | --> | 0.19 | 0 | 0 | 0 | 0 | 0.207 | 0 |  | --> | C14 ex KELLS | KELLS: T41∥T42 | NAVAN |  | 53.7262 | -6.8625
MV/LV Substation HE***4017 | 10 kV | 400V(3ph) & 230V(single ph) | LV | 400 kVA :Kiosk Substation | 0.4 | --> | 0.4 | 0.392 | 0.9 |  | --> | 0.38 | 0 | 0 | 0 | 0.003 | 0.397 | 0 |  | --> | C15 ex BRAY | BRAY: T41 | FASSAROE |  | 53.1923 | -6.1246
MV/LV Substation HE***4031 | 10 kV | 400V(3ph) & 230V(single ph) | LV | 630 kVA :Building Structure | 0.63 | --> | 0.63 | 0 | 0 | Constrained,otherwise capacity available =409kVA. | --> | 0.598 | 0 | 0 | 0 | 0 | 0.5 | 0 |  | --> | C14 ex POPPINTREE | POPPINTREE: T102 | FINGLAS |  | 53.4038 | -6.2353
MV/LV Substation HE***4033 | 10 kV | 400V(3ph) & 230V(single ph) | LV | 50 kVA :Pole Substation | 0.05 | --> | 0.05 | 0 | 0 | Constrained,otherwise capacity available =50kVA. | --> | 0.047 | 0 | 0 | 0 | 0 | 0.049 | 0 |  | --> | C12 ex TIMOLEAGUE | TIMOLEAGUE: T41 | BANDON |  | 51.6925 | -8.7764
MV/LV Substation HE***4036 | 10 kV | 400V(3ph) & 230V(single ph) | LV | 630 kVA :Kiosk Substation | 0.63 | --> | 0.63 | 0.449 | 5.4 |  | --> | 0.598 | 0 | 0 | 0 | 0.078 | 0.5 | 0 |  | --> | C18 ex TEMPLEOGUE | TEMPLEOGUE: T41 | MILLTOWN (DR) |  | 53.289 | -6.3097
MV/LV Substation HE***403X | 10 kV | 400V(3ph) & 230V(single ph) | LV | 630 kVA :Kiosk Substation | 0.63 | --> | 0.63 | 0.378 | 9.6 |  | --> | 0.598 | 0 | 0 | 0 | 0.018 | 0.5 | 0 |  | --> | C13 ex GORTLEE | GORTLEE: T41∥T42 | LETTERKENNY |  | 54.9696 | -7.7308
MV/LV Substation HE***404Z | 10 kV | 400V(3ph) & 230V(single ph) | LV | 630 kVA :Kiosk Substation | 0.63 | --> | 0.63 | 0.455 | 6.6 |  | --> | 0.598 | 0 | 0 | 0 | 0 | 0.5 | 0 |  | --> | C12 ex GLEBE | GLEBE: T41∥T42 | RICHMOND |  | 53.7262 | -7.8004
MV/LV Substation HE***4055 | 20 kV | 400V(3ph) & 230V(single ph) | LV | 50 kVA :Pole Substation | 0.05 | --> | 0.05 | 0.05 | 3 |  | --> | 0.047 | 0 | 0 | 0 | 0 | 0 | 0 | Constrained,otherwise capacity available =49kW. | --> | C20 ex SWINFORD | SWINFORD: T41∥T42 | CASTLEBAR |  | 53.9152 | -8.9249
MV/LV Substation HE***4061 | 20 kV | 400V(3ph) & 230V(single ph) | LV | 50 kVA :Pole Substation | 0.05 | --> | 0.05 | 0.044 | 5.1 |  | --> | 0.047 | 0 | 0 | 0 | 0.007 | 0.042 | 0 |  | --> | E15 ex BALLYBUNION | BALLYBUNION: T421∥T422 | TRIEN |  | 52.5535 | -9.5233
MV/LV Substation HE***4062 | 10 kV | 400V(3ph) & 230V(single ph) | LV | 1000 kVA :Building Structure | 1 | --> | 1 | 0 | 0 | Constrained,otherwise capacity available =500kVA. | --> | 0.95 | 0 | 0 | 0 | 0 | 0.5 | 0 |  | --> | C18 ex PHIBSBORO | PHIBSBORO: T42 | FINGLAS |  | 53.3519 | -6.2712
MV/LV Substation HE***4064 | 10 kV | 400V(3ph) & 230V(single ph) | LV | 400 kVA :Kiosk Substation | 0.4 | --> | 0.4 | 0.387 | 1.6 |  | --> | 0.38 | 0 | 0 | 0 | 0 | 0.401 | 0 |  | --> | C16 ex NEWTOWNCUNNINGHAM | NEWTOWNCUNNINGHAM: T41∥T42 | LETTERKENNY |  | 54.9958 | -7.5104
MV/LV Substation HE***4069 | 10 kV | 400V(3ph) & 230V(single ph) | LV | 630 kVA :Building Structure | 0.63 | --> | 0.63 | 0.5 | 2.4 |  | --> | 0.598 | 0 | 0 | 0 | 0 | 0.5 | 0 |  | --> | C20 ex DUNDRUM | DUNDRUM: T42 | BLACKROCK |  | 53.288 | -6.2397
MV/LV Substation HE***407 | 10 kV | 400V(3ph) & 230V(single ph) | LV | 200 kVA :Kiosk Substation | 0.2 | --> | 0.2 | 0 | 0 | Constrained,otherwise capacity available =49kVA. | --> | 0.19 | 0 | 0 | 0 | 0.003 | 0.219 | 0 |  | --> | C18 ex WOODFORD | WOODFORD: T41∥T42 | KNOCKEARAGH |  | 52.0422 | -9.4961
MV/LV Substation HE***4095 | 10 kV | 400V(3ph) & 230V(single ph) | LV | 400 kVA :Building Structure | 0.4 | --> | 0.4 | 0.387 | 8.9 |  | --> | 0.38 | 0 | 0 | 0 | 0 | 0.401 | 0 |  | --> | C19 ex MIDLETON | MIDLETON: T101 | MIDLETON |  | 51.9131 | -8.2203
MV/LV Substation HE***4101 | 10 kV | 400V(3ph) & 230V(single ph) | LV | 200 kVA :Pole Substation | 0.2 | --> | 0.2 | 0.2 | 3.6 |  | --> | 0.19 | 0 | 0 | 0 | 0 | 0.2 | 0 |  | --> | C20 ex CASTLEBLAYNEY | CASTLEBLAYNEY: T42 | DUNDALK |  | 54.0681 | -6.7019
MV/LV Substation HE***410Z | 10 kV | 400V(3ph) & 230V(single ph) | LV | 400 kVA :Building Structure | 0.4 | --> | 0.4 | 0.362 | 4.7 |  | --> | 0.38 | 0 | 0 | 0 | 0 | 0.405 | 0 |  | --> | C18 ex CENTRE PARK ROAD | MARINA: T106 | MARINA |  | 51.8863 | -8.4147
MV/LV Substation HE***4114 | 10 kV | 400V(3ph) & 230V(single ph) | LV | 50 kVA :Pole Substation | 0.05 | --> | 0.05 | 0.044 | 1.2 |  | --> | 0.047 | 0 | 0 | 0 | 0 | 0 | 0 | Constrained,otherwise capacity available =50kW. | --> | C14 ex ROSBERCON | ROSBERCON: T42 | WATERFORD |  | 52.4193 | -7.0069
MV/LV Substation HE***4132 | 20 kV | 400V(3ph) & 230V(single ph) | LV | 50 kVA :Pole Substation | 0.05 | --> | 0.05 | 0 | 0 | Constrained,otherwise capacity available =34kVA. | --> | 0.047 | 0 | 0 | 0 | 0 | 0 | 0 | Constrained,otherwise capacity available =51kW. | --> | E21 ex ASHBOURNE | ASHBOURNE: T421 | FINGLAS |  | 53.5047 | -6.3478
MV/LV Substation HE***4145 | 10 kV | 400V(3ph) & 230V(single ph) | LV | 630 kVA :Kiosk Substation | 0.63 | --> | 0.63 | 0.5 | 25.2 |  | --> | 0.598 | 0 | 0 | 0 | 0.01 | 0.5 | 0 |  | --> | C22 ex ARKLOW | ARKLOW: T101∥T102 | ARKLOW |  | 52.8007 | -6.1759
MV/LV Substation HE***4153 | 10 kV | 400V(3ph) & 230V(single ph) | LV | 200 kVA :Pole Substation | 0.2 | --> | 0.2 | 0.138 | 3.2 |  | --> | 0.19 | 0 | 0 | 0 | 0 | 0.209 | 0 |  | --> | C20 ex MCDONAGH | MCDONAGH: T42 | KILKENNY |  | 52.6709 | -7.1111
MV/LV Substation HE***4158 | 20 kV | 400V(3ph) & 230V(single ph) | LV | 50 kVA :Pole Substation | 0.05 | --> | 0.05 | 0 | 0 | Constrained,otherwise capacity available =50kVA. | --> | 0.047 | 0 | 0 | 0 | 0 | 0.049 | 0 |  | --> | C16 ex CARRICK ON SHANNON | CARRICK ON SHANNON: T41∥T42 | CARRICK ON SHANNON |  | 53.8778 | -8.1322
MV/LV Substation HE***4168 | 10 kV | 400V(3ph) & 230V(single ph) | LV | 400 kVA :Building Structure | 0.4 | --> | 0.4 | 0 | 0 | Constrained,otherwise capacity available =400kVA. | --> | 0.38 | 0 | 0 | 0 | 0 | 0.4 | 0 |  | --> | C15 ex SEMPERIT | SEMPERIT: T41 | GRANGE CASTLE |  | 53.3335 | -6.361
MV/LV Substation HE***4183 | 20 kV | 400V(3ph) & 230V(single ph) | LV | 50 kVA :Pole Substation | 0.05 | --> | 0.05 | 0 | 0 | Constrained,otherwise capacity available =50kVA. | --> | 0.047 | 0 | 0 | 0 | 0 | 0.049 | 0 |  | --> | C14 ex KILDARE | KILDARE: T41∥T42 | NEWBRIDGE |  | 53.1747 | -6.9401
MV/LV Substation HE***4185 | 10 kV | 400V(3ph) & 230V(single ph) | LV | 200 kVA :Kiosk Substation | 0.2 | --> | 0.2 | 0.2 | 14.2 |  | --> | 0.19 | 0 | 0 | 0 | 0 | 0.2 | 0 |  | --> | C12 ex HEUSTON SQUARE | HEUSTON SQUARE: T102 | INCHICORE 220KV |  | 53.3451 | -6.3
MV/LV Substation HE***4203 | 10 kV | 400V(3ph) & 230V(single ph) | LV | 400 kVA :Building Structure | 0.4 | --> | 0.4 | 0 | 0 | Constrained,otherwise capacity available =276kVA. | --> | 0.38 | 0 | 0 | 0 | 0 | 0.418 | 0 |  | --> | C23 ex ATHLONE | ATHLONE: T41 | ATHLONE |  | 53.4336 | -7.9415
MV/LV Substation HE***420X | 10 kV | 400V(3ph) & 230V(single ph) | LV | 630 kVA :Building Structure | 0.63 | --> | 0.63 | 0 | 0 | Constrained,otherwise capacity available =500kVA. | --> | 0.598 | 0 | 0 | 0 | 0 | 0.5 | 0 |  | --> | C11 ex PHIBSBORO | PHIBSBORO: T41 | FINGLAS |  | 53.353 | -6.2692
MV/LV Substation HE***4211 | 10 kV | 400V(3ph) & 230V(single ph) | LV | 400 kVA :Kiosk Substation | 0.4 | --> | 0.4 | 0 | 0 | Constrained,otherwise capacity available =400kVA. | --> | 0.38 | 0 | 0 | 0 | 0 | 0.4 | 0 |  | --> | C18 ex LUCAN EAST | LUCAN EAST: T41∥T42 | GRANGE CASTLE |  | 53.3592 | -6.4315
MV/LV Substation HE***4219 | 10 kV | 400V(3ph) & 230V(single ph) | LV | 630 kVA :Kiosk Substation | 0.63 | --> | 0.63 | 0.022 | 0 | Constrained,otherwise capacity available =500kVA. | --> | 0.598 | 0 | 0 | 0 | 0 | 0.191 | 0 | Constrained,otherwise capacity available =500kW. | --> | C16 ex RATHDRUM | RATHDRUM: T42 | ARKLOW |  | 52.9315 | -6.2325
MV/LV Substation HE***4234 | 10 kV | 400V(3ph) & 230V(single ph) | LV | 630 kVA :Building Structure | 0.63 | --> | 0.63 | 0 | 0 | Constrained,otherwise capacity available =500kVA. | --> | 0.598 | 0 | 0 | 0 | 0.042 | 0.5 | 0 |  | --> | C22 ex GRANGE (DR) | GRANGE (DR): T42 | GRANGE (DR) |  | 53.3993 | -6.184
MV/LV Substation HE***4253 | 10 kV | 400V(3ph) & 230V(single ph) | LV | 630 kVA :Kiosk Substation | 0.63 | --> | 0.63 | 0.067 | 0.1 | Constrained,otherwise capacity available =500kVA. | --> | 0.598 | 0 | 0 | 0 | 0.004 | 0.5 | 0 |  | --> | C17 ex BISHOPSTOWN | BISHOPSTOWN: T41 | KILBARRY |  | 51.882 | -8.5746
MV/LV Substation HE***4258 | 10 kV | 400V(3ph) & 230V(single ph) | LV | 630 kVA :Kiosk Substation | 0.63 | --> | 0.63 | 0.5 | 1 |  | --> | 0.598 | 0 | 0 | 0 | 0 | 0.5 | 0 |  | --> | C11 ex MARROWBONE LANE | MARROWBONE LANE: T42 | INCHICORE 220KV |  | 53.335 | -6.2963
MV/LV Substation HE***425Y | 10 kV | 400V(3ph) & 230V(single ph) | LV | 630 kVA :Kiosk Substation | 0.63 | --> | 0.63 | 0 | 0 | Constrained,otherwise capacity available =500kVA. | --> | 0.598 | 0 | 0 | 0 | 0.035 | 0.5 | 0 |  | --> | C15 ex CARRIGALINE | CARRIGALINE: T41∥T42 | BARNAHELY |  | 51.8243 | -8.3924
MV/LV Substation HE***4261 | 10 kV | 400V(3ph) & 230V(single ph) | LV | 50 kVA :Pole Substation | 0.05 | --> | 0.05 | 0.05 | 8.3 |  | --> | 0.047 | 0 | 0 | 0 | 0 | 0.049 | 0 |  | --> | C17 ex BALLYBEG | BALLYBEG: T101 | CARRICKMINES |  | 52.9499 | -6.0307
MV/LV Substation HE***4277 | 10 kV | 400V(3ph) & 230V(single ph) | LV | 630 kVA :Kiosk Substation | 0.63 | --> | 0.63 | 0.067 | 0.1 | Constrained,otherwise capacity available =500kVA. | --> | 0.598 | 0 | 0 | 0 | 0.01 | 0.5 | 0 |  | --> | C17 ex BISHOPSTOWN | BISHOPSTOWN: T41 | KILBARRY |  | 51.88 | -8.5744
MV/LV Substation HE***4299 | 10 kV | 400V(3ph) & 230V(single ph) | LV | 630 kVA :Building Structure | 0.63 | --> | 0.63 | 0 | 0 | Constrained,otherwise capacity available =500kVA. | --> | 0.598 | 0 | 0 | 0 | 0 | 0.5 | 0 |  | --> | C11 ex PHIBSBORO | PHIBSBORO: T41 | FINGLAS |  | 53.3533 | -6.2699
MV/LV Substation HE***4301 | 10 kV | 400V(3ph) & 230V(single ph) | LV | 1000 kVA :Building Structure | 1 | --> | 1 | 0.5 | 7.2 |  | --> | 0.95 | 0 | 0 | 0 | 0 | 0.5 | 0 |  | --> | C15 ex WATLING STREET | WATLING STREET: T41 | FRANCIS STREET |  | 53.3479 | -6.2812
MV/LV Substation HE***4308 | 10 kV | 400V(3ph) & 230V(single ph) | LV | 630 kVA :Kiosk Substation | 0.63 | --> | 0.63 | 0.5 | 0.7 |  | --> | 0.598 | 0 | 0 | 0 | 0 | 0.5 | 0 |  | --> | C14 ex KNOCKMULLEN | KNOCKMULLEN: T42 | GREAT ISLAND |  | 52.3904 | -6.9308
MV/LV Substation HE***4338 | 20 kV | 400V(3ph) & 230V(single ph) | LV | 50 kVA :Pole Substation | 0.05 | --> | 0.05 | 0 | 0 | Constrained,otherwise capacity available =50kVA. | --> | 0.047 | 0 | 0 | 0 | 0 | 0.049 | 0 |  | --> | E12 ex BALTINGLASS | BALTINGLASS: T421∥T422 | STRATFORD |  | 52.9574 | -6.6999
MV/LV Substation HE***4386 | 10 kV | 400V(3ph) & 230V(single ph) | LV | 630 kVA :Kiosk Substation | 0.63 | --> | 0.63 | 0.067 | 0.1 | Constrained,otherwise capacity available =500kVA. | --> | 0.598 | 0 | 0 | 0 | 0.011 | 0.5 | 0 |  | --> | C17 ex BISHOPSTOWN | BISHOPSTOWN: T41 | KILBARRY |  | 51.8814 | -8.5775
MV/LV Substation HE***4390 | 10 kV | 400V(3ph) & 230V(single ph) | LV | 400 kVA :Kiosk Substation | 0.4 | --> | 0.4 | 0.4 | 3.2 |  | --> | 0.38 | 0 | 0 | 0 | 0 | 0.4 | 0 |  | --> | C14 ex MCDONAGH | MCDONAGH: T42 | KILKENNY |  | 52.6529 | -7.2243
MV/LV Substation HE***4397 | 10 kV | 400V(3ph) & 230V(single ph) | LV | 630 kVA :Kiosk Substation | 0.63 | --> | 0.63 | 0 | 0 | Constrained,otherwise capacity available =500kVA. | --> | 0.598 | 0 | 0 | 0 | 0 | 0.5 | 0 |  | --> | C17 ex CARRIGALINE | CARRIGALINE: T41∥T42 | BARNAHELY |  | 51.7997 | -8.2895
MV/LV Substation HE***439Z | 10 kV | 400V(3ph) & 230V(single ph) | LV | 200 kVA :Kiosk Substation | 0.2 | --> | 0.2 | 0.168 | 1.3 |  | --> | 0.19 | 0 | 0 | 0 | 0 | 0.204 | 0 |  | --> | C11 ex MULGANNON | MULGANNON: T41 | WEXFORD |  | 52.3279 | -6.4655
MV/LV Substation HE***4417 | 10 kV | 400V(3ph) & 230V(single ph) | LV | 630 kVA :Kiosk Substation | 0.63 | --> | 0.63 | 0.5 | 1 |  | --> | 0.598 | 0 | 0 | 0 | 0 | 0 | 0 | Constrained,otherwise capacity available =500kW. | --> | C17 ex LOUGHTAGALLA | LOUGHTAGALLA: T41∥T42 | THURLES |  | 52.6821 | -7.8042
MV/LV Substation HE***4443 | 10 kV | 400V(3ph) & 230V(single ph) | LV | 630 kVA :Kiosk Substation | 0.63 | --> | 0.63 | 0.5 | 4.7 |  | --> | 0.598 | 0 | 0 | 0 | 0 | 0.5 | 0 |  | --> | C28 ex CENTRE PARK ROAD | MARINA: T106 | MARINA |  | 51.8857 | -8.4406
MV/LV Substation HE***463X | 10 kV | 400V(3ph) & 230V(single ph) | LV | 400 kVA :Kiosk Substation | 0.4 | --> | 0.4 | 0.272 | 2.1 |  | --> | 0.38 | 0 | 0 | 0 | 0.007 | 0.412 | 0 |  | --> | C13 ex LIFFEY VALLEY | LIFFEY VALLEY: T41 | INCHICORE 220KV |  | 53.3576 | -6.4176
MV/LV Substation HE***464Z | 10 kV | 400V(3ph) & 230V(single ph) | LV | 630 kVA :Kiosk Substation | 0.63 | --> | 0.63 | 0 | 0 | Constrained,otherwise capacity available =329kVA. | --> | 0.598 | 0 | 0 | 0 | 0.039 | 0.5 | 0 |  | --> | C12 ex CARRIGALINE | CARRIGALINE: T41∥T42 | BARNAHELY |  | 51.8245 | -8.3889
MV/LV Substation HE***475Z | 20 kV | 400V(3ph) & 230V(single ph) | LV | 50 kVA :Pole Substation | 0.05 | --> | 0.05 | 0 | 0 | Constrained,otherwise capacity available =44kVA. | --> | 0.047 | 0 | 0 | 0 | 0 | 0.05 | 0 |  | --> | C11 ex LOUGHSHINNY | LOUGHSHINNY: T41 | GLASMORE |  | 53.5525 | -6.1576
MV/LV Substation HE***482 | 20 kV | 400V(3ph) & 230V(single ph) | LV | 100 kVA :Pole Substation | 0.1 | --> | 0.1 | 0.072 | 6.9 |  | --> | 0.095 | 0 | 0 | 0 | 0 | 0 | 0 | Constrained,otherwise capacity available =103kW. | --> | E18 ex SPRINGS | SPRINGS: T421∥T422 | DUNGARVAN |  | 52.0534 | -7.5452
MV/LV Substation HE***483 | 10 kV | 400V(3ph) & 230V(single ph) | LV | 400 kVA :Kiosk Substation | 0.4 | --> | 0.4 | 0.248 | 0.4 |  | --> | 0.38 | 0 | 0 | 0 | 0.075 | 0.344 | 0 |  | --> | C13 ex BALLYBODEN | BALLYBODEN: T41 | COOKSTOWN |  | 53.2854 | -6.2774
MV/LV Substation HE***484 | 10 kV | 400V(3ph) & 230V(single ph) | LV | 50 kVA :Pole Substation | 0.05 | --> | 0.05 | 0 | 0 | Constrained,otherwise capacity available =42kVA. | --> | 0.047 | 0 | 0 | 0 | 0 | 0.05 | 0 |  | --> | C20 ex CULLION | CULLION: T41∥T42 | LETTERKENNY |  | 54.9312 | -7.7101
MV/LV Substation HE***484 | 10 kV | 400V(3ph) & 230V(single ph) | LV | 400 kVA :Kiosk Substation | 0.4 | --> | 0.4 | 0.276 | 0.4 |  | --> | 0.38 | 0 | 0 | 0 | 0.043 | 0.373 | 0 |  | --> | C11 ex BALLYBODEN | BALLYBODEN: T41 | COOKSTOWN |  | 53.2832 | -6.2759
MV/LV Substation HE***494X | 20 kV | 400V(3ph) & 230V(single ph) | LV | 200 kVA :Kiosk Substation | 0.2 | --> | 0.2 | 0.14 | 3.6 |  | --> | 0.19 | 0 | 0 | 0 | 0 | 0.209 | 0 |  | --> | E13 ex CLARA | CLARA: T421 | THORNSBERRY |  | 53.3471 | -7.5895
MV/LV Substation HE***497Y | 10 kV | 400V(3ph) & 230V(single ph) | LV | 1000 kVA :Building Structure | 1 | --> | 1 | 0 | 0 | Constrained,otherwise capacity available =500kVA. | --> | 0.95 | 0 | 0 | 0 | 0 | 0.5 | 0 |  | --> | C13 ex RAHEEN | RAHEEN: T41 | LIMERICK |  | 52.6225 | -8.6538
MV/LV Substation HE***499Z | 10 kV | 400V(3ph) & 230V(single ph) | LV | 630 kVA :Building Structure | 0.63 | --> | 0.63 | 0.5 | 3.7 |  | --> | 0.598 | 0 | 0 | 0 | 0 | 0.5 | 0 |  | --> | C33 ex KILMORE | KILMORE: T103 | FINGLAS |  | 53.4012 | -6.2559
MV/LV Substation HE***500Z | 10 kV | 400V(3ph) & 230V(single ph) | LV | 100 kVA :Pole Substation | 0.1 | --> | 0.1 | 0.064 | 3.2 |  | --> | 0.095 | 0 | 0 | 0 | 0 | 0.105 | 0 |  | --> | C14 ex MCDONAGH | MCDONAGH: T42 | KILKENNY |  | 52.6573 | -7.2271
MV/LV Substation HE***502Z | 10 kV | 400V(3ph) & 230V(single ph) | LV | 400 kVA :Kiosk Substation | 0.4 | --> | 0.4 | 0.325 | 2.3 |  | --> | 0.38 | 0 | 0 | 0 | 0 | 0.411 | 0 |  | --> | E18 ex BLESSINGTON | BLESSINGTON: T422 | KILTEEL |  | 53.2053 | -6.5127
MV/LV Substation HE***520 | 20 kV | 400V(3ph) & 230V(single ph) | LV | 200 kVA :Pole Substation | 0.2 | --> | 0.2 | 0 | 0 | Constrained,otherwise capacity available =176kVA. | --> | 0.19 | 0 | 0 | 0 | 0 | 0.203 | 0 |  | --> | E17 ex HEADFORD | HEADFORD: T42 | CLOON |  | 53.4666 | -9.099
MV/LV Substation HE***522Z | 10 kV | 400V(3ph) & 230V(single ph) | LV | 200 kVA :Pole Substation | 0.2 | --> | 0.2 | 0.159 | 3.3 |  | --> | 0.19 | 0 | 0 | 0 | 0 | 0.206 | 0 |  | --> | E11 ex KNOCKMULLEN | KNOCKMULLEN: T421 | GREAT ISLAND |  | 52.3854 | -6.9294
MV/LV Substation HE***526X | 10 kV | 400V(3ph) & 230V(single ph) | LV | 400 kVA :Kiosk Substation | 0.4 | --> | 0.4 | 0.247 | 2.1 |  | --> | 0.38 | 0 | 0 | 0 | 0.009 | 0.413 | 0 |  | --> | C13 ex LIFFEY VALLEY | LIFFEY VALLEY: T41 | INCHICORE 220KV |  | 53.3573 | -6.4209
MV/LV Substation HE***526Y | 10 kV | 400V(3ph) & 230V(single ph) | LV | 400 kVA :Kiosk Substation | 0.4 | --> | 0.4 | 0 | 0 | Constrained,otherwise capacity available =288kVA. | --> | 0.38 | 0 | 0 | 0 | 0 | 0.417 | 0 |  | --> | C16 ex TOGHER | TOGHER: T42 | TRABEG |  | 51.8749 | -8.5045
MV/LV Substation HE***532 | 10 kV | 400V(3ph) & 230V(single ph) | LV | 100 kVA :Pole Substation | 0.1 | --> | 0.1 | 0.082 | 0.9 |  | --> | 0.095 | 0 | 0 | 0 | 0 | 0.102 | 0 |  | --> | C14 ex DRUMQUIN | DRUMQUIN: T42 | ENNIS |  | 52.8066 | -8.9817
MV/LV Substation HE***543Y | 20 kV | 400V(3ph) & 230V(single ph) | LV | 50 kVA :Pole Substation | 0.05 | --> | 0.05 | 0 | 0 | Constrained,otherwise capacity available =44kVA. | --> | 0.047 | 0 | 0 | 0 | 0.006 | 0 | 0 | Constrained,otherwise capacity available =43kW. | --> | E20 ex ROSCREA | ROSCREA: T42 | IKERRIN |  | 52.9394 | -7.6146
MV/LV Substation HE***571X | 10 kV | 400V(3ph) & 230V(single ph) | LV | 50 kVA :Pole Substation | 0.05 | --> | 0.05 | 0 | 0 | Constrained,otherwise capacity available =32kVA. | --> | 0.047 | 0 | 0 | 0 | 0 | 0.051 | 0 |  | --> | C11 ex CLONAKILTY | CLONAKILTY: T41∥T42 | DUNMANWAY |  | 51.6669 | -8.834
MV/LV Substation HE***571Z | 10 kV | 400V(3ph) & 230V(single ph) | LV | 400 kVA :Kiosk Substation | 0.4 | --> | 0.4 | 0.31 | 4.9 |  | --> | 0.38 | 0 | 0 | 0 | 0.038 | 0.374 | 0 |  | --> | C11 ex BALLINCOLLIG | BALLINCOLLIG: T41 | KILBARRY |  | 51.8586 | -8.5532
MV/LV Substation HE***580Z | 10 kV | 400V(3ph) & 230V(single ph) | LV | 630 kVA :Kiosk Substation | 0.63 | --> | 0.63 | 0 | 0 | Constrained,otherwise capacity available =443kVA. | --> | 0.598 | 0 | 0 | 0 | 0.068 | 0.5 | 0 |  | --> | C22 ex UNIDARE | UNIDARE: T42 | FINGLAS |  | 53.3945 | -6.3207
MV/LV Substation HE***582 | 10 kV | 400V(3ph) & 230V(single ph) | LV | 1000 kVA :Building Structure | 1 | --> | 1 | 0 | 0 | Constrained,otherwise capacity available =500kVA. | --> | 0.95 | 0 | 0 | 0 | 0.015 | 0.5 | 0 |  | --> | C17 ex KINGSBRIDGE | KINGSBRIDGE: T41 | INCHICORE 220KV |  | 53.3462 | -6.2927
MV/LV Substation HE***582Z | 10 kV | 400V(3ph) & 230V(single ph) | LV | 400 kVA :Kiosk Substation | 0.4 | --> | 0.4 | 0 | 0 | Constrained,otherwise capacity available =320kVA. | --> | 0.38 | 0 | 0 | 0 | 0.078 | 0.33 | 0 |  | --> | C22 ex UNIDARE | UNIDARE: T42 | FINGLAS |  | 53.3952 | -6.3251
MV/LV Substation HE***583 | 20 kV | 400V(3ph) & 230V(single ph) | LV | 400 kVA :Building Structure | 0.4 | --> | 0.4 | 0.387 | 3.5 |  | --> | 0.38 | 0 | 0 | 0 | 0.003 | 0.398 | 0 |  | --> | E19 ex STRANORLAR | STRANORLAR: T421 | LETTERKENNY |  | 54.8699 | -8.116
MV/LV Substation HE***598 | 10 kV | 400V(3ph) & 230V(single ph) | LV | 400 kVA :Kiosk Substation | 0.4 | --> | 0.4 | 0.257 | 0.4 |  | --> | 0.38 | 0 | 0 | 0 | 0.041 | 0.378 | 0 |  | --> | C13 ex BALLYBODEN | BALLYBODEN: T41 | COOKSTOWN |  | 53.2854 | -6.2725
MV/LV Substation HE***604X | 20 kV | 400V(3ph) & 230V(single ph) | LV | 100 kVA :Pole Substation | 0.1 | --> | 0.1 | 0.084 | 2.5 |  | --> | 0.095 | 0 | 0 | 0 | 0 | 0.102 | 0 |  | --> | C12 ex ATHY | ATHY: T102 | ATHY |  | 52.9676 | -6.9431
MV/LV Substation HE***612 | 20 kV | 400V(3ph) & 230V(single ph) | LV | 100 kVA :Pole Substation | 0.1 | --> | 0.1 | 0 | 0 | Constrained,otherwise capacity available =80kVA. | --> | 0.095 | 0 | 0 | 0 | 0.016 | 0.086 | 0 |  | --> | E18 ex GLASMORE | GLASMORE: T422 | GLASMORE |  | 53.5524 | -6.2076
MV/LV Substation HE***613 | 20 kV | 400V(3ph) & 230V(single ph) | LV | 200 kVA :Pole Substation | 0.2 | --> | 0.2 | 0 | 0 | Constrained,otherwise capacity available =147kVA. | --> | 0.19 | 0 | 0 | 0 | 0.039 | 0.166 | 0 |  | --> | E18 ex GLASMORE | GLASMORE: T422 | GLASMORE |  | 53.5558 | -6.2118
MV/LV Substation HE***613Y | 20 kV | 400V(3ph) & 230V(single ph) | LV | 50 kVA :Pole Substation | 0.05 | --> | 0.05 | 0 | 0 | Constrained,otherwise capacity available =50kVA. | --> | 0.047 | 0 | 0 | 0 | 0 | 0.049 | 0 |  | --> | E17 ex HEADFORD | HEADFORD: T42 | CLOON |  | 53.466 | -9.1046
MV/LV Substation HE***617X | 10 kV | 400V(3ph) & 230V(single ph) | LV | 200 kVA :Pole Substation | 0.2 | --> | 0.2 | 0 | 0 | Constrained,otherwise capacity available =149kVA. | --> | 0.19 | 0 | 0 | 0 | 0 | 0.207 | 0 |  | --> | C18 ex HEADFORD | HEADFORD: T42 | CLOON |  | 53.4705 | -9.0996
MV/LV Substation HE***618X | 10 kV | 400V(3ph) & 230V(single ph) | LV | 400 kVA :Kiosk Substation | 0.4 | --> | 0.4 | 0 | 0 | Constrained,otherwise capacity available =206kVA. | --> | 0.38 | 0 | 0 | 0 | 0.037 | 0.39 | 0 |  | --> | C18 ex BALGADDY | BALGADDY: T42 | GRANGE CASTLE |  | 53.3462 | -6.4231
MV/LV Substation HE***618X | 10 kV | 400V(3ph) & 230V(single ph) | LV | 200 kVA :Pole Substation | 0.2 | --> | 0.2 | 0 | 0 | Constrained,otherwise capacity available =82kVA. | --> | 0.19 | 0 | 0 | 0 | 0.011 | 0.206 | 0 |  | --> | C18 ex HEADFORD | HEADFORD: T42 | CLOON |  | 53.4711 | -9.1077
MV/LV Substation HE***621 | 20 kV | 400V(3ph) & 230V(single ph) | LV | 50 kVA :Pole Substation | 0.05 | --> | 0.05 | 0 | 0 | Constrained,otherwise capacity available =34kVA. | --> | 0.047 | 0 | 0 | 0 | 0.003 | 0.048 | 0 |  | --> | C11 ex LOUGHSHINNY | LOUGHSHINNY: T41 | GLASMORE |  | 53.5512 | -6.1533
MV/LV Substation HE***622Z | 10 kV | 400V(3ph) & 230V(single ph) | LV | 200 kVA :Kiosk Substation | 0.2 | --> | 0.2 | 0.146 | 1 |  | --> | 0.19 | 0 | 0 | 0 | 0.007 | 0.2 | 0 |  | --> | C17 ex KILCULLEN | KILCULLEN: T41 | STRATFORD |  | 53.1398 | -6.7333
MV/LV Substation HE***634X | 10 kV | 400V(3ph) & 230V(single ph) | LV | 630 kVA :Building Structure | 0.63 | --> | 0.63 | 0 | 0 | Constrained,otherwise capacity available =500kVA. | --> | 0.598 | 0 | 0 | 0 | 0 | 0.5 | 0 |  | --> | C11 ex PHIBSBORO | PHIBSBORO: T41 | FINGLAS |  | 53.3522 | -6.2694
MV/LV Substation HE***638Z | 10 kV | 400V(3ph) & 230V(single ph) | LV | 400 kVA :Building Structure | 0.4 | --> | 0.4 | 0 | 0 | Constrained,otherwise capacity available =390kVA. | --> | 0.38 | 0 | 0 | 0 | 0 | 0.401 | 0 |  | --> | C11 ex KILBARRY | KILBARRY: T101 | KILBARRY |  | 51.9083 | -8.4739
MV/LV Substation HE***645X | 10 kV | 400V(3ph) & 230V(single ph) | LV | 1000 kVA :Building Structure | 1 | --> | 1 | 0.5 | 12.5 |  | --> | 0.95 | 0 | 0 | 0 | 0 | 0.5 | 0 |  | --> | C17 ex HEUSTON SQUARE | HEUSTON SQUARE: T101 | INCHICORE 220KV |  | 53.3453 | -6.2966
MV/LV Substation HE***660Y | 20 kV | 400V(3ph) & 230V(single ph) | LV | 50 kVA :Pole Substation | 0.05 | --> | 0.05 | 0.05 | 4.4 |  | --> | 0.047 | 0 | 0 | 0 | 0 | 0 | 0 | Constrained,otherwise capacity available =49kW. | --> | E19 ex SLANE | SLANE: T421 | DRYBRIDGE |  | 53.7669 | -6.6187
MV/LV Substation HE***662Z | 10 kV | 400V(3ph) & 230V(single ph) | LV | 200 kVA :Kiosk Substation | 0.2 | --> | 0.2 | 0 | 0 | Constrained,otherwise capacity available =155kVA. | --> | 0.19 | 0 | 0 | 0 | 0.006 | 0.2 | 0 |  | --> | C18 ex HEADFORD | HEADFORD: T42 | CLOON |  | 53.4703 | -9.1034
MV/LV Substation HE***665Z | 10 kV | 400V(3ph) & 230V(single ph) | LV | 630 kVA :Kiosk Substation | 0.63 | --> | 0.63 | 0 | 0 | Constrained,otherwise capacity available =500kVA. | --> | 0.598 | 0 | 0 | 0 | 0.007 | 0.5 | 0 |  | --> | C12 ex CARRIGALINE | CARRIGALINE: T41∥T42 | BARNAHELY |  | 51.825 | -8.385
MV/LV Substation HE***672 | 10 kV | 400V(3ph) & 230V(single ph) | LV | 50 kVA :Pole Substation | 0.05 | --> | 0.05 | 0.036 | 3.6 |  | --> | 0.047 | 0 | 0 | 0 | 0 | 0.051 | 0 |  | --> | C27 ex BALLYCROSSAUN | BALLYCROSSAUN: T421∥T422 | SOMERSET |  | 53.1676 | -8.3103
MV/LV Substation HE***674Z | 10 kV | 400V(3ph) & 230V(single ph) | LV | 400 kVA :Building Structure | 0.4 | --> | 0.4 | 0 | 0 | Constrained,otherwise capacity available =394kVA. | --> | 0.38 | 0 | 0 | 0 | 0 | 0.4 | 0 |  | --> | C17 ex TOGHER | TOGHER: T41 | TRABEG |  | 51.8755 | -8.4781
MV/LV Substation HE***675 | 10 kV | 400V(3ph) & 230V(single ph) | LV | 100 kVA :Pole Substation | 0.1 | --> | 0.1 | 0.051 | 2.2 |  | --> | 0.095 | 0 | 0 | 0 | 0.015 | 0.091 | 0 |  | --> | C14 ex KELLS | KELLS: T41∥T42 | NAVAN |  | 53.7351 | -6.8482
MV/LV Substation HE***676 | 10 kV | 400V(3ph) & 230V(single ph) | LV | 630 kVA :Building Structure | 0.63 | --> | 0.63 | 0.465 | 0.5 |  | --> | 0.598 | 0 | 0 | 0 | 0 | 0.5 | 0 |  | --> | C06 ex PEMBROKE | PEMBROKE: T44 | RINGSEND |  | 53.3281 | -6.2317
MV/LV Substation HE***677Y | 20 kV | 400V(3ph) & 230V(single ph) | LV | 200 kVA :Pole Substation | 0.2 | --> | 0.2 | 0.134 | 26.7 |  | --> | 0.19 | 0 | 0 | 0 | 0 | 0.21 | 0 |  | --> | E21 ex WEXFORD | WEXFORD: T121∥T122 | WEXFORD |  | 52.3474 | -6.5184
MV/LV Substation HE***678Y | 10 kV | 400V(3ph) & 230V(single ph) | LV | 200 kVA :Kiosk Substation | 0.2 | --> | 0.2 | 0.17 | 9.4 |  | --> | 0.19 | 0 | 0 | 0 | 0 | 0.204 | 0 |  | --> | C27 ex KILLOTERAN | KILLOTERAN: T101 | KILLOTERAN |  | 52.2444 | -7.1563
MV/LV Substation HE***687Y | 20 kV | 400V(3ph) & 230V(single ph) | LV | 100 kVA :Pole Substation | 0.1 | --> | 0.1 | 0 | 0 | Constrained,otherwise capacity available =56kVA. | --> | 0.095 | 0 | 0 | 0 | 0.007 | 0 | 0 | Constrained,otherwise capacity available =98kW. | --> | C16 ex HOLYCROSS ROAD | HOLYCROSS ROAD: T41∥T42 | THURLES |  | 52.6355 | -7.8658
MV/LV Substation HE***696Z | 10 kV | 400V(3ph) & 230V(single ph) | LV | 200 kVA :Kiosk Substation | 0.2 | --> | 0.2 | 0 | 0 | Constrained,otherwise capacity available =131kVA. | --> | 0.19 | 0 | 0 | 0 | 0.018 | 0.191 | 0 |  | --> | C12 ex CARRIGALINE | CARRIGALINE: T41∥T42 | BARNAHELY |  | 51.8257 | -8.3825
MV/LV Substation HE***723Y | 10 kV | 400V(3ph) & 230V(single ph) | LV | 630 kVA :Building Structure | 0.63 | --> | 0.63 | 0 | 0 | Constrained,otherwise capacity available =500kVA. | --> | 0.598 | 0 | 0 | 0 | 0 | 0 | 0 | Constrained,otherwise capacity available =500kW. | --> | C19 ex PALLAS | PALLAS: T41∥T42 | PORTLAOISE |  | 53.0357 | -7.3017
MV/LV Substation HE***724X | 10 kV | 400V(3ph) & 230V(single ph) | LV | 200 kVA :Pole Substation | 0.2 | --> | 0.2 | 0.128 | 2.2 |  | --> | 0.19 | 0 | 0 | 0 | 0.01 | 0.2 | 0 |  | --> | C23 ex KELLS | KELLS: T41∥T42 | NAVAN |  | 53.7197 | -6.8751
MV/LV Substation HE***742X | 10 kV | 400V(3ph) & 230V(single ph) | LV | 400 kVA :Kiosk Substation | 0.4 | --> | 0.4 | 0.386 | 1 |  | --> | 0.38 | 0 | 0 | 0 | 0 | 0.401 | 0 |  | --> | C11 ex MARROWBONE LANE | MARROWBONE LANE: T42 | INCHICORE 220KV |  | 53.3345 | -6.2987
MV/LV Substation HE***746Y | 10 kV | 400V(3ph) & 230V(single ph) | LV | 630 kVA :Kiosk Substation | 0.63 | --> | 0.63 | 0 | 0 | Constrained,otherwise capacity available =500kVA. | --> | 0.598 | 0 | 0 | 0 | 0 | 0.5 | 0 |  | --> | C21 ex PORTARLINGTON | PORTARLINGTON: T43 | BLAKE |  | 53.1326 | -7.1516
MV/LV Substation HE***753 | 10 kV | 400V(3ph) & 230V(single ph) | LV | 50 kVA :Pole Substation | 0.05 | --> | 0.05 | 0.05 | 3.6 |  | --> | 0.047 | 0 | 0 | 0 | 0 | 0.049 | 0 |  | --> | C27 ex BALLYCROSSAUN | BALLYCROSSAUN: T421∥T422 | SOMERSET |  | 53.1656 | -8.3136
MV/LV Substation HE***762X | 20 kV | 400V(3ph) & 230V(single ph) | LV | 50 kVA :Pole Substation | 0.05 | --> | 0.05 | 0.05 | 3 |  | --> | 0.047 | 0 | 0 | 0 | 0 | 0 | 0 | Constrained,otherwise capacity available =49kW. | --> | E17 ex WINDSOR | WINDSOR: T421∥T422 | CASTLEBAR |  | 53.8465 | -9.232
MV/LV Substation HE***764X | 20 kV | 400V(3ph) & 230V(single ph) | LV | 400 kVA :Kiosk Substation | 0.4 | --> | 0.4 | 0.323 | 2 |  | --> | 0.38 | 0 | 0 | 0 | 0.001 | 0.41 | 0 |  | --> | E17 ex BALLYCONNELL | BALLYCONNELL: T421∥T422 | GORTAWEE |  | 54.1174 | -7.5839
MV/LV Substation HE***766Z | 20 kV | 400V(3ph) & 230V(single ph) | LV | 50 kVA :Pole Substation | 0.05 | --> | 0.05 | 0.047 | 0.8 |  | --> | 0.047 | 0 | 0 | 0 | 0.003 | 0 | 0 | Constrained,otherwise capacity available =46kW. | --> | C11 ex BANTRY | BANTRY: T41∥T42 | BALLYLICKY |  | 51.681 | -9.4219
MV/LV Substation HE***770X | 10 kV | 400V(3ph) & 230V(single ph) | LV | 50 kVA :Pole Substation | 0.05 | --> | 0.05 | 0.042 | 2.2 |  | --> | 0.047 | 0 | 0 | 0 | 0 | 0.05 | 0 |  | --> | C14 ex KELLS | KELLS: T41∥T42 | NAVAN |  | 53.7364 | -6.8573
MV/LV Substation HE***771X | 10 kV | 400V(3ph) & 230V(single ph) | LV | 50 kVA :Pole Substation | 0.05 | --> | 0.05 | 0.035 | 0.6 |  | --> | 0.047 | 0 | 0 | 0 | 0.004 | 0.047 | 0 |  | --> | C32 ex ACADEMY STREET | ACADEMY STREET: T44 | NAVAN |  | 53.6448 | -6.6914
MV/LV Substation HE***772X | 10 kV | 400V(3ph) & 230V(single ph) | LV | 400 kVA :Building Structure | 0.4 | --> | 0.4 | 0.358 | 6 |  | --> | 0.38 | 0 | 0 | 0 | 0 | 0.406 | 0 |  | --> | C22 ex MALLOW | MALLOW: T42 | MALLOW |  | 52.1375 | -8.6422
MV/LV Substation HE***797 | 10 kV | 400V(3ph) & 230V(single ph) | LV | 400 kVA :Kiosk Substation | 0.4 | --> | 0.4 | 0.218 | 4.5 |  | --> | 0.38 | 0 | 0 | 0 | 0.01 | 0.417 | 0 |  | --> | C12 ex BRAY | BRAY: T42 | FASSAROE |  | 53.2039 | -6.1112
MV/LV Substation HE***804X | 10 kV | 400V(3ph) & 230V(single ph) | LV | 50 kVA :Pole Substation | 0.05 | --> | 0.05 | 0 | 0 |  | --> | 0.047 | 0 | 0 | 0 | 0 | 0 | 0 | Constrained,otherwise capacity available =57kW. | --> | E14 ex ABBEYLEIX | ABBEYLEIX: T422 | PORTLAOISE |  | 52.8847 | -7.3017
MV/LV Substation HE***807Y | 20 kV | 400V(3ph) & 230V(single ph) | LV | 200 kVA :Kiosk Substation | 0.2 | --> | 0.2 | 0 | 0 | Constrained,otherwise capacity available =90kVA. | --> | 0.19 | 0 | 0 | 0 | 0 | 0.216 | 0 |  | --> | E14 ex BALLINDERRY | BALLINDERRY: T422 | MULLINGAR |  | 53.4554 | -7.1058
MV/LV Substation HE***822Z | 10 kV | 400V(3ph) & 230V(single ph) | LV | 400 kVA :Kiosk Substation | 0.4 | --> | 0.4 | 0.045 | 0 | Constrained,otherwise capacity available =396kVA. | --> | 0.38 | 0 | 0 | 0 | 0 | 0.4 | 0 |  | --> | C16 ex TALBOTS INCH | TALBOTS INCH: T41∥T42 | KILKENNY |  | 52.6534 | -7.2447
MV/LV Substation HE***828 | 10 kV | 400V(3ph) & 230V(single ph) | LV | 630 kVA :Building Structure | 0.63 | --> | 0.63 | 0.5 | 2.3 |  | --> | 0.598 | 0 | 0 | 0 | 0 | 0.5 | 0 |  | --> | C14 ex MOUNT MERRION | MOUNT MERRION: T42 | CARRICKMINES |  | 53.3157 | -6.21
MV/LV Substation HE***834X | 10 kV | 400V(3ph) & 230V(single ph) | LV | 1000 kVA :Building Structure | 1 | --> | 1 | 0.5 | 12.5 |  | --> | 0.95 | 0 | 0 | 0 | 0 | 0.5 | 0 |  | --> | C17 ex HEUSTON SQUARE | HEUSTON SQUARE: T101 | INCHICORE 220KV |  | 53.3439 | -6.2977
MV/LV Substation HE***850 | 10 kV | 400V(3ph) & 230V(single ph) | LV | 200 kVA :Pole Substation | 0.2 | --> | 0.2 | 0 | 0 | Constrained,otherwise capacity available =117kVA. | --> | 0.19 | 0 | 0 | 0 | 0.012 | 0.199 | 0 |  | --> | C16 ex CARRIGALINE | CARRIGALINE: T41∥T42 | BARNAHELY |  | 51.8695 | -8.3708
MV/LV Substation HE***854X | 10 kV | 400V(3ph) & 230V(single ph) | LV | 50 kVA :Pole Substation | 0.05 | --> | 0.05 | 0.048 | 2.2 |  | --> | 0.047 | 0 | 0 | 0 | 0 | 0.049 | 0 |  | --> | C26 ex KELLS | KELLS: T41∥T42 | NAVAN |  | 53.7224 | -6.854
MV/LV Substation HE***854Y | 20 kV | 400V(3ph) & 230V(single ph) | LV | 50 kVA :Pole Substation | 0.05 | --> | 0.05 | 0 | 0 | Constrained,otherwise capacity available =34kVA. | --> | 0.047 | 0 | 0 | 0 | 0 | 0.051 | 0 |  | --> | E17 ex HEADFORD | HEADFORD: T42 | CLOON |  | 53.4676 | -9.1115
MV/LV Substation HE***862X | 10 kV | 400V(3ph) & 230V(single ph) | LV | 400 kVA :Kiosk Substation | 0.4 | --> | 0.4 | 0.312 | 2.2 |  | --> | 0.38 | 0 | 0 | 0 | 0.003 | 0.41 | 0 |  | --> | C14 ex KELLS | KELLS: T41∥T42 | NAVAN |  | 53.7283 | -6.8684
MV/LV Substation HE***868Y | 10 kV | 400V(3ph) & 230V(single ph) | LV | 200 kVA :Kiosk Substation | 0.2 | --> | 0.2 | 0 | 0 | Constrained,otherwise capacity available =97kVA. | --> | 0.19 | 0 | 0 | 0 | 0 | 0 | 0 | Constrained,otherwise capacity available =215kW. | --> | C22 ex PORTLAOISE | PORTLAOISE: T42 | PORTLAOISE |  | 53.0417 | -7.2615
MV/LV Substation HE***875X | 10 kV | 400V(3ph) & 230V(single ph) | LV | 200 kVA :Kiosk Substation | 0.2 | --> | 0.2 | 0.168 | 12.2 |  | --> | 0.19 | 0 | 0 | 0 | 0.004 | 0.2 | 0 |  | --> | C28 ex SALTHILL | SALTHILL: T102 | SALTHILL |  | 53.2554 | -9.1526
MV/LV Substation HE***883X | 10 kV | 400V(3ph) & 230V(single ph) | LV | 100 kVA :Pole Substation | 0.1 | --> | 0.1 | 0 | 0 | Constrained,otherwise capacity available =74kVA. | --> | 0.095 | 0 | 0 | 0 | 0 | 0 | 0 | Constrained,otherwise capacity available =103kW. | --> | C14 ex BELLFIELD | BELLFIELD: T41∥T42 | CRANE |  | 52.5087 | -6.5611
MV/LV Substation HE***888 | 10 kV | 400V(3ph) & 230V(single ph) | LV | 630 kVA :Kiosk Substation | 0.63 | --> | 0.63 | 0.289 | 2 |  | --> | 0.598 | 0 | 0 | 0 | 0.013 | 0.5 | 0 |  | --> | C16 ex KENMARE | KENMARE: T42 | KNOCKEARAGH |  | 51.879 | -9.5831
MV/LV Substation HE***889 | 10 kV | 400V(3ph) & 230V(single ph) | LV | 400 kVA :Kiosk Substation | 0.4 | --> | 0.4 | 0.383 | 5.4 |  | --> | 0.38 | 0 | 0 | 0 | 0 | 0.402 | 0 |  | --> | C18 ex ARDNAREE | ARDNAREE: T42 | MOY |  | 54.1107 | -9.1462
MV/LV Substation HE***909 | 10 kV | 400V(3ph) & 230V(single ph) | LV | 400 kVA :Kiosk Substation | 0.4 | --> | 0.4 | 0 | 0 | Constrained,otherwise capacity available =236kVA. | --> | 0.38 | 0 | 0 | 0 | 0.01 | 0.414 | 0 |  | --> | C20 ex OLDBAWN | OLDBAWN: T42 | COOKSTOWN |  | 53.2758 | -6.3692
MV/LV Substation HE***915Z | 10 kV | 400V(3ph) & 230V(single ph) | LV | 200 kVA :Kiosk Substation | 0.2 | --> | 0.2 | 0.131 | 1.5 |  | --> | 0.19 | 0 | 0 | 0 | 0.004 | 0.205 | 0 |  | --> | C17 ex SALLINS | SALLINS: T41 | GRIFFINRATH |  | 53.2874 | -6.6873
MV/LV Substation HE***918 | 20 kV | 400V(3ph) & 230V(single ph) | LV | 50 kVA :Pole Substation | 0.05 | --> | 0.05 | 0 | 0 | Constrained,otherwise capacity available =28kVA. | --> | 0.047 | 0 | 0 | 0 | 0 | 0.052 | 0 |  | --> | E18 ex GLASMORE | GLASMORE: T422 | GLASMORE |  | 53.551 | -6.2076
MV/LV Substation HE***919 | 20 kV | 400V(3ph) & 230V(single ph) | LV | 400 kVA :Kiosk Substation | 0.4 | --> | 0.4 | 0.391 | 2.4 |  | --> | 0.38 | 0 | 0 | 0 | 0 | 0.4 | 0 |  | --> | E20 ex STRANORLAR | STRANORLAR: T422 | LETTERKENNY |  | 54.7907 | -7.7897
MV/LV Substation HE***923X | 10 kV | 400V(3ph) & 230V(single ph) | LV | 100 kVA :Pole Substation | 0.1 | --> | 0.1 | 0 | 0 | Constrained,otherwise capacity available =72kVA. | --> | 0.095 | 0 | 0 | 0 | 0.013 | 0.09 | 0 |  | --> | C17 ex ROSEHILL | ROSEHILL: T41 | KILKENNY |  | 52.6335 | -7.275
MV/LV Substation HE***938 | 10 kV | 400V(3ph) & 230V(single ph) | LV | 200 kVA :Building Structure | 0.2 | --> | 0.2 | 0.151 | 5.8 |  | --> | 0.19 | 0 | 0 | 0 | 0.004 | 0.202 | 0 |  | --> | C19 ex WHITESTOWN | WHITESTOWN: T41 | COOKSTOWN |  | 53.2811 | -6.383
MV/LV Substation HE***939 | 10 kV | 400V(3ph) & 230V(single ph) | LV | 200 kVA :Kiosk Substation | 0.2 | --> | 0.2 | 0 | 0 | Constrained,otherwise capacity available =97kVA. | --> | 0.19 | 0 | 0 | 0 | 0.01 | 0.204 | 0 |  | --> | C20 ex OLDBAWN | OLDBAWN: T42 | COOKSTOWN |  | 53.2762 | -6.3691
MV/LV Substation HE***941X | 10 kV | 400V(3ph) & 230V(single ph) | LV | 200 kVA :Pole Substation | 0.2 | --> | 0.2 | 0.105 | 1.2 |  | --> | 0.19 | 0 | 0 | 0 | 0.089 | 0.12 | 0 |  | --> | C20 ex POLLERTON | POLLERTON: T42 | CARLOW |  | 52.799 | -6.8968
MV/LV Substation HE***956X | 10 kV | 400V(3ph) & 230V(single ph) | LV | 100 kVA :Pole Substation | 0.1 | --> | 0.1 | 0 | 0 | Constrained,otherwise capacity available =77kVA. | --> | 0.095 | 0 | 0 | 0 | 0 | 0 | 0 | Constrained,otherwise capacity available =103kW. | --> | C22 ex PORTLAOISE | PORTLAOISE: T42 | PORTLAOISE |  | 53.0636 | -7.1982
MV/LV Substation HE***957X | 10 kV | 400V(3ph) & 230V(single ph) | LV | 630 kVA :Building Structure | 0.63 | --> | 0.63 | 0.5 | 1 |  | --> | 0.598 | 0 | 0 | 0 | 0 | 0.5 | 0 |  | --> | C15 ex MARROWBONE LANE | MARROWBONE LANE: T42 | INCHICORE 220KV |  | 53.3375 | -6.2917
MV/LV Substation HE***972X | 20 kV | 400V(3ph) & 230V(single ph) | LV | 100 kVA :Pole Substation | 0.1 | --> | 0.1 | 0 | 0 | Constrained,otherwise capacity available =60kVA. | --> | 0.095 | 0 | 0 | 0 | 0 | 0.106 | 0 |  | --> | E11 ex EDENDERRY | EDENDERRY: T421∥T422 | BLAKE |  | 53.3364 | -7.0643
MV/LV Substation HE***976X | 10 kV | 400V(3ph) & 230V(single ph) | LV | 400 kVA :Kiosk Substation | 0.4 | --> | 0.4 | 0.314 | 3.2 |  | --> | 0.38 | 0 | 0 | 0 | 0.085 | 0.323 | 0 |  | --> | C14 ex MCDONAGH | MCDONAGH: T42 | KILKENNY |  | 52.6547 | -7.2268
MV/LV Substation HE***977X | 10 kV | 400V(3ph) & 230V(single ph) | LV | 100 kVA :Pole Substation | 0.1 | --> | 0.1 | 0 | 0 | Constrained,otherwise capacity available =81kVA. | --> | 0.095 | 0 | 0 | 0 | 0.007 | 0 | 0 | Constrained,otherwise capacity available =95kW. | --> | C22 ex PORTLAOISE | PORTLAOISE: T42 | PORTLAOISE |  | 53.0603 | -7.2133
MV/LV Substation HE***979X | 10 kV | 400V(3ph) & 230V(single ph) | LV | 50 kVA :Pole Substation | 0.05 | --> | 0.05 | 0 | 0 | Constrained,otherwise capacity available =26kVA. | --> | 0.047 | 0 | 0 | 0 | 0 | 0 | 0 | Constrained,otherwise capacity available =52kW. | --> | C22 ex PORTLAOISE | PORTLAOISE: T42 | PORTLAOISE |  | 53.0553 | -7.2085
MV/LV Substation HE***985X | 10 kV | 400V(3ph) & 230V(single ph) | LV | 630 kVA :Building Structure | 0.63 | --> | 0.63 | 0 | 0 | Constrained,otherwise capacity available =500kVA. | --> | 0.598 | 0 | 0 | 0 | 0 | 0.5 | 0 |  | --> | C17 ex CARRIGSHANE | CARRIGSHANE: T41 | MIDLETON |  | 51.9021 | -8.1387
MV/LV Substation HE***987 | 10 kV | 400V(3ph) & 230V(single ph) | LV | 630 kVA :Kiosk Substation | 0.63 | --> | 0.63 | 0.497 | 0.9 |  | --> | 0.598 | 0 | 0 | 0 | 0.017 | 0.5 | 0 |  | --> | C19 ex BRAY | BRAY: T41 | FASSAROE |  | 53.1929 | -6.0997
MV/LV Substation HI***001Y | 10 kV | 400V(3ph) & 230V(single ph) | LV | 400 kVA :Kiosk Substation | 0.4 | --> | 0.4 | 0.269 | 4.2 |  | --> | 0.38 | 0 | 0 | 0 | 0.028 | 0.39 | 0 |  | --> | C23 ex SWORDS | SWORDS: T41 | GLASMORE |  | 53.4541 | -6.2268
MV/LV Substation HI***002 | 10 kV | 400V(3ph) & 230V(single ph) | LV | 200 kVA :Pole Substation | 0.2 | --> | 0.2 | 0.143 | 5.9 |  | --> | 0.19 | 0 | 0 | 0 | 0 | 0.208 | 0 |  | --> | C22 ex NEWMARKET (SR) | NEWMARKET (SR): T41∥T42 | GLENLARA |  | 52.2139 | -8.9991
MV/LV Substation HI***004 | 10 kV | 400V(3ph) & 230V(single ph) | LV | 200 kVA :Pole Substation | 0.2 | --> | 0.2 | 0 | 0 | Constrained,otherwise capacity available =92kVA. | --> | 0.19 | 0 | 0 | 0 | 0 | 0.216 | 0 |  | --> | C12 ex SKIBBEREEN | SKIBBEREEN: T41∥T42 | DUNMANWAY |  | 51.5492 | -9.2614
MV/LV Substation HI***009 | 20 kV | 400V(3ph) & 230V(single ph) | LV | 400 kVA :Kiosk Substation | 0.4 | --> | 0.4 | 0.186 | 4.4 |  | --> | 0.38 | 0 | 0 | 0 | 0.007 | 0.424 | 0 |  | --> | E15 ex MOHILL | MOHILL: T421∥T422 | CARRICK ON SHANNON |  | 54.0536 | -7.7972
MV/LV Substation HI***013 | 10 kV | 400V(3ph) & 230V(single ph) | LV | 630 kVA :Building Structure | 0.63 | --> | 0.63 | 0.488 | 4.8 |  | --> | 0.598 | 0 | 0 | 0 | 0 | 0.5 | 0 |  | --> | C19 ex ATHY | ATHY: T101 | ATHY |  | 52.9925 | -6.9943
MV/LV Substation HI***015X | 10 kV | 400V(3ph) & 230V(single ph) | LV | 400 kVA :Kiosk Substation | 0.4 | --> | 0.4 | 0 | 0 | Constrained,otherwise capacity available =285kVA. | --> | 0.38 | 0 | 0 | 0 | 0.028 | 0.388 | 0 |  | --> | C14 ex RAHEEN | RAHEEN: T42 | LIMERICK |  | 52.6356 | -8.6603
MV/LV Substation HI***016 | 10 kV | 400V(3ph) & 230V(single ph) | LV | 400 kVA :Kiosk Substation | 0.4 | --> | 0.4 | 0.24 | 1.5 |  | --> | 0.38 | 0 | 0 | 0 | 0.028 | 0.395 | 0 |  | --> | C17 ex SALLINS | SALLINS: T41 | GRIFFINRATH |  | 53.2956 | -6.6912
MV/LV Substation HI***016 | 20 kV | 400V(3ph) & 230V(single ph) | LV | 200 kVA :Pole Substation | 0.2 | --> | 0.2 | 0 | 0 | Constrained,otherwise capacity available =176kVA. | --> | 0.19 | 0 | 0 | 0 | 0 | 0.203 | 0 |  | --> | C12 ex SPIDDAL | SPIDDAL: T42 | SCREEB |  | 53.2471 | -9.3636
MV/LV Substation HI***018Y | 10 kV | 400V(3ph) & 230V(single ph) | LV | 200 kVA :Kiosk Substation | 0.2 | --> | 0.2 | 0.119 | 4.2 |  | --> | 0.19 | 0 | 0 | 0 | 0.007 | 0.205 | 0 |  | --> | C23 ex SWORDS | SWORDS: T41 | GLASMORE |  | 53.4548 | -6.2291
MV/LV Substation HI***021Z | 10 kV | 400V(3ph) & 230V(single ph) | LV | 50 kVA :Pole Substation | 0.05 | --> | 0.05 | 0.019 | 5.5 |  | --> | 0.047 | 0 | 0 | 0 | 0 | 0.054 | 0 |  | --> | C18 ex ABBEYLAND | ABBEYLAND: T42 | NAVAN |  | 53.6599 | -6.7141
MV/LV Substation HI***022 | 10 kV | 400V(3ph) & 230V(single ph) | LV | 630 kVA :Kiosk Substation | 0.63 | --> | 0.63 | 0.353 | 2.5 |  | --> | 0.598 | 0 | 0 | 0 | 0.003 | 0.5 | 0 |  | --> | C17 ex GREYSTONES | GREYSTONES: T41 | FASSAROE |  | 53.145 | -6.065
MV/LV Substation HI***023 | 10 kV | 400V(3ph) & 230V(single ph) | LV | 400 kVA :Kiosk Substation | 0.4 | --> | 0.4 | 0 | 0 | Constrained,otherwise capacity available =121kVA. | --> | 0.38 | 0 | 0 | 0 | 0.003 | 0.438 | 0 |  | --> | C13 ex CLONMINCH | CLONMINCH: T41 | THORNSBERRY |  | 53.2737 | -7.4929
MV/LV Substation HI***023X | 20 kV | 400V(3ph) & 230V(single ph) | LV | 400 kVA :Building Structure | 0.4 | --> | 0.4 | 0 | 0 | Constrained,otherwise capacity available =400kVA. | --> | 0.38 | 0 | 0 | 0 | 0 | 0.4 | 0 |  | --> | C16 ex CARRICK ON SHANNON | CARRICK ON SHANNON: T41∥T42 | CARRICK ON SHANNON |  | 53.876 | -8.0821
MV/LV Substation HI***030 | 10 kV | 400V(3ph) & 230V(single ph) | LV | 400 kVA :Kiosk Substation | 0.4 | --> | 0.4 | 0 | 0 | Constrained,otherwise capacity available =347kVA. | --> | 0.38 | 0 | 0 | 0 | 0 | 0.407 | 0 |  | --> | C17 ex CARRICKMACROSS | CARRICKMACROSS: T41 | MEATH HILL |  | 53.983 | -6.7146
MV/LV Substation HI***030 | 10 kV | 400V(3ph) & 230V(single ph) | LV | 630 kVA :Building Structure | 0.63 | --> | 0.63 | 0 | 0 | Constrained,otherwise capacity available =236kVA. | --> | 0.598 | 0 | 0 | 0 | 0 | 0.5 | 0 |  | --> | C16 ex COOLCORCORAN | COOLCORCORAN: T41∥T42 | KNOCKEARAGH |  | 52.0601 | -9.5088
MV/LV Substation HI***030 | 20 kV | 400V(3ph) & 230V(single ph) | LV | 200 kVA :Pole Substation | 0.2 | --> | 0.2 | 0.15 | 3.7 |  | --> | 0.19 | 0 | 0 | 0 | 0.003 | 0 | 0 | Constrained,otherwise capacity available =204kW. | --> | E17 ex FOXHOLE | FOXHOLE: T421∥T422 | DUNGARVAN |  | 51.9384 | -7.862
MV/LV Substation HI***037Z | 10 kV | 400V(3ph) & 230V(single ph) | LV | 630 kVA :Kiosk Substation | 0.63 | --> | 0.63 | 0 | 0 | Constrained,otherwise capacity available =471kVA. | --> | 0.598 | 0 | 0 | 0 | 0.021 | 0.5 | 0 |  | --> | C15 ex LUCAN EAST | LUCAN EAST: T41∥T42 | GRANGE CASTLE |  | 53.3495 | -6.4523
MV/LV Substation HI***038 | 10 kV | 400V(3ph) & 230V(single ph) | LV | 400 kVA :Kiosk Substation | 0.4 | --> | 0.4 | 0.305 | 11.3 |  | --> | 0.38 | 0 | 0 | 0 | 0 | 0.414 | 0 |  | --> | C20 ex SINGLAND | SINGLAND: T102 | SINGLAND |  | 52.6608 | -8.6006
MV/LV Substation HI***044 | 20 kV | 400V(3ph) & 230V(single ph) | LV | 200 kVA :Pole Substation | 0.2 | --> | 0.2 | 0 | 0 | Constrained,otherwise capacity available =86kVA. | --> | 0.19 | 0 | 0 | 0 | 0 | 0.216 | 0 |  | --> | E20 ex GLASMORE | GLASMORE: T422 | GLASMORE |  | 53.487 | -6.1974
MV/LV Substation HI***045 | 10 kV | 400V(3ph) & 230V(single ph) | LV | 400 kVA :Kiosk Substation | 0.4 | --> | 0.4 | 0.302 | 0.5 |  | --> | 0.38 | 0 | 0 | 0 | 0.014 | 0.4 | 0 |  | --> | C21 ex BALLINDERRY | BALLINDERRY: T41 | MULLINGAR |  | 53.5166 | -7.3358
MV/LV Substation HI***045Y | 10 kV | 400V(3ph) & 230V(single ph) | LV | 50 kVA :Pole Substation | 0.05 | --> | 0.05 | 0.05 | 0.8 |  | --> | 0.047 | 0 | 0 | 0 | 0 | 0.049 | 0 |  | --> | C15 ex KILSHANNY | KILSHANNY: T41 | CAHIR |  | 52.2781 | -8.2497
MV/LV Substation HI***046Z | 20 kV | 400V(3ph) & 230V(single ph) | LV | 200 kVA :Kiosk Substation | 0.2 | --> | 0.2 | 0 | 0 | Constrained,otherwise capacity available =184kVA. | --> | 0.19 | 0 | 0 | 0 | 0 | 0.202 | 0 |  | --> | C22 ex ATHLONE | ATHLONE: T41 | ATHLONE |  | 53.4229 | -7.9843
MV/LV Substation HI***047 | 10 kV | 400V(3ph) & 230V(single ph) | LV | 50 kVA :Pole Substation | 0.05 | --> | 0.05 | 0.046 | 7.2 |  | --> | 0.047 | 0 | 0 | 0 | 0 | 0.049 | 0 |  | --> | C26 ex PELLETSTOWN | PELLETSTOWN: T102 | FINGLAS |  | 53.3862 | -6.3554
MV/LV Substation HI***048 | 10 kV | 400V(3ph) & 230V(single ph) | LV | 200 kVA :Pole Substation | 0.2 | --> | 0.2 | 0 | 0 | Constrained,otherwise capacity available =161kVA. | --> | 0.19 | 0 | 0 | 0 | 0.01 | 0.194 | 0 |  | --> | C21 ex CARRICKMACROSS | CARRICKMACROSS: T41 | MEATH HILL |  | 53.9672 | -6.7183
MV/LV Substation HI***048X | 10 kV | 400V(3ph) & 230V(single ph) | LV | 400 kVA :Kiosk Substation | 0.4 | --> | 0.4 | 0.346 | 1.5 |  | --> | 0.38 | 0 | 0 | 0 | 0 | 0.407 | 0 |  | --> | C17 ex TUBBERCURRY | TUBBERCURRY: T42 | TONROE |  | 54.0488 | -8.7351
MV/LV Substation HI***053Y | 10 kV | 400V(3ph) & 230V(single ph) | LV | 200 kVA :Pole Substation | 0.2 | --> | 0.2 | 0.179 | 0.9 |  | --> | 0.19 | 0 | 0 | 0 | 0 | 0.203 | 0 |  | --> | C12 ex BALLYHALE | BALLYHALE: T42 | KILKENNY |  | 52.4847 | -7.2139
MV/LV Substation HI***056 | 10 kV | 400V(3ph) & 230V(single ph) | LV | 400 kVA :Kiosk Substation | 0.4 | --> | 0.4 | 0.291 | 4.7 |  | --> | 0.38 | 0 | 0 | 0 | 0.035 | 0.379 | 0 |  | --> | C11 ex OAKFIELD | OAKFIELD: T41 | SLIGO |  | 54.2604 | -8.4685
MV/LV Substation HI***059 | 10 kV | 400V(3ph) & 230V(single ph) | LV | 50 kVA :Pole Substation | 0.05 | --> | 0.05 | 0.045 | 3.2 |  | --> | 0.047 | 0 | 0 | 0 | 0 | 0.05 | 0 |  | --> | C14 ex MCDONAGH | MCDONAGH: T42 | KILKENNY |  | 52.6394 | -7.1732
MV/LV Substation HI***060X | 10 kV | 400V(3ph) & 230V(single ph) | LV | 200 kVA :Pole Substation | 0.2 | --> | 0.2 | 0 | 0 | Constrained,otherwise capacity available =198kVA. | --> | 0.19 | 0 | 0 | 0 | 0 | 0.2 | 0 |  | --> | C41 ex CASTLEVIEW | CASTLEVIEW: T101 | CASTLEVIEW |  | 51.9041 | -8.4144
MV/LV Substation HI***061X | 10 kV | 400V(3ph) & 230V(single ph) | LV | 200 kVA :Kiosk Substation | 0.2 | --> | 0.2 | 0 | 0 | Constrained,otherwise capacity available =129kVA. | --> | 0.19 | 0 | 0 | 0 | 0.027 | 0.182 | 0 |  | --> | C22 ex KILMONEY | KILMONEY: T41∥T42 | TRABEG |  | 51.8067 | -8.3993
MV/LV Substation HI***062X | 10 kV | 400V(3ph) & 230V(single ph) | LV | 50 kVA :Pole Substation | 0.05 | --> | 0.05 | 0 | 0 | Constrained,otherwise capacity available =47kVA. | --> | 0.047 | 0 | 0 | 0 | 0.003 | 0.046 | 0 |  | --> | C21 ex LITTLE BRAY | LITTLE BRAY: T41 | FASSAROE |  | 53.2103 | -6.1926
MV/LV Substation HI***069 | 10 kV | 400V(3ph) & 230V(single ph) | LV | 200 kVA :Kiosk Substation | 0.2 | --> | 0.2 | 0 | 0 | Constrained,otherwise capacity available =148kVA. | --> | 0.19 | 0 | 0 | 0 | 0.017 | 0.189 | 0 |  | --> | C13 ex COBH | COBH: T41∥T42 | COW CROSS |  | 51.8563 | -8.2997
MV/LV Substation HI***073 | 10 kV | 400V(3ph) & 230V(single ph) | LV | 400 kVA :Kiosk Substation | 0.4 | --> | 0.4 | 0.288 | 2.5 |  | --> | 0.38 | 0 | 0 | 0 | 0.043 | 0.371 | 0 |  | --> | C17 ex GREYSTONES | GREYSTONES: T41 | FASSAROE |  | 53.145 | -6.0698
MV/LV Substation HI***075X | 20 kV | 400V(3ph) & 230V(single ph) | LV | 50 kVA :Pole Substation | 0.05 | --> | 0.05 | 0 | 0 | Constrained,otherwise capacity available =40kVA. | --> | 0.047 | 0 | 0 | 0 | 0 | 0.051 | 0 |  | --> | C17 ex CHARLESTOWN | CHARLESTOWN: T41 | TONROE |  | 53.8944 | -8.7323
MV/LV Substation HI***077 | 10 kV | 400V(3ph) & 230V(single ph) | LV | 100 kVA :Pole Substation | 0.1 | --> | 0.1 | 0.006 | 0.3 |  | --> | 0.095 | 0 | 0 | 0 | 0.003 | 0.11 | 0 |  | --> | C17 ex TUAM NORTH | TUAM NORTH: T41∥T42 | CLOON |  | 53.5072 | -8.8317
MV/LV Substation HI***078 | 10 kV | 400V(3ph) & 230V(single ph) | LV | 630 kVA :Building Structure | 0.63 | --> | 0.63 | 0 | 0 | Constrained,otherwise capacity available =412kVA. | --> | 0.598 | 0 | 0 | 0 | 0.011 | 0.5 | 0 |  | --> | C12 ex GREYSTONES | GREYSTONES: T42 | FASSAROE |  | 53.1449 | -6.0759
MV/LV Substation HI***078 | 10 kV | 400V(3ph) & 230V(single ph) | LV | 630 kVA :Building Structure | 0.63 | --> | 0.63 | 0 | 0 | Constrained,otherwise capacity available =285kVA. | --> | 0.598 | 0 | 0 | 0 | 0 | 0.5 | 0 |  | --> | C19 ex GARRYOWEN | GARRYOWEN: T41 | LIMERICK |  | 52.6626 | -8.6223
MV/LV Substation HI***080X | 10 kV | 400V(3ph) & 230V(single ph) | LV | 400 kVA :Kiosk Substation | 0.4 | --> | 0.4 | 0.324 | 0.5 |  | --> | 0.38 | 0 | 0 | 0 | 0.029 | 0.381 | 0 |  | --> | C21 ex BALLINDERRY | BALLINDERRY: T41 | MULLINGAR |  | 53.5118 | -7.3401
MV/LV Substation HI***082 | 10 kV | 400V(3ph) & 230V(single ph) | LV | 200 kVA :Pole Substation | 0.2 | --> | 0.2 | 0.145 | 4.3 |  | --> | 0.19 | 0 | 0 | 0 | 0.003 | 0.205 | 0 |  | --> | C16 ex LAWLESSTOWN | LAWLESSTOWN: T42 | DOON |  | 52.3631 | -7.7145
MV/LV Substation HI***088 | 10 kV | 400V(3ph) & 230V(single ph) | LV | 1000 kVA :Building Structure | 1 | --> | 1 | 0.5 | 5.6 |  | --> | 0.95 | 0 | 0 | 0 | 0.022 | 0.5 | 0 |  | --> | C22 ex MILLTOWN (DR) | MILLTOWN (DR): T102 | INCHICORE 220KV |  | 53.3111 | -6.268
MV/LV Substation HI***088X | 10 kV | 400V(3ph) & 230V(single ph) | LV | 400 kVA :Building Structure | 0.4 | --> | 0.4 | 0.299 | 6.7 |  | --> | 0.38 | 0 | 0 | 0 | 0 | 0.415 | 0 |  | --> | C23 ex LIBERTY STREET | LIBERTY STREET: T101 | LIBERTY STREET |  | 51.8976 | -8.4696
MV/LV Substation HI***095Y | 10 kV | 400V(3ph) & 230V(single ph) | LV | 400 kVA :Kiosk Substation | 0.4 | --> | 0.4 | 0.254 | 1.4 |  | --> | 0.38 | 0 | 0 | 0 | 0.026 | 0.395 | 0 |  | --> | C17 ex LEIXLIP | LEIXLIP: T41 | GRIFFINRATH |  | 53.3642 | -6.4968
MV/LV Substation HI***098X | 10 kV | 400V(3ph) & 230V(single ph) | LV | 100 kVA :Pole Substation | 0.1 | --> | 0.1 | 0.05 | 2.4 |  | --> | 0.095 | 0 | 0 | 0 | 0.012 | 0.095 | 0 |  | --> | C18 ex BUSHFIELD | BUSHFIELD: T42 | ATHLONE |  | 53.4328 | -7.9315
MV/LV Substation HI***102 | 10 kV | 400V(3ph) & 230V(single ph) | LV | 400 kVA :Kiosk Substation | 0.4 | --> | 0.4 | 0.329 | 1.8 |  | --> | 0.38 | 0 | 0 | 0 | 0.017 | 0.393 | 0 |  | --> | C19 ex DUNDRUM | DUNDRUM: T41 | BLACKROCK |  | 53.301 | -6.2492
MV/LV Substation HI***102 | 10 kV | 400V(3ph) & 230V(single ph) | LV | 630 kVA :Building Structure | 0.63 | --> | 0.63 | 0 | 0 | Constrained,otherwise capacity available =500kVA. | --> | 0.598 | 0 | 0 | 0 | 0 | 0.5 | 0 |  | --> | C11 ex KILBARRY | KILBARRY: T101 | KILBARRY |  | 51.9061 | -8.4755
MV/LV Substation HI***105 | 10 kV | 400V(3ph) & 230V(single ph) | LV | 400 kVA :Kiosk Substation | 0.4 | --> | 0.4 | 0.178 | 1 |  | --> | 0.38 | 0 | 0 | 0 | 0.012 | 0.421 | 0 |  | --> | C17 ex KILCULLEN | KILCULLEN: T41 | STRATFORD |  | 53.1342 | -6.7405
MV/LV Substation HI***105X | 10 kV | 400V(3ph) & 230V(single ph) | LV | 100 kVA :Pole Substation | 0.1 | --> | 0.1 | 0.084 | 0.6 |  | --> | 0.095 | 0 | 0 | 0 | 0.004 | 0.098 | 0 |  | --> | C18 ex ATHBOY | ATHBOY: T42 | NAVAN |  | 53.6273 | -6.9059
MV/LV Substation HI***107 | 10 kV | 400V(3ph) & 230V(single ph) | LV | 400 kVA :Building Structure | 0.4 | --> | 0.4 | 0.375 | 2.4 |  | --> | 0.38 | 0 | 0 | 0 | 0 | 0.403 | 0 |  | --> | C14 ex DUNDRUM | DUNDRUM: T42 | BLACKROCK |  | 53.2817 | -6.2576
MV/LV Substation HI***108 | 10 kV | 400V(3ph) & 230V(single ph) | LV | 50 kVA :Pole Substation | 0.05 | --> | 0.05 | 0 | 0 | Constrained,otherwise capacity available =22kVA. | --> | 0.047 | 0 | 0 | 0 | 0 | 0.053 | 0 |  | --> | C17 ex SKIBBEREEN | SKIBBEREEN: T41∥T42 | DUNMANWAY |  | 51.5466 | -9.2477
MV/LV Substation HI***109 | 10 kV | 400V(3ph) & 230V(single ph) | LV | 400 kVA :Kiosk Substation | 0.4 | --> | 0.4 | 0 | 0 | Constrained,otherwise capacity available =244kVA. | --> | 0.38 | 0 | 0 | 0 | 0.014 | 0.409 | 0 |  | --> | C15 ex LUCAN EAST | LUCAN EAST: T41∥T42 | GRANGE CASTLE |  | 53.3494 | -6.4646
MV/LV Substation HI***110 | 10 kV | 400V(3ph) & 230V(single ph) | LV | 200 kVA :Building Structure | 0.2 | --> | 0.2 | 0 | 0 | Constrained,otherwise capacity available =40kVA. | --> | 0.19 | 0 | 0 | 0 | 0.003 | 0.22 | 0 |  | --> | C17 ex MORRISTOWN | MORRISTOWN: T41∥T42 | NEWBRIDGE |  | 53.1773 | -6.8097
MV/LV Substation HI***111 | 10 kV | 400V(3ph) & 230V(single ph) | LV | 200 kVA :Kiosk Substation | 0.2 | --> | 0.2 | 0.104 | 5.5 |  | --> | 0.19 | 0 | 0 | 0 | 0.036 | 0.176 | 0 |  | --> | C16 ex LOUGHSHINNY | LOUGHSHINNY: T42 | GLASMORE |  | 53.5705 | -6.1129
MV/LV Substation HI***112 | 10 kV | 400V(3ph) & 230V(single ph) | LV | 200 kVA :Pole Substation | 0.2 | --> | 0.2 | 0 | 0 | Constrained,otherwise capacity available =177kVA. | --> | 0.19 | 0 | 0 | 0 | 0 | 0.203 | 0 |  | --> | C23 ex CLONMINCH | CLONMINCH: T41 | THORNSBERRY |  | 53.2751 | -7.4646
MV/LV Substation HI***112 | 10 kV | 400V(3ph) & 230V(single ph) | LV | 400 kVA :Kiosk Substation | 0.4 | --> | 0.4 | 0.31 | 0.9 |  | --> | 0.38 | 0 | 0 | 0 | 0.016 | 0.397 | 0 |  | --> | C16 ex RATHMULLAN | RATHMULLAN: T42 | DRYBRIDGE |  | 53.7138 | -6.3701
MV/LV Substation HI***112Y | 10 kV | 400V(3ph) & 230V(single ph) | LV | 200 kVA :Kiosk Substation | 0.2 | --> | 0.2 | 0 | 0 | Constrained,otherwise capacity available =152kVA. | --> | 0.19 | 0 | 0 | 0 | 0.003 | 0 | 0 | Constrained,otherwise capacity available =203kW. | --> | C17 ex ROSCREA | ROSCREA: T41 | IKERRIN |  | 52.946 | -7.7969
MV/LV Substation HI***113X | 10 kV | 400V(3ph) & 230V(single ph) | LV | 630 kVA :Kiosk Substation | 0.63 | --> | 0.63 | 0.49 | 2.3 |  | --> | 0.598 | 0 | 0 | 0 | 0.013 | 0.5 | 0 |  | --> | C19 ex TRABEG | TRABEG: T102 | TRABEG |  | 51.8656 | -8.4407
MV/LV Substation HI***118X | 10 kV | 400V(3ph) & 230V(single ph) | LV | 400 kVA :Building Structure | 0.4 | --> | 0.4 | 0 | 0 | Constrained,otherwise capacity available =348kVA. | --> | 0.38 | 0 | 0 | 0 | 0.007 | 0.4 | 0 |  | --> | C19 ex CASTLETROY | CASTLETROY: T41∥T42 | ARDNACRUSHA |  | 52.6695 | -8.5506
MV/LV Substation HI***119Z | 10 kV | 400V(3ph) & 230V(single ph) | LV | 630 kVA :Building Structure | 0.63 | --> | 0.63 | 0 | 0 | Constrained,otherwise capacity available =364kVA. | --> | 0.598 | 0 | 0 | 0 | 0.039 | 0.5 | 0 |  | --> | C23 ex COLLEGE PARK | COLLEGE PARK: T101 | COLLEGE PARK |  | 53.4129 | -6.3565
MV/LV Substation HI***124Y | 20 kV | 400V(3ph) & 230V(single ph) | LV | 100 kVA :Pole Substation | 0.1 | --> | 0.1 | 0.078 | 1.1 |  | --> | 0.095 | 0 | 0 | 0 | 0 | 0.103 | 0 |  | --> | E23 ex LAWLESSTOWN | LAWLESSTOWN: T421 | DOON |  | 52.4111 | -7.7616
MV/LV Substation HI***129 | 20 kV | 400V(3ph) & 230V(single ph) | LV | 50 kVA :Pole Substation | 0.05 | --> | 0.05 | 0 | 4.5 |  | --> | 0.047 | 0 | 0 | 0 | 0 | 0.056 | 0 |  | --> | E19 ex TELAYDON | TELAYDON: T421 | LISDRUM |  | 54.294 | -6.9133
MV/LV Substation HI***130 | 10 kV | 400V(3ph) & 230V(single ph) | LV | 50 kVA :Pole Substation | 0.05 | --> | 0.05 | 0 | 0 | Constrained,otherwise capacity available =50kVA. | --> | 0.047 | 0 | 0 | 0 | 0 | 0.049 | 0 |  | --> | C15 ex LOUGHSHINNY | LOUGHSHINNY: T41 | GLASMORE |  | 53.5169 | -6.1035
MV/LV Substation HI***130Y | 20 kV | 400V(3ph) & 230V(single ph) | LV | 400 kVA :Kiosk Substation | 0.4 | --> | 0.4 | 0 | 0 | Constrained,otherwise capacity available =295kVA. | --> | 0.38 | 0 | 0 | 0 | 0 | 0 | 0 | Constrained,otherwise capacity available =416kW. | --> | C15 ex CLOONLOUGH | CLOONLOUGH: T41∥T42 | BARRYMORE |  | 52.245 | -8.4309
MV/LV Substation HI***137 | 10 kV | 400V(3ph) & 230V(single ph) | LV | 400 kVA :Kiosk Substation | 0.4 | --> | 0.4 | 0.309 | 2.4 |  | --> | 0.38 | 0 | 0 | 0 | 0.002 | 0.412 | 0 |  | --> | C14 ex DUNDRUM | DUNDRUM: T42 | BLACKROCK |  | 53.2833 | -6.2589
MV/LV Substation HI***137X | 10 kV | 400V(3ph) & 230V(single ph) | LV | 200 kVA :Building Structure | 0.2 | --> | 0.2 | 0 | 0 | Constrained,otherwise capacity available =162kVA. | --> | 0.19 | 0 | 0 | 0 | 0 | 0.205 | 0 |  | --> | C15 ex LUCAN EAST | LUCAN EAST: T41∥T42 | GRANGE CASTLE |  | 53.3495 | -6.4492
MV/LV Substation HI***138X | 10 kV | 400V(3ph) & 230V(single ph) | LV | 200 kVA :Kiosk Substation | 0.2 | --> | 0.2 | 0.17 | 1.7 |  | --> | 0.19 | 0 | 0 | 0 | 0.008 | 0.196 | 0 |  | --> | C11 ex RATHMORE | RATHMORE: T42 | KNOCKEARAGH |  | 52.0825 | -9.2098
MV/LV Substation HI***146 | 10 kV | 400V(3ph) & 230V(single ph) | LV | 400 kVA :Kiosk Substation | 0.4 | --> | 0.4 | 0.244 | 1.8 |  | --> | 0.38 | 0 | 0 | 0 | 0.024 | 0.398 | 0 |  | --> | C12 ex CAHERDAVIN | CAHERDAVIN: T42 | ARDNACRUSHA |  | 52.6674 | -8.654
MV/LV Substation HI***154Z | 10 kV | 400V(3ph) & 230V(single ph) | LV | 630 kVA :Building Structure | 0.63 | --> | 0.63 | 0.5 | 3.3 |  | --> | 0.598 | 0 | 0 | 0 | 0.014 | 0.5 | 0 |  | --> | C17 ex CAHERDAVIN | CAHERDAVIN: T41 | ARDNACRUSHA |  | 52.6653 | -8.6327
MV/LV Substation HI***155Z | 10 kV | 400V(3ph) & 230V(single ph) | LV | 630 kVA :Building Structure | 0.63 | --> | 0.63 | 0.5 | 1.8 |  | --> | 0.598 | 0 | 0 | 0 | 0 | 0.5 | 0 |  | --> | C14 ex CAHERDAVIN | CAHERDAVIN: T42 | ARDNACRUSHA |  | 52.6653 | -8.6323
MV/LV Substation HI***168 | 10 kV | 400V(3ph) & 230V(single ph) | LV | 400 kVA :Kiosk Substation | 0.4 | --> | 0.4 | 0.269 | 2.6 |  | --> | 0.38 | 0 | 0 | 0 | 0.015 | 0.404 | 0 |  | --> | C23 ex SALLYNOGGIN ROAD | SALLYNOGGIN ROAD: T41 | CHERRYWOOD |  | 53.2754 | -6.1128
MV/LV Substation HI***172Y | 10 kV | 400V(3ph) & 230V(single ph) | LV | 50 kVA :Pole Substation | 0.05 | --> | 0.05 | 0 | 0 | Constrained,otherwise capacity available =49kVA. | --> | 0.047 | 0 | 0 | 0 | 0 | 0 | 0 | Constrained,otherwise capacity available =49kW. | --> | C15 ex PALLAS | PALLAS: T41∥T42 | PORTLAOISE |  | 53.0426 | -7.3059
MV/LV Substation HI***173Z | 10 kV | 400V(3ph) & 230V(single ph) | LV | 400 kVA :Kiosk Substation | 0.4 | --> | 0.4 | 0 | 0 | Constrained,otherwise capacity available =372kVA. | --> | 0.38 | 0 | 0 | 0 | 0 | 0.403 | 0 |  | --> | C23 ex MACETOWN | MACETOWN: T101 | MACETOWN |  | 53.4218 | -6.4797
MV/LV Substation HI***176 | 10 kV | 400V(3ph) & 230V(single ph) | LV | 200 kVA :Pole Substation | 0.2 | --> | 0.2 | 0 | 0 | Constrained,otherwise capacity available =117kVA. | --> | 0.19 | 0 | 0 | 0 | 0.024 | 0.187 | 0 |  | --> | C17 ex POLLERTON | POLLERTON: T41 | CARLOW |  | 52.8467 | -6.9117
MV/LV Substation HI***180 | 10 kV | 400V(3ph) & 230V(single ph) | LV | 100 kVA :Pole Substation | 0.1 | --> | 0.1 | 0 | 0 | Constrained,otherwise capacity available =34kVA. | --> | 0.095 | 0 | 0 | 0 | 0.019 | 0.089 | 0 |  | --> | C17 ex SANDYFORD | SANDYFORD: T41 | CARRICKMINES |  | 53.2655 | -6.228
MV/LV Substation HI***181Y | 20 kV | 400V(3ph) & 230V(single ph) | LV | 200 kVA :Kiosk Substation | 0.2 | --> | 0.2 | 0 | 0 | Constrained,otherwise capacity available =160kVA. | --> | 0.19 | 0 | 0 | 0 | 0.003 | 0.203 | 0 |  | --> | E17 ex BALTRASNA | BALTRASNA: T121 | BALTRASNA |  | 53.5162 | -6.5419
MV/LV Substation HI***183Y | 10 kV | 400V(3ph) & 230V(single ph) | LV | 200 kVA :Kiosk Substation | 0.2 | --> | 0.2 | 0.172 | 11.3 |  | --> | 0.19 | 0 | 0 | 0 | 0 | 0.203 | 0 |  | --> | C20 ex SINGLAND | SINGLAND: T102 | SINGLAND |  | 52.6618 | -8.5991
MV/LV Substation HI***184X | 20 kV | 400V(3ph) & 230V(single ph) | LV | 200 kVA :Pole Substation | 0.2 | --> | 0.2 | 0.195 | 1 |  | --> | 0.19 | 0 | 0 | 0 | 0.003 | 0.197 | 0 |  | --> | E13 ex SHILLELAGH | SHILLELAGH: T421∥T422 | CARLOW |  | 52.7645 | -6.5593
MV/LV Substation HI***195Y | 20 kV | 400V(3ph) & 230V(single ph) | LV | 50 kVA :Pole Substation | 0.05 | --> | 0.05 | 0.031 | 3 |  | --> | 0.047 | 0 | 0 | 0 | 0 | 0.051 | 0 |  | --> | C14 ex KILMEADEN | KILMEADEN: T42 | BUTLERSTOWN |  | 52.242 | -7.2937
MV/LV Substation HI***196X | 10 kV | 400V(3ph) & 230V(single ph) | LV | 630 kVA :Building Structure | 0.63 | --> | 0.63 | 0 | 0 | Constrained,otherwise capacity available =500kVA. | --> | 0.598 | 0 | 0 | 0 | 0 | 0.5 | 0 |  | --> | C17 ex NEWMARKET (DR) | NEWMARKET (DR): T41 | FRANCIS STREET |  | 53.3429 | -6.2741
MV/LV Substation HI***198 | 10 kV | 400V(3ph) & 230V(single ph) | LV | 400 kVA :Kiosk Substation | 0.4 | --> | 0.4 | 0 | 0 | Constrained,otherwise capacity available =351kVA. | --> | 0.38 | 0 | 0 | 0 | 0.013 | 0.393 | 0 |  | --> | C18 ex BALLYMUN | BALLYMUN: T42 | FINGLAS |  | 53.3878 | -6.2759
MV/LV Substation HI***199 | 10 kV | 400V(3ph) & 230V(single ph) | LV | 400 kVA :Kiosk Substation | 0.4 | --> | 0.4 | 0 | 0 | Constrained,otherwise capacity available =300kVA. | --> | 0.38 | 0 | 0 | 0 | 0.002 | 0.413 | 0 |  | --> | C18 ex BALLYMUN | BALLYMUN: T42 | FINGLAS |  | 53.3864 | -6.277
MV/LV Substation HI***209 | 10 kV | 400V(3ph) & 230V(single ph) | LV | 200 kVA :Pole Substation | 0.2 | --> | 0.2 | 0.1 | 1.8 |  | --> | 0.19 | 0 | 0 | 0 | 0.004 | 0.211 | 0 |  | --> | C19 ex RATHMULLAN | RATHMULLAN: T41 | DRYBRIDGE |  | 53.7068 | -6.3569
MV/LV Substation HI***211X | 20 kV | 400V(3ph) & 230V(single ph) | LV | 100 kVA :Pole Substation | 0.1 | --> | 0.1 | 0.052 | 3.2 |  | --> | 0.095 | 0 | 0 | 0 | 0 | 0.106 | 0 |  | --> | C16 ex BOYLE | BOYLE: T41∥T42 | CARRICK ON SHANNON |  | 54.0767 | -8.276
MV/LV Substation HI***214X | 10 kV | 400V(3ph) & 230V(single ph) | LV | 100 kVA :Pole Substation | 0.1 | --> | 0.1 | 0.094 | 1.5 |  | --> | 0.095 | 0 | 0 | 0 | 0 | 0.1 | 0 |  | --> | C15 ex DERRYCRAMPH | DERRYCRAMPH: T41∥T42 | SHANKILL |  | 53.9931 | -7.3688
MV/LV Substation HI***217X | 20 kV | 400V(3ph) & 230V(single ph) | LV | 400 kVA :Kiosk Substation | 0.4 | --> | 0.4 | 0.381 | 3 |  | --> | 0.38 | 0 | 0 | 0 | 0.003 | 0 | 0 | Constrained,otherwise capacity available =399kW. | --> | C20 ex SWINFORD | SWINFORD: T41∥T42 | CASTLEBAR |  | 53.8735 | -8.8426
MV/LV Substation HI***226 | 20 kV | 400V(3ph) & 230V(single ph) | LV | 50 kVA :Pole Substation | 0.05 | --> | 0.05 | 0.05 | 3.2 |  | --> | 0.047 | 0 | 0 | 0 | 0 | 0.049 | 0 |  | --> | C16 ex BOYLE | BOYLE: T41∥T42 | CARRICK ON SHANNON |  | 54.0699 | -8.2684
MV/LV Substation HI***226X | 20 kV | 400V(3ph) & 230V(single ph) | LV | 200 kVA :Kiosk Substation | 0.2 | --> | 0.2 | 0 | 0 | Constrained,otherwise capacity available =178kVA. | --> | 0.19 | 0 | 0 | 0 | 0 | 0.203 | 0 |  | --> | E12 ex FINEA | FINEA: T421∥T422 | SHANKILL |  | 53.7673 | -7.4902
MV/LV Substation HI***231 | 10 kV | 400V(3ph) & 230V(single ph) | LV | 1000 kVA :Building Structure | 1 | --> | 1 | 0 | 0 | Constrained,otherwise capacity available =500kVA. | --> | 0.95 | 0 | 0 | 0 | 0 | 0.5 | 0 |  | --> | C12 ex HEADFORD ROAD | HEADFORD ROAD: T42 | GALWAY 110KV |  | 53.2755 | -9.0497
MV/LV Substation HI***240 | 10 kV | 400V(3ph) & 230V(single ph) | LV | 50 kVA :Pole Substation | 0.05 | --> | 0.05 | 0.027 | 5 |  | --> | 0.047 | 0 | 0 | 0 | 0.012 | 0.039 | 0 |  | --> | C18 ex BALLYRICKARD | BALLYRICKARD: T41∥T42 | TRALEE |  | 52.2796 | -9.7138
MV/LV Substation HI***242 | 10 kV | 400V(3ph) & 230V(single ph) | LV | 400 kVA :Building Structure | 0.4 | --> | 0.4 | 0.263 | 2.6 |  | --> | 0.38 | 0 | 0 | 0 | 0.052 | 0.366 | 0 |  | --> | C17 ex SALLYNOGGIN ROAD | SALLYNOGGIN ROAD: T41 | CHERRYWOOD |  | 53.2734 | -6.1318
MV/LV Substation HI***255Z | 10 kV | 400V(3ph) & 230V(single ph) | LV | 400 kVA :Building Structure | 0.4 | --> | 0.4 | 0.2 | 1.1 |  | --> | 0.38 | 0 | 0 | 0 | 0 | 0 | 0 | Constrained,otherwise capacity available =430kW. | --> | C21 ex BALLYCOOLIN | BALLYCOOLIN: T43 | FINGLAS |  | 53.4093 | -6.3631
MV/LV Substation HI***257Y | 20 kV | 400V(3ph) & 230V(single ph) | LV | 50 kVA :Pole Substation | 0.05 | --> | 0.05 | 0 | 0 | Constrained,otherwise capacity available =36kVA. | --> | 0.047 | 0 | 0 | 0 | 0.008 | 0.042 | 0 |  | --> | C21 ex MACETOWN | MACETOWN: T101 | MACETOWN |  | 53.4257 | -6.4711
MV/LV Substation HI***280X | 10 kV | 400V(3ph) & 230V(single ph) | LV | 50 kVA :Pole Substation | 0.05 | --> | 0.05 | 0 | 0 | Constrained,otherwise capacity available =39kVA. | --> | 0.047 | 0 | 0 | 0 | 0 | 0.051 | 0 |  | --> | C13 ex SANDYFORD | SANDYFORD: T41 | CARRICKMINES |  | 53.2596 | -6.2794
MV/LV Substation HI***305 | 10 kV | 400V(3ph) & 230V(single ph) | LV | 630 kVA :Kiosk Substation | 0.63 | --> | 0.63 | 0.421 | 5.6 |  | --> | 0.598 | 0 | 0 | 0 | 0.018 | 0.5 | 0 |  | --> | C22 ex MILLTOWN (DR) | MILLTOWN (DR): T102 | INCHICORE 220KV |  | 53.3128 | -6.2651
MV/LV Substation HI***310Y | 10 kV | 400V(3ph) & 230V(single ph) | LV | 200 kVA :Kiosk Substation | 0.2 | --> | 0.2 | 0 | 0 | Constrained,otherwise capacity available =136kVA. | --> | 0.19 | 0 | 0 | 0 | 0.012 | 0 | 0 | Constrained,otherwise capacity available =196kW. | --> | C15 ex PALLAS | PALLAS: T41∥T42 | PORTLAOISE |  | 53.0423 | -7.2895
MV/LV Substation HI***323X | 10 kV | 400V(3ph) & 230V(single ph) | LV | 50 kVA :Pole Substation | 0.05 | --> | 0.05 | 0 | 0 | Constrained,otherwise capacity available =35kVA. | --> | 0.047 | 0 | 0 | 0 | 0 | 0.051 | 0 |  | --> | C15 ex MALAHIDE | MALAHIDE: T41 | GLASMORE |  | 53.4311 | -6.1364
MV/LV Substation HI***325 | 10 kV | 400V(3ph) & 230V(single ph) | LV | 50 kVA :Pole Substation | 0.05 | --> | 0.05 | 0.026 | 6.4 |  | --> | 0.047 | 0 | 0 | 0 | 0.003 | 0.049 | 0 |  | --> | C13 ex AGHAGAD | AGHAGAD: T41∥T42 | SLIGO |  | 54.4642 | -8.4597
MV/LV Substation HI***327Z | 10 kV | 400V(3ph) & 230V(single ph) | LV | 630 kVA :Building Structure | 0.63 | --> | 0.63 | 0 | 0 | Constrained,otherwise capacity available =500kVA. | --> | 0.598 | 0 | 0 | 0 | 0 | 0.5 | 0 |  | --> | C39 ex CASTLEVIEW | CASTLEVIEW: T101 | CASTLEVIEW |  | 51.9065 | -8.345
MV/LV Substation HI***328X | 10 kV | 400V(3ph) & 230V(single ph) | LV | 200 kVA :Pole Substation | 0.2 | --> | 0.2 | 0 | 0 | Constrained,otherwise capacity available =198kVA. | --> | 0.19 | 0 | 0 | 0 | 0 | 0 | 0 | Constrained,otherwise capacity available =200kW. | --> | C15 ex FERMOY NORTH | FERMOY NORTH: T41∥T42 | BARRYMORE |  | 52.1419 | -8.282
MV/LV Substation HI***328Y | 10 kV | 400V(3ph) & 230V(single ph) | LV | 400 kVA :Kiosk Substation | 0.4 | --> | 0.4 | 0.321 | 2.5 |  | --> | 0.38 | 0 | 0 | 0 | 0.014 | 0.397 | 0 |  | --> | C17 ex GRAIGUE | GRAIGUE: T41 | CARLOW |  | 52.8277 | -6.9479
MV/LV Substation HI***330 | 20 kV | 400V(3ph) & 230V(single ph) | LV | 50 kVA :Pole Substation | 0.05 | --> | 0.05 | 0 | 0 | Constrained,otherwise capacity available =4kVA. | --> | 0.047 | 0 | 0 | 0 | 0 | 0.056 | 0 |  | --> | E18 ex JULIANSTOWN | JULIANSTOWN: T421∥T422 | DRYBRIDGE |  | 53.654 | -6.355
MV/LV Substation HI***331 | 10 kV | 400V(3ph) & 230V(single ph) | LV | 100 kVA :Pole Substation | 0.1 | --> | 0.1 | 0 | 0 | Constrained,otherwise capacity available =75kVA. | --> | 0.095 | 0 | 0 | 0 | 0.003 | 0.1 | 0 |  | --> | C15 ex SAGGART | SAGGART: T41∥T42 | GRANGE CASTLE |  | 53.2491 | -6.4387
MV/LV Substation HI***338X | 10 kV | 400V(3ph) & 230V(single ph) | LV | 400 kVA :Kiosk Substation | 0.4 | --> | 0.4 | 0.377 | 4.4 |  | --> | 0.38 | 0 | 0 | 0 | 0 | 0.403 | 0 |  | --> | C17 ex HOWTH JUNCTION | HOWTH JUNCTION: T41 | GRANGE (DR) |  | 53.386 | -6.1746
MV/LV Substation HI***339Y | 10 kV | 400V(3ph) & 230V(single ph) | LV | 400 kVA :Building Structure | 0.4 | --> | 0.4 | 0.2 | 0.3 |  | --> | 0.38 | 0 | 0 | 0 | 0 | 0.43 | 0 |  | --> | C14 ex DRUMBEAR | DRUMBEAR: T41∥T42 | LISDRUM |  | 54.2469 | -6.9549
MV/LV Substation HI***340X | 10 kV | 400V(3ph) & 230V(single ph) | LV | 630 kVA :Building Structure | 0.63 | --> | 0.63 | 0 | 0 | Constrained,otherwise capacity available =500kVA. | --> | 0.598 | 0 | 0 | 0 | 0 | 0.5 | 0 |  | --> | C19 ex GLOUCESTER PLACE | GLOUCESTER PLACE: T41 | MCDERMOTT |  | 53.3547 | -6.2592
MV/LV Substation HI***345X | 10 kV | 400V(3ph) & 230V(single ph) | LV | 50 kVA :Pole Substation | 0.05 | --> | 0.05 | 0.044 | 3.2 |  | --> | 0.047 | 0 | 0 | 0 | 0 | 0.05 | 0 |  | --> | C20 ex MCDONAGH | MCDONAGH: T42 | KILKENNY |  | 52.6765 | -7.1909
MV/LV Substation HI***369Z | 20 kV | 400V(3ph) & 230V(single ph) | LV | 400 kVA :Kiosk Substation | 0.4 | --> | 0.4 | 0.364 | 0.9 |  | --> | 0.38 | 0 | 0 | 0 | 0 | 0.405 | 0 |  | --> | C11 ex RIVERSTOWN | RIVERSTOWN: T41∥T42 | KILBARRY |  | 52.0139 | -8.3401
MV/LV Substation HI***370Y | 10 kV | 400V(3ph) & 230V(single ph) | LV | 1000 kVA :Building Structure | 1 | --> | 1 | 0 | 0 | Constrained,otherwise capacity available =500kVA. | --> | 0.95 | 0 | 0 | 0 | 0 | 0 | 0 | Constrained,otherwise capacity available =500kW. | --> | C21 ex COLLIGAN | COLLIGAN: T41 | DUNGARVAN |  | 52.0901 | -7.622
MV/LV Substation HI***371Z | 10 kV | 400V(3ph) & 230V(single ph) | LV | 1000 kVA :Building Structure | 1 | --> | 1 | 0 | 0 | Constrained,otherwise capacity available =500kVA. | --> | 0.95 | 0 | 0 | 0 | 0 | 0.5 | 0 |  | --> | C22 ex GRANGE (DR) | GRANGE (DR): T42 | GRANGE (DR) |  | 53.4045 | -6.1803
MV/LV Substation HI***375X | 20 kV | 400V(3ph) & 230V(single ph) | LV | 200 kVA :Kiosk Substation | 0.2 | --> | 0.2 | 0.154 | 3.3 |  | --> | 0.19 | 0 | 0 | 0 | 0.014 | 0.192 | 0 |  | --> | E11 ex BIRDHILL | BIRDHILL: T421 | ARDNACRUSHA |  | 52.7024 | -8.4072
MV/LV Substation HI***392X | 10 kV | 400V(3ph) & 230V(single ph) | LV | 630 kVA :Building Structure | 0.63 | --> | 0.63 | 0.446 | 0.6 |  | --> | 0.598 | 0 | 0 | 0 | 0 | 0 | 0 | Constrained,otherwise capacity available =500kW. | --> | C31 ex CLONSHAUGH | CLONSHAUGH: T41 | FINGLAS |  | 53.4018 | -6.2217
MV/LV Substation HI***393 | 20 kV | 400V(3ph) & 230V(single ph) | LV | 200 kVA :Kiosk Substation | 0.2 | --> | 0.2 | 0 | 0 | Constrained,otherwise capacity available =150kVA. | --> | 0.19 | 0 | 0 | 0 | 0.019 | 0.187 | 0 |  | --> | E15 ex DULEEK | DULEEK: T421∥T422 | DRYBRIDGE |  | 53.6687 | -6.4207
MV/LV Substation HI***400 | 10 kV | 400V(3ph) & 230V(single ph) | LV | 400 kVA :Kiosk Substation | 0.4 | --> | 0.4 | 0.262 | 0.4 |  | --> | 0.38 | 0 | 0 | 0 | 0.021 | 0.398 | 0 |  | --> | C11 ex BALLYBODEN | BALLYBODEN: T41 | COOKSTOWN |  | 53.2803 | -6.2683
MV/LV Substation HI***4026 | 20 kV | 400V(3ph) & 230V(single ph) | LV | 50 kVA :Pole Substation | 0.05 | --> | 0.05 | 0 | 0 | Constrained,otherwise capacity available =50kVA. | --> | 0.047 | 0 | 0 | 0 | 0 | 0.049 | 0 |  | --> | E12 ex KILCULLEN | KILCULLEN: T424 | STRATFORD |  | 53.0705 | -6.8386
MV/LV Substation HI***4044 | 10 kV | 400V(3ph) & 230V(single ph) | LV | 100 kVA :Pole Substation | 0.1 | --> | 0.1 | 0.052 | 2.1 |  | --> | 0.095 | 0 | 0 | 0 | 0 | 0.106 | 0 |  | --> | C16 ex LITTLE BRAY | LITTLE BRAY: T42 | FASSAROE |  | 53.231 | -6.144
MV/LV Substation HI***4059 | 10 kV | 400V(3ph) & 230V(single ph) | LV | 200 kVA :Pole Substation | 0.2 | --> | 0.2 | 0 | 0 | Constrained,otherwise capacity available =163kVA. | --> | 0.19 | 0 | 0 | 0 | 0 | 0.205 | 0 |  | --> | C19 ex BALLYBAILIE | BALLYBAILIE: T41 | DUNDALK |  | 53.8533 | -6.5624
MV/LV Substation HI***4075 | 10 kV | 400V(3ph) & 230V(single ph) | LV | 630 kVA :Kiosk Substation | 0.63 | --> | 0.63 | 0 | 0 | Constrained,otherwise capacity available =167kVA. | --> | 0.598 | 0 | 0 | 0 | 0.007 | 0.5 | 0 |  | --> | C19 ex LOUGHLINSTOWN | LOUGHLINSTOWN: T41 | CARRICKMINES |  | 53.2431 | -6.1481
MV/LV Substation HI***4132 | 10 kV | 400V(3ph) & 230V(single ph) | LV | 50 kVA :Pole Substation | 0.05 | --> | 0.05 | 0 | 0 | Constrained,otherwise capacity available =50kVA. | --> | 0.047 | 0 | 0 | 0 | 0 | 0 | 0 | Constrained,otherwise capacity available =49kW. | --> | C17 ex COLLIGAN | COLLIGAN: T41 | DUNGARVAN |  | 52.0941 | -7.6826
MV/LV Substation HI***4134 | 20 kV | 400V(3ph) & 230V(single ph) | LV | 50 kVA :Pole Substation | 0.05 | --> | 0.05 | 0 | 0 | Constrained,otherwise capacity available =29kVA. | --> | 0.047 | 0 | 0 | 0 | 0 | 0.052 | 0 |  | --> | E18 ex JULIANSTOWN | JULIANSTOWN: T421∥T422 | DRYBRIDGE |  | 53.6555 | -6.3552
MV/LV Substation HI***4139 | 10 kV | 400V(3ph) & 230V(single ph) | LV | 100 kVA :Pole Substation | 0.1 | --> | 0.1 | 0.091 | 5 |  | --> | 0.095 | 0 | 0 | 0 | 0 | 0.1 | 0 |  | --> | C12 ex BALLYRICKARD | BALLYRICKARD: T41∥T42 | TRALEE |  | 52.2689 | -9.7254
MV/LV Substation HI***4142 | 10 kV | 400V(3ph) & 230V(single ph) | LV | 400 kVA :Kiosk Substation | 0.4 | --> | 0.4 | 0 | 0 | Constrained,otherwise capacity available =347kVA. | --> | 0.38 | 0 | 0 | 0 | 0 | 0 | 0 | Constrained,otherwise capacity available =407kW. | --> | C20 ex COLLIGAN | COLLIGAN: T41 | DUNGARVAN |  | 52.091 | -7.6379
MV/LV Substation HI***4147 | 10 kV | 400V(3ph) & 230V(single ph) | LV | 100 kVA :Pole Substation | 0.1 | --> | 0.1 | 0 | 0 | Constrained,otherwise capacity available =83kVA. | --> | 0.095 | 0 | 0 | 0 | 0 | 0.102 | 0 |  | --> | C30 ex KINSALE | KINSALE: T41∥T42 | BANDON |  | 51.6459 | -8.5884
MV/LV Substation HI***4161 | 20 kV | 400V(3ph) & 230V(single ph) | LV | 50 kVA :Pole Substation | 0.05 | --> | 0.05 | 0 | 0 | Constrained,otherwise capacity available =50kVA. | --> | 0.047 | 0 | 0 | 0 | 0 | 0 | 0 | Constrained,otherwise capacity available =49kW. | --> | E22 ex BUNCLODY | BUNCLODY: T421∥T422 | CRANE |  | 52.6876 | -6.6777
MV/LV Substation HI***4166 | 10 kV | 400V(3ph) & 230V(single ph) | LV | 100 kVA :Pole Substation | 0.1 | --> | 0.1 | 0 | 0 |  | --> | 0.095 | 0 | 0 | 0 | 0 | 0.116 | 0 |  | --> | E12 ex DALTON | DALTON: T421∥T422 | DALTON |  | 53.7225 | -8.9928
MV/LV Substation HI***419 | 10 kV | 400V(3ph) & 230V(single ph) | LV | 50 kVA :Pole Substation | 0.05 | --> | 0.05 | 0 | 0 | Constrained,otherwise capacity available =42kVA. | --> | 0.047 | 0 | 0 | 0 | 0 | 0.05 | 0 |  | --> | C14 ex ATHGARVAN | ATHGARVAN: T44 | NEWBRIDGE |  | 53.1628 | -6.7521
MV/LV Substation HI***419X | 20 kV | 400V(3ph) & 230V(single ph) | LV | 50 kVA :Pole Substation | 0.05 | --> | 0.05 | 0 | 0 | Constrained,otherwise capacity available =34kVA. | --> | 0.047 | 0 | 0 | 0 | 0 | 0.051 | 0 |  | --> | E18 ex JULIANSTOWN | JULIANSTOWN: T421∥T422 | DRYBRIDGE |  | 53.6521 | -6.3524
MV/LV Substation HI***4226 | 10 kV | 400V(3ph) & 230V(single ph) | LV | 1000 kVA :Building Structure | 1 | --> | 1 | 0.5 | 1.5 |  | --> | 0.95 | 0 | 0 | 0 | 0 | 0.5 | 0 |  | --> | C12 ex SHERIFF STREET | SHERIFF STREET: T42 | FRANCIS STREET |  | 53.3484 | -6.2465
MV/LV Substation HI***424 | 20 kV | 400V(3ph) & 230V(single ph) | LV | 50 kVA :Pole Substation | 0.05 | --> | 0.05 | 0 | 4.5 |  | --> | 0.047 | 0 | 0 | 0 | 0 | 0.058 | 0 |  | --> | E22 ex ENNISCRONE | ENNISCRONE: T421∥T422 | MOY |  | 54.2137 | -8.989
MV/LV Substation HI***4250 | 10 kV | 400V(3ph) & 230V(single ph) | LV | 400 kVA :Kiosk Substation | 0.4 | --> | 0.4 | 0 | 0 | Constrained,otherwise capacity available =370kVA. | --> | 0.38 | 0 | 0 | 0 | 0.007 | 0 | 0 | Constrained,otherwise capacity available =397kW. | --> | C17 ex BIRR | BIRR: T41 | DALLOW |  | 53.0887 | -7.9051
MV/LV Substation HI***426 | 10 kV | 400V(3ph) & 230V(single ph) | LV | 200 kVA :Pole Substation | 0.2 | --> | 0.2 | 0.183 | 1.2 |  | --> | 0.19 | 0 | 0 | 0 | 0 | 0.202 | 0 |  | --> | C20 ex POLLERTON | POLLERTON: T42 | CARLOW |  | 52.8437 | -6.7894
MV/LV Substation HI***4295 | 20 kV | 400V(3ph) & 230V(single ph) | LV | 50 kVA :Pole Substation | 0.05 | --> | 0.05 | 0 | 0 | Constrained,otherwise capacity available =47kVA. | --> | 0.047 | 0 | 0 | 0 | 0 | 0 | 0 | Constrained,otherwise capacity available =49kW. | --> | C16 ex HOLYCROSS ROAD | HOLYCROSS ROAD: T41∥T42 | THURLES |  | 52.6649 | -7.8514
MV/LV Substation HI***4305 | 20 kV | 400V(3ph) & 230V(single ph) | LV | 50 kVA :Pole Substation | 0.05 | --> | 0.05 | 0.05 | 2.5 |  | --> | 0.047 | 0 | 0 | 0 | 0 | 0.049 | 0 |  | --> | E11 ex CLOONBANNIN | CLOONBANNIN: T421 | GLENLARA |  | 52.0394 | -9.0838
MV/LV Substation HI***4357 | 10 kV | 400V(3ph) & 230V(single ph) | LV | 400 kVA :Kiosk Substation | 0.4 | --> | 0.4 | 0.147 | 0.1 | Constrained,otherwise capacity available =287kVA. | --> | 0.38 | 0 | 0 | 0 | 0.028 | 0.387 | 0 |  | --> | C16 ex JOHNSTOWN | JOHNSTOWN: T42 | KILTEEL |  | 53.2483 | -6.5812
MV/LV Substation HI***435Y | 20 kV | 400V(3ph) & 230V(single ph) | LV | 400 kVA :Kiosk Substation | 0.4 | --> | 0.4 | 0 | 0 | Constrained,otherwise capacity available =327kVA. | --> | 0.38 | 0 | 0 | 0 | 0.002 | 0.408 | 0 |  | --> | E14 ex COLLOONEY | COLLOONEY: T422 | SLIGO |  | 54.1797 | -8.4901
MV/LV Substation HI***4360 | 10 kV | 400V(3ph) & 230V(single ph) | LV | 400 kVA :Kiosk Substation | 0.4 | --> | 0.4 | 0.147 | 0.1 | Constrained,otherwise capacity available =399kVA. | --> | 0.38 | 0 | 0 | 0 | 0 | 0.4 | 0 |  | --> | C16 ex JOHNSTOWN | JOHNSTOWN: T42 | KILTEEL |  | 53.2497 | -6.5815
MV/LV Substation HI***436Y | 20 kV | 400V(3ph) & 230V(single ph) | LV | 200 kVA :Kiosk Substation | 0.2 | --> | 0.2 | 0.158 | 4.1 |  | --> | 0.19 | 0 | 0 | 0 | 0.014 | 0 | 0 | Constrained,otherwise capacity available =191kW. | --> | E14 ex CHARLEVILLE | CHARLEVILLE: T422 | CHARLEVILLE |  | 52.3459 | -8.7652
MV/LV Substation HI***437X | 20 kV | 400V(3ph) & 230V(single ph) | LV | 50 kVA :Pole Substation | 0.05 | --> | 0.05 | 0 | 0 | Constrained,otherwise capacity available =50kVA. | --> | 0.047 | 0 | 0 | 0 | 0 | 0.049 | 0 |  | --> | E20 ex GLASMORE | GLASMORE: T422 | GLASMORE |  | 53.4872 | -6.1986
MV/LV Substation HI***441Y | 20 kV | 400V(3ph) & 230V(single ph) | LV | 50 kVA :Pole Substation | 0.05 | --> | 0.05 | 0.042 | 3.6 |  | --> | 0.047 | 0 | 0 | 0 | 0 | 0.05 | 0 |  | --> | E12 ex KILLINICK | KILLINICK: T421∥T422 | WEXFORD |  | 52.2382 | -6.4073
MV/LV Substation HI***450 | 20 kV | 400V(3ph) & 230V(single ph) | LV | 200 kVA :Pole Substation | 0.2 | --> | 0.2 | 0.197 | 4.5 |  | --> | 0.19 | 0 | 0 | 0 | 0 | 0.2 | 0 |  | --> | E19 ex TELAYDON | TELAYDON: T421 | LISDRUM |  | 54.2941 | -6.9141
MV/LV Substation HI***465X | 10 kV | 400V(3ph) & 230V(single ph) | LV | 630 kVA :Kiosk Substation | 0.63 | --> | 0.63 | 0 | 0 | Constrained,otherwise capacity available =452kVA. | --> | 0.598 | 0 | 0 | 0 | 0.016 | 0.5 | 0 |  | --> | C15 ex LUCAN EAST | LUCAN EAST: T41∥T42 | GRANGE CASTLE |  | 53.3486 | -6.4576
MV/LV Substation HI***478Y | 10 kV | 400V(3ph) & 230V(single ph) | LV | 200 kVA :Kiosk Substation | 0.2 | --> | 0.2 | 0.17 | 8.3 |  | --> | 0.19 | 0 | 0 | 0 | 0 | 0.204 | 0 |  | --> | C25 ex BALLYBEG | BALLYBEG: T101 | CARRICKMINES |  | 52.9872 | -6.0611
MV/LV Substation HI***492X | 10 kV | 400V(3ph) & 230V(single ph) | LV | 100 kVA :Pole Substation | 0.1 | --> | 0.1 | 0 | 0 | Constrained,otherwise capacity available =55kVA. | --> | 0.095 | 0 | 0 | 0 | 0.003 | 0.103 | 0 |  | --> | C21 ex CARRICKMACROSS | CARRICKMACROSS: T41 | MEATH HILL |  | 53.9663 | -6.7147
MV/LV Substation HI***512Z | 10 kV | 400V(3ph) & 230V(single ph) | LV | 200 kVA :Kiosk Substation | 0.2 | --> | 0.2 | 0.194 | 1 |  | --> | 0.19 | 0 | 0 | 0 | 0 | 0.2 | 0 |  | --> | C17 ex KILCULLEN | KILCULLEN: T41 | STRATFORD |  | 53.1349 | -6.7413
MV/LV Substation HI***520 | 10 kV | 400V(3ph) & 230V(single ph) | LV | 100 kVA :Building Structure | 0.1 | --> | 0.1 | 0 | 5 |  | --> | 0.095 | 0 | 0 | 0 | 0.017 | 0.098 | 0 |  | --> | C17 ex POTTERY ROAD | POTTERY ROAD: T101 | CARRICKMINES |  | 53.27 | -6.1495
MV/LV Substation HI***550 | 20 kV | 400V(3ph) & 230V(single ph) | LV | 100 kVA :Pole Substation | 0.1 | --> | 0.1 | 0 | 0 | Constrained,otherwise capacity available =92kVA. | --> | 0.095 | 0 | 0 | 0 | 0.003 | 0.097 | 0 |  | --> | C16 ex CARRICK ON SHANNON | CARRICK ON SHANNON: T41∥T42 | CARRICK ON SHANNON |  | 53.8821 | -8.084
MV/LV Substation HI***553X | 10 kV | 400V(3ph) & 230V(single ph) | LV | 1000 kVA :Building Structure | 1 | --> | 1 | 0.5 | 1.7 |  | --> | 0.95 | 0 | 0 | 0 | 0 | 0.5 | 0 |  | --> | C26 ex PEMBROKE | PEMBROKE: T42 | RINGSEND |  | 53.3385 | -6.2351
MV/LV Substation HI***555X | 10 kV | 400V(3ph) & 230V(single ph) | LV | 100 kVA :Pole Substation | 0.1 | --> | 0.1 | 0 | 0 | Constrained,otherwise capacity available =86kVA. | --> | 0.095 | 0 | 0 | 0 | 0.001 | 0.1 | 0 |  | --> | C17 ex BALLYGAR | BALLYGAR: T41 | ATHLONE |  | 53.5211 | -8.3298
MV/LV Substation HI***576 | 20 kV | 400V(3ph) & 230V(single ph) | LV | 200 kVA :Pole Substation | 0.2 | --> | 0.2 | 0.148 | 1.6 |  | --> | 0.19 | 0 | 0 | 0 | 0.003 | 0.204 | 0 |  | --> | E16 ex DINGLE | DINGLE: T422 | OUGHTRAGH |  | 52.1438 | -10.2613
MV/LV Substation HI***587 | 10 kV | 400V(3ph) & 230V(single ph) | LV | 1000 kVA :Building Structure | 1 | --> | 1 | 0 | 0 | Constrained,otherwise capacity available =500kVA. | --> | 0.95 | 0 | 0 | 0 | 0 | 0.5 | 0 |  | --> | C21 ex LEESON STREET | LEESON STREET: T41 | MILLTOWN (DR) |  | 53.3317 | -6.2562
MV/LV Substation HI***587X | 10 kV | 400V(3ph) & 230V(single ph) | LV | 630 kVA :Building Structure | 0.63 | --> | 0.63 | 0 | 0 | Constrained,otherwise capacity available =464kVA. | --> | 0.598 | 0 | 0 | 0 | 0 | 0.5 | 0 |  | --> | C12 ex LUCAN EAST | LUCAN EAST: T41∥T42 | GRANGE CASTLE |  | 53.3531 | -6.458
MV/LV Substation HI***597Y | 10 kV | 400V(3ph) & 230V(single ph) | LV | 200 kVA :Kiosk Substation | 0.2 | --> | 0.2 | 0.022 | 0 | Constrained,otherwise capacity available =101kVA. | --> | 0.19 | 0 | 0 | 0 | 0 | 0.191 | 0 | Constrained,otherwise capacity available =214kW. | --> | C11 ex RATHDRUM | RATHDRUM: T42 | ARKLOW |  | 52.939 | -6.2279
MV/LV Substation HI***606Y | 10 kV | 400V(3ph) & 230V(single ph) | LV | 200 kVA :Kiosk Substation | 0.2 | --> | 0.2 | 0.194 | 2.1 |  | --> | 0.19 | 0 | 0 | 0 | 0 | 0.2 | 0 |  | --> | C17 ex MILFORD (MWR) | MILFORD (MWR): T41 | CHARLEVILLE |  | 52.3368 | -8.8988
MV/LV Substation HI***607X | 10 kV | 400V(3ph) & 230V(single ph) | LV | 100 kVA :Pole Substation | 0.1 | --> | 0.1 | 0.06 | 0.1 |  | --> | 0.095 | 0 | 0 | 0 | 0.032 | 0.072 | 0 |  | --> | C17 ex BISHOPSTOWN | BISHOPSTOWN: T41 | KILBARRY |  | 51.8917 | -8.5594
MV/LV Substation HI***610 | 10 kV | 400V(3ph) & 230V(single ph) | LV | 400 kVA :Kiosk Substation | 0.4 | --> | 0.4 | 0.366 | 4.6 |  | --> | 0.38 | 0 | 0 | 0 | 0.013 | 0.391 | 0 |  | --> | C11 ex BALLINCLEA | BALLINCLEA: T41 | CHERRYWOOD |  | 53.2759 | -6.1317
MV/LV Substation HI***611X | 20 kV | 400V(3ph) & 230V(single ph) | LV | 100 kVA :Pole Substation | 0.1 | --> | 0.1 | 0 | 0 | Constrained,otherwise capacity available =67kVA. | --> | 0.095 | 0 | 0 | 0 | 0 | 0.104 | 0 |  | --> | E17 ex CREAGH | CREAGH: T421∥T422 | ATHLONE |  | 53.3185 | -8.2416
MV/LV Substation HI***633X | 10 kV | 400V(3ph) & 230V(single ph) | LV | 400 kVA :Kiosk Substation | 0.4 | --> | 0.4 | 0 | 0 | Constrained,otherwise capacity available =263kVA. | --> | 0.38 | 0 | 0 | 0 | 0.01 | 0.41 | 0 |  | --> | C25 ex KILBARRY | KILBARRY: T101 | KILBARRY |  | 51.9019 | -8.505
MV/LV Substation HI***634 | 10 kV | 400V(3ph) & 230V(single ph) | LV | 50 kVA :Pole Substation | 0.05 | --> | 0.05 | 0.038 | 7.5 |  | --> | 0.047 | 0 | 0 | 0 | 0 | 0.051 | 0 |  | --> | C18 ex CARRICKMINES | CARRICKMINES: T42 | CARRICKMINES |  | 53.2558 | -6.2205
MV/LV Substation HI***635X | 10 kV | 400V(3ph) & 230V(single ph) | LV | 50 kVA :Pole Substation | 0.05 | --> | 0.05 | 0.021 | 2.6 |  | --> | 0.047 | 0 | 0 | 0 | 0.005 | 0.048 | 0 |  | --> | E13 ex AGHADA | AGHADA: T721 | N/A |  | 51.8403 | -8.2135
MV/LV Substation HI***639Z | 10 kV | 400V(3ph) & 230V(single ph) | LV | 200 kVA :Kiosk Substation | 0.2 | --> | 0.2 | 0.158 | 5.6 |  | --> | 0.19 | 0 | 0 | 0 | 0.003 | 0.203 | 0 |  | --> | C12 ex PURCELLS INCH | PURCELLS INCH: T42 | KILKENNY |  | 52.591 | -7.1759
MV/LV Substation HI***656Y | 20 kV | 400V(3ph) & 230V(single ph) | LV | 100 kVA :Pole Substation | 0.1 | --> | 0.1 | 0 | 0 | Constrained,otherwise capacity available =89kVA. | --> | 0.095 | 0 | 0 | 0 | 0 | 0.101 | 0 |  | --> | E13 ex EDENDERRY | EDENDERRY: T421∥T422 | BLAKE |  | 53.3623 | -7.0171
MV/LV Substation HI***659 | 20 kV | 400V(3ph) & 230V(single ph) | LV | 630 kVA :Kiosk Substation | 0.63 | --> | 0.63 | 0.5 | 1.6 |  | --> | 0.598 | 0 | 0 | 0 | 0 | 0.5 | 0 |  | --> | E17 ex DINGLE | DINGLE: T421 | OUGHTRAGH |  | 52.1436 | -10.2651
MV/LV Substation HI***665X | 10 kV | 400V(3ph) & 230V(single ph) | LV | 630 kVA :Building Structure | 0.63 | --> | 0.63 | 0.5 | 2.2 |  | --> | 0.598 | 0 | 0 | 0 | 0 | 0.5 | 0 |  | --> | C13 ex MALLOW | MALLOW: T41 | MALLOW |  | 52.1382 | -8.6455
MV/LV Substation HI***670Z | 10 kV | 400V(3ph) & 230V(single ph) | LV | 400 kVA :Kiosk Substation | 0.4 | --> | 0.4 | 0.309 | 2.9 |  | --> | 0.38 | 0 | 0 | 0 | 0.01 | 0.403 | 0 |  | --> | C18 ex MALAHIDE | MALAHIDE: T42 | GLASMORE |  | 53.4434 | -6.151
MV/LV Substation HI***679Z | 20 kV | 400V(3ph) & 230V(single ph) | LV | 400 kVA :Building Structure | 0.4 | --> | 0.4 | 0 | 0 | Constrained,otherwise capacity available =400kVA. | --> | 0.38 | 0 | 0 | 0 | 0 | 0 | 0 | Constrained,otherwise capacity available =400kW. | --> | E21 ex ASHBOURNE | ASHBOURNE: T421 | FINGLAS |  | 53.5358 | -6.3491
MV/LV Substation HI***689X | 10 kV | 400V(3ph) & 230V(single ph) | LV | 630 kVA :Building Structure | 0.63 | --> | 0.63 | 0.5 | 8.6 |  | --> | 0.598 | 0 | 0 | 0 | 0 | 0.5 | 0 |  | --> | C22 ex RINGSEND | RINGSEND: T102 | POOLBEG |  | 53.3391 | -6.2091
MV/LV Substation HI***698Y | 20 kV | 400V(3ph) & 230V(single ph) | LV | 200 kVA :Kiosk Substation | 0.2 | --> | 0.2 | 0.153 | 6.7 |  | --> | 0.19 | 0 | 0 | 0 | 0 | 0 | 0 | Constrained,otherwise capacity available =207kW. | --> | E12 ex DUNFIRTH | DUNFIRTH: T122 | DUNFIRTH |  | 53.4545 | -6.9242
MV/LV Substation HI***702X | 20 kV | 400V(3ph) & 230V(single ph) | LV | 400 kVA :Kiosk Substation | 0.4 | --> | 0.4 | 0.362 | 2.6 |  | --> | 0.38 | 0 | 0 | 0 | 0.029 | 0.375 | 0 |  | --> | E19 ex KILCOCK | KILCOCK: T421 | GRIFFINRATH |  | 53.4 | -6.6736
MV/LV Substation HI***703X | 10 kV | 400V(3ph) & 230V(single ph) | LV | 1000 kVA :Building Structure | 1 | --> | 1 | 0 | 0 | Constrained,otherwise capacity available =500kVA. | --> | 0.95 | 0 | 0 | 0 | 0 | 0.5 | 0 |  | --> | C28 ex NORTH QUAYS | NORTH QUAYS: T102 | POOLBEG |  | 53.3502 | -6.2379
MV/LV Substation HI***717X | 10 kV | 400V(3ph) & 230V(single ph) | LV | 200 kVA :Kiosk Substation | 0.2 | --> | 0.2 | 0.184 | 2.2 |  | --> | 0.19 | 0 | 0 | 0 | 0 | 0.202 | 0 |  | --> | C16 ex SPA ROAD | SPA ROAD: T41∥T42 | DOON |  | 52.3503 | -7.6974
MV/LV Substation HI***718 | 10 kV | 400V(3ph) & 230V(single ph) | LV | 400 kVA :Kiosk Substation | 0.4 | --> | 0.4 | 0.287 | 1.5 |  | --> | 0.38 | 0 | 0 | 0 | 0.003 | 0.414 | 0 |  | --> | C17 ex SALLINS | SALLINS: T41 | GRIFFINRATH |  | 53.2948 | -6.6882
MV/LV Substation HI***721Y | 10 kV | 400V(3ph) & 230V(single ph) | LV | 630 kVA :Kiosk Substation | 0.63 | --> | 0.63 | 0.5 | 2.4 |  | --> | 0.598 | 0 | 0 | 0 | 0.008 | 0.383 | 0 | Constrained,otherwise capacity available =500kW. | --> | C18 ex PORTLAW | PORTLAW: T41∥T42 | BUTLERSTOWN |  | 52.3034 | -7.3105
MV/LV Substation HI***730 | 20 kV | 400V(3ph) & 230V(single ph) | LV | 50 kVA :Pole Substation | 0.05 | --> | 0.05 | 0.042 | 1.6 |  | --> | 0.047 | 0 | 0 | 0 | 0 | 0.05 | 0 |  | --> | E16 ex MILLTOWN (SR) | MILLTOWN (SR): T422 | OUGHTRAGH |  | 52.1104 | -9.773
MV/LV Substation HI***732Z | 10 kV | 400V(3ph) & 230V(single ph) | LV | 630 kVA :Kiosk Substation | 0.63 | --> | 0.63 | 0.067 | 0.1 | Constrained,otherwise capacity available =500kVA. | --> | 0.598 | 0 | 0 | 0 | 0.051 | 0.5 | 0 |  | --> | C17 ex BISHOPSTOWN | BISHOPSTOWN: T41 | KILBARRY |  | 51.8916 | -8.5613
MV/LV Substation HI***745 | 10 kV | 400V(3ph) & 230V(single ph) | LV | 200 kVA :Kiosk Substation | 0.2 | --> | 0.2 | 0 | 0 | Constrained,otherwise capacity available =123kVA. | --> | 0.19 | 0 | 0 | 0 | 0.012 | 0.199 | 0 |  | --> | C13 ex CARRICKMINES | CARRICKMINES: T41 | CARRICKMINES |  | 53.2614 | -6.1652
MV/LV Substation HI***750 | 20 kV | 400V(3ph) & 230V(single ph) | LV | 50 kVA :Pole Substation | 0.05 | --> | 0.05 | 0 | 0 | Constrained,otherwise capacity available =34kVA. | --> | 0.047 | 0 | 0 | 0 | 0.005 | 0.046 | 0 |  | --> | E12 ex KILCULLEN | KILCULLEN: T424 | STRATFORD |  | 53.0683 | -6.837
MV/LV Substation HI***774 | 10 kV | 400V(3ph) & 230V(single ph) | LV | 100 kVA :Pole Substation | 0.1 | --> | 0.1 | 0 | 0 | Constrained,otherwise capacity available =64kVA. | --> | 0.095 | 0 | 0 | 0 | 0.001 | 0.104 | 0 |  | --> | C20 ex BUTTEVANT | BUTTEVANT: T41∥T42 | MALLOW |  | 52.228 | -8.6763
MV/LV Substation HI***777Y | 10 kV | 400V(3ph) & 230V(single ph) | LV | 400 kVA :Kiosk Substation | 0.4 | --> | 0.4 | 0.306 | 7.6 |  | --> | 0.38 | 0 | 0 | 0 | 0.021 | 0.392 | 0 |  | --> | C18 ex DRYBRIDGE | DRYBRIDGE: T42 | DRYBRIDGE |  | 53.7129 | -6.3834
MV/LV Substation HI***780X | 10 kV | 400V(3ph) & 230V(single ph) | LV | 100 kVA :Pole Substation | 0.1 | --> | 0.1 | 0 | 0 | Constrained,otherwise capacity available =56kVA. | --> | 0.095 | 0 | 0 | 0 | 0.057 | 0 | 0 | Constrained,otherwise capacity available =46kW. | --> | C20 ex CLOONLOUGH | CLOONLOUGH: T41∥T42 | BARRYMORE |  | 52.2319 | -8.2582
MV/LV Substation HI***787X | 20 kV | 400V(3ph) & 230V(single ph) | LV | 200 kVA :Pole Substation | 0.2 | --> | 0.2 | 0 | 0 | Constrained,otherwise capacity available =198kVA. | --> | 0.19 | 0 | 0 | 0 | 0 | 0.2 | 0 |  | --> | E17 ex KILCOLGAN | KILCOLGAN: T421 | GALWAY 110KV |  | 53.177 | -8.821
MV/LV Substation HI***801 | 20 kV | 400V(3ph) & 230V(single ph) | LV | 100 kVA :Pole Substation | 0.1 | --> | 0.1 | 0.06 | 11.9 |  | --> | 0.095 | 0 | 0 | 0 | 0 | 0 | 0 | Constrained,otherwise capacity available =106kW. | --> | E15 ex WESTPORT | WESTPORT: T421∥T422 | CASTLEBAR |  | 53.8029 | -9.473
MV/LV Substation HI***807Z | 10 kV | 400V(3ph) & 230V(single ph) | LV | 630 kVA :Kiosk Substation | 0.63 | --> | 0.63 | 0.067 | 0.1 | Constrained,otherwise capacity available =470kVA. | --> | 0.598 | 0 | 0 | 0 | 0.019 | 0.5 | 0 |  | --> | C17 ex BISHOPSTOWN | BISHOPSTOWN: T41 | KILBARRY |  | 51.8847 | -8.5739
MV/LV Substation HI***816 | 20 kV | 400V(3ph) & 230V(single ph) | LV | 100 kVA :Pole Substation | 0.1 | --> | 0.1 | 0.021 | 0.8 |  | --> | 0.095 | 0 | 0 | 0 | 0 | 0 | 0 | Constrained,otherwise capacity available =111kW. | --> | E12 ex KILMACTHOMAS | KILMACTHOMAS: T421∥T422 | DUNGARVAN |  | 52.2066 | -7.4208
MV/LV Substation HI***823X | 10 kV | 400V(3ph) & 230V(single ph) | LV | 630 kVA :Kiosk Substation | 0.63 | --> | 0.63 | 0.5 | 10.8 |  | --> | 0.598 | 0 | 0 | 0 | 0.014 | 0.5 | 0 |  | --> | C13 ex SALTHILL | SALTHILL: T101 | SALTHILL |  | 53.2715 | -9.0781
MV/LV Substation HI***830X | 20 kV | 400V(3ph) & 230V(single ph) | LV | 50 kVA :Pole Substation | 0.05 | --> | 0.05 | 0 | 0 | Constrained,otherwise capacity available =48kVA. | --> | 0.047 | 0 | 0 | 0 | 0 | 0.049 | 0 |  | --> | C18 ex CLONES | CLONES: T41∥T42 | SHANKILL |  | 54.1314 | -7.2378
MV/LV Substation HI***831Y | 10 kV | 400V(3ph) & 230V(single ph) | LV | 400 kVA :Kiosk Substation | 0.4 | --> | 0.4 | 0.274 | 7.6 |  | --> | 0.38 | 0 | 0 | 0 | 0.036 | 0.381 | 0 |  | --> | C18 ex DRYBRIDGE | DRYBRIDGE: T42 | DRYBRIDGE |  | 53.7111 | -6.3834
MV/LV Substation HI***849 | 20 kV | 400V(3ph) & 230V(single ph) | LV | 50 kVA :Pole Substation | 0.05 | --> | 0.05 | 0.05 | 3 |  | --> | 0.047 | 0 | 0 | 0 | 0 | 0 | 0 | Constrained,otherwise capacity available =49kW. | --> | C21 ex SWINFORD | SWINFORD: T41∥T42 | CASTLEBAR |  | 53.983 | -9.1155
MV/LV Substation HI***863 | 10 kV | 400V(3ph) & 230V(single ph) | LV | 50 kVA :Pole Substation | 0.05 | --> | 0.05 | 0.048 | 0.9 |  | --> | 0.047 | 0 | 0 | 0 | 0 | 0.049 | 0 |  | --> | C15 ex DRUMQUIN | DRUMQUIN: T42 | ENNIS |  | 52.7424 | -9.1722
MV/LV Substation HI***870 | 20 kV | 400V(3ph) & 230V(single ph) | LV | 200 kVA :Pole Substation | 0.2 | --> | 0.2 | 0.142 | 2.6 |  | --> | 0.19 | 0 | 0 | 0 | 0.008 | 0.2 | 0 |  | --> | E19 ex KILCOCK | KILCOCK: T421 | GRIFFINRATH |  | 53.3972 | -6.675
MV/LV Substation HI***874X | 10 kV | 400V(3ph) & 230V(single ph) | LV | 200 kVA :Kiosk Substation | 0.2 | --> | 0.2 | 0.147 | 10.8 |  | --> | 0.19 | 0 | 0 | 0 | 0.018 | 0.188 | 0 |  | --> | C13 ex SALTHILL | SALTHILL: T101 | SALTHILL |  | 53.2708 | -9.0765
MV/LV Substation HI***875X | 10 kV | 400V(3ph) & 230V(single ph) | LV | 200 kVA :Kiosk Substation | 0.2 | --> | 0.2 | 0.124 | 1.7 |  | --> | 0.19 | 0 | 0 | 0 | 0.004 | 0.207 | 0 |  | --> | C11 ex RATHMORE | RATHMORE: T42 | KNOCKEARAGH |  | 52.0834 | -9.2098
MV/LV Substation HI***876Z | 10 kV | 400V(3ph) & 230V(single ph) | LV | 1000 kVA :Building Structure | 1 | --> | 1 | 0.5 | 4.7 |  | --> | 0.95 | 0 | 0 | 0 | 0 | 0.5 | 0 |  | --> | C24 ex CENTRE PARK ROAD | MARINA: T106 | MARINA |  | 51.8939 | -8.4643
MV/LV Substation HI***887Z | 20 kV | 400V(3ph) & 230V(single ph) | LV | 630 kVA :Building Structure | 0.63 | --> | 0.63 | 0 | 0 | Constrained,otherwise capacity available =387kVA. | --> | 0.598 | 0 | 0 | 0 | 0.002 | 0.5 | 0 |  | --> | E19 ex EDENDERRY | EDENDERRY: T421∥T422 | BLAKE |  | 53.4553 | -7.0997
MV/LV Substation HI***891 | 10 kV | 400V(3ph) & 230V(single ph) | LV | 400 kVA :Kiosk Substation | 0.4 | --> | 0.4 | 0.312 | 2.3 |  | --> | 0.38 | 0 | 0 | 0 | 0.015 | 0.397 | 0 |  | --> | C19 ex TRABEG | TRABEG: T102 | TRABEG |  | 51.8662 | -8.448
MV/LV Substation HI***893X | 10 kV | 400V(3ph) & 230V(single ph) | LV | 200 kVA :Pole Substation | 0.2 | --> | 0.2 | 0.177 | 3.4 |  | --> | 0.19 | 0 | 0 | 0 | 0 | 0.203 | 0 |  | --> | C15 ex STICKILLEN | STICKILLEN: T41∥T42 | DRYBRIDGE |  | 53.8543 | -6.6592
MV/LV Substation HI***907 | 10 kV | 400V(3ph) & 230V(single ph) | LV | 100 kVA :Pole Substation | 0.1 | --> | 0.1 | 0.095 | 0.7 |  | --> | 0.095 | 0 | 0 | 0 | 0 | 0.1 | 0 |  | --> | C23 ex GLENTIES | GLENTIES: T41 | BINBANE |  | 54.7658 | -8.4092
MV/LV Substation HI***915 | 10 kV | 400V(3ph) & 230V(single ph) | LV | 200 kVA :Kiosk Substation | 0.2 | --> | 0.2 | 0.154 | 4.3 |  | --> | 0.19 | 0 | 0 | 0 | 0.007 | 0.199 | 0 |  | --> | C24 ex BAILIEBORO | BAILIEBORO: T41∥T42 | MEATH HILL |  | 53.9122 | -6.981
MV/LV Substation HI***915 | 20 kV | 400V(3ph) & 230V(single ph) | LV | 400 kVA :Kiosk Substation | 0.4 | --> | 0.4 | 0 | 0 | Constrained,otherwise capacity available =290kVA. | --> | 0.38 | 0 | 0 | 0 | 0.011 | 0 | 0 | Constrained,otherwise capacity available =405kW. | --> | E17 ex PORTLAOISE | PORTLAOISE: T423∥T424 | PORTLAOISE |  | 52.9185 | -7.3539
MV/LV Substation HI***941 | 20 kV | 400V(3ph) & 230V(single ph) | LV | 50 kVA :Pole Substation | 0.05 | --> | 0.05 | 0.031 | 8.5 |  | --> | 0.047 | 0 | 0 | 0 | 0 | 0.051 | 0 |  | --> | C14 ex ARDGEEHA | ARDGEEHA: T41∥T42 | DOON |  | 52.4505 | -7.6926
MV/LV Substation HI***942 | 20 kV | 400V(3ph) & 230V(single ph) | LV | 100 kVA :Pole Substation | 0.1 | --> | 0.1 | 0 | 0 | Constrained,otherwise capacity available =71kVA. | --> | 0.095 | 0 | 0 | 0 | 0.005 | 0.098 | 0 |  | --> | E17 ex DRUMLINE | DRUMLINE: T421∥T422 | DRUMLINE |  | 52.8021 | -8.7509
MV/LV Substation HI***944 | 10 kV | 400V(3ph) & 230V(single ph) | LV | 400 kVA :Kiosk Substation | 0.4 | --> | 0.4 | 0.342 | 2.9 |  | --> | 0.38 | 0 | 0 | 0 | 0.016 | 0.391 | 0 |  | --> | C14 ex SANDYFORD | SANDYFORD: T42 | CARRICKMINES |  | 53.2774 | -6.2456
MV/LV Substation HI***952X | 20 kV | 400V(3ph) & 230V(single ph) | LV | 200 kVA :Pole Substation | 0.2 | --> | 0.2 | 0.172 | 1 |  | --> | 0.19 | 0 | 0 | 0 | 0 | 0.203 | 0 |  | --> | E19 ex SHILLELAGH | SHILLELAGH: T421∥T422 | CARLOW |  | 52.7127 | -6.5046
MV/LV Substation HI***971X | 10 kV | 400V(3ph) & 230V(single ph) | LV | 400 kVA :Kiosk Substation | 0.4 | --> | 0.4 | 0.212 | 0.9 |  | --> | 0.38 | 0 | 0 | 0 | 0.021 | 0.406 | 0 |  | --> | C12 ex RATHMULLAN | RATHMULLAN: T42 | DRYBRIDGE |  | 53.7106 | -6.36
MV/LV Substation HI***976Z | 10 kV | 400V(3ph) & 230V(single ph) | LV | 200 kVA :Kiosk Substation | 0.2 | --> | 0.2 | 0.179 | 2.8 |  | --> | 0.19 | 0 | 0 | 0 | 0 | 0.203 | 0 |  | --> | C16 ex CARRIGLAWN | CARRIGLAWN: T41∥T42 | WEXFORD |  | 52.3365 | -6.4966
MV/LV Substation HI***979 | 10 kV | 400V(3ph) & 230V(single ph) | LV | 400 kVA :Building Structure | 0.4 | --> | 0.4 | 0 | 0 | Constrained,otherwise capacity available =200kVA. | --> | 0.38 | 0 | 0 | 0 | 0 | 0.43 | 0 |  | --> | C14 ex WHITEHALL | WHITEHALL: T41 | FINGLAS |  | 53.3798 | -6.2411
MV/LV Substation HI***984Y | 10 kV | 400V(3ph) & 230V(single ph) | LV | 400 kVA :Kiosk Substation | 0.4 | --> | 0.4 | 0.322 | 6.6 |  | --> | 0.38 | 0 | 0 | 0 | 0 | 0.411 | 0 |  | --> | C16 ex GLEBE | GLEBE: T41∥T42 | RICHMOND |  | 53.728 | -7.7997
MV/LV Substation HK***260Z | 20 kV | 400V(3ph) & 230V(single ph) | LV | 50 kVA :Pole Substation | 0.05 | --> | 0.05 | 0 | 0 | Constrained,otherwise capacity available =48kVA. | --> | 0.047 | 0 | 0 | 0 | 0.001 | 0.048 | 0 |  | --> | E18 ex BALLINDERRY | BALLINDERRY: T422 | MULLINGAR |  | 53.5122 | -7.1119
MV/LV Substation HO***001Z | 10 kV | 400V(3ph) & 230V(single ph) | LV | 400 kVA :Kiosk Substation | 0.4 | --> | 0.4 | 0.4 | 4.7 |  | --> | 0.38 | 0 | 0 | 0 | 0 | 0.4 | 0 |  | --> | C18 ex CENTRE PARK ROAD | MARINA: T106 | MARINA |  | 51.8864 | -8.4168
MV/LV Substation HO***003 | 10 kV | 400V(3ph) & 230V(single ph) | LV | 400 kVA :Building Structure | 0.4 | --> | 0.4 | 0 | 0 | Constrained,otherwise capacity available =393kVA. | --> | 0.38 | 0 | 0 | 0 | 0 | 0.4 | 0 |  | --> | C16 ex BALLAGHADERREEN | BALLAGHADERREEN: T41∥T42 | TONROE |  | 53.9054 | -8.5906
MV/LV Substation HO***005 | 10 kV | 400V(3ph) & 230V(single ph) | LV | 100 kVA :Pole Substation | 0.1 | --> | 0.1 | 0 | 0 | Constrained,otherwise capacity available =49kVA. | --> | 0.095 | 0 | 0 | 0 | 0 | 0 | 0 | Constrained,otherwise capacity available =107kW. | --> | C18 ex HOLYCROSS ROAD | HOLYCROSS ROAD: T41∥T42 | THURLES |  | 52.6862 | -7.8235
MV/LV Substation HO***005X | 10 kV | 400V(3ph) & 230V(single ph) | LV | 400 kVA :Kiosk Substation | 0.4 | --> | 0.4 | 0.365 | 1.5 |  | --> | 0.38 | 0 | 0 | 0 | 0 | 0.405 | 0 |  | --> | E17 ex BEALISTOWN | BEALISTOWN: T421∥T422 | GREAT ISLAND |  | 52.1644 | -6.8807
MV/LV Substation HO***006 | 10 kV | 400V(3ph) & 230V(single ph) | LV | 400 kVA :Kiosk Substation | 0.4 | --> | 0.4 | 0.273 | 1.5 |  | --> | 0.38 | 0 | 0 | 0 | 0.021 | 0.397 | 0 |  | --> | C23 ex TRAMORE | TRAMORE: T41 | BUTLERSTOWN |  | 52.1674 | -7.1454
MV/LV Substation HO***007X | 10 kV | 400V(3ph) & 230V(single ph) | LV | 200 kVA :Pole Substation | 0.2 | --> | 0.2 | 0 | 0 | Constrained,otherwise capacity available =119kVA. | --> | 0.19 | 0 | 0 | 0 | 0.006 | 0.206 | 0 |  | --> | C16 ex BALLAGHADERREEN | BALLAGHADERREEN: T41∥T42 | TONROE |  | 53.9084 | -8.5877
MV/LV Substation HO***008X | 20 kV | 400V(3ph) & 230V(single ph) | LV | 200 kVA :Pole Substation | 0.2 | --> | 0.2 | 0 | 0 | Constrained,otherwise capacity available =158kVA. | --> | 0.19 | 0 | 0 | 0 | 0 | 0.206 | 0 |  | --> | C21 ex MILFORD (NR) | MILFORD (NR): T41∥T42 | LETTERKENNY |  | 55.186 | -7.8257
MV/LV Substation HO***011 | 10 kV | 400V(3ph) & 230V(single ph) | LV | 100 kVA :Pole Substation | 0.1 | --> | 0.1 | 0 | 0 | Constrained,otherwise capacity available =76kVA. | --> | 0.095 | 0 | 0 | 0 | 0 | 0.103 | 0 |  | --> | C12 ex BRUFF | BRUFF: T42 | LIMERICK |  | 52.4776 | -8.4315
MV/LV Substation HO***013X | 20 kV | 400V(3ph) & 230V(single ph) | LV | 100 kVA :Pole Substation | 0.1 | --> | 0.1 | 0 | 0 | Constrained,otherwise capacity available =43kVA. | --> | 0.095 | 0 | 0 | 0 | 0 | 0.108 | 0 |  | --> | E17 ex BRUFF | BRUFF: T421 | LIMERICK |  | 52.5058 | -8.5395
MV/LV Substation HO***014X | 10 kV | 400V(3ph) & 230V(single ph) | LV | 400 kVA :Building Structure | 0.4 | --> | 0.4 | 0.355 | 1.1 |  | --> | 0.38 | 0 | 0 | 0 | 0 | 0.404 | 0 |  | --> | C17 ex BREWERY ROAD | BREWERY ROAD: T41 | CARRICKMINES |  | 53.281 | -6.2175
MV/LV Substation HO***016 | 10 kV | 400V(3ph) & 230V(single ph) | LV | 630 kVA :Kiosk Substation | 0.63 | --> | 0.63 | 0.396 | 1.6 |  | --> | 0.598 | 0 | 0 | 0 | 0.028 | 0.5 | 0 |  | --> | C11 ex SUTTON | SUTTON: T41 | GRANGE (DR) |  | 53.3901 | -6.1044
MV/LV Substation HO***019 | 10 kV | 400V(3ph) & 230V(single ph) | LV | 400 kVA :Kiosk Substation | 0.4 | --> | 0.4 | 0.214 | 1.6 |  | --> | 0.38 | 0 | 0 | 0 | 0.031 | 0.395 | 0 |  | --> | C11 ex SUTTON | SUTTON: T41 | GRANGE (DR) |  | 53.3907 | -6.0852
MV/LV Substation HO***022 | 10 kV | 400V(3ph) & 230V(single ph) | LV | 630 kVA :Building Structure | 0.63 | --> | 0.63 | 0 | 0 | Constrained,otherwise capacity available =391kVA. | --> | 0.598 | 0 | 0 | 0 | 0 | 0.5 | 0 |  | --> | C19 ex ROSEHILL | ROSEHILL: T41 | KILKENNY |  | 52.6422 | -7.2613
MV/LV Substation HO***022 | 10 kV | 400V(3ph) & 230V(single ph) | LV | 630 kVA :Building Structure | 0.63 | --> | 0.63 | 0.441 | 7.6 |  | --> | 0.598 | 0 | 0 | 0 | 0 | 0.5 | 0 |  | --> | C13 ex MISERY HILL | MISERY HILL: T101 | POOLBEG |  | 53.341 | -6.2424
MV/LV Substation HO***026 | 10 kV | 400V(3ph) & 230V(single ph) | LV | 400 kVA :Kiosk Substation | 0.4 | --> | 0.4 | 0.134 | 1.8 |  | --> | 0.38 | 0 | 0 | 0 | 0.01 | 0.429 | 0 |  | --> | C15 ex DUNDRUM | DUNDRUM: T41 | BLACKROCK |  | 53.2935 | -6.2293
MV/LV Substation HO***033 | 10 kV | 400V(3ph) & 230V(single ph) | LV | 630 kVA :Kiosk Substation | 0.63 | --> | 0.63 | 0.459 | 3.6 |  | --> | 0.598 | 0 | 0 | 0 | 0.044 | 0.5 | 0 |  | --> | C21 ex DEANSGRANGE | DEANSGRANGE: T41 | CARRICKMINES |  | 53.2761 | -6.1629
MV/LV Substation HO***037 | 10 kV | 400V(3ph) & 230V(single ph) | LV | 400 kVA :Kiosk Substation | 0.4 | --> | 0.4 | 0.4 | 8.9 |  | --> | 0.38 | 0 | 0 | 0 | 0 | 0.4 | 0 |  | --> | C11 ex CARROWBEG | CARROWBEG: T41∥T42 | CARROWBEG |  | 53.8018 | -9.5279
MV/LV Substation HO***038 | 20 kV | 400V(3ph) & 230V(single ph) | LV | 100 kVA :Pole Substation | 0.1 | --> | 0.1 | 0.096 | 1.6 |  | --> | 0.095 | 0 | 0 | 0 | 0 | 0.1 | 0 |  | --> | E16 ex INCH | INCH: T421∥T422 | OUGHTRAGH |  | 52.1451 | -9.9906
MV/LV Substation HO***039Y | 20 kV | 400V(3ph) & 230V(single ph) | LV | 100 kVA :Pole Substation | 0.1 | --> | 0.1 | 0 | 0 | Constrained,otherwise capacity available =72kVA. | --> | 0.095 | 0 | 0 | 0 | 0 | 0 | 0 | Constrained,otherwise capacity available =103kW. | --> | C16 ex HOLYCROSS ROAD | HOLYCROSS ROAD: T41∥T42 | THURLES |  | 52.6381 | -7.8608
MV/LV Substation HO***042 | 10 kV | 400V(3ph) & 230V(single ph) | LV | 630 kVA :Kiosk Substation | 0.63 | --> | 0.63 | 0 | 0 | Constrained,otherwise capacity available =427kVA. | --> | 0.598 | 0 | 0 | 0 | 0.023 | 0 | 0 | Constrained,otherwise capacity available =500kW. | --> | C14 ex HOLYCROSS ROAD | HOLYCROSS ROAD: T41∥T42 | THURLES |  | 52.6706 | -7.8135
MV/LV Substation HO***049 | 10 kV | 400V(3ph) & 230V(single ph) | LV | 100 kVA :Pole Substation | 0.1 | --> | 0.1 | 0.066 | 8.5 |  | --> | 0.095 | 0 | 0 | 0 | 0 | 0.104 | 0 |  | --> | C12 ex ARDGEEHA | ARDGEEHA: T41∥T42 | DOON |  | 52.3646 | -7.6984
MV/LV Substation HO***050 | 10 kV | 400V(3ph) & 230V(single ph) | LV | 400 kVA :Kiosk Substation | 0.4 | --> | 0.4 | 0 | 0 | Constrained,otherwise capacity available =268kVA. | --> | 0.38 | 0 | 0 | 0 | 0.017 | 0.402 | 0 |  | --> | C19 ex LOUGHSHINNY | LOUGHSHINNY: T41 | GLASMORE |  | 53.5706 | -6.105
MV/LV Substation HO***050Y | 20 kV | 400V(3ph) & 230V(single ph) | LV | 400 kVA :Kiosk Substation | 0.4 | --> | 0.4 | 0.344 | 0.7 |  | --> | 0.38 | 0 | 0 | 0 | 0 | 0.408 | 0 |  | --> | C15 ex KILMAGIG | KILMAGIG: T42 | ARKLOW |  | 52.8523 | -6.332
MV/LV Substation HO***051 | 10 kV | 400V(3ph) & 230V(single ph) | LV | 400 kVA :Kiosk Substation | 0.4 | --> | 0.4 | 0 | 0 | Constrained,otherwise capacity available =307kVA. | --> | 0.38 | 0 | 0 | 0 | 0.037 | 0.375 | 0 |  | --> | C19 ex LOUGHSHINNY | LOUGHSHINNY: T41 | GLASMORE |  | 53.5713 | -6.1046
MV/LV Substation HO***057 | 10 kV | 400V(3ph) & 230V(single ph) | LV | 630 kVA :Kiosk Substation | 0.63 | --> | 0.63 | 0.299 | 5.9 |  | --> | 0.598 | 0 | 0 | 0 | 0.012 | 0.5 | 0 |  | --> | C12 ex BANDON | BANDON: T101 | BANDON |  | 51.7445 | -8.7402
MV/LV Substation HO***059 | 10 kV | 400V(3ph) & 230V(single ph) | LV | 630 kVA :Kiosk Substation | 0.63 | --> | 0.63 | 0.454 | 2 |  | --> | 0.598 | 0 | 0 | 0 | 0.017 | 0.5 | 0 |  | --> | C15 ex FAIRVIEW | FAIRVIEW: T41 | MCDERMOTT |  | 53.3681 | -6.2125
MV/LV Substation HO***061 | 10 kV | 400V(3ph) & 230V(single ph) | LV | 630 kVA :Kiosk Substation | 0.63 | --> | 0.63 | 0.474 | 5 |  | --> | 0.598 | 0 | 0 | 0 | 0 | 0.5 | 0 |  | --> | C19 ex OLDBAWN | OLDBAWN: T41 | COOKSTOWN |  | 53.2837 | -6.3506
MV/LV Substation HO***061X | 20 kV | 400V(3ph) & 230V(single ph) | LV | 630 kVA :Building Structure | 0.63 | --> | 0.63 | 0.5 | 26.7 |  | --> | 0.598 | 0 | 0 | 0 | 0.004 | 0.5 | 0 |  | --> | E12 ex WEXFORD | WEXFORD: T121∥T122 | WEXFORD |  | 52.3491 | -6.5724
MV/LV Substation HO***063Y | 10 kV | 400V(3ph) & 230V(single ph) | LV | 400 kVA :Kiosk Substation | 0.4 | --> | 0.4 | 0.343 | 1.6 |  | --> | 0.38 | 0 | 0 | 0 | 0 | 0.408 | 0 |  | --> | C11 ex SUTTON | SUTTON: T41 | GRANGE (DR) |  | 53.388 | -6.0654
MV/LV Substation HO***066X | 10 kV | 400V(3ph) & 230V(single ph) | LV | 1000 kVA :Building Structure | 1 | --> | 1 | 0 | 0 | Constrained,otherwise capacity available =500kVA. | --> | 0.95 | 0 | 0 | 0 | 0.003 | 0.5 | 0 |  | --> | C22 ex ROCHES STREET | ROCHES STREET: T42 | LIMERICK |  | 52.6649 | -8.6288
MV/LV Substation HO***068X | 20 kV | 400V(3ph) & 230V(single ph) | LV | 400 kVA :Kiosk Substation | 0.4 | --> | 0.4 | 0.328 | 1.7 |  | --> | 0.38 | 0 | 0 | 0 | 0.014 | 0 | 0 | Constrained,otherwise capacity available =396kW. | --> | E17 ex CREESLOUGH | CREESLOUGH: T421 | ARDNAGAPPARY |  | 55.1821 | -7.9749
MV/LV Substation HO***069 | 10 kV | 400V(3ph) & 230V(single ph) | LV | 400 kVA :Building Structure | 0.4 | --> | 0.4 | 0 | 0 | Constrained,otherwise capacity available =257kVA. | --> | 0.38 | 0 | 0 | 0 | 0 | 0.421 | 0 |  | --> | C20 ex BALLYBEGGAN | BALLYBEGGAN: T43∥T44 | TRALEE |  | 52.2696 | -9.69
MV/LV Substation HO***074 | 10 kV | 400V(3ph) & 230V(single ph) | LV | 400 kVA :Building Structure | 0.4 | --> | 0.4 | 0.135 | 5.5 |  | --> | 0.38 | 0 | 0 | 0 | 0.007 | 0.432 | 0 |  | --> | C16 ex ABBEYLAND | ABBEYLAND: T42 | NAVAN |  | 53.6503 | -6.6969
MV/LV Substation HO***076 | 20 kV | 400V(3ph) & 230V(single ph) | LV | 200 kVA :Kiosk Substation | 0.2 | --> | 0.2 | 0 | 0 | Constrained,otherwise capacity available =193kVA. | --> | 0.19 | 0 | 0 | 0 | 0 | 0 | 0 | Constrained,otherwise capacity available =200kW. | --> | C16 ex HOLYCROSS ROAD | HOLYCROSS ROAD: T41∥T42 | THURLES |  | 52.6395 | -7.8677
MV/LV Substation HO***077X | 10 kV | 400V(3ph) & 230V(single ph) | LV | 200 kVA :Kiosk Substation | 0.2 | --> | 0.2 | 0.113 | 2.3 |  | --> | 0.19 | 0 | 0 | 0 | 0 | 0.213 | 0 |  | --> | C19 ex TRABEG | TRABEG: T102 | TRABEG |  | 51.866 | -8.4515
MV/LV Substation HO***077Z | 20 kV | 400V(3ph) & 230V(single ph) | LV | 50 kVA :Pole Substation | 0.05 | --> | 0.05 | 0 | 0 | Constrained,otherwise capacity available =25kVA. | --> | 0.047 | 0 | 0 | 0 | 0.007 | 0.045 | 0 |  | --> | E17 ex ACADEMY STREET | ACADEMY STREET: T421∥T422 | NAVAN |  | 53.5953 | -6.7301
MV/LV Substation HO***079Y | 10 kV | 400V(3ph) & 230V(single ph) | LV | 50 kVA :Pole Substation | 0.05 | --> | 0.05 | 0 | 5.9 |  | --> | 0.047 | 0 | 0 | 0 | 0 | 0.06 | 0 |  | --> | C12 ex BALLINCOLLIG | BALLINCOLLIG: T42 | KILBARRY |  | 51.8864 | -8.6094
MV/LV Substation HO***084X | 10 kV | 400V(3ph) & 230V(single ph) | LV | 400 kVA :Building Structure | 0.4 | --> | 0.4 | 0.246 | 3.6 |  | --> | 0.38 | 0 | 0 | 0 | 0 | 0.423 | 0 |  | --> | C21 ex DEANSGRANGE | DEANSGRANGE: T41 | CARRICKMINES |  | 53.264 | -6.1816
MV/LV Substation HO***087 | 10 kV | 400V(3ph) & 230V(single ph) | LV | 400 kVA :Kiosk Substation | 0.4 | --> | 0.4 | 0.351 | 8.3 |  | --> | 0.38 | 0 | 0 | 0 | 0.007 | 0.399 | 0 |  | --> | C12 ex MONREAD | MONREAD: T102 | MONREAD |  | 53.2238 | -6.6593
MV/LV Substation HO***088 | 10 kV | 400V(3ph) & 230V(single ph) | LV | 630 kVA :Building Structure | 0.63 | --> | 0.63 | 0.5 | 11.1 |  | --> | 0.598 | 0 | 0 | 0 | 0 | 0.5 | 0 |  | --> | C11 ex FORTUNESTOWN | FORTUNESTOWN: T101 | INCHICORE 220KV |  | 53.2957 | -6.4295
MV/LV Substation HO***091 | 20 kV | 400V(3ph) & 230V(single ph) | LV | 400 kVA :Building Structure | 0.4 | --> | 0.4 | 0.33 | 1.4 |  | --> | 0.38 | 0 | 0 | 0 | 0 | 0.411 | 0 |  | --> | E20 ex GARRANACANTY | GARRANACANTY: T422 | TIPPERARY |  | 52.5505 | -8.0301
MV/LV Substation HO***092 | 10 kV | 400V(3ph) & 230V(single ph) | LV | 630 kVA :Building Structure | 0.63 | --> | 0.63 | 0.273 | 7.6 |  | --> | 0.598 | 0 | 0 | 0 | 0 | 0.5 | 0 |  | --> | C13 ex MISERY HILL | MISERY HILL: T101 | POOLBEG |  | 53.3405 | -6.2455
MV/LV Substation HO***095Y | 10 kV | 400V(3ph) & 230V(single ph) | LV | 100 kVA :Pole Substation | 0.1 | --> | 0.1 | 0 | 0 | Constrained,otherwise capacity available =99kVA. | --> | 0.095 | 0 | 0 | 0 | 0 | 0.1 | 0 |  | --> | C21 ex ENNISTYMON | ENNISTYMON: T41∥T42 | ENNIS |  | 52.933 | -9.3408
MV/LV Substation HO***098 | 10 kV | 400V(3ph) & 230V(single ph) | LV | 400 kVA :Kiosk Substation | 0.4 | --> | 0.4 | 0.332 | 5.5 |  | --> | 0.38 | 0 | 0 | 0 | 0.016 | 0.393 | 0 |  | --> | C16 ex LOUGHSHINNY | LOUGHSHINNY: T42 | GLASMORE |  | 53.5808 | -6.1128
MV/LV Substation HO***099 | 10 kV | 400V(3ph) & 230V(single ph) | LV | 100 kVA :Pole Substation | 0.1 | --> | 0.1 | 0.047 | 4.3 |  | --> | 0.095 | 0 | 0 | 0 | 0.003 | 0.104 | 0 |  | --> | C16 ex LAWLESSTOWN | LAWLESSTOWN: T42 | DOON |  | 52.3627 | -7.7164
MV/LV Substation HO***100 | 10 kV | 400V(3ph) & 230V(single ph) | LV | 100 kVA :Building Structure | 0.1 | --> | 0.1 | 0 | 0 | Constrained,otherwise capacity available =86kVA. | --> | 0.095 | 0 | 0 | 0 | 0 | 0.101 | 0 |  | --> | C19 ex MILFORD (NR) | MILFORD (NR): T41∥T42 | LETTERKENNY |  | 55.0999 | -7.5319
MV/LV Substation HO***106 | 10 kV | 400V(3ph) & 230V(single ph) | LV | 1000 kVA :Building Structure | 1 | --> | 1 | 0.5 | 2.6 |  | --> | 0.95 | 0 | 0 | 0 | 0.039 | 0.5 | 0 |  | --> | C14 ex GREENHILLS | GREENHILLS: T42 | INCHICORE 220KV |  | 53.3226 | -6.3375
MV/LV Substation HO***107 | 20 kV | 400V(3ph) & 230V(single ph) | LV | 50 kVA :Pole Substation | 0.05 | --> | 0.05 | 0.05 | 3.4 |  | --> | 0.047 | 0 | 0 | 0 | 0 | 0.049 | 0 |  | --> | E18 ex CLONMINCH | CLONMINCH: T422 | THORNSBERRY |  | 53.2312 | -7.5725
MV/LV Substation HO***116 | 10 kV | 400V(3ph) & 230V(single ph) | LV | 200 kVA :Pole Substation | 0.2 | --> | 0.2 | 0.186 | 3.6 |  | --> | 0.19 | 0 | 0 | 0 | 0 | 0.201 | 0 |  | --> | C18 ex CASTLEBLAYNEY | CASTLEBLAYNEY: T42 | DUNDALK |  | 54.1198 | -6.7317
MV/LV Substation HO***116 | 10 kV | 400V(3ph) & 230V(single ph) | LV | 100 kVA :Pole Substation | 0.1 | --> | 0.1 | 0 | 0 | Constrained,otherwise capacity available =63kVA. | --> | 0.095 | 0 | 0 | 0 | 0.006 | 0.099 | 0 |  | --> | C16 ex ENNISTYMON | ENNISTYMON: T41∥T42 | ENNIS |  | 52.9371 | -9.396
MV/LV Substation HO***122 | 10 kV | 400V(3ph) & 230V(single ph) | LV | 630 kVA :Building Structure | 0.63 | --> | 0.63 | 0.462 | 11.4 |  | --> | 0.598 | 0 | 0 | 0 | 0 | 0.5 | 0 |  | --> | C17 ex COOKSTOWN | COOKSTOWN: T101 | CARRICKMINES |  | 53.287 | -6.3757
MV/LV Substation HO***125Z | 10 kV | 400V(3ph) & 230V(single ph) | LV | 200 kVA :Kiosk Substation | 0.2 | --> | 0.2 | 0 | 0 | Constrained,otherwise capacity available =114kVA. | --> | 0.19 | 0 | 0 | 0 | 0.008 | 0.204 | 0 |  | --> | C39 ex COLLEGE PARK | COLLEGE PARK: T103 | COLLEGE PARK |  | 53.434 | -6.3882
MV/LV Substation HO***126Z | 10 kV | 400V(3ph) & 230V(single ph) | LV | 200 kVA :Kiosk Substation | 0.2 | --> | 0.2 | 0 | 0 | Constrained,otherwise capacity available =115kVA. | --> | 0.19 | 0 | 0 | 0 | 0.028 | 0.183 | 0 |  | --> | C39 ex COLLEGE PARK | COLLEGE PARK: T103 | COLLEGE PARK |  | 53.4349 | -6.3817
MV/LV Substation HO***131 | 10 kV | 400V(3ph) & 230V(single ph) | LV | 630 kVA :Building Structure | 0.63 | --> | 0.63 | 0.5 | 4.6 |  | --> | 0.598 | 0 | 0 | 0 | 0.007 | 0.5 | 0 |  | --> | C12 ex BALLYRAINE | BALLYRAINE: T41∥T42 | LETTERKENNY |  | 54.9587 | -7.7059
MV/LV Substation HO***141Y | 10 kV | 400V(3ph) & 230V(single ph) | LV | 400 kVA :Building Structure | 0.4 | --> | 0.4 | 0.232 | 1.6 |  | --> | 0.38 | 0 | 0 | 0 | 0 | 0.425 | 0 |  | --> | C20 ex CLONDALKIN | CLONDALKIN: T42 | INCHICORE 220KV |  | 53.3184 | -6.3719
MV/LV Substation HO***157Y | 10 kV | 400V(3ph) & 230V(single ph) | LV | 200 kVA :Kiosk Substation | 0.2 | --> | 0.2 | 0.195 | 2.8 |  | --> | 0.19 | 0 | 0 | 0 | 0 | 0 | 0 | Constrained,otherwise capacity available =200kW. | --> | C11 ex LEE BRIDGE | LEE BRIDGE: T41 | MACROOM |  | 51.9061 | -8.968
MV/LV Substation HO***160Y | 20 kV | 400V(3ph) & 230V(single ph) | LV | 100 kVA :Pole Substation | 0.1 | --> | 0.1 | 0.083 | 7.4 |  | --> | 0.095 | 0 | 0 | 0 | 0 | 0.102 | 0 |  | --> | C24 ex MULLINGAR | MULLINGAR: T102 | MULLINGAR |  | 53.6248 | -7.3864
MV/LV Substation HO***169 | 10 kV | 400V(3ph) & 230V(single ph) | LV | 100 kVA :Pole Substation | 0.1 | --> | 0.1 | 0.085 | 6.4 |  | --> | 0.095 | 0 | 0 | 0 | 0.002 | 0.1 | 0 |  | --> | C13 ex AGHAGAD | AGHAGAD: T41∥T42 | SLIGO |  | 54.4166 | -8.4837
MV/LV Substation HO***171Y | 20 kV | 400V(3ph) & 230V(single ph) | LV | 50 kVA :Pole Substation | 0.05 | --> | 0.05 | 0.05 | 2 |  | --> | 0.047 | 0 | 0 | 0 | 0 | 0.049 | 0 |  | --> | E17 ex BALLYCONNELL | BALLYCONNELL: T421∥T422 | GORTAWEE |  | 54.1177 | -7.6637
MV/LV Substation HO***174Y | 20 kV | 400V(3ph) & 230V(single ph) | LV | 50 kVA :Pole Substation | 0.05 | --> | 0.05 | 0 | 0 | Constrained,otherwise capacity available =42kVA. | --> | 0.047 | 0 | 0 | 0 | 0 | 0.05 | 0 |  | --> | E18 ex DALTON | DALTON: T421∥T422 | DALTON |  | 53.6708 | -8.9559
MV/LV Substation HO***179X | 20 kV | 400V(3ph) & 230V(single ph) | LV | 400 kVA :Kiosk Substation | 0.4 | --> | 0.4 | 0 | 0 | Constrained,otherwise capacity available =339kVA. | --> | 0.38 | 0 | 0 | 0 | 0 | 0.409 | 0 |  | --> | E16 ex PATRICKSWELL | PATRICKSWELL: T421∥T422 | LIMERICK |  | 52.5524 | -8.7801
MV/LV Substation HO***183Y | 10 kV | 400V(3ph) & 230V(single ph) | LV | 400 kVA :Building Structure | 0.4 | --> | 0.4 | 0.374 | 15.8 |  | --> | 0.38 | 0 | 0 | 0 | 0 | 0.403 | 0 |  | --> | C18 ex CASTLEVIEW | CASTLEVIEW: T102 | CASTLEVIEW |  | 51.9071 | -8.3842
MV/LV Substation HO***194X | 10 kV | 400V(3ph) & 230V(single ph) | LV | 400 kVA :Kiosk Substation | 0.4 | --> | 0.4 | 0 | 0 | Constrained,otherwise capacity available =212kVA. | --> | 0.38 | 0 | 0 | 0 | 0 | 0.428 | 0 |  | --> | C11 ex CRANMORE | CRANMORE: T41∥T42 | SLIGO |  | 54.2743 | -8.4733
MV/LV Substation HO***194Y | 20 kV | 400V(3ph) & 230V(single ph) | LV | 400 kVA :Kiosk Substation | 0.4 | --> | 0.4 | 0 | 0 | Constrained,otherwise capacity available =306kVA. | --> | 0.38 | 0 | 0 | 0 | 0.011 | 0 | 0 | Constrained,otherwise capacity available =402kW. | --> | E20 ex BIRR | BIRR: T422 | DALLOW |  | 53.0893 | -7.9156
MV/LV Substation HO***197X | 10 kV | 400V(3ph) & 230V(single ph) | LV | 200 kVA :Pole Substation | 0.2 | --> | 0.2 | 0.169 | 0.6 |  | --> | 0.19 | 0 | 0 | 0 | 0 | 0.204 | 0 |  | --> | C18 ex ATHBOY | ATHBOY: T42 | NAVAN |  | 53.6227 | -6.859
MV/LV Substation HO***197X | 20 kV | 400V(3ph) & 230V(single ph) | LV | 50 kVA :Pole Substation | 0.05 | --> | 0.05 | 0.05 | 1 |  | --> | 0.047 | 0 | 0 | 0 | 0 | 0 | 0 | Constrained,otherwise capacity available =49kW. | --> | E18 ex CARNDONAGH | CARNDONAGH: T421∥T422 | TRILLICK |  | 55.2408 | -7.2476
MV/LV Substation HO***200X | 10 kV | 400V(3ph) & 230V(single ph) | LV | 1000 kVA :Building Structure | 1 | --> | 1 | 0.5 | 0.8 |  | --> | 0.95 | 0 | 0 | 0 | 0 | 0.5 | 0 |  | --> | C17 ex BELFIELD | BELFIELD: T41 | BLACKROCK |  | 53.3128 | -6.2041
MV/LV Substation HO***204 | 20 kV | 400V(3ph) & 230V(single ph) | LV | 200 kVA :Pole Substation | 0.2 | --> | 0.2 | 0 | 0 | Constrained,otherwise capacity available =172kVA. | --> | 0.19 | 0 | 0 | 0 | 0 | 0.203 | 0 |  | --> | E11 ex GLASMORE | GLASMORE: T421 | GLASMORE |  | 53.4909 | -6.113
MV/LV Substation HO***204 | 10 kV | 400V(3ph) & 230V(single ph) | LV | 100 kVA :Pole Substation | 0.1 | --> | 0.1 | 0.1 | 3.2 |  | --> | 0.095 | 0 | 0 | 0 | 0 | 0.1 | 0 |  | --> | C16 ex BOYLE | BOYLE: T41∥T42 | CARRICK ON SHANNON |  | 53.9968 | -8.2735
MV/LV Substation HO***211X | 10 kV | 400V(3ph) & 230V(single ph) | LV | 50 kVA :Pole Substation | 0.05 | --> | 0.05 | 0.038 | 2.7 |  | --> | 0.047 | 0 | 0 | 0 | 0 | 0.051 | 0 |  | --> | C16 ex CALLAN | CALLAN: T41∥T42 | KILKENNY |  | 52.5522 | -7.3141
MV/LV Substation HO***213 | 20 kV | 400V(3ph) & 230V(single ph) | LV | 100 kVA :Pole Substation | 0.1 | --> | 0.1 | 0 | 0 | Constrained,otherwise capacity available =88kVA. | --> | 0.095 | 0 | 0 | 0 | 0 | 0.101 | 0 |  | --> | C22 ex ATHLONE | ATHLONE: T41 | ATHLONE |  | 53.4696 | -7.9882
MV/LV Substation HO***214 | 10 kV | 400V(3ph) & 230V(single ph) | LV | 50 kVA :Pole Substation | 0.05 | --> | 0.05 | 0.019 | 1.6 |  | --> | 0.047 | 0 | 0 | 0 | 0 | 0.054 | 0 |  | --> | C11 ex SUTTON | SUTTON: T41 | GRANGE (DR) |  | 53.3873 | -6.0807
MV/LV Substation HO***224 | 20 kV | 400V(3ph) & 230V(single ph) | LV | 400 kVA :Kiosk Substation | 0.4 | --> | 0.4 | 0.36 | 1.5 |  | --> | 0.38 | 0 | 0 | 0 | 0 | 0.406 | 0 |  | --> | E11 ex ARDFINNAN | ARDFINNAN: T421 | CAHIR |  | 52.2727 | -7.9929
MV/LV Substation HO***225X | 10 kV | 400V(3ph) & 230V(single ph) | LV | 400 kVA :Kiosk Substation | 0.4 | --> | 0.4 | 0.288 | 5 |  | --> | 0.38 | 0 | 0 | 0 | 0.017 | 0.399 | 0 |  | --> | C14 ex BALLYTIVNAN | BALLYTIVNAN: T42 | SLIGO |  | 54.281 | -8.4765
MV/LV Substation HO***230 | 10 kV | 400V(3ph) & 230V(single ph) | LV | 200 kVA :Pole Substation | 0.2 | --> | 0.2 | 0 | 0 | Constrained,otherwise capacity available =199kVA. | --> | 0.19 | 0 | 0 | 0 | 0 | 0.2 | 0 |  | --> | C15 ex BALLAGHADERREEN | BALLAGHADERREEN: T41∥T42 | TONROE |  | 53.8845 | -8.5204
MV/LV Substation HO***231Y | 10 kV | 400V(3ph) & 230V(single ph) | LV | 50 kVA :Pole Substation | 0.05 | --> | 0.05 | 0.045 | 3.5 |  | --> | 0.047 | 0 | 0 | 0 | 0.003 | 0.047 | 0 |  | --> | C12 ex SALLINS | SALLINS: T42 | GRIFFINRATH |  | 53.2892 | -6.7036
MV/LV Substation HO***243X | 10 kV | 400V(3ph) & 230V(single ph) | LV | 630 kVA :Building Structure | 0.63 | --> | 0.63 | 0.278 | 1.6 |  | --> | 0.598 | 0 | 0 | 0 | 0 | 0.5 | 0 |  | --> | C11 ex SUTTON | SUTTON: T41 | GRANGE (DR) |  | 53.3897 | -6.0725
MV/LV Substation HO***255X | 10 kV | 400V(3ph) & 230V(single ph) | LV | 630 kVA :Kiosk Substation | 0.63 | --> | 0.63 | 0 | 0 | Constrained,otherwise capacity available =500kVA. | --> | 0.598 | 0 | 0 | 0 | 0 | 0.5 | 0 |  | --> | C11 ex CRANMORE | CRANMORE: T41∥T42 | SLIGO |  | 54.2744 | -8.4732
MV/LV Substation HO***265 | 10 kV | 400V(3ph) & 230V(single ph) | LV | 50 kVA :Pole Substation | 0.05 | --> | 0.05 | 0.042 | 0.9 |  | --> | 0.047 | 0 | 0 | 0 | 0 | 0 | 0 | Constrained,otherwise capacity available =50kW. | --> | C17 ex MILLTOWN MALBAY | MILLTOWN MALBAY: T42 | TULLABRACK |  | 52.8458 | -9.3784
MV/LV Substation HO***266X | 10 kV | 400V(3ph) & 230V(single ph) | LV | 630 kVA :Building Structure | 0.63 | --> | 0.63 | 0.357 | 4 |  | --> | 0.598 | 0 | 0 | 0 | 0 | 0.5 | 0 |  | --> | C14 ex OAKFIELD | OAKFIELD: T42 | SLIGO |  | 54.2512 | -8.4689
MV/LV Substation HO***269Z | 20 kV | 400V(3ph) & 230V(single ph) | LV | 50 kVA :Pole Substation | 0.05 | --> | 0.05 | 0.048 | 0.5 |  | --> | 0.047 | 0 | 0 | 0 | 0 | 0.049 | 0 |  | --> | C12 ex BALBRIGGAN | BALBRIGGAN: T42 | GLASMORE |  | 53.559 | -6.2659
MV/LV Substation HO***273 | 20 kV | 400V(3ph) & 230V(single ph) | LV | 100 kVA :Pole Substation | 0.1 | --> | 0.1 | 0.077 | 2 |  | --> | 0.095 | 0 | 0 | 0 | 0 | 0.103 | 0 |  | --> | C16 ex CAPPAMORE | CAPPAMORE: T41∥T42 | ARDNACRUSHA |  | 52.6292 | -8.1212
MV/LV Substation HO***274 | 10 kV | 400V(3ph) & 230V(single ph) | LV | 630 kVA :Kiosk Substation | 0.63 | --> | 0.63 | 0 | 0 | Constrained,otherwise capacity available =484kVA. | --> | 0.598 | 0 | 0 | 0 | 0.008 | 0.5 | 0 |  | --> | C12 ex BRUFF | BRUFF: T42 | LIMERICK |  | 52.472 | -8.4309
MV/LV Substation HO***275 | 10 kV | 400V(3ph) & 230V(single ph) | LV | 200 kVA :Pole Substation | 0.2 | --> | 0.2 | 0 | 0 | Constrained,otherwise capacity available =88kVA. | --> | 0.19 | 0 | 0 | 0 | 0.039 | 0.175 | 0 |  | --> | C12 ex BRUFF | BRUFF: T42 | LIMERICK |  | 52.4727 | -8.4282
MV/LV Substation HO***277 | 20 kV | 400V(3ph) & 230V(single ph) | LV | 200 kVA :Pole Substation | 0.2 | --> | 0.2 | 0.15 | 2 |  | --> | 0.19 | 0 | 0 | 0 | 0 | 0.207 | 0 |  | --> | C16 ex CAPPAMORE | CAPPAMORE: T41∥T42 | ARDNACRUSHA |  | 52.6335 | -8.1129
MV/LV Substation HO***279 | 10 kV | 400V(3ph) & 230V(single ph) | LV | 630 kVA :Kiosk Substation | 0.63 | --> | 0.63 | 0.5 | 1.6 |  | --> | 0.598 | 0 | 0 | 0 | 0.003 | 0.5 | 0 |  | --> | C18 ex BALLYMOUNT | BALLYMOUNT: T42 | INCHICORE 220KV |  | 53.3177 | -6.34
MV/LV Substation HO***289Z | 10 kV | 400V(3ph) & 230V(single ph) | LV | 100 kVA :Pole Substation | 0.1 | --> | 0.1 | 0 | 0 | Constrained,otherwise capacity available =80kVA. | --> | 0.095 | 0 | 0 | 0 | 0 | 0.103 | 0 |  | --> | C13 ex POPPINTREE | POPPINTREE: T101 | FINGLAS |  | 53.4173 | -6.2667
MV/LV Substation HO***296Z | 10 kV | 400V(3ph) & 230V(single ph) | LV | 630 kVA :Building Structure | 0.63 | --> | 0.63 | 0 | 0 | Constrained,otherwise capacity available =500kVA. | --> | 0.598 | 0 | 0 | 0 | 0 | 0.5 | 0 |  | --> | C11 ex GRANGE (DR) | GRANGE (DR): T41 | GRANGE (DR) |  | 53.3919 | -6.1525
MV/LV Substation HO***299Z | 10 kV | 400V(3ph) & 230V(single ph) | LV | 400 kVA :Kiosk Substation | 0.4 | --> | 0.4 | 0.338 | 1.6 |  | --> | 0.38 | 0 | 0 | 0 | 0 | 0.409 | 0 |  | --> | C11 ex SUTTON | SUTTON: T41 | GRANGE (DR) |  | 53.3885 | -6.0714
MV/LV Substation HO***311 | 20 kV | 400V(3ph) & 230V(single ph) | LV | 100 kVA :Pole Substation | 0.1 | --> | 0.1 | 0.086 | 1 |  | --> | 0.095 | 0 | 0 | 0 | 0.006 | 0 | 0 | Constrained,otherwise capacity available =95kW. | --> | E13 ex CARNDONAGH | CARNDONAGH: T421∥T422 | TRILLICK |  | 55.2648 | -7.4106
MV/LV Substation HO***311 | 10 kV | 400V(3ph) & 230V(single ph) | LV | 100 kVA :Pole Substation | 0.1 | --> | 0.1 | 0.06 | 3.9 |  | --> | 0.095 | 0 | 0 | 0 | 0.003 | 0.103 | 0 |  | --> | C19 ex DUNMANWAY | DUNMANWAY: T43 | DUNMANWAY |  | 51.7268 | -9.0927
MV/LV Substation HO***326 | 10 kV | 400V(3ph) & 230V(single ph) | LV | 50 kVA :Pole Substation | 0.05 | --> | 0.05 | 0.036 | 3 |  | --> | 0.047 | 0 | 0 | 0 | 0 | 0 | 0 | Constrained,otherwise capacity available =51kW. | --> | C18 ex SWINFORD | SWINFORD: T41∥T42 | CASTLEBAR |  | 53.9442 | -8.9425
MV/LV Substation HO***327Y | 10 kV | 400V(3ph) & 230V(single ph) | LV | 50 kVA :Pole Substation | 0.05 | --> | 0.05 | 0.05 | 1 |  | --> | 0.047 | 0 | 0 | 0 | 0 | 0 | 0 | Constrained,otherwise capacity available =49kW. | --> | C12 ex LOUGHTAGALLA | LOUGHTAGALLA: T41∥T42 | THURLES |  | 52.6171 | -7.7746
MV/LV Substation HO***328Y | 10 kV | 400V(3ph) & 230V(single ph) | LV | 100 kVA :Pole Substation | 0.1 | --> | 0.1 | 0.094 | 1 |  | --> | 0.095 | 0 | 0 | 0 | 0.008 | 0 | 0 | Constrained,otherwise capacity available =92kW. | --> | C12 ex LOUGHTAGALLA | LOUGHTAGALLA: T41∥T42 | THURLES |  | 52.6178 | -7.7754
MV/LV Substation HO***329 | 10 kV | 400V(3ph) & 230V(single ph) | LV | 100 kVA :Pole Substation | 0.1 | --> | 0.1 | 0.053 | 3.8 |  | --> | 0.095 | 0 | 0 | 0 | 0 | 0 | 0 | Constrained,otherwise capacity available =106kW. | --> | C18 ex TURLOUGH ROAD | TURLOUGH ROAD: T41∥T42 | CASTLEBAR |  | 53.8878 | -9.1966
MV/LV Substation HO***330 | 10 kV | 400V(3ph) & 230V(single ph) | LV | 400 kVA :Building Structure | 0.4 | --> | 0.4 | 0.245 | 2.2 |  | --> | 0.38 | 0 | 0 | 0 | 0 | 0.422 | 0 |  | --> | C18 ex SPA ROAD | SPA ROAD: T41∥T42 | DOON |  | 52.3532 | -7.6835
MV/LV Substation HO***332X | 20 kV | 400V(3ph) & 230V(single ph) | LV | 50 kVA :Pole Substation | 0.05 | --> | 0.05 | 0.028 | 1.4 |  | --> | 0.047 | 0 | 0 | 0 | 0 | 0.052 | 0 |  | --> | E20 ex GARRANACANTY | GARRANACANTY: T422 | TIPPERARY |  | 52.5094 | -7.9165
MV/LV Substation HO***340Z | 20 kV | 400V(3ph) & 230V(single ph) | LV | 50 kVA :Pole Substation | 0.05 | --> | 0.05 | 0.05 | 0.5 |  | --> | 0.047 | 0 | 0 | 0 | 0 | 0.049 | 0 |  | --> | C12 ex BALBRIGGAN | BALBRIGGAN: T42 | GLASMORE |  | 53.5618 | -6.2572
MV/LV Substation HO***342Z | 10 kV | 400V(3ph) & 230V(single ph) | LV | 630 kVA :Kiosk Substation | 0.63 | --> | 0.63 | 0 | 0 | Constrained,otherwise capacity available =500kVA. | --> | 0.598 | 0 | 0 | 0 | 0.003 | 0.5 | 0 |  | --> | C18 ex GRANGE (DR) | GRANGE (DR): T42 | GRANGE (DR) |  | 53.3938 | -6.1634
MV/LV Substation HO***349 | 10 kV | 400V(3ph) & 230V(single ph) | LV | 400 kVA :Building Structure | 0.4 | --> | 0.4 | 0 | 0 | Constrained,otherwise capacity available =393kVA. | --> | 0.38 | 0 | 0 | 0 | 0 | 0.4 | 0 |  | --> | C18 ex COOLCORCORAN | COOLCORCORAN: T41∥T42 | KNOCKEARAGH |  | 52.0673 | -9.5722
MV/LV Substation HO***350X | 10 kV | 400V(3ph) & 230V(single ph) | LV | 400 kVA :Kiosk Substation | 0.4 | --> | 0.4 | 0.336 | 0.5 |  | --> | 0.38 | 0 | 0 | 0 | 0 | 0.409 | 0 |  | --> | C11 ex FINISKLIN | FINISKLIN: T41∥T42 | SLIGO |  | 54.2749 | -8.4934
MV/LV Substation HO***353 | 10 kV | 400V(3ph) & 230V(single ph) | LV | 400 kVA :Kiosk Substation | 0.4 | --> | 0.4 | 0.252 | 2.6 |  | --> | 0.38 | 0 | 0 | 0 | 0.067 | 0.352 | 0 |  | --> | C19 ex SALLYNOGGIN ROAD | SALLYNOGGIN ROAD: T41 | CHERRYWOOD |  | 53.2844 | -6.1377
MV/LV Substation HO***356Y | 10 kV | 400V(3ph) & 230V(single ph) | LV | 1000 kVA :Building Structure | 1 | --> | 1 | 0 | 0 | Constrained,otherwise capacity available =500kVA. | --> | 0.95 | 0 | 0 | 0 | 0.007 | 0.5 | 0 |  | --> | C15 ex ROCHES STREET | ROCHES STREET: T41 | LIMERICK |  | 52.6628 | -8.6302
MV/LV Substation HO***367 | 10 kV | 400V(3ph) & 230V(single ph) | LV | 400 kVA :Kiosk Substation | 0.4 | --> | 0.4 | 0.322 | 5.6 |  | --> | 0.38 | 0 | 0 | 0 | 0.005 | 0.406 | 0 |  | --> | C26 ex MILLTOWN (DR) | MILLTOWN (DR): T102 | INCHICORE 220KV |  | 53.2906 | -6.2604
MV/LV Substation HO***367Z | 20 kV | 400V(3ph) & 230V(single ph) | LV | 50 kVA :Pole Substation | 0.05 | --> | 0.05 | 0.05 | 0.5 |  | --> | 0.047 | 0 | 0 | 0 | 0 | 0.049 | 0 |  | --> | C12 ex BALBRIGGAN | BALBRIGGAN: T42 | GLASMORE |  | 53.5592 | -6.2598
MV/LV Substation HO***368 | 10 kV | 400V(3ph) & 230V(single ph) | LV | 400 kVA :Kiosk Substation | 0.4 | --> | 0.4 | 0.283 | 5.6 |  | --> | 0.38 | 0 | 0 | 0 | 0.006 | 0.411 | 0 |  | --> | C26 ex MILLTOWN (DR) | MILLTOWN (DR): T102 | INCHICORE 220KV |  | 53.2891 | -6.2597
MV/LV Substation HO***369 | 10 kV | 400V(3ph) & 230V(single ph) | LV | 400 kVA :Kiosk Substation | 0.4 | --> | 0.4 | 0.291 | 0.4 |  | --> | 0.38 | 0 | 0 | 0 | 0.018 | 0.397 | 0 |  | --> | C11 ex BALLYBODEN | BALLYBODEN: T41 | COOKSTOWN |  | 53.2898 | -6.2647
MV/LV Substation HO***370 | 10 kV | 400V(3ph) & 230V(single ph) | LV | 400 kVA :Kiosk Substation | 0.4 | --> | 0.4 | 0.277 | 0.4 |  | --> | 0.38 | 0 | 0 | 0 | 0.02 | 0.397 | 0 |  | --> | C11 ex BALLYBODEN | BALLYBODEN: T41 | COOKSTOWN |  | 53.2881 | -6.2646
MV/LV Substation HO***371 | 20 kV | 400V(3ph) & 230V(single ph) | LV | 200 kVA :Kiosk Substation | 0.2 | --> | 0.2 | 0 | 0 | Constrained,otherwise capacity available =173kVA. | --> | 0.19 | 0 | 0 | 0 | 0 | 0 | 0 | Constrained,otherwise capacity available =203kW. | --> | C16 ex HOLYCROSS ROAD | HOLYCROSS ROAD: T41∥T42 | THURLES |  | 52.6415 | -7.8713
MV/LV Substation HO***371Y | 20 kV | 400V(3ph) & 230V(single ph) | LV | 50 kVA :Pole Substation | 0.05 | --> | 0.05 | 0.04 | 2.4 |  | --> | 0.047 | 0 | 0 | 0 | 0 | 0.051 | 0 |  | --> | C22 ex BUSHFIELD | BUSHFIELD: T42 | ATHLONE |  | 53.474 | -7.9054
MV/LV Substation HO***372Y | 10 kV | 400V(3ph) & 230V(single ph) | LV | 400 kVA :Kiosk Substation | 0.4 | --> | 0.4 | 0.348 | 1.5 |  | --> | 0.38 | 0 | 0 | 0 | 0.002 | 0.405 | 0 |  | --> | C12 ex MOUNT MISERY | MOUNT MISERY: T41 | WATERFORD |  | 52.2718 | -7.1101
MV/LV Substation HO***378 | 10 kV | 400V(3ph) & 230V(single ph) | LV | 50 kVA :Pole Substation | 0.05 | --> | 0.05 | 0.043 | 8.9 |  | --> | 0.047 | 0 | 0 | 0 | 0 | 0.05 | 0 |  | --> | C14 ex CARROWBEG | CARROWBEG: T41∥T42 | CARROWBEG |  | 53.8058 | -9.5972
MV/LV Substation HO***382 | 10 kV | 400V(3ph) & 230V(single ph) | LV | 200 kVA :Kiosk Substation | 0.2 | --> | 0.2 | 0.14 | 2 |  | --> | 0.19 | 0 | 0 | 0 | 0.028 | 0.179 | 0 |  | --> | C17 ex BALLYTIVNAN | BALLYTIVNAN: T41 | SLIGO |  | 54.3061 | -8.5612
MV/LV Substation HO***383 | 20 kV | 400V(3ph) & 230V(single ph) | LV | 100 kVA :Pole Substation | 0.1 | --> | 0.1 | 0.077 | 3 |  | --> | 0.095 | 0 | 0 | 0 | 0 | 0.103 | 0 |  | --> | C12 ex CROSSMOLINA | CROSSMOLINA: T41∥T42 | MOY |  | 54.2767 | -9.3616
MV/LV Substation HO***385 | 10 kV | 400V(3ph) & 230V(single ph) | LV | 200 kVA :Kiosk Substation | 0.2 | --> | 0.2 | 0 | 0 | Constrained,otherwise capacity available =116kVA. | --> | 0.19 | 0 | 0 | 0 | 0.003 | 0.209 | 0 |  | --> | C19 ex CLONMINCH | CLONMINCH: T41 | THORNSBERRY |  | 53.2697 | -7.479
MV/LV Substation HO***388 | 20 kV | 400V(3ph) & 230V(single ph) | LV | 630 kVA :Building Structure | 0.63 | --> | 0.63 | 0.5 | 2 |  | --> | 0.598 | 0 | 0 | 0 | 0 | 0.5 | 0 |  | --> | C16 ex CAPPAMORE | CAPPAMORE: T41∥T42 | ARDNACRUSHA |  | 52.635 | -8.1119
MV/LV Substation HO***388X | 10 kV | 400V(3ph) & 230V(single ph) | LV | 50 kVA :Pole Substation | 0.05 | --> | 0.05 | 0.041 | 4.6 |  | --> | 0.047 | 0 | 0 | 0 | 0.003 | 0.047 | 0 |  | --> | C21 ex BALLYRAINE | BALLYRAINE: T41∥T42 | LETTERKENNY |  | 55.0008 | -7.6623
MV/LV Substation HO***4012 | 10 kV | 400V(3ph) & 230V(single ph) | LV | 50 kVA :Pole Substation | 0.05 | --> | 0.05 | 0.049 | 4.2 |  | --> | 0.047 | 0 | 0 | 0 | 0 | 0 | 0 | Constrained,otherwise capacity available =49kW. | --> | C15 ex BUNDORAN | BUNDORAN: T41∥T42 | CATHALEENS FALL |  | 54.4103 | -8.4087
MV/LV Substation HO***402 | 20 kV | 400V(3ph) & 230V(single ph) | LV | 400 kVA :Kiosk Substation | 0.4 | --> | 0.4 | 0 | 0 | Constrained,otherwise capacity available =235kVA. | --> | 0.38 | 0 | 0 | 0 | 0 | 0.425 | 0 |  | --> | E18 ex MANORHAMILTON | MANORHAMILTON: T422 | SLIGO |  | 54.3039 | -8.1665
MV/LV Substation HO***4023 | 10 kV | 400V(3ph) & 230V(single ph) | LV | 200 kVA :Kiosk Substation | 0.2 | --> | 0.2 | 0 | 0 | Constrained,otherwise capacity available =200kVA. | --> | 0.19 | 0 | 0 | 0 | 0 | 0.2 | 0 |  | --> | C14 ex GREYSTONES | GREYSTONES: T42 | FASSAROE |  | 53.1467 | -6.1228
MV/LV Substation HO***4034 | 20 kV | 400V(3ph) & 230V(single ph) | LV | 50 kVA :Pole Substation | 0.05 | --> | 0.05 | 0 | 0 | Constrained,otherwise capacity available =40kVA. | --> | 0.047 | 0 | 0 | 0 | 0 | 0 | 0 | Constrained,otherwise capacity available =51kW. | --> | C16 ex HOLYCROSS ROAD | HOLYCROSS ROAD: T41∥T42 | THURLES |  | 52.6495 | -7.876
MV/LV Substation HO***4038 | 10 kV | 400V(3ph) & 230V(single ph) | LV | 200 kVA :Kiosk Substation | 0.2 | --> | 0.2 | 0 | 0 | Constrained,otherwise capacity available =200kVA. | --> | 0.19 | 0 | 0 | 0 | 0 | 0.2 | 0 |  | --> | C12 ex ATHGARVAN | ATHGARVAN: T44 | NEWBRIDGE |  | 53.1621 | -6.7956
MV/LV Substation HO***4045 | 10 kV | 400V(3ph) & 230V(single ph) | LV | 400 kVA :Kiosk Substation | 0.4 | --> | 0.4 | 0.33 | 2.1 |  | --> | 0.38 | 0 | 0 | 0 | 0.107 | 0.298 | 0 |  | --> | C20 ex SALLYNOGGIN ROAD | SALLYNOGGIN ROAD: T42 | CHERRYWOOD |  | 53.281 | -6.1439
MV/LV Substation HO***4047 | 10 kV | 400V(3ph) & 230V(single ph) | LV | 400 kVA :Building Structure | 0.4 | --> | 0.4 | 0.169 | 1.6 |  | --> | 0.38 | 0 | 0 | 0 | 0.156 | 0.266 | 0 |  | --> | C20 ex CAHIR | CAHIR: T42 | CAHIR |  | 52.3723 | -7.9321
MV/LV Substation HO***4048 | 20 kV | 400V(3ph) & 230V(single ph) | LV | 50 kVA :Pole Substation | 0.05 | --> | 0.05 | 0.046 | 5.1 |  | --> | 0.047 | 0 | 0 | 0 | 0 | 0.049 | 0 |  | --> | E15 ex BALLYBUNION | BALLYBUNION: T421∥T422 | TRIEN |  | 52.5488 | -9.5056
MV/LV Substation HO***4057 | 10 kV | 400V(3ph) & 230V(single ph) | LV | 100 kVA :Pole Substation | 0.1 | --> | 0.1 | 0.091 | 2.1 |  | --> | 0.095 | 0 | 0 | 0 | 0 | 0.1 | 0 |  | --> | C11 ex KILSARAN | KILSARAN: T42 | DRYBRIDGE |  | 53.8786 | -6.3974
MV/LV Substation HO***406Z | 10 kV | 400V(3ph) & 230V(single ph) | LV | 200 kVA :Kiosk Substation | 0.2 | --> | 0.2 | 0.145 | 2.8 |  | --> | 0.19 | 0 | 0 | 0 | 0 | 0 | 0 | Constrained,otherwise capacity available =208kW. | --> | C11 ex PALMERSTOWN | PALMERSTOWN: T41 | FINGLAS |  | 53.3574 | -6.3565
MV/LV Substation HO***4079 | 10 kV | 400V(3ph) & 230V(single ph) | LV | 630 kVA :Building Structure | 0.63 | --> | 0.63 | 0 | 0 | Constrained,otherwise capacity available =66kVA. | --> | 0.598 | 0 | 0 | 0 | 0 | 0.5 | 0 |  | --> | C26 ex POPPINTREE | POPPINTREE: T102 | FINGLAS |  | 53.417 | -6.2903
MV/LV Substation HO***4080 | 10 kV | 400V(3ph) & 230V(single ph) | LV | 1000 kVA :Building Structure | 1 | --> | 1 | 0 | 0 | Constrained,otherwise capacity available =500kVA. | --> | 0.95 | 0 | 0 | 0 | 0 | 0.5 | 0 |  | --> | C13 ex UNIDARE | UNIDARE: T41 | FINGLAS |  | 53.4152 | -6.2893
MV/LV Substation HO***4085 | 10 kV | 400V(3ph) & 230V(single ph) | LV | 630 kVA :Building Structure | 0.63 | --> | 0.63 | 0.373 | 1.6 |  | --> | 0.598 | 0 | 0 | 0 | 0 | 0.5 | 0 |  | --> | C22 ex BALLYMOUNT | BALLYMOUNT: T42 | INCHICORE 220KV |  | 53.3211 | -6.3674
MV/LV Substation HO***409 | 10 kV | 400V(3ph) & 230V(single ph) | LV | 50 kVA :Pole Substation | 0.05 | --> | 0.05 | 0.047 | 3.2 |  | --> | 0.047 | 0 | 0 | 0 | 0 | 0.049 | 0 |  | --> | C12 ex BOYLE | BOYLE: T41∥T42 | CARRICK ON SHANNON |  | 53.9557 | -8.3223
MV/LV Substation HO***4090 | 10 kV | 400V(3ph) & 230V(single ph) | LV | 630 kVA :Kiosk Substation | 0.63 | --> | 0.63 | 0.5 | 2.5 |  | --> | 0.598 | 0 | 0 | 0 | 0 | 0.5 | 0 |  | --> | C11 ex GREYSTONES | GREYSTONES: T41 | FASSAROE |  | 53.1394 | -6.0832
MV/LV Substation HO***4090 | 10 kV | 400V(3ph) & 230V(single ph) | LV | 200 kVA :Pole Substation | 0.2 | --> | 0.2 | 0.172 | 3.4 |  | --> | 0.19 | 0 | 0 | 0 | 0.031 | 0.171 | 0 |  | --> | C15 ex STICKILLEN | STICKILLEN: T41∥T42 | DRYBRIDGE |  | 53.8129 | -6.6249
MV/LV Substation HO***4093 | 10 kV | 400V(3ph) & 230V(single ph) | LV | 50 kVA :Pole Substation | 0.05 | --> | 0.05 | 0.036 | 2.3 |  | --> | 0.047 | 0 | 0 | 0 | 0 | 0.051 | 0 |  | --> | C15 ex CASTLECOMER | CASTLECOMER: T41∥T42 | BALLYRAGGET |  | 52.8713 | -7.0967
MV/LV Substation HO***4094 | 10 kV | 400V(3ph) & 230V(single ph) | LV | 400 kVA :Kiosk Substation | 0.4 | --> | 0.4 | 0 | 0 | Constrained,otherwise capacity available =259kVA. | --> | 0.38 | 0 | 0 | 0 | 0.227 | 0.182 | 0 |  | --> | C39 ex COLLEGE PARK | COLLEGE PARK: T103 | COLLEGE PARK |  | 53.4241 | -6.3756
MV/LV Substation HO***4103 | 20 kV | 400V(3ph) & 230V(single ph) | LV | 400 kVA :Kiosk Substation | 0.4 | --> | 0.4 | 0.32 | 1.6 |  | --> | 0.38 | 0 | 0 | 0 | 0 | 0.412 | 0 |  | --> | E16 ex GURRANEBANE | GURRANEBANE: T421∥T422 | OUGHTRAGH |  | 51.819 | -10.1695
MV/LV Substation HO***4105 | 20 kV | 400V(3ph) & 230V(single ph) | LV | 400 kVA :Kiosk Substation | 0.4 | --> | 0.4 | 0.399 | 1.6 |  | --> | 0.38 | 0 | 0 | 0 | 0 | 0.4 | 0 |  | --> | E16 ex GURRANEBANE | GURRANEBANE: T421∥T422 | OUGHTRAGH |  | 51.8199 | -10.1669
MV/LV Substation HO***4107 | 10 kV | 400V(3ph) & 230V(single ph) | LV | 400 kVA :Building Structure | 0.4 | --> | 0.4 | 0 | 0 | Constrained,otherwise capacity available =400kVA. | --> | 0.38 | 0 | 0 | 0 | 0 | 0.4 | 0 |  | --> | C19 ex LOUGHSHINNY | LOUGHSHINNY: T41 | GLASMORE |  | 53.5713 | -6.1007
MV/LV Substation HO***4118 | 10 kV | 400V(3ph) & 230V(single ph) | LV | 50 kVA :Pole Substation | 0.05 | --> | 0.05 | 0.048 | 6.4 |  | --> | 0.047 | 0 | 0 | 0 | 0 | 0.049 | 0 |  | --> | C13 ex AGHAGAD | AGHAGAD: T41∥T42 | SLIGO |  | 54.4148 | -8.4916
MV/LV Substation HO***4119 | 10 kV | 400V(3ph) & 230V(single ph) | LV | 400 kVA :Kiosk Substation | 0.4 | --> | 0.4 | 0 | 0 | Constrained,otherwise capacity available =335kVA. | --> | 0.38 | 0 | 0 | 0 | 0.039 | 0.369 | 0 |  | --> | C23 ex MACETOWN | MACETOWN: T101 | MACETOWN |  | 53.3995 | -6.4479
MV/LV Substation HO***4127 | 10 kV | 400V(3ph) & 230V(single ph) | LV | 630 kVA :Building Structure | 0.63 | --> | 0.63 | 0.5 | 25.2 |  | --> | 0.598 | 0 | 0 | 0 | 0 | 0.5 | 0 |  | --> | C13 ex ARKLOW | ARKLOW: T101∥T102 | ARKLOW |  | 52.8125 | -6.1815
MV/LV Substation HO***4129 | 10 kV | 400V(3ph) & 230V(single ph) | LV | 400 kVA :Kiosk Substation | 0.4 | --> | 0.4 | 0 | 0 | Constrained,otherwise capacity available =274kVA. | --> | 0.38 | 0 | 0 | 0 | 0.173 | 0.237 | 0 |  | --> | C39 ex COLLEGE PARK | COLLEGE PARK: T103 | COLLEGE PARK |  | 53.4249 | -6.3707
MV/LV Substation HO***4134 | 10 kV | 400V(3ph) & 230V(single ph) | LV | 630 kVA :Kiosk Substation | 0.63 | --> | 0.63 | 0 | 0 | Constrained,otherwise capacity available =500kVA. | --> | 0.598 | 0 | 0 | 0 | 0.021 | 0.5 | 0 |  | --> | C17 ex COLLEGE PARK | COLLEGE PARK: T101 | COLLEGE PARK |  | 53.4243 | -6.3656
MV/LV Substation HO***4164 | 20 kV | 400V(3ph) & 230V(single ph) | LV | 100 kVA :Pole Substation | 0.1 | --> | 0.1 | 0.1 | 1.6 |  | --> | 0.095 | 0 | 0 | 0 | 0 | 0.1 | 0 |  | --> | E12 ex MILLTOWN (SR) | MILLTOWN (SR): T422 | OUGHTRAGH |  | 52.0984 | -9.8288
MV/LV Substation HO***4168 | 10 kV | 400V(3ph) & 230V(single ph) | LV | 630 kVA :Kiosk Substation | 0.63 | --> | 0.63 | 0.5 | 1.2 |  | --> | 0.598 | 0 | 0 | 0 | 0 | 0 | 0 | Constrained,otherwise capacity available =500kW. | --> | C22 ex KNOCKAPHUNTA | KNOCKAPHUNTA: T41∥T42 | CASTLEBAR |  | 53.8454 | -9.3105
MV/LV Substation HO***416Z | 10 kV | 400V(3ph) & 230V(single ph) | LV | 200 kVA :Kiosk Substation | 0.2 | --> | 0.2 | 0.152 | 2.8 |  | --> | 0.19 | 0 | 0 | 0 | 0.003 | 0.203 | 0 |  | --> | C15 ex CARRIGLAWN | CARRIGLAWN: T41∥T42 | WEXFORD |  | 52.3376 | -6.4676
MV/LV Substation HO***4174 | 10 kV | 400V(3ph) & 230V(single ph) | LV | 200 kVA :Kiosk Substation | 0.2 | --> | 0.2 | 0.2 | 2.5 |  | --> | 0.19 | 0 | 0 | 0 | 0 | 0.2 | 0 |  | --> | C12 ex ATHY | ATHY: T102 | ATHY |  | 52.9934 | -6.9994
MV/LV Substation HO***4189 | 10 kV | 400V(3ph) & 230V(single ph) | LV | 400 kVA :Kiosk Substation | 0.4 | --> | 0.4 | 0.366 | 3.1 |  | --> | 0.38 | 0 | 0 | 0 | 0 | 0.404 | 0 |  | --> | C19 ex ERRIGAL | ERRIGAL: T41 | SHANKILL |  | 54.078 | -7.0897
MV/LV Substation HO***419 | 10 kV | 400V(3ph) & 230V(single ph) | LV | 400 kVA :Kiosk Substation | 0.4 | --> | 0.4 | 0 | 0 | Constrained,otherwise capacity available =288kVA. | --> | 0.38 | 0 | 0 | 0 | 0 | 0.417 | 0 |  | --> | C13 ex HEADFORD ROAD | HEADFORD ROAD: T41 | GALWAY 110KV |  | 53.2865 | -9.0424
MV/LV Substation HO***4201 | 10 kV | 400V(3ph) & 230V(single ph) | LV | 100 kVA :Pole Substation | 0.1 | --> | 0.1 | 0 | 0 | Constrained,otherwise capacity available =87kVA. | --> | 0.095 | 0 | 0 | 0 | 0 | 0.101 | 0 |  | --> | C12 ex BRUFF | BRUFF: T42 | LIMERICK |  | 52.4693 | -8.4361
MV/LV Substation HO***4201 | 20 kV | 400V(3ph) & 230V(single ph) | LV | 400 kVA :Kiosk Substation | 0.4 | --> | 0.4 | 0 | 0 | Constrained,otherwise capacity available =384kVA. | --> | 0.38 | 0 | 0 | 0 | 0 | 0.402 | 0 |  | --> | E13 ex GLASMORE | GLASMORE: T421 | GLASMORE |  | 53.4699 | -6.2425
MV/LV Substation HO***4204 | 10 kV | 400V(3ph) & 230V(single ph) | LV | 1000 kVA :Building Structure | 1 | --> | 1 | 0 | 0 | Constrained,otherwise capacity available =500kVA. | --> | 0.95 | 0 | 0 | 0 | 0 | 0.5 | 0 |  | --> | C13 ex UNIDARE | UNIDARE: T41 | FINGLAS |  | 53.4147 | -6.2833
MV/LV Substation HO***4210 | 10 kV | 400V(3ph) & 230V(single ph) | LV | 400 kVA :Kiosk Substation | 0.4 | --> | 0.4 | 0 | 0 | Constrained,otherwise capacity available =333kVA. | --> | 0.38 | 0 | 0 | 0 | 0.014 | 0.395 | 0 |  | --> | C19 ex LOUGHSHINNY | LOUGHSHINNY: T41 | GLASMORE |  | 53.5715 | -6.1006
MV/LV Substation HO***4211 | 10 kV | 400V(3ph) & 230V(single ph) | LV | 630 kVA :Kiosk Substation | 0.63 | --> | 0.63 | 0 | 0 | Constrained,otherwise capacity available =500kVA. | --> | 0.598 | 0 | 0 | 0 | 0.046 | 0.5 | 0 |  | --> | C39 ex COLLEGE PARK | COLLEGE PARK: T103 | COLLEGE PARK |  | 53.4235 | -6.3679
MV/LV Substation HO***4215 | 10 kV | 400V(3ph) & 230V(single ph) | LV | 1000 kVA :Building Structure | 1 | --> | 1 | 0 | 0 | Constrained,otherwise capacity available =500kVA. | --> | 0.95 | 0 | 0 | 0 | 0 | 0.5 | 0 |  | --> | C13 ex UNIDARE | UNIDARE: T41 | FINGLAS |  | 53.4146 | -6.2873
MV/LV Substation HO***4215 | 20 kV | 400V(3ph) & 230V(single ph) | LV | 50 kVA :Pole Substation | 0.05 | --> | 0.05 | 0.05 | 3.6 |  | --> | 0.047 | 0 | 0 | 0 | 0 | 0.049 | 0 |  | --> | E20 ex KILLINICK | KILLINICK: T421∥T422 | WEXFORD |  | 52.2287 | -6.5401
MV/LV Substation HO***4216 | 10 kV | 400V(3ph) & 230V(single ph) | LV | 1000 kVA :Building Structure | 1 | --> | 1 | 0.5 | 9.2 |  | --> | 0.95 | 0 | 0 | 0 | 0 | 0.5 | 0 |  | --> | C13 ex CENTRE PARK ROAD | MARINA: T105 | MARINA |  | 51.9009 | -8.459
MV/LV Substation HO***4217 | 10 kV | 400V(3ph) & 230V(single ph) | LV | 1000 kVA :Building Structure | 1 | --> | 1 | 0.5 | 9.2 |  | --> | 0.95 | 0 | 0 | 0 | 0 | 0.5 | 0 |  | --> | C13 ex CENTRE PARK ROAD | MARINA: T105 | MARINA |  | 51.9008 | -8.459
MV/LV Substation HO***4224 | 10 kV | 400V(3ph) & 230V(single ph) | LV | 400 kVA :Kiosk Substation | 0.4 | --> | 0.4 | 0.217 | 3.7 |  | --> | 0.38 | 0 | 0 | 0 | 0.012 | 0.415 | 0 |  | --> | C17 ex BALLINASLOE | BALLINASLOE: T41∥T42 | SOMERSET |  | 53.3283 | -8.234
MV/LV Substation HO***422X | 20 kV | 400V(3ph) & 230V(single ph) | LV | 100 kVA :Pole Substation | 0.1 | --> | 0.1 | 0 | 0 | Constrained,otherwise capacity available =89kVA. | --> | 0.095 | 0 | 0 | 0 | 0 | 0 | 0 | Constrained,otherwise capacity available =101kW. | --> | C16 ex HOLYCROSS ROAD | HOLYCROSS ROAD: T41∥T42 | THURLES |  | 52.6407 | -7.8691
MV/LV Substation HO***424 | 10 kV | 400V(3ph) & 230V(single ph) | LV | 630 kVA :Building Structure | 0.63 | --> | 0.63 | 0.5 | 7.6 |  | --> | 0.598 | 0 | 0 | 0 | 0 | 0.5 | 0 |  | --> | C22 ex TRINITY | TRINITY: T102 | POOLBEG |  | 53.3404 | -6.2466
MV/LV Substation HO***4241 | 10 kV | 400V(3ph) & 230V(single ph) | LV | 1000 kVA :Building Structure | 1 | --> | 1 | 0.5 | 2.9 |  | --> | 0.95 | 0 | 0 | 0 | 0 | 0.5 | 0 |  | --> | C26 ex WOLFE TONE STREET | WOLFE TONE STREET: T102 | FINGLAS |  | 53.3484 | -6.2633
MV/LV Substation HO***4247 | 10 kV | 400V(3ph) & 230V(single ph) | LV | 1000 kVA :Building Structure | 1 | --> | 1 | 0.5 | 6.6 |  | --> | 0.95 | 0 | 0 | 0 | 0 | 0.5 | 0 |  | --> | C16 ex MISERY HILL | MISERY HILL: T102 | POOLBEG |  | 53.3448 | -6.2347
MV/LV Substation HO***4247 | 10 kV | 400V(3ph) & 230V(single ph) | LV | 50 kVA :Pole Substation | 0.05 | --> | 0.05 | 0.048 | 2.3 |  | --> | 0.047 | 0 | 0 | 0 | 0 | 0.049 | 0 |  | --> | C15 ex CASTLECOMER | CASTLECOMER: T41∥T42 | BALLYRAGGET |  | 52.8684 | -7.1026
MV/LV Substation HO***425X | 20 kV | 400V(3ph) & 230V(single ph) | LV | 200 kVA :Pole Substation | 0.2 | --> | 0.2 | 0.165 | 0.5 |  | --> | 0.19 | 0 | 0 | 0 | 0.004 | 0.201 | 0 |  | --> | C12 ex BALBRIGGAN | BALBRIGGAN: T42 | GLASMORE |  | 53.5585 | -6.2583
MV/LV Substation HO***425Y | 20 kV | 400V(3ph) & 230V(single ph) | LV | 50 kVA :Pole Substation | 0.05 | --> | 0.05 | 0.05 | 1.3 |  | --> | 0.047 | 0 | 0 | 0 | 0 | 0.049 | 0 |  | --> | C17 ex ROOSKY | ROOSKY: T41 | RICHMOND |  | 53.8345 | -7.949
MV/LV Substation HO***427 | 10 kV | 400V(3ph) & 230V(single ph) | LV | 50 kVA :Pole Substation | 0.05 | --> | 0.05 | 0.044 | 5.5 |  | --> | 0.047 | 0 | 0 | 0 | 0.003 | 0.047 | 0 |  | --> | C16 ex LOUGHSHINNY | LOUGHSHINNY: T42 | GLASMORE |  | 53.5697 | -6.1562
MV/LV Substation HO***4274 | 10 kV | 400V(3ph) & 230V(single ph) | LV | 400 kVA :Building Structure | 0.4 | --> | 0.4 | 0 | 0 | Constrained,otherwise capacity available =328kVA. | --> | 0.38 | 0 | 0 | 0 | 0 | 0.411 | 0 |  | --> | C25 ex KILBARRY | KILBARRY: T101 | KILBARRY |  | 51.9029 | -8.5094
MV/LV Substation HO***4328 | 10 kV | 400V(3ph) & 230V(single ph) | LV | 1000 kVA :Building Structure | 1 | --> | 1 | 0.5 | 7.6 |  | --> | 0.95 | 0 | 0 | 0 | 0 | 0.5 | 0 |  | --> | C27 ex MISERY HILL | MISERY HILL: T101 | POOLBEG |  | 53.3452 | -6.2343
MV/LV Substation HO***4353 | 10 kV | 400V(3ph) & 230V(single ph) | LV | 630 kVA :Kiosk Substation | 0.63 | --> | 0.63 | 0 | 0 | Constrained,otherwise capacity available =500kVA. | --> | 0.598 | 0 | 0 | 0 | 0.01 | 0.5 | 0 |  | --> | C39 ex COLLEGE PARK | COLLEGE PARK: T103 | COLLEGE PARK |  | 53.4279 | -6.371
MV/LV Substation HO***4408 | 10 kV | 400V(3ph) & 230V(single ph) | LV | 400 kVA :Kiosk Substation | 0.4 | --> | 0.4 | 0 | 0 | Constrained,otherwise capacity available =400kVA. | --> | 0.38 | 0 | 0 | 0 | 0 | 0.4 | 0 |  | --> | C17 ex ATHGARVAN | ATHGARVAN: T41 | NEWBRIDGE |  | 53.1749 | -6.7976
MV/LV Substation HO***4408 | 10 kV | 400V(3ph) & 230V(single ph) | LV | 1000 kVA :Building Structure | 1 | --> | 1 | 0.5 | 7.6 |  | --> | 0.95 | 0 | 0 | 0 | 0 | 0.5 | 0 |  | --> | C27 ex MISERY HILL | MISERY HILL: T101 | POOLBEG |  | 53.3451 | -6.2343
MV/LV Substation HO***440Z | 10 kV | 400V(3ph) & 230V(single ph) | LV | 200 kVA :Kiosk Substation | 0.2 | --> | 0.2 | 0 | 0 | Constrained,otherwise capacity available =168kVA. | --> | 0.19 | 0 | 0 | 0 | 0 | 0.204 | 0 |  | --> | C25 ex KILBARRY | KILBARRY: T101 | KILBARRY |  | 51.9079 | -8.5125
MV/LV Substation HO***441 | 10 kV | 400V(3ph) & 230V(single ph) | LV | 100 kVA :Pole Substation | 0.1 | --> | 0.1 | 0 | 0 | Constrained,otherwise capacity available =68kVA. | --> | 0.095 | 0 | 0 | 0 | 0.015 | 0.088 | 0 |  | --> | C19 ex LOUGHSHINNY | LOUGHSHINNY: T41 | GLASMORE |  | 53.5626 | -6.1039
MV/LV Substation HO***443X | 10 kV | 400V(3ph) & 230V(single ph) | LV | 100 kVA :Pole Substation | 0.1 | --> | 0.1 | 0.083 | 11.5 |  | --> | 0.095 | 0 | 0 | 0 | 0.004 | 0.098 | 0 |  | --> | C18 ex BALLYBEG | BALLYBEG: T102 | CARRICKMINES |  | 52.963 | -6.1694
MV/LV Substation HO***445X | 10 kV | 400V(3ph) & 230V(single ph) | LV | 200 kVA :Pole Substation | 0.2 | --> | 0.2 | 0.045 | 0 | Constrained,otherwise capacity available =112kVA. | --> | 0.19 | 0 | 0 | 0 | 0 | 0.213 | 0 |  | --> | C15 ex TALBOTS INCH | TALBOTS INCH: T41∥T42 | KILKENNY |  | 52.6585 | -7.2952
MV/LV Substation HO***446 | 10 kV | 400V(3ph) & 230V(single ph) | LV | 400 kVA :Building Structure | 0.4 | --> | 0.4 | 0 | 0 | Constrained,otherwise capacity available =323kVA. | --> | 0.38 | 0 | 0 | 0 | 0 | 0.411 | 0 |  | --> | C18 ex NORTH QUAYS | NORTH QUAYS: T102 | POOLBEG |  | 53.3597 | -6.2382
MV/LV Substation HO***448Y | 20 kV | 400V(3ph) & 230V(single ph) | LV | 50 kVA :Pole Substation | 0.05 | --> | 0.05 | 0.047 | 1.3 |  | --> | 0.047 | 0 | 0 | 0 | 0 | 0.049 | 0 |  | --> | E12 ex KILCARRAGH | KILCARRAGH: T421∥T422 | BUTLERSTOWN |  | 52.2407 | -7.0901
MV/LV Substation HO***449Y | 10 kV | 400V(3ph) & 230V(single ph) | LV | 630 kVA :Kiosk Substation | 0.63 | --> | 0.63 | 0.458 | 8.9 |  | --> | 0.598 | 0 | 0 | 0 | 0.003 | 0.5 | 0 |  | --> | C13 ex MIDLETON | MIDLETON: T101 | MIDLETON |  | 51.9228 | -8.1734
MV/LV Substation HO***454 | 20 kV | 400V(3ph) & 230V(single ph) | LV | 50 kVA :Pole Substation | 0.05 | --> | 0.05 | 0 | 0 | Constrained,otherwise capacity available =41kVA. | --> | 0.047 | 0 | 0 | 0 | 0 | 0.05 | 0 |  | --> | E18 ex MANORHAMILTON | MANORHAMILTON: T422 | SLIGO |  | 54.3887 | -8.1126
MV/LV Substation HO***4554 | 10 kV | 400V(3ph) & 230V(single ph) | LV | 630 kVA :Building Structure | 0.63 | --> | 0.63 | 0 | 0 | Constrained,otherwise capacity available =500kVA. | --> | 0.598 | 0 | 0 | 0 | 0 | 0.5 | 0 |  | --> | C15 ex DRUMCONDRA | DRUMCONDRA: T41 | MCDERMOTT |  | 53.3635 | -6.2538
MV/LV Substation HO***458 | 10 kV | 400V(3ph) & 230V(single ph) | LV | 100 kVA :Pole Substation | 0.1 | --> | 0.1 | 0.089 | 1.2 |  | --> | 0.095 | 0 | 0 | 0 | 0.003 | 0.098 | 0 |  | --> | C26 ex KYLEERAGH | KYLEERAGH: T42 | NENAGH |  | 52.8756 | -8.2562
MV/LV Substation HO***4603 | 10 kV | 400V(3ph) & 230V(single ph) | LV | 200 kVA :Kiosk Substation | 0.2 | --> | 0.2 | 0 | 0 | Constrained,otherwise capacity available =200kVA. | --> | 0.19 | 0 | 0 | 0 | 0 | 0.2 | 0 |  | --> | C18 ex HEADFORD | HEADFORD: T42 | CLOON |  | 53.4889 | -9.1027
MV/LV Substation HO***464X | 10 kV | 400V(3ph) & 230V(single ph) | LV | 200 kVA :Kiosk Substation | 0.2 | --> | 0.2 | 0 | 0 | Constrained,otherwise capacity available =96kVA. | --> | 0.19 | 0 | 0 | 0 | 0.013 | 0.201 | 0 |  | --> | C19 ex CLONMINCH | CLONMINCH: T41 | THORNSBERRY |  | 53.2709 | -7.4826
MV/LV Substation HO***466Z | 20 kV | 400V(3ph) & 230V(single ph) | LV | 50 kVA :Pole Substation | 0.05 | --> | 0.05 | 0.044 | 0.7 |  | --> | 0.047 | 0 | 0 | 0 | 0 | 0.05 | 0 |  | --> | C21 ex MONEYCOOLEY | MONEYCOOLEY: T41 | GRIFFINRATH |  | 53.3937 | -6.5397
MV/LV Substation HO***467 | 20 kV | 400V(3ph) & 230V(single ph) | LV | 100 kVA :Pole Substation | 0.1 | --> | 0.1 | 0.1 | 1.6 |  | --> | 0.095 | 0 | 0 | 0 | 0 | 0.1 | 0 |  | --> | C18 ex NEWTOWNCUNNINGHAM | NEWTOWNCUNNINGHAM: T41∥T42 | LETTERKENNY |  | 55.0372 | -7.3715
MV/LV Substation HO***473X | 10 kV | 400V(3ph) & 230V(single ph) | LV | 100 kVA :Pole Substation | 0.1 | --> | 0.1 | 0.082 | 2.3 |  | --> | 0.095 | 0 | 0 | 0 | 0 | 0.102 | 0 |  | --> | E20 ex BLESSINGTON | BLESSINGTON: T422 | KILTEEL |  | 53.1788 | -6.5245
MV/LV Substation HO***480 | 10 kV | 400V(3ph) & 230V(single ph) | LV | 100 kVA :Pole Substation | 0.1 | --> | 0.1 | 0.026 | 4.5 |  | --> | 0.095 | 0 | 0 | 0 | 0 | 0.11 | 0 |  | --> | C16 ex BRAY | BRAY: T42 | FASSAROE |  | 53.1792 | -6.1378
MV/LV Substation HO***495Z | 10 kV | 400V(3ph) & 230V(single ph) | LV | 400 kVA :Kiosk Substation | 0.4 | --> | 0.4 | 0.364 | 1.6 |  | --> | 0.38 | 0 | 0 | 0 | 0 | 0.405 | 0 |  | --> | C11 ex SUTTON | SUTTON: T41 | GRANGE (DR) |  | 53.3908 | -6.0844
MV/LV Substation HO***509 | 10 kV | 400V(3ph) & 230V(single ph) | LV | 100 kVA :Pole Substation | 0.1 | --> | 0.1 | 0.083 | 0.7 |  | --> | 0.095 | 0 | 0 | 0 | 0 | 0.102 | 0 |  | --> | C12 ex AGHAMORE | AGHAMORE: T42 | LANESBORO |  | 53.6734 | -7.9852
MV/LV Substation HO***509 | 20 kV | 400V(3ph) & 230V(single ph) | LV | 50 kVA :Pole Substation | 0.05 | --> | 0.05 | 0 | 0 |  | --> | 0.047 | 0 | 0 | 0 | 0 | 0.057 | 0 |  | --> | E17 ex BALLINROBE | BALLINROBE: T421∥T422 | DALTON |  | 53.661 | -9.1176
MV/LV Substation HO***516Z | 10 kV | 400V(3ph) & 230V(single ph) | LV | 630 kVA :Building Structure | 0.63 | --> | 0.63 | 0 | 0 | Constrained,otherwise capacity available =358kVA. | --> | 0.598 | 0 | 0 | 0 | 0 | 0.5 | 0 |  | --> | C31 ex SEMPERIT | SEMPERIT: T43 | GRANGE CASTLE |  | 53.3312 | -6.3773
MV/LV Substation HO***518 | 10 kV | 400V(3ph) & 230V(single ph) | LV | 50 kVA :Pole Substation | 0.05 | --> | 0.05 | 0 | 0 | Constrained,otherwise capacity available =33kVA. | --> | 0.047 | 0 | 0 | 0 | 0 | 0.051 | 0 |  | --> | C39 ex COLLEGE PARK | COLLEGE PARK: T103 | COLLEGE PARK |  | 53.4306 | -6.371
MV/LV Substation HO***524 | 10 kV | 400V(3ph) & 230V(single ph) | LV | 100 kVA :Pole Substation | 0.1 | --> | 0.1 | 0.094 | 0.2 |  | --> | 0.095 | 0 | 0 | 0 | 0.002 | 0 | 0 | Constrained,otherwise capacity available =98kW. | --> | C18 ex DUNGLOE | DUNGLOE: T42 | ARDNAGAPPARY |  | 54.9783 | -8.4972
MV/LV Substation HO***531 | 10 kV | 400V(3ph) & 230V(single ph) | LV | 50 kVA :Pole Substation | 0.05 | --> | 0.05 | 0 | 0 | Constrained,otherwise capacity available =35kVA. | --> | 0.047 | 0 | 0 | 0 | 0 | 0.051 | 0 |  | --> | C17 ex CARRIGALINE | CARRIGALINE: T41∥T42 | BARNAHELY |  | 51.7925 | -8.3155
MV/LV Substation HO***537X | 10 kV | 400V(3ph) & 230V(single ph) | LV | 400 kVA :Kiosk Substation | 0.4 | --> | 0.4 | 0 | 0 | Constrained,otherwise capacity available =151kVA. | --> | 0.38 | 0 | 0 | 0 | 0 | 0.437 | 0 |  | --> | C12 ex DENNEHYS CROSS | DENNEHYS CROSS: T42 | TRABEG |  | 51.8941 | -8.4853
MV/LV Substation HO***537Z | 10 kV | 400V(3ph) & 230V(single ph) | LV | 200 kVA :Kiosk Substation | 0.2 | --> | 0.2 | 0 | 0 | Constrained,otherwise capacity available =145kVA. | --> | 0.19 | 0 | 0 | 0 | 0 | 0.208 | 0 |  | --> | C14 ex ATHGARVAN | ATHGARVAN: T44 | NEWBRIDGE |  | 53.182 | -6.7894
MV/LV Substation HO***539 | 10 kV | 400V(3ph) & 230V(single ph) | LV | 630 kVA :Kiosk Substation | 0.63 | --> | 0.63 | 0.226 | 2 |  | --> | 0.598 | 0 | 0 | 0 | 0.011 | 0.5 | 0 |  | --> | C17 ex FAIRVIEW | FAIRVIEW: T41 | MCDERMOTT |  | 53.364 | -6.2192
MV/LV Substation HO***539Z | 20 kV | 400V(3ph) & 230V(single ph) | LV | 100 kVA :Pole Substation | 0.1 | --> | 0.1 | 0.078 | 2.3 |  | --> | 0.095 | 0 | 0 | 0 | 0.003 | 0.099 | 0 |  | --> | E14 ex BLESSINGTON | BLESSINGTON: T422 | KILTEEL |  | 53.126 | -6.5817
MV/LV Substation HO***541 | 10 kV | 400V(3ph) & 230V(single ph) | LV | 50 kVA :Pole Substation | 0.05 | --> | 0.05 | 0.008 | 2 |  | --> | 0.047 | 0 | 0 | 0 | 0.014 | 0.04 | 0 |  | --> | C16 ex KENMARE | KENMARE: T42 | KNOCKEARAGH |  | 51.8882 | -9.5824
MV/LV Substation HO***542 | 10 kV | 400V(3ph) & 230V(single ph) | LV | 50 kVA :Pole Substation | 0.05 | --> | 0.05 | 0.029 | 2 |  | --> | 0.047 | 0 | 0 | 0 | 0 | 0.052 | 0 |  | --> | C15 ex KILCAR | KILCAR: T41 | BINBANE |  | 54.6308 | -8.5923
MV/LV Substation HO***544Z | 10 kV | 400V(3ph) & 230V(single ph) | LV | 100 kVA :Pole Substation | 0.1 | --> | 0.1 | 0 | 0 | Constrained,otherwise capacity available =85kVA. | --> | 0.095 | 0 | 0 | 0 | 0 | 0.102 | 0 |  | --> | C39 ex COLLEGE PARK | COLLEGE PARK: T103 | COLLEGE PARK |  | 53.4303 | -6.3758
MV/LV Substation HO***545X | 10 kV | 400V(3ph) & 230V(single ph) | LV | 630 kVA :Kiosk Substation | 0.63 | --> | 0.63 | 0.5 | 2 |  | --> | 0.598 | 0 | 0 | 0 | 0 | 0.5 | 0 |  | --> | C15 ex FAIRVIEW | FAIRVIEW: T41 | MCDERMOTT |  | 53.3662 | -6.2182
MV/LV Substation HO***545Z | 10 kV | 400V(3ph) & 230V(single ph) | LV | 400 kVA :Kiosk Substation | 0.4 | --> | 0.4 | 0 | 0 | Constrained,otherwise capacity available =312kVA. | --> | 0.38 | 0 | 0 | 0 | 0.006 | 0.407 | 0 |  | --> | C16 ex MOUNTGORRY | MOUNTGORRY: T42 | GRANGE (DR) |  | 53.4461 | -6.2095
MV/LV Substation HO***553X | 10 kV | 400V(3ph) & 230V(single ph) | LV | 50 kVA :Pole Substation | 0.05 | --> | 0.05 | 0 | 0 | Constrained,otherwise capacity available =43kVA. | --> | 0.047 | 0 | 0 | 0 | 0 | 0.05 | 0 |  | --> | C12 ex BRUFF | BRUFF: T42 | LIMERICK |  | 52.4776 | -8.4358
MV/LV Substation HO***560 | 10 kV | 400V(3ph) & 230V(single ph) | LV | 630 kVA :Building Structure | 0.63 | --> | 0.63 | 0 | 0 | Constrained,otherwise capacity available =500kVA. | --> | 0.598 | 0 | 0 | 0 | 0 | 0.5 | 0 |  | --> | C35 ex SEMPERIT | SEMPERIT: T43 | GRANGE CASTLE |  | 53.3287 | -6.3562
MV/LV Substation HO***565X | 20 kV | 400V(3ph) & 230V(single ph) | LV | 400 kVA :Kiosk Substation | 0.4 | --> | 0.4 | 0 | 0 | Constrained,otherwise capacity available =362kVA. | --> | 0.38 | 0 | 0 | 0 | 0 | 0.405 | 0 |  | --> | C18 ex DELVIN | DELVIN: T42 | MULLINGAR |  | 53.634 | -7.164
MV/LV Substation HO***570 | 10 kV | 400V(3ph) & 230V(single ph) | LV | 630 kVA :Kiosk Substation | 0.63 | --> | 0.63 | 0.482 | 5.6 |  | --> | 0.598 | 0 | 0 | 0 | 0.013 | 0.5 | 0 |  | --> | C12 ex MILLTOWN (DR) | MILLTOWN (DR): T102 | INCHICORE 220KV |  | 53.3172 | -6.2656
MV/LV Substation HO***570X | 20 kV | 400V(3ph) & 230V(single ph) | LV | 50 kVA :Pole Substation | 0.05 | --> | 0.05 | 0 | 0 | Constrained,otherwise capacity available =48kVA. | --> | 0.047 | 0 | 0 | 0 | 0 | 0.049 | 0 |  | --> | E17 ex BALLINROBE | BALLINROBE: T421∥T422 | DALTON |  | 53.6619 | -9.1214
MV/LV Substation HO***570X | 10 kV | 400V(3ph) & 230V(single ph) | LV | 400 kVA :Kiosk Substation | 0.4 | --> | 0.4 | 0.358 | 3 |  | --> | 0.38 | 0 | 0 | 0 | 0 | 0 | 0 | Constrained,otherwise capacity available =406kW. | --> | E18 ex WINDSOR | WINDSOR: T421∥T422 | CASTLEBAR |  | 53.8517 | -9.2711
MV/LV Substation HO***570Z | 10 kV | 400V(3ph) & 230V(single ph) | LV | 400 kVA :Kiosk Substation | 0.4 | --> | 0.4 | 0.391 | 2.8 |  | --> | 0.38 | 0 | 0 | 0 | 0 | 0.4 | 0 |  | --> | C20 ex SUTTON | SUTTON: T42 | GRANGE (DR) |  | 53.3788 | -6.0657
MV/LV Substation HO***572X | 10 kV | 400V(3ph) & 230V(single ph) | LV | 400 kVA :Kiosk Substation | 0.4 | --> | 0.4 | 0.298 | 1.2 |  | --> | 0.38 | 0 | 0 | 0 | 0 | 0 | 0 | Constrained,otherwise capacity available =415kW. | --> | C19 ex KNOCKAPHUNTA | KNOCKAPHUNTA: T41∥T42 | CASTLEBAR |  | 53.8497 | -9.3126
MV/LV Substation HO***573 | 10 kV | 400V(3ph) & 230V(single ph) | LV | 200 kVA :Kiosk Substation | 0.2 | --> | 0.2 | 0 | 0 | Constrained,otherwise capacity available =194kVA. | --> | 0.19 | 0 | 0 | 0 | 0 | 0.2 | 0 |  | --> | C20 ex COLLEGE PARK | COLLEGE PARK: T102 | COLLEGE PARK |  | 53.3871 | -6.372
MV/LV Substation HO***573 | 10 kV | 400V(3ph) & 230V(single ph) | LV | 50 kVA :Pole Substation | 0.05 | --> | 0.05 | 0.037 | 0.7 |  | --> | 0.047 | 0 | 0 | 0 | 0.003 | 0.047 | 0 |  | --> | C14 ex KNOCKMULLEN | KNOCKMULLEN: T42 | GREAT ISLAND |  | 52.384 | -6.9406
MV/LV Substation HO***590X | 10 kV | 400V(3ph) & 230V(single ph) | LV | 400 kVA :Kiosk Substation | 0.4 | --> | 0.4 | 0 | 0 | Constrained,otherwise capacity available =217kVA. | --> | 0.38 | 0 | 0 | 0 | 0.024 | 0.402 | 0 |  | --> | C12 ex BRUFF | BRUFF: T42 | LIMERICK |  | 52.4727 | -8.4332
MV/LV Substation HO***590Y | 20 kV | 400V(3ph) & 230V(single ph) | LV | 100 kVA :Pole Substation | 0.1 | --> | 0.1 | 0 | 0 | Constrained,otherwise capacity available =58kVA. | --> | 0.095 | 0 | 0 | 0 | 0 | 0.106 | 0 |  | --> | C15 ex DELVIN | DELVIN: T42 | MULLINGAR |  | 53.5286 | -7.15
MV/LV Substation HO***593Z | 10 kV | 400V(3ph) & 230V(single ph) | LV | 200 kVA :Kiosk Substation | 0.2 | --> | 0.2 | 0 | 0 | Constrained,otherwise capacity available =186kVA. | --> | 0.19 | 0 | 0 | 0 | 0 | 0.201 | 0 |  | --> | C16 ex MOUNTGORRY | MOUNTGORRY: T42 | GRANGE (DR) |  | 53.4445 | -6.2062
MV/LV Substation HO***605X | 10 kV | 400V(3ph) & 230V(single ph) | LV | 200 kVA :Kiosk Substation | 0.2 | --> | 0.2 | 0 | 0 | Constrained,otherwise capacity available =157kVA. | --> | 0.19 | 0 | 0 | 0 | 0.004 | 0.202 | 0 |  | --> | C25 ex KILBARRY | KILBARRY: T101 | KILBARRY |  | 51.902 | -8.5142
MV/LV Substation HO***607Z | 10 kV | 400V(3ph) & 230V(single ph) | LV | 200 kVA :Kiosk Substation | 0.2 | --> | 0.2 | 0 | 0 | Constrained,otherwise capacity available =89kVA. | --> | 0.19 | 0 | 0 | 0 | 0 | 0.216 | 0 |  | --> | C16 ex MOUNTGORRY | MOUNTGORRY: T42 | GRANGE (DR) |  | 53.4446 | -6.2104
MV/LV Substation HO***608X | 10 kV | 400V(3ph) & 230V(single ph) | LV | 200 kVA :Kiosk Substation | 0.2 | --> | 0.2 | 0 | 0 | Constrained,otherwise capacity available =172kVA. | --> | 0.19 | 0 | 0 | 0 | 0 | 0.203 | 0 |  | --> | C16 ex ENNISTYMON | ENNISTYMON: T41∥T42 | ENNIS |  | 52.9377 | -9.3907
MV/LV Substation HO***608Z | 10 kV | 400V(3ph) & 230V(single ph) | LV | 400 kVA :Kiosk Substation | 0.4 | --> | 0.4 | 0 | 0 | Constrained,otherwise capacity available =326kVA. | --> | 0.38 | 0 | 0 | 0 | 0.006 | 0.404 | 0 |  | --> | C16 ex MOUNTGORRY | MOUNTGORRY: T42 | GRANGE (DR) |  | 53.445 | -6.2124
MV/LV Substation HO***609 | 20 kV | 400V(3ph) & 230V(single ph) | LV | 200 kVA :Kiosk Substation | 0.2 | --> | 0.2 | 0 | 0 | Constrained,otherwise capacity available =183kVA. | --> | 0.19 | 0 | 0 | 0 | 0 | 0 | 0 | Constrained,otherwise capacity available =202kW. | --> | E20 ex KILLYBEGS | KILLYBEGS: | N/A |  | 54.638 | -8.4805
MV/LV Substation HO***609 | 10 kV | 400V(3ph) & 230V(single ph) | LV | 200 kVA :Kiosk Substation | 0.2 | --> | 0.2 | 0 | 0 | Constrained,otherwise capacity available =83kVA. | --> | 0.19 | 0 | 0 | 0 | 0.002 | 0 | 0 | Constrained,otherwise capacity available =215kW. | --> | C13 ex DONEGAL | DONEGAL: T41∥T42 | CATHALEENS FALL |  | 54.6548 | -8.0994
MV/LV Substation HO***609Z | 10 kV | 400V(3ph) & 230V(single ph) | LV | 630 kVA :Kiosk Substation | 0.63 | --> | 0.63 | 0 | 0 | Constrained,otherwise capacity available =500kVA. | --> | 0.598 | 0 | 0 | 0 | 0 | 0.5 | 0 |  | --> | C16 ex MOUNTGORRY | MOUNTGORRY: T42 | GRANGE (DR) |  | 53.4442 | -6.2127
MV/LV Substation HO***610 | 20 kV | 400V(3ph) & 230V(single ph) | LV | 200 kVA :Pole Substation | 0.2 | --> | 0.2 | 0.146 | 5.6 |  | --> | 0.19 | 0 | 0 | 0 | 0.004 | 0.203 | 0 |  | --> | E17 ex BLESSINGTON | BLESSINGTON: T421 | KILTEEL |  | 53.0926 | -6.5973
MV/LV Substation HO***621 | 10 kV | 400V(3ph) & 230V(single ph) | LV | 1000 kVA :Kiosk Substation | 1 | --> | 1 | 0.5 | 1 |  | --> | 0.95 | 0 | 0 | 0 | 0 | 0.5 | 0 |  | --> | C18 ex RAHANS | RAHANS: T41 | MOY |  | 54.0982 | -9.1602
MV/LV Substation HO***625X | 10 kV | 400V(3ph) & 230V(single ph) | LV | 200 kVA :Kiosk Substation | 0.2 | --> | 0.2 | 0 | 0 | Constrained,otherwise capacity available =132kVA. | --> | 0.19 | 0 | 0 | 0 | 0 | 0.21 | 0 |  | --> | C25 ex KILBARRY | KILBARRY: T101 | KILBARRY |  | 51.9017 | -8.5115
MV/LV Substation HO***630X | 10 kV | 400V(3ph) & 230V(single ph) | LV | 100 kVA :Pole Substation | 0.1 | --> | 0.1 | 0 | 0 | Constrained,otherwise capacity available =98kVA. | --> | 0.095 | 0 | 0 | 0 | 0 | 0 | 0 | Constrained,otherwise capacity available =100kW. | --> | C16 ex RAMSTOWN | RAMSTOWN: T41∥T42 | CRANE |  | 52.6562 | -6.3063
MV/LV Substation HO***636 | 10 kV | 400V(3ph) & 230V(single ph) | LV | 630 kVA :Building Structure | 0.63 | --> | 0.63 | 0 | 0 | Constrained,otherwise capacity available =316kVA. | --> | 0.598 | 0 | 0 | 0 | 0.006 | 0.5 | 0 |  | --> | C19 ex LEESON STREET | LEESON STREET: T41 | MILLTOWN (DR) |  | 53.3308 | -6.2481
MV/LV Substation HO***637 | 10 kV | 400V(3ph) & 230V(single ph) | LV | 400 kVA :Building Structure | 0.4 | --> | 0.4 | 0 | 0 | Constrained,otherwise capacity available =384kVA. | --> | 0.38 | 0 | 0 | 0 | 0 | 0.402 | 0 |  | --> | C17 ex BELGARD | BELGARD: T41 | COOKSTOWN |  | 53.2967 | -6.375
MV/LV Substation HO***638 | 20 kV | 400V(3ph) & 230V(single ph) | LV | 100 kVA :Pole Substation | 0.1 | --> | 0.1 | 0.046 | 7.4 |  | --> | 0.095 | 0 | 0 | 0 | 0 | 0.107 | 0 |  | --> | E21 ex BANOGE | BANOGE: T122 | BANOGE |  | 52.7166 | -6.3484
MV/LV Substation HO***646 | 10 kV | 400V(3ph) & 230V(single ph) | LV | 100 kVA :Pole Substation | 0.1 | --> | 0.1 | 0 | 0 | Constrained,otherwise capacity available =54kVA. | --> | 0.095 | 0 | 0 | 0 | 0.014 | 0.092 | 0 |  | --> | C19 ex LOUGHSHINNY | LOUGHSHINNY: T41 | GLASMORE |  | 53.5665 | -6.1037
MV/LV Substation HO***647X | 10 kV | 400V(3ph) & 230V(single ph) | LV | 50 kVA :Pole Substation | 0.05 | --> | 0.05 | 0.035 | 2.2 |  | --> | 0.047 | 0 | 0 | 0 | 0 | 0.051 | 0 |  | --> | C26 ex KELLS | KELLS: T41∥T42 | NAVAN |  | 53.7226 | -6.7912
MV/LV Substation HO***648X | 10 kV | 400V(3ph) & 230V(single ph) | LV | 100 kVA :Pole Substation | 0.1 | --> | 0.1 | 0.061 | 2 |  | --> | 0.095 | 0 | 0 | 0 | 0 | 0.105 | 0 |  | --> | C25 ex TYCOR | TYCOR: T41∥T42 | WATERFORD |  | 52.2388 | -7.1786
MV/LV Substation HO***649 | 20 kV | 400V(3ph) & 230V(single ph) | LV | 100 kVA :Pole Substation | 0.1 | --> | 0.1 | 0.079 | 1.6 |  | --> | 0.095 | 0 | 0 | 0 | 0.003 | 0.099 | 0 |  | --> | E17 ex DINGLE | DINGLE: T421 | OUGHTRAGH |  | 52.145 | -10.2746
MV/LV Substation HO***655X | 20 kV | 400V(3ph) & 230V(single ph) | LV | 200 kVA :Kiosk Substation | 0.2 | --> | 0.2 | 0.178 | 0.5 |  | --> | 0.19 | 0 | 0 | 0 | 0.015 | 0.187 | 0 |  | --> | C12 ex BALBRIGGAN | BALBRIGGAN: T42 | GLASMORE |  | 53.5523 | -6.2675
MV/LV Substation HO***658 | 20 kV | 400V(3ph) & 230V(single ph) | LV | 200 kVA :Pole Substation | 0.2 | --> | 0.2 | 0 | 0 | Constrained,otherwise capacity available =162kVA. | --> | 0.19 | 0 | 0 | 0 | 0 | 0 | 0 | Constrained,otherwise capacity available =205kW. | --> | C16 ex HOLYCROSS ROAD | HOLYCROSS ROAD: T41∥T42 | THURLES |  | 52.6386 | -7.8662
MV/LV Substation HO***658Z | 10 kV | 400V(3ph) & 230V(single ph) | LV | 400 kVA :Kiosk Substation | 0.4 | --> | 0.4 | 0 | 0 | Constrained,otherwise capacity available =340kVA. | --> | 0.38 | 0 | 0 | 0 | 0.007 | 0.402 | 0 |  | --> | C16 ex MOUNTGORRY | MOUNTGORRY: T42 | GRANGE (DR) |  | 53.4435 | -6.2075
MV/LV Substation HO***661X | 10 kV | 400V(3ph) & 230V(single ph) | LV | 200 kVA :Pole Substation | 0.2 | --> | 0.2 | 0.158 | 2.7 |  | --> | 0.19 | 0 | 0 | 0 | 0 | 0.206 | 0 |  | --> | C11 ex CALLAN | CALLAN: T41∥T42 | KILKENNY |  | 52.556 | -7.3792
MV/LV Substation HO***663 | 10 kV | 400V(3ph) & 230V(single ph) | LV | 100 kVA :Pole Substation | 0.1 | --> | 0.1 | 0.089 | 9.9 |  | --> | 0.095 | 0 | 0 | 0 | 0.002 | 0.099 | 0 |  | --> | C12 ex CONVOY | CONVOY: T41∥T42 | LETTERKENNY |  | 54.8428 | -7.7284
MV/LV Substation HO***663 | 10 kV | 400V(3ph) & 230V(single ph) | LV | 50 kVA :Pole Substation | 0.05 | --> | 0.05 | 0.041 | 2 |  | --> | 0.047 | 0 | 0 | 0 | 0 | 0.05 | 0 |  | --> | C17 ex KILCAR | KILCAR: T41 | BINBANE |  | 54.7077 | -8.7323
MV/LV Substation HO***668X | 10 kV | 400V(3ph) & 230V(single ph) | LV | 1000 kVA :Building Structure | 1 | --> | 1 | 0.5 | 7.6 |  | --> | 0.95 | 0 | 0 | 0 | 0 | 0.5 | 0 |  | --> | C27 ex MISERY HILL | MISERY HILL: T101 | POOLBEG |  | 53.3451 | -6.2346
MV/LV Substation HO***669Y | 20 kV | 400V(3ph) & 230V(single ph) | LV | 200 kVA :Pole Substation | 0.2 | --> | 0.2 | 0.173 | 4.1 |  | --> | 0.19 | 0 | 0 | 0 | 0 | 0 | 0 | Constrained,otherwise capacity available =203kW. | --> | E12 ex CHARLEVILLE | CHARLEVILLE: T422 | CHARLEVILLE |  | 52.3564 | -8.6762
MV/LV Substation HO***677X | 20 kV | 400V(3ph) & 230V(single ph) | LV | 50 kVA :Pole Substation | 0.05 | --> | 0.05 | 0.047 | 6.7 |  | --> | 0.047 | 0 | 0 | 0 | 0 | 0 | 0 | Constrained,otherwise capacity available =49kW. | --> | E12 ex DUNFIRTH | DUNFIRTH: T122 | DUNFIRTH |  | 53.4419 | -6.8837
MV/LV Substation HO***680Z | 10 kV | 400V(3ph) & 230V(single ph) | LV | 630 kVA :Kiosk Substation | 0.63 | --> | 0.63 | 0 | 0 | Constrained,otherwise capacity available =500kVA. | --> | 0.598 | 0 | 0 | 0 | 0.002 | 0.5 | 0 |  | --> | C16 ex MOUNTGORRY | MOUNTGORRY: T42 | GRANGE (DR) |  | 53.4431 | -6.2127
MV/LV Substation HO***681Z | 10 kV | 400V(3ph) & 230V(single ph) | LV | 400 kVA :Kiosk Substation | 0.4 | --> | 0.4 | 0 | 0 | Constrained,otherwise capacity available =338kVA. | --> | 0.38 | 0 | 0 | 0 | 0 | 0.409 | 0 |  | --> | C16 ex MOUNTGORRY | MOUNTGORRY: T42 | GRANGE (DR) |  | 53.4422 | -6.2121
MV/LV Substation HO***682Z | 10 kV | 400V(3ph) & 230V(single ph) | LV | 630 kVA :Kiosk Substation | 0.63 | --> | 0.63 | 0 | 0 | Constrained,otherwise capacity available =500kVA. | --> | 0.598 | 0 | 0 | 0 | 0 | 0.5 | 0 |  | --> | C16 ex MOUNTGORRY | MOUNTGORRY: T42 | GRANGE (DR) |  | 53.4425 | -6.209
MV/LV Substation HO***690 | 10 kV | 400V(3ph) & 230V(single ph) | LV | 50 kVA :Pole Substation | 0.05 | --> | 0.05 | 0.035 | 0.9 |  | --> | 0.047 | 0 | 0 | 0 | 0 | 0.051 | 0 |  | --> | C14 ex BALLYHALE | BALLYHALE: T42 | KILKENNY |  | 52.3629 | -7.1732
MV/LV Substation HO***691 | 10 kV | 400V(3ph) & 230V(single ph) | LV | 630 kVA :Kiosk Substation | 0.63 | --> | 0.63 | 0.234 | 0.2 | Constrained,otherwise capacity available =460kVA. | --> | 0.598 | 0 | 0 | 0 | 0 | 0 | 0 | Constrained,otherwise capacity available =500kW. | --> | C16 ex DUNGLOE | DUNGLOE: T42 | ARDNAGAPPARY |  | 54.9526 | -8.3662
MV/LV Substation HO***696X | 20 kV | 400V(3ph) & 230V(single ph) | LV | 200 kVA :Kiosk Substation | 0.2 | --> | 0.2 | 0.196 | 1.6 |  | --> | 0.19 | 0 | 0 | 0 | 0.019 | 0.18 | 0 |  | --> | E18 ex GURRANEBANE | GURRANEBANE: T421∥T422 | OUGHTRAGH |  | 51.8251 | -10.276
MV/LV Substation HO***700 | 20 kV | 400V(3ph) & 230V(single ph) | LV | 100 kVA :Pole Substation | 0.1 | --> | 0.1 | 0.08 | 5.6 |  | --> | 0.095 | 0 | 0 | 0 | 0.007 | 0.095 | 0 |  | --> | E17 ex BLESSINGTON | BLESSINGTON: T421 | KILTEEL |  | 53.0915 | -6.5998
MV/LV Substation HO***705Y | 10 kV | 400V(3ph) & 230V(single ph) | LV | 200 kVA :Pole Substation | 0.2 | --> | 0.2 | 0.143 | 1.5 |  | --> | 0.19 | 0 | 0 | 0 | 0 | 0.208 | 0 |  | --> | E16 ex BEALISTOWN | BEALISTOWN: T421∥T422 | GREAT ISLAND |  | 52.2978 | -6.9557
MV/LV Substation HO***711X | 10 kV | 400V(3ph) & 230V(single ph) | LV | 100 kVA :Pole Substation | 0.1 | --> | 0.1 | 0 | 0 | Constrained,otherwise capacity available =90kVA. | --> | 0.095 | 0 | 0 | 0 | 0 | 0.101 | 0 |  | --> | C12 ex BRUFF | BRUFF: T42 | LIMERICK |  | 52.4758 | -8.4346
MV/LV Substation HO***712X | 10 kV | 400V(3ph) & 230V(single ph) | LV | 1000 kVA :Building Structure | 1 | --> | 1 | 0.5 | 11.2 |  | --> | 0.95 | 0 | 0 | 0 | 0 | 0.5 | 0 |  | --> | C12 ex CABRA | CABRA: T102 | FINGLAS |  | 53.3776 | -6.3119
MV/LV Substation HO***719 | 20 kV | 400V(3ph) & 230V(single ph) | LV | 200 kVA :Pole Substation | 0.2 | --> | 0.2 | 0.127 | 1 |  | --> | 0.19 | 0 | 0 | 0 | 0 | 0 | 0 | Constrained,otherwise capacity available =210kW. | --> | E14 ex CARNDONAGH | CARNDONAGH: T421∥T422 | TRILLICK |  | 55.2457 | -7.2681
MV/LV Substation HO***724 | 10 kV | 400V(3ph) & 230V(single ph) | LV | 50 kVA :Pole Substation | 0.05 | --> | 0.05 | 0 | 0 | Constrained,otherwise capacity available =42kVA. | --> | 0.047 | 0 | 0 | 0 | 0 | 0.05 | 0 |  | --> | C19 ex BALLYBAILIE | BALLYBAILIE: T41 | DUNDALK |  | 53.8534 | -6.5593
MV/LV Substation HO***747X | 10 kV | 400V(3ph) & 230V(single ph) | LV | 50 kVA :Pole Substation | 0.05 | --> | 0.05 | 0.048 | 2.2 |  | --> | 0.047 | 0 | 0 | 0 | 0 | 0.049 | 0 |  | --> | C26 ex KELLS | KELLS: T41∥T42 | NAVAN |  | 53.6869 | -6.8487
MV/LV Substation HO***757Y | 20 kV | 400V(3ph) & 230V(single ph) | LV | 100 kVA :Pole Substation | 0.1 | --> | 0.1 | 0.08 | 26.7 |  | --> | 0.095 | 0 | 0 | 0 | 0 | 0.103 | 0 |  | --> | E17 ex WEXFORD | WEXFORD: T121∥T122 | WEXFORD |  | 52.3182 | -6.7211
MV/LV Substation HO***758Y | 20 kV | 400V(3ph) & 230V(single ph) | LV | 200 kVA :Pole Substation | 0.2 | --> | 0.2 | 0.19 | 26.7 |  | --> | 0.19 | 0 | 0 | 0 | 0 | 0.201 | 0 |  | --> | E17 ex WEXFORD | WEXFORD: T121∥T122 | WEXFORD |  | 52.3171 | -6.7214
MV/LV Substation HO***762X | 20 kV | 400V(3ph) & 230V(single ph) | LV | 50 kVA :Pole Substation | 0.05 | --> | 0.05 | 0 | 0 | Constrained,otherwise capacity available =44kVA. | --> | 0.047 | 0 | 0 | 0 | 0 | 0 | 0 | Constrained,otherwise capacity available =50kW. | --> | C16 ex HOLYCROSS ROAD | HOLYCROSS ROAD: T41∥T42 | THURLES |  | 52.6464 | -7.8741
MV/LV Substation HO***763X | 20 kV | 400V(3ph) & 230V(single ph) | LV | 50 kVA :Pole Substation | 0.05 | --> | 0.05 | 0 | 0 | Constrained,otherwise capacity available =6kVA. | --> | 0.047 | 0 | 0 | 0 | 0 | 0 | 0 | Constrained,otherwise capacity available =55kW. | --> | C16 ex HOLYCROSS ROAD | HOLYCROSS ROAD: T41∥T42 | THURLES |  | 52.6447 | -7.873
MV/LV Substation HO***767X | 20 kV | 400V(3ph) & 230V(single ph) | LV | 100 kVA :Pole Substation | 0.1 | --> | 0.1 | 0 | 0 | Constrained,otherwise capacity available =86kVA. | --> | 0.095 | 0 | 0 | 0 | 0 | 0 | 0 | Constrained,otherwise capacity available =101kW. | --> | C16 ex HOLYCROSS ROAD | HOLYCROSS ROAD: T41∥T42 | THURLES |  | 52.6379 | -7.8835
MV/LV Substation HO***778X | 10 kV | 400V(3ph) & 230V(single ph) | LV | 50 kVA :Pole Substation | 0.05 | --> | 0.05 | 0.048 | 3.4 |  | --> | 0.047 | 0 | 0 | 0 | 0.007 | 0.042 | 0 |  | --> | C16 ex STICKILLEN | STICKILLEN: T41∥T42 | DRYBRIDGE |  | 53.8417 | -6.4846
MV/LV Substation HO***789 | 10 kV | 400V(3ph) & 230V(single ph) | LV | 50 kVA :Pole Substation | 0.05 | --> | 0.05 | 0.045 | 2.4 |  | --> | 0.047 | 0 | 0 | 0 | 0 | 0.05 | 0 |  | --> | C19 ex CASTLETOWNROCHE | CASTLETOWNROCHE: T41 | MALLOW |  | 52.194 | -8.4793
MV/LV Substation HO***799 | 10 kV | 400V(3ph) & 230V(single ph) | LV | 100 kVA :Pole Substation | 0.1 | --> | 0.1 | 0.081 | 4.6 |  | --> | 0.095 | 0 | 0 | 0 | 0 | 0.102 | 0 |  | --> | E16 ex BALLYRAGGET | BALLYRAGGET: T421∥T422 | BALLYRAGGET |  | 52.8382 | -7.4225
MV/LV Substation HO***800 | 10 kV | 400V(3ph) & 230V(single ph) | LV | 50 kVA :Pole Substation | 0.05 | --> | 0.05 | 0 | 0 | Constrained,otherwise capacity available =47kVA. | --> | 0.047 | 0 | 0 | 0 | 0.011 | 0.037 | 0 |  | --> | C14 ex GREYSTONES | GREYSTONES: T42 | FASSAROE |  | 53.1498 | -6.1101
MV/LV Substation HO***807X | 10 kV | 400V(3ph) & 230V(single ph) | LV | 400 kVA :Building Structure | 0.4 | --> | 0.4 | 0.337 | 8.9 |  | --> | 0.38 | 0 | 0 | 0 | 0 | 0.409 | 0 |  | --> | C11 ex CARROWBEG | CARROWBEG: T41∥T42 | CARROWBEG |  | 53.7993 | -9.5466
MV/LV Substation HO***812 | 20 kV | 400V(3ph) & 230V(single ph) | LV | 50 kVA :Pole Substation | 0.05 | --> | 0.05 | 0.048 | 2.7 |  | --> | 0.047 | 0 | 0 | 0 | 0 | 0.049 | 0 |  | --> | C17 ex KILLESHANDRA | KILLESHANDRA: T41∥T42 | GORTAWEE |  | 54.0135 | -7.5141
MV/LV Substation HO***830 | 10 kV | 400V(3ph) & 230V(single ph) | LV | 100 kVA :Pole Substation | 0.1 | --> | 0.1 | 0.082 | 3.4 |  | --> | 0.095 | 0 | 0 | 0 | 0 | 0.102 | 0 |  | --> | C16 ex STICKILLEN | STICKILLEN: T41∥T42 | DRYBRIDGE |  | 53.8444 | -6.4886
MV/LV Substation HO***850X | 20 kV | 400V(3ph) & 230V(single ph) | LV | 200 kVA :Pole Substation | 0.2 | --> | 0.2 | 0.177 | 0.4 |  | --> | 0.19 | 0 | 0 | 0 | 0 | 0.203 | 0 |  | --> | C17 ex KYLEERAGH | KYLEERAGH: T41 | NENAGH |  | 53.0088 | -8.273
MV/LV Substation HO***853 | 10 kV | 400V(3ph) & 230V(single ph) | LV | 400 kVA :Kiosk Substation | 0.4 | --> | 0.4 | 0.287 | 1.8 |  | --> | 0.38 | 0 | 0 | 0 | 0.028 | 0.387 | 0 |  | --> | C13 ex DUNDRUM | DUNDRUM: T41 | BLACKROCK |  | 53.2863 | -6.2279
MV/LV Substation HO***854X | 10 kV | 400V(3ph) & 230V(single ph) | LV | 50 kVA :Pole Substation | 0.05 | --> | 0.05 | 0 | 0 | Constrained,otherwise capacity available =47kVA. | --> | 0.047 | 0 | 0 | 0 | 0 | 0.049 | 0 |  | --> | C15 ex SAGGART | SAGGART: T41∥T42 | GRANGE CASTLE |  | 53.2642 | -6.3954
MV/LV Substation HO***870 | 10 kV | 400V(3ph) & 230V(single ph) | LV | 200 kVA :Kiosk Substation | 0.2 | --> | 0.2 | 0.095 | 5 |  | --> | 0.19 | 0 | 0 | 0 | 0.041 | 0.172 | 0 |  | --> | C21 ex POTTERY ROAD | POTTERY ROAD: T101 | CARRICKMINES |  | 53.2572 | -6.1577
MV/LV Substation HO***870Z | 10 kV | 400V(3ph) & 230V(single ph) | LV | 400 kVA :Kiosk Substation | 0.4 | --> | 0.4 | 0.381 | 1.6 |  | --> | 0.38 | 0 | 0 | 0 | 0 | 0.402 | 0 |  | --> | C11 ex SUTTON | SUTTON: T41 | GRANGE (DR) |  | 53.3897 | -6.0812
MV/LV Substation HO***889X | 20 kV | 400V(3ph) & 230V(single ph) | LV | 50 kVA :Pole Substation | 0.05 | --> | 0.05 | 0.048 | 11.9 |  | --> | 0.047 | 0 | 0 | 0 | 0 | 0 | 0 | Constrained,otherwise capacity available =49kW. | --> | E11 ex WESTPORT | WESTPORT: T421∥T422 | CASTLEBAR |  | 53.8037 | -9.9505
MV/LV Substation HO***900Z | 10 kV | 400V(3ph) & 230V(single ph) | LV | 630 kVA :Building Structure | 0.63 | --> | 0.63 | 0.5 | 6.7 |  | --> | 0.598 | 0 | 0 | 0 | 0 | 0.5 | 0 |  | --> | C23 ex LIBERTY STREET | LIBERTY STREET: T101 | LIBERTY STREET |  | 51.8981 | -8.468
MV/LV Substation HO***907X | 20 kV | 400V(3ph) & 230V(single ph) | LV | 400 kVA :Building Structure | 0.4 | --> | 0.4 | 0 | 0 | Constrained,otherwise capacity available =391kVA. | --> | 0.38 | 0 | 0 | 0 | 0.366 | 0 | 0 | Constrained,otherwise capacity available =15kW. | --> | C16 ex HOLYCROSS ROAD | HOLYCROSS ROAD: T41∥T42 | THURLES |  | 52.6358 | -7.8711
MV/LV Substation HO***911X | 10 kV | 400V(3ph) & 230V(single ph) | LV | 400 kVA :Kiosk Substation | 0.4 | --> | 0.4 | 0.171 | 1.4 |  | --> | 0.38 | 0 | 0 | 0 | 0.035 | 0 | 0 | Constrained,otherwise capacity available =397kW. | --> | C15 ex DEERPARK | DEERPARK: T41∥T42 | BALLYDINE |  | 52.3453 | -7.4123
MV/LV Substation HO***917X | 10 kV | 400V(3ph) & 230V(single ph) | LV | 630 kVA :Building Structure | 0.63 | --> | 0.63 | 0.5 | 1.5 |  | --> | 0.598 | 0 | 0 | 0 | 0 | 0 | 0 | Constrained,otherwise capacity available =500kW. | --> | C19 ex TURLOUGH ROAD | TURLOUGH ROAD: T43 | CASTLEBAR |  | 53.854 | -9.3025
MV/LV Substation HO***921 | 10 kV | 400V(3ph) & 230V(single ph) | LV | 200 kVA :Kiosk Substation | 0.2 | --> | 0.2 | 0.117 | 3.9 |  | --> | 0.19 | 0 | 0 | 0 | 0.024 | 0.187 | 0 |  | --> | C14 ex BOGHALL ROAD | BOGHALL ROAD: T42 | FASSAROE |  | 53.1819 | -6.1091
MV/LV Substation HO***922 | 20 kV | 400V(3ph) & 230V(single ph) | LV | 50 kVA :Pole Substation | 0.05 | --> | 0.05 | 0.047 | 3.6 |  | --> | 0.047 | 0 | 0 | 0 | 0.003 | 0.046 | 0 |  | --> | E13 ex CLARA | CLARA: T421 | THORNSBERRY |  | 53.3908 | -7.586
MV/LV Substation HO***923 | 20 kV | 400V(3ph) & 230V(single ph) | LV | 200 kVA :Pole Substation | 0.2 | --> | 0.2 | 0.133 | 3.2 |  | --> | 0.19 | 0 | 0 | 0 | 0 | 0 | 0 | Constrained,otherwise capacity available =210kW. | --> | E12 ex BANGOR ERRIS | BANGOR ERRIS: T421 | BELLACORICK |  | 54.1134 | -9.8977
MV/LV Substation HO***941 | 20 kV | 400V(3ph) & 230V(single ph) | LV | 100 kVA :Pole Substation | 0.1 | --> | 0.1 | 0.078 | 3.6 |  | --> | 0.095 | 0 | 0 | 0 | 0.003 | 0.099 | 0 |  | --> | E16 ex BALLYCROSSAUN | BALLYCROSSAUN: T421∥T422 | SOMERSET |  | 53.0896 | -8.227
MV/LV Substation HO***943Y | 20 kV | 400V(3ph) & 230V(single ph) | LV | 50 kVA :Pole Substation | 0.05 | --> | 0.05 | 0.048 | 5.6 |  | --> | 0.047 | 0 | 0 | 0 | 0 | 0.049 | 0 |  | --> | E17 ex BLESSINGTON | BLESSINGTON: T421 | KILTEEL |  | 53.0911 | -6.6009
MV/LV Substation HO***944 | 20 kV | 400V(3ph) & 230V(single ph) | LV | 100 kVA :Pole Substation | 0.1 | --> | 0.1 | 0.068 | 26.7 |  | --> | 0.095 | 0 | 0 | 0 | 0 | 0.104 | 0 |  | --> | E17 ex WEXFORD | WEXFORD: T121∥T122 | WEXFORD |  | 52.316 | -6.7221
MV/LV Substation HO***947 | 20 kV | 400V(3ph) & 230V(single ph) | LV | 50 kVA :Pole Substation | 0.05 | --> | 0.05 | 0.042 | 3 |  | --> | 0.047 | 0 | 0 | 0 | 0 | 0 | 0 | Constrained,otherwise capacity available =50kW. | --> | C21 ex SWINFORD | SWINFORD: T41∥T42 | CASTLEBAR |  | 53.9839 | -9.0984
MV/LV Substation HO***959X | 20 kV | 400V(3ph) & 230V(single ph) | LV | 50 kVA :Pole Substation | 0.05 | --> | 0.05 | 0.044 | 1.6 |  | --> | 0.047 | 0 | 0 | 0 | 0 | 0.05 | 0 |  | --> | E18 ex GURRANEBANE | GURRANEBANE: T421∥T422 | OUGHTRAGH |  | 51.9204 | -10.2905
MV/LV Substation HO***959Y | 10 kV | 400V(3ph) & 230V(single ph) | LV | 400 kVA :Kiosk Substation | 0.4 | --> | 0.4 | 0.359 | 2.5 |  | --> | 0.38 | 0 | 0 | 0 | 0.003 | 0.403 | 0 |  | --> | C20 ex ATHY | ATHY: T102 | ATHY |  | 52.998 | -6.9748
MV/LV Substation HO***966 | 10 kV | 400V(3ph) & 230V(single ph) | LV | 400 kVA :Kiosk Substation | 0.4 | --> | 0.4 | 0.327 | 9.8 |  | --> | 0.38 | 0 | 0 | 0 | 0.01 | 0.4 | 0 |  | --> | C12 ex KILCOOLE | KILCOOLE: T41∥T42 | FASSAROE |  | 53.1037 | -6.0566
MV/LV Substation HO***970X | 20 kV | 400V(3ph) & 230V(single ph) | LV | 200 kVA :Pole Substation | 0.2 | --> | 0.2 | 0 | 0 | Constrained,otherwise capacity available =175kVA. | --> | 0.19 | 0 | 0 | 0 | 0 | 0.203 | 0 |  | --> | E28 ex LOUGHREA | LOUGHREA: T41∥T42 | SOMERSET |  | 53.1757 | -8.3966
MV/LV Substation HO***972 | 10 kV | 400V(3ph) & 230V(single ph) | LV | 630 kVA :Kiosk Substation | 0.63 | --> | 0.63 | 0.5 | 7.6 |  | --> | 0.598 | 0 | 0 | 0 | 0 | 0.5 | 0 |  | --> | C21 ex TRINITY | TRINITY: T101 | POOLBEG |  | 53.3408 | -6.2435
MV/LV Substation HO***979 | 10 kV | 400V(3ph) & 230V(single ph) | LV | 630 kVA :Kiosk Substation | 0.63 | --> | 0.63 | 0 | 0 | Constrained,otherwise capacity available =389kVA. | --> | 0.598 | 0 | 0 | 0 | 0.117 | 0.5 | 0 |  | --> | C15 ex CULLION | CULLION: T41∥T42 | LETTERKENNY |  | 54.9433 | -7.6987
MV/LV Substation HO***987X | 10 kV | 400V(3ph) & 230V(single ph) | LV | 400 kVA :Kiosk Substation | 0.4 | --> | 0.4 | 0 | 0 | Constrained,otherwise capacity available =282kVA. | --> | 0.38 | 0 | 0 | 0 | 0 | 0.417 | 0 |  | --> | C25 ex KILBARRY | KILBARRY: T101 | KILBARRY |  | 51.9035 | -8.5081
MV/LV Substation HO***993 | 10 kV | 400V(3ph) & 230V(single ph) | LV | 400 kVA :Kiosk Substation | 0.4 | --> | 0.4 | 0.38 | 2 |  | --> | 0.38 | 0 | 0 | 0 | 0.007 | 0.395 | 0 |  | --> | C16 ex KENMARE | KENMARE: T42 | KNOCKEARAGH |  | 51.881 | -9.6002
MV/LV Substation HO***994Z | 10 kV | 400V(3ph) & 230V(single ph) | LV | 400 kVA :Building Structure | 0.4 | --> | 0.4 | 0 | 0 | Constrained,otherwise capacity available =379kVA. | --> | 0.38 | 0 | 0 | 0 | 0 | 0.403 | 0 |  | --> | C13 ex ATHGARVAN | ATHGARVAN: T41 | NEWBRIDGE |  | 53.1636 | -6.8201
MV/LV Substation HS***4021 | 10 kV | 400V(3ph) & 230V(single ph) | LV | 630 kVA :Building Structure | 0.63 | --> | 0.63 | 0 | 0 | Constrained,otherwise capacity available =500kVA. | --> | 0.598 | 0 | 0 | 0 | 0 | 0.5 | 0 |  | --> | C12 ex SEMPERIT | SEMPERIT: T42 | GRANGE CASTLE |  | 53.3428 | -6.3713
MV/LV Substation HS***4030 | 10 kV | 400V(3ph) & 230V(single ph) | LV | 400 kVA :Building Structure | 0.4 | --> | 0.4 | 0 | 0 | Constrained,otherwise capacity available =253kVA. | --> | 0.38 | 0 | 0 | 0 | 0.011 | 0.41 | 0 |  | --> | C15 ex COOLCORCORAN | COOLCORCORAN: T41∥T42 | KNOCKEARAGH |  | 52.0677 | -9.518
MV/LV Substation HS***4057 | 10 kV | 400V(3ph) & 230V(single ph) | LV | 630 kVA :Building Structure | 0.63 | --> | 0.63 | 0 | 0 | Constrained,otherwise capacity available =500kVA. | --> | 0.598 | 0 | 0 | 0 | 0 | 0.5 | 0 |  | --> | C16 ex SANTRY | SANTRY: T42 | FINGLAS |  | 53.3952 | -6.2165
MV/LV Substation HS***4084 | 10 kV | 400V(3ph) & 230V(single ph) | LV | 200 kVA :Pole Substation | 0.2 | --> | 0.2 | 0.189 | 0.8 |  | --> | 0.19 | 0 | 0 | 0 | 0 | 0.201 | 0 |  | --> | C18 ex BALLYMOTE | BALLYMOTE: T41 | SLIGO |  | 54.0947 | -8.5167
MV/LV Substation HS***4394 | 10 kV | 400V(3ph) & 230V(single ph) | LV | 630 kVA :Building Structure | 0.63 | --> | 0.63 | 0.5 | 2.5 |  | --> | 0.598 | 0 | 0 | 0 | 0 | 0.5 | 0 |  | --> | C20 ex NENAGH | NENAGH: T42 | NENAGH |  | 52.8593 | -8.191
MV/LV Substation HS***4399 | 10 kV | 400V(3ph) & 230V(single ph) | LV | 400 kVA :Building Structure | 0.4 | --> | 0.4 | 0.4 | 1.7 |  | --> | 0.38 | 0 | 0 | 0 | 0 | 0.4 | 0 |  | --> | C11 ex MORNINGTON ROAD | MORNINGTON ROAD: T41 | DRYBRIDGE |  | 53.711 | -6.3399
MV/LV Substation HS***4687 | 10 kV | 400V(3ph) & 230V(single ph) | LV | 100 kVA :Pole Substation | 0.1 | --> | 0.1 | 0.1 | 8.4 |  | --> | 0.095 | 0 | 0 | 0 | 0 | 0.1 | 0 |  | --> | C19 ex MULLINGAR | MULLINGAR: T101 | MULLINGAR |  | 53.5325 | -7.3174
MV/LV Substation HU***009 | 10 kV | 400V(3ph) & 230V(single ph) | LV | 50 kVA :Pole Substation | 0.05 | --> | 0.05 | 0.026 | 8.3 |  | --> | 0.047 | 0 | 0 | 0 | 0 | 0.052 | 0 |  | --> | C19 ex BALLYBEG | BALLYBEG: T101 | CARRICKMINES |  | 53.0065 | -6.0851
MV/LV Substation HU***010 | 10 kV | 400V(3ph) & 230V(single ph) | LV | 400 kVA :Kiosk Substation | 0.4 | --> | 0.4 | 0 | 0 | Constrained,otherwise capacity available =264kVA. | --> | 0.38 | 0 | 0 | 0 | 0.002 | 0.418 | 0 |  | --> | C22 ex OLDBAWN | OLDBAWN: T42 | COOKSTOWN |  | 53.2701 | -6.3334
MV/LV Substation HU***015Z | 10 kV | 400V(3ph) & 230V(single ph) | LV | 200 kVA :Kiosk Substation | 0.2 | --> | 0.2 | 0 | 0 | Constrained,otherwise capacity available =119kVA. | --> | 0.19 | 0 | 0 | 0 | 0.014 | 0.197 | 0 |  | --> | C41 ex COLLEGE PARK | COLLEGE PARK: T103 | COLLEGE PARK |  | 53.4046 | -6.4228
MV/LV Substation HU***016Z | 10 kV | 400V(3ph) & 230V(single ph) | LV | 200 kVA :Kiosk Substation | 0.2 | --> | 0.2 | 0 | 0 | Constrained,otherwise capacity available =114kVA. | --> | 0.19 | 0 | 0 | 0 | 0.013 | 0.199 | 0 |  | --> | C41 ex COLLEGE PARK | COLLEGE PARK: T103 | COLLEGE PARK |  | 53.4011 | -6.422
MV/LV Substation HU***017Z | 10 kV | 400V(3ph) & 230V(single ph) | LV | 400 kVA :Kiosk Substation | 0.4 | --> | 0.4 | 0 | 0 | Constrained,otherwise capacity available =274kVA. | --> | 0.38 | 0 | 0 | 0 | 0.035 | 0.382 | 0 |  | --> | C41 ex COLLEGE PARK | COLLEGE PARK: T103 | COLLEGE PARK |  | 53.4027 | -6.423
MV/LV Substation HU***021Y | 10 kV | 400V(3ph) & 230V(single ph) | LV | 400 kVA :Kiosk Substation | 0.4 | --> | 0.4 | 0 | 0 | Constrained,otherwise capacity available =246kVA. | --> | 0.38 | 0 | 0 | 0 | 0.006 | 0.416 | 0 |  | --> | C16 ex BALLINACURRA | BALLINACURRA: T42 | LIMERICK |  | 52.6322 | -8.6401
MV/LV Substation HU***066 | 10 kV | 400V(3ph) & 230V(single ph) | LV | 630 kVA :Kiosk Substation | 0.63 | --> | 0.63 | 0 | 0 | Constrained,otherwise capacity available =456kVA. | --> | 0.598 | 0 | 0 | 0 | 0.01 | 0.5 | 0 |  | --> | C22 ex OLDBAWN | OLDBAWN: T42 | COOKSTOWN |  | 53.2698 | -6.3292
MV/LV Substation HU***066X | 10 kV | 400V(3ph) & 230V(single ph) | LV | 630 kVA :Building Structure | 0.63 | --> | 0.63 | 0 | 0 | Constrained,otherwise capacity available =445kVA. | --> | 0.598 | 0 | 0 | 0 | 0 | 0.5 | 0 |  | --> | C28 ex CLAREGALWAY | CLAREGALWAY: T42 | GALWAY 110KV |  | 53.341 | -8.9474
MV/LV Substation HU***067 | 10 kV | 400V(3ph) & 230V(single ph) | LV | 400 kVA :Kiosk Substation | 0.4 | --> | 0.4 | 0 | 0 | Constrained,otherwise capacity available =386kVA. | --> | 0.38 | 0 | 0 | 0 | 0 | 0.401 | 0 |  | --> | C22 ex OLDBAWN | OLDBAWN: T42 | COOKSTOWN |  | 53.269 | -6.3308
MV/LV Substation HU***067X | 10 kV | 400V(3ph) & 230V(single ph) | LV | 50 kVA :Pole Substation | 0.05 | --> | 0.05 | 0 | 0 | Constrained,otherwise capacity available =50kVA. | --> | 0.047 | 0 | 0 | 0 | 0 | 0.049 | 0 |  | --> | C15 ex CARRICK ON SHANNON | CARRICK ON SHANNON: T41∥T42 | CARRICK ON SHANNON |  | 53.9578 | -8.1634
MV/LV Substation HU***070 | 10 kV | 400V(3ph) & 230V(single ph) | LV | 630 kVA :Building Structure | 0.63 | --> | 0.63 | 0.028 | 3 |  | --> | 0.598 | 0 | 0 | 0 | 0.024 | 0.5 | 0 |  | --> | C14 ex CRUMLIN | CRUMLIN: T42 | INCHICORE 220KV |  | 53.324 | -6.3245
MV/LV Substation HU***083 | 10 kV | 400V(3ph) & 230V(single ph) | LV | 200 kVA :Pole Substation | 0.2 | --> | 0.2 | 0 | 0 | Constrained,otherwise capacity available =138kVA. | --> | 0.19 | 0 | 0 | 0 | 0.023 | 0.185 | 0 |  | --> | C15 ex LITTLE MILLS | LITTLE MILLS: T41 | DUNDALK |  | 53.9939 | -6.4064
MV/LV Substation HU***086X | 20 kV | 400V(3ph) & 230V(single ph) | LV | 50 kVA :Pole Substation | 0.05 | --> | 0.05 | 0.029 | 1.4 |  | --> | 0.047 | 0 | 0 | 0 | 0.005 | 0.047 | 0 |  | --> | E18 ex GARRANACANTY | GARRANACANTY: T422 | TIPPERARY |  | 52.4908 | -8.1817
MV/LV Substation HU***089 | 10 kV | 400V(3ph) & 230V(single ph) | LV | 630 kVA :Building Structure | 0.63 | --> | 0.63 | 0 | 0 | Constrained,otherwise capacity available =500kVA. | --> | 0.598 | 0 | 0 | 0 | 0 | 0.5 | 0 |  | --> | C22 ex OLDBAWN | OLDBAWN: T42 | COOKSTOWN |  | 53.2705 | -6.3299
MV/LV Substation HU***104 | 10 kV | 400V(3ph) & 230V(single ph) | LV | 630 kVA :Building Structure | 0.63 | --> | 0.63 | 0 | 0 | Constrained,otherwise capacity available =500kVA. | --> | 0.598 | 0 | 0 | 0 | 0.054 | 0.5 | 0 |  | --> | C11 ex ROCHES STREET | ROCHES STREET: T41 | LIMERICK |  | 52.66 | -8.6258
MV/LV Substation HU***104 | 10 kV | 400V(3ph) & 230V(single ph) | LV | 200 kVA :Pole Substation | 0.2 | --> | 0.2 | 0 | 0 | Constrained,otherwise capacity available =166kVA. | --> | 0.19 | 0 | 0 | 0 | 0 | 0.204 | 0 |  | --> | C13 ex CHARLESTOWN | CHARLESTOWN: T41 | TONROE |  | 53.9128 | -8.8207
MV/LV Substation HU***128Z | 10 kV | 400V(3ph) & 230V(single ph) | LV | 400 kVA :Building Structure | 0.4 | --> | 0.4 | 0.221 | 0.6 |  | --> | 0.38 | 0 | 0 | 0 | 0.007 | 0.419 | 0 |  | --> | C19 ex CLONDALKIN | CLONDALKIN: T41 | INCHICORE 220KV |  | 53.2967 | -6.4352
MV/LV Substation HU***212 | 10 kV | 400V(3ph) & 230V(single ph) | LV | 100 kVA :Pole Substation | 0.1 | --> | 0.1 | 0.094 | 1.2 |  | --> | 0.095 | 0 | 0 | 0 | 0 | 0 | 0 | Constrained,otherwise capacity available =100kW. | --> | C14 ex ROSBERCON | ROSBERCON: T42 | WATERFORD |  | 52.4006 | -6.9661
MV/LV Substation HU***218 | 10 kV | 400V(3ph) & 230V(single ph) | LV | 400 kVA :Building Structure | 0.4 | --> | 0.4 | 0.297 | 3.2 |  | --> | 0.38 | 0 | 0 | 0 | 0 | 0.415 | 0 |  | --> | C20 ex DONNYBROOK | DONNYBROOK: T42 | MILLTOWN (DR) |  | 53.331 | -6.233
MV/LV Substation HU***271Z | 20 kV | 400V(3ph) & 230V(single ph) | LV | 630 kVA :Kiosk Substation | 0.63 | --> | 0.63 | 0 | 0 | Constrained,otherwise capacity available =500kVA. | --> | 0.598 | 0 | 0 | 0 | 0.014 | 0.5 | 0 |  | --> | C11 ex LOUGHSHINNY | LOUGHSHINNY: T41 | GLASMORE |  | 53.5283 | -6.1604
MV/LV Substation HU***287Z | 10 kV | 400V(3ph) & 230V(single ph) | LV | 200 kVA :Building Structure | 0.2 | --> | 0.2 | 0 | 0 | Constrained,otherwise capacity available =151kVA. | --> | 0.19 | 0 | 0 | 0 | 0 | 0.207 | 0 |  | --> | C11 ex MACETOWN | MACETOWN: T101 | MACETOWN |  | 53.4024 | -6.4096
MV/LV Substation HU***303X | 20 kV | 400V(3ph) & 230V(single ph) | LV | 630 kVA :Kiosk Substation | 0.63 | --> | 0.63 | 0.396 | 3.9 |  | --> | 0.598 | 0 | 0 | 0 | 0.087 | 0 | 0 | Constrained,otherwise capacity available =500kW. | --> | E16 ex ASHBOURNE | ASHBOURNE: T422 | FINGLAS |  | 53.5152 | -6.4016
MV/LV Substation HU***316Z | 20 kV | 400V(3ph) & 230V(single ph) | LV | 400 kVA :Building Structure | 0.4 | --> | 0.4 | 0.4 | 4.5 |  | --> | 0.38 | 0 | 0 | 0 | 0 | 0.4 | 0 |  | --> | E19 ex TELAYDON | TELAYDON: T421 | LISDRUM |  | 54.3196 | -6.8938
MV/LV Substation HU***319 | 10 kV | 400V(3ph) & 230V(single ph) | LV | 200 kVA :Kiosk Substation | 0.2 | --> | 0.2 | 0 | 0 | Constrained,otherwise capacity available =110kVA. | --> | 0.19 | 0 | 0 | 0 | 0.008 | 0 | 0 | Constrained,otherwise capacity available =205kW. | --> | C20 ex COOLMINE | COOLMINE: T42 | FINGLAS |  | 53.4025 | -6.4033
MV/LV Substation HU***350 | 10 kV | 400V(3ph) & 230V(single ph) | LV | 200 kVA :Kiosk Substation | 0.2 | --> | 0.2 | 0 | 0 | Constrained,otherwise capacity available =95kVA. | --> | 0.19 | 0 | 0 | 0 | 0.012 | 0 | 0 | Constrained,otherwise capacity available =203kW. | --> | C20 ex COOLMINE | COOLMINE: T42 | FINGLAS |  | 53.4001 | -6.4075
MV/LV Substation HU***352X | 10 kV | 400V(3ph) & 230V(single ph) | LV | 630 kVA :Kiosk Substation | 0.63 | --> | 0.63 | 0.5 | 2.7 |  | --> | 0.598 | 0 | 0 | 0 | 0.011 | 0.5 | 0 |  | --> | C17 ex BALLYARD | BALLYARD: T41∥T42 | TRALEE |  | 52.2573 | -9.6863
MV/LV Substation HU***357 | 10 kV | 400V(3ph) & 230V(single ph) | LV | 400 kVA :Kiosk Substation | 0.4 | --> | 0.4 | 0 | 0 | Constrained,otherwise capacity available =241kVA. | --> | 0.38 | 0 | 0 | 0 | 0.024 | 0 | 0 | Constrained,otherwise capacity available =398kW. | --> | C20 ex COOLMINE | COOLMINE: T42 | FINGLAS |  | 53.4003 | -6.4116
MV/LV Substation HU***361 | 10 kV | 400V(3ph) & 230V(single ph) | LV | 200 kVA :Kiosk Substation | 0.2 | --> | 0.2 | 0 | 0 | Constrained,otherwise capacity available =147kVA. | --> | 0.19 | 0 | 0 | 0 | 0.001 | 0.206 | 0 |  | --> | C11 ex MACETOWN | MACETOWN: T101 | MACETOWN |  | 53.4017 | -6.4125
MV/LV Substation HU***370 | 10 kV | 400V(3ph) & 230V(single ph) | LV | 200 kVA :Kiosk Substation | 0.2 | --> | 0.2 | 0 | 0 | Constrained,otherwise capacity available =114kVA. | --> | 0.19 | 0 | 0 | 0 | 0.005 | 0.207 | 0 |  | --> | C11 ex MACETOWN | MACETOWN: T101 | MACETOWN |  | 53.4023 | -6.414
MV/LV Substation HU***388 | 20 kV | 400V(3ph) & 230V(single ph) | LV | 200 kVA :Pole Substation | 0.2 | --> | 0.2 | 0.2 | 4.4 |  | --> | 0.19 | 0 | 0 | 0 | 0 | 0.2 | 0 |  | --> | E11 ex MOHILL | MOHILL: T421∥T422 | CARRICK ON SHANNON |  | 53.9148 | -7.8305
MV/LV Substation HU***4017 | 10 kV | 400V(3ph) & 230V(single ph) | LV | 630 kVA :Kiosk Substation | 0.63 | --> | 0.63 | 0 | 0 | Constrained,otherwise capacity available =500kVA. | --> | 0.598 | 0 | 0 | 0 | 0.016 | 0.5 | 0 |  | --> | C11 ex GARDEN CITY | GARDEN CITY: T41∥T42 | ARKLOW |  | 52.6816 | -6.3026
MV/LV Substation HU***4032 | 20 kV | 400V(3ph) & 230V(single ph) | LV | 50 kVA :Pole Substation | 0.05 | --> | 0.05 | 0.042 | 5.3 |  | --> | 0.047 | 0 | 0 | 0 | 0 | 0.05 | 0 |  | --> | C18 ex SMEARLA | SMEARLA: T42 | TRIEN |  | 52.3316 | -9.5172
MV/LV Substation HU***4202 | 20 kV | 400V(3ph) & 230V(single ph) | LV | 50 kVA :Pole Substation | 0.05 | --> | 0.05 | 0 | 0 | Constrained,otherwise capacity available =50kVA. | --> | 0.047 | 0 | 0 | 0 | 0 | 0.049 | 0 |  | --> | C22 ex ATHLONE | ATHLONE: T41 | ATHLONE |  | 53.462 | -7.9983
MV/LV Substation HU***4286 | 10 kV | 400V(3ph) & 230V(single ph) | LV | 50 kVA :Pole Substation | 0.05 | --> | 0.05 | 0 | 0 | Constrained,otherwise capacity available =50kVA. | --> | 0.047 | 0 | 0 | 0 | 0 | 0.049 | 0 |  | --> | C23 ex COLLEGE PARK | COLLEGE PARK: T101 | COLLEGE PARK |  | 53.4124 | -6.3429
MV/LV Substation HU***4298 | 20 kV | 400V(3ph) & 230V(single ph) | LV | 50 kVA :Pole Substation | 0.05 | --> | 0.05 | 0.05 | 1 |  | --> | 0.047 | 0 | 0 | 0 | 0 | 0.049 | 0 |  | --> | E19 ex SHILLELAGH | SHILLELAGH: T421∥T422 | CARLOW |  | 52.7205 | -6.5041
MV/LV Substation HU***4445 | 20 kV | 400V(3ph) & 230V(single ph) | LV | 200 kVA :Kiosk Substation | 0.2 | --> | 0.2 | 0 | 0 | Constrained,otherwise capacity available =189kVA. | --> | 0.19 | 0 | 0 | 0 | 0 | 0.201 | 0 |  | --> | E11 ex ACADEMY STREET | ACADEMY STREET: T421∥T422 | NAVAN |  | 53.538 | -6.597
MV/LV Substation HU***469X | 10 kV | 400V(3ph) & 230V(single ph) | LV | 50 kVA :Pole Substation | 0.05 | --> | 0.05 | 0.004 | 0.9 |  | --> | 0.047 | 0 | 0 | 0 | 0 | 0.056 | 0 |  | --> | C18 ex BALLYHALE | BALLYHALE: T42 | KILKENNY |  | 52.4524 | -7.2503
MV/LV Substation HU***577X | 20 kV | 400V(3ph) & 230V(single ph) | LV | 50 kVA :Pole Substation | 0.05 | --> | 0.05 | 0 | 0 | Constrained,otherwise capacity available =50kVA. | --> | 0.047 | 0 | 0 | 0 | 0 | 0.049 | 0 |  | --> | E14 ex COLLOONEY | COLLOONEY: T422 | SLIGO |  | 54.1361 | -8.6439
MV/LV Substation HU***621Z | 10 kV | 400V(3ph) & 230V(single ph) | LV | 400 kVA :Building Structure | 0.4 | --> | 0.4 | 0.155 | 1.1 |  | --> | 0.38 | 0 | 0 | 0 | 0.117 | 0 | 0 | Constrained,otherwise capacity available =314kW. | --> | C25 ex BALLYCOOLIN | BALLYCOOLIN: T43 | FINGLAS |  | 53.4044 | -6.3421
MV/LV Substation HU***625 | 20 kV | 400V(3ph) & 230V(single ph) | LV | 100 kVA :Pole Substation | 0.1 | --> | 0.1 | 0.067 | 3.3 |  | --> | 0.095 | 0 | 0 | 0 | 0 | 0.104 | 0 |  | --> | E18 ex BIRDHILL | BIRDHILL: T422 | ARDNACRUSHA |  | 52.7035 | -8.4945
MV/LV Substation HU***627X | 10 kV | 400V(3ph) & 230V(single ph) | LV | 400 kVA :Kiosk Substation | 0.4 | --> | 0.4 | 0 | 0 | Constrained,otherwise capacity available =182kVA. | --> | 0.38 | 0 | 0 | 0 | 0.012 | 0.42 | 0 |  | --> | C18 ex BALGADDY | BALGADDY: T42 | GRANGE CASTLE |  | 53.3483 | -6.4197
MV/LV Substation HU***652 | 10 kV | 400V(3ph) & 230V(single ph) | LV | 630 kVA :Building Structure | 0.63 | --> | 0.63 | 0.299 | 3.7 |  | --> | 0.598 | 0 | 0 | 0 | 0.009 | 0.5 | 0 |  | --> | C20 ex MERRION SQUARE | MERRION SQUARE: T42 | RINGSEND |  | 53.3376 | -6.2559
MV/LV Substation HU***653 | 10 kV | 400V(3ph) & 230V(single ph) | LV | 200 kVA :Kiosk Substation | 0.2 | --> | 0.2 | 0.049 | 2.6 |  | --> | 0.19 | 0 | 0 | 0 | 0.007 | 0.215 | 0 |  | --> | C21 ex SALLYNOGGIN ROAD | SALLYNOGGIN ROAD: T41 | CHERRYWOOD |  | 53.2856 | -6.1229
MV/LV Substation HU***748X | 10 kV | 400V(3ph) & 230V(single ph) | LV | 400 kVA :Kiosk Substation | 0.4 | --> | 0.4 | 0.371 | 3.4 |  | --> | 0.38 | 0 | 0 | 0 | 0 | 0.403 | 0 |  | --> | C15 ex STICKILLEN | STICKILLEN: T41∥T42 | DRYBRIDGE |  | 53.8264 | -6.5321
MV/LV Substation HU***750Y | 10 kV | 400V(3ph) & 230V(single ph) | LV | 50 kVA :Pole Substation | 0.05 | --> | 0.05 | 0.049 | 0.9 |  | --> | 0.047 | 0 | 0 | 0 | 0.003 | 0.046 | 0 |  | --> | C18 ex BALLYHALE | BALLYHALE: T42 | KILKENNY |  | 52.47 | -7.2648
MV/LV Substation HU***797Z | 20 kV | 400V(3ph) & 230V(single ph) | LV | 200 kVA :Kiosk Substation | 0.2 | --> | 0.2 | 0 | 0 | Constrained,otherwise capacity available =198kVA. | --> | 0.19 | 0 | 0 | 0 | 0 | 0.2 | 0 |  | --> | E17 ex BALTINGLASS | BALTINGLASS: T421∥T422 | STRATFORD |  | 52.9059 | -6.6078
MV/LV Substation HU***814 | 10 kV | 400V(3ph) & 230V(single ph) | LV | 50 kVA :Pole Substation | 0.05 | --> | 0.05 | 0.043 | 9.8 |  | --> | 0.047 | 0 | 0 | 0 | 0 | 0.05 | 0 |  | --> | C14 ex KILCOOLE | KILCOOLE: T41∥T42 | FASSAROE |  | 53.1132 | -6.0836
MV/LV Substation HU***819Z | 10 kV | 400V(3ph) & 230V(single ph) | LV | 400 kVA :Kiosk Substation | 0.4 | --> | 0.4 | 0.328 | 1.5 |  | --> | 0.38 | 0 | 0 | 0 | 0.004 | 0.406 | 0 |  | --> | C11 ex SALLINS | SALLINS: T41 | GRIFFINRATH |  | 53.2443 | -6.6686
MV/LV Substation HU***918 | 10 kV | 400V(3ph) & 230V(single ph) | LV | 50 kVA :Pole Substation | 0.05 | --> | 0.05 | 0.041 | 2.6 |  | --> | 0.047 | 0 | 0 | 0 | 0 | 0.05 | 0 |  | --> | C18 ex GURTEEN | GURTEEN: T41 | TONROE |  | 53.9855 | -8.4776
MV/LV Substation HU***921 | 20 kV | 400V(3ph) & 230V(single ph) | LV | 400 kVA :Kiosk Substation | 0.4 | --> | 0.4 | 0 | 0 | Constrained,otherwise capacity available =379kVA. | --> | 0.38 | 0 | 0 | 0 | 0 | 0.403 | 0 |  | --> | E17 ex BALTINGLASS | BALTINGLASS: T421∥T422 | STRATFORD |  | 52.9151 | -6.606
MV/LV Substation HU***960X | 10 kV | 400V(3ph) & 230V(single ph) | LV | 630 kVA :Kiosk Substation | 0.63 | --> | 0.63 | 0 | 0 | Constrained,otherwise capacity available =389kVA. | --> | 0.598 | 0 | 0 | 0 | 0.028 | 0.5 | 0 |  | --> | C22 ex OLDBAWN | OLDBAWN: T42 | COOKSTOWN |  | 53.2715 | -6.3311
MV/LV Substation HU***961X | 10 kV | 400V(3ph) & 230V(single ph) | LV | 200 kVA :Kiosk Substation | 0.2 | --> | 0.2 | 0 | 0 | Constrained,otherwise capacity available =155kVA. | --> | 0.19 | 0 | 0 | 0 | 0 | 0.207 | 0 |  | --> | C22 ex OLDBAWN | OLDBAWN: T42 | COOKSTOWN |  | 53.2719 | -6.3336
MV/LV Substation HU***962X | 10 kV | 400V(3ph) & 230V(single ph) | LV | 400 kVA :Kiosk Substation | 0.4 | --> | 0.4 | 0 | 0 | Constrained,otherwise capacity available =375kVA. | --> | 0.38 | 0 | 0 | 0 | 0 | 0.403 | 0 |  | --> | C22 ex OLDBAWN | OLDBAWN: T42 | COOKSTOWN |  | 53.2704 | -6.3322
MV/LV Substation HU***965 | 10 kV | 400V(3ph) & 230V(single ph) | LV | 200 kVA :Pole Substation | 0.2 | --> | 0.2 | 0.19 | 2.7 |  | --> | 0.19 | 0 | 0 | 0 | 0.019 | 0.181 | 0 |  | --> | C21 ex CASTLEBLAYNEY | CASTLEBLAYNEY: T41 | DUNDALK |  | 54.1281 | -6.7531
MV/LV Substation HU***966 | 10 kV | 400V(3ph) & 230V(single ph) | LV | 400 kVA :Kiosk Substation | 0.4 | --> | 0.4 | 0 | 0 | Constrained,otherwise capacity available =237kVA. | --> | 0.38 | 0 | 0 | 0 | 0.002 | 0.422 | 0 |  | --> | C17 ex POLLERTON | POLLERTON: T41 | CARLOW |  | 52.8405 | -6.9288
MV/LV Substation HX***727 | 10 kV | 400V(3ph) & 230V(single ph) | LV | 630 kVA :Building Structure | 0.63 | --> | 0.63 | 0.5 | 8.7 |  | --> | 0.598 | 0 | 0 | 0 | 0.001 | 0.5 | 0 |  | --> | C12 ex HAROLDS CROSS | HAROLDS CROSS: T102 | POOLBEG |  | 53.3235 | -6.278
MV/LV Substation HY***001 | 20 kV | 400V(3ph) & 230V(single ph) | LV | 200 kVA :Pole Substation | 0.2 | --> | 0.2 | 0.098 | 4.4 |  | --> | 0.19 | 0 | 0 | 0 | 0.01 | 0.204 | 0 |  | --> | E17 ex MOHILL | MOHILL: T421∥T422 | CARRICK ON SHANNON |  | 53.9199 | -7.8646
MV/LV Substation HY***011X | 20 kV | 400V(3ph) & 230V(single ph) | LV | 200 kVA :Pole Substation | 0.2 | --> | 0.2 | 0 | 0 | Constrained,otherwise capacity available =97kVA. | --> | 0.19 | 0 | 0 | 0 | 0 | 0.215 | 0 |  | --> | C14 ex MILFORD (NR) | MILFORD (NR): T41∥T42 | LETTERKENNY |  | 55.2256 | -7.7011
MV/LV Substation HY***012 | 20 kV | 400V(3ph) & 230V(single ph) | LV | 400 kVA :Kiosk Substation | 0.4 | --> | 0.4 | 0 | 0 | Constrained,otherwise capacity available =250kVA. | --> | 0.38 | 0 | 0 | 0 | 0.029 | 0.392 | 0 |  | --> | C19 ex ENNISTYMON | ENNISTYMON: T41∥T42 | ENNIS |  | 53.0271 | -9.2907
MV/LV Substation HY***051Y | 20 kV | 400V(3ph) & 230V(single ph) | LV | 50 kVA :Pole Substation | 0.05 | --> | 0.05 | 0 | 0 | Constrained,otherwise capacity available =40kVA. | --> | 0.047 | 0 | 0 | 0 | 0 | 0.051 | 0 |  | --> | C11 ex KILDARE | KILDARE: T41∥T42 | NEWBRIDGE |  | 53.1465 | -7.0303
MV/LV Substation HY***069Y | 10 kV | 400V(3ph) & 230V(single ph) | LV | 50 kVA :Pole Substation | 0.05 | --> | 0.05 | 0.031 | 1.4 |  | --> | 0.047 | 0 | 0 | 0 | 0 | 0.051 | 0 |  | --> | C13 ex ROSCOMMON | ROSCOMMON: T41 | LANESBORO |  | 53.6238 | -8.1808
MV/LV Substation HY***075Y | 10 kV | 400V(3ph) & 230V(single ph) | LV | 100 kVA :Pole Substation | 0.1 | --> | 0.1 | 0.068 | 1.4 |  | --> | 0.095 | 0 | 0 | 0 | 0.003 | 0.101 | 0 |  | --> | C13 ex ROSCOMMON | ROSCOMMON: T41 | LANESBORO |  | 53.6221 | -8.1817
MV/LV Substation HY***079 | 10 kV | 400V(3ph) & 230V(single ph) | LV | 200 kVA :Kiosk Substation | 0.2 | --> | 0.2 | 0.134 | 2.8 |  | --> | 0.19 | 0 | 0 | 0 | 0.007 | 0.202 | 0 |  | --> | C12 ex COES ROAD | COES ROAD: T41∥T42 | DUNDALK |  | 54.0039 | -6.3816
MV/LV Substation HY***089X | 10 kV | 400V(3ph) & 230V(single ph) | LV | 1000 kVA :Building Structure | 1 | --> | 1 | 0 | 0 | Constrained,otherwise capacity available =500kVA. | --> | 0.95 | 0 | 0 | 0 | 0.003 | 0.5 | 0 |  | --> | C37 ex INCHICORE CENTRAL | INCHICORE CENTRAL: T45 | INCHICORE 220KV |  | 53.3387 | -6.3053
MV/LV Substation HY***092X | 20 kV | 400V(3ph) & 230V(single ph) | LV | 630 kVA :Building Structure | 0.63 | --> | 0.63 | 0 | 0 | Constrained,otherwise capacity available =500kVA. | --> | 0.598 | 0 | 0 | 0 | 0 | 0.5 | 0 |  | --> | C14 ex MILFORD (NR) | MILFORD (NR): T41∥T42 | LETTERKENNY |  | 55.2623 | -7.6917
MV/LV Substation HY***152 | 10 kV | 400V(3ph) & 230V(single ph) | LV | 400 kVA :Kiosk Substation | 0.4 | --> | 0.4 | 0.313 | 3.4 |  | --> | 0.38 | 0 | 0 | 0 | 0.007 | 0.406 | 0 |  | --> | C18 ex MAYFIELD | MAYFIELD: T42 | KILBARRY |  | 51.9052 | -8.445
MV/LV Substation HY***163 | 10 kV | 400V(3ph) & 230V(single ph) | LV | 630 kVA :Building Structure | 0.63 | --> | 0.63 | 0 | 0 | Constrained,otherwise capacity available =406kVA. | --> | 0.598 | 0 | 0 | 0 | 0.027 | 0.5 | 0 |  | --> | C11 ex POLLERTON | POLLERTON: T41 | CARLOW |  | 52.8413 | -6.9073
MV/LV Substation HY***199 | 10 kV | 400V(3ph) & 230V(single ph) | LV | 400 kVA :Kiosk Substation | 0.4 | --> | 0.4 | 0 | 0 | Constrained,otherwise capacity available =204kVA. | --> | 0.38 | 0 | 0 | 0 | 0.003 | 0.426 | 0 |  | --> | C13 ex GARRYOWEN | GARRYOWEN: T41 | LIMERICK |  | 52.6563 | -8.6251
MV/LV Substation HY***204X | 10 kV | 400V(3ph) & 230V(single ph) | LV | 200 kVA :Kiosk Substation | 0.2 | --> | 0.2 | 0.162 | 2.8 |  | --> | 0.19 | 0 | 0 | 0 | 0.003 | 0.202 | 0 |  | --> | C12 ex COES ROAD | COES ROAD: T41∥T42 | DUNDALK |  | 54.0042 | -6.3838
MV/LV Substation HY***234 | 10 kV | 400V(3ph) & 230V(single ph) | LV | 400 kVA :Kiosk Substation | 0.4 | --> | 0.4 | 0.277 | 2.6 |  | --> | 0.38 | 0 | 0 | 0 | 0.028 | 0.389 | 0 |  | --> | C23 ex SALLYNOGGIN ROAD | SALLYNOGGIN ROAD: T41 | CHERRYWOOD |  | 53.2812 | -6.11
MV/LV Substation HY***239 | 10 kV | 400V(3ph) & 230V(single ph) | LV | 400 kVA :Kiosk Substation | 0.4 | --> | 0.4 | 0 | 0 | Constrained,otherwise capacity available =278kVA. | --> | 0.38 | 0 | 0 | 0 | 0.01 | 0.408 | 0 |  | --> | C11 ex GARRYOWEN | GARRYOWEN: T41 | LIMERICK |  | 52.6486 | -8.6297
MV/LV Substation HY***288 | 10 kV | 400V(3ph) & 230V(single ph) | LV | 400 kVA :Kiosk Substation | 0.4 | --> | 0.4 | 0.218 | 2.3 |  | --> | 0.38 | 0 | 0 | 0 | 0.024 | 0.402 | 0 |  | --> | C18 ex MOUNT MERRION | MOUNT MERRION: T42 | CARRICKMINES |  | 53.2992 | -6.1925
MV/LV Substation HY***311X | 10 kV | 400V(3ph) & 230V(single ph) | LV | 400 kVA :Kiosk Substation | 0.4 | --> | 0.4 | 0 | 0 | Constrained,otherwise capacity available =307kVA. | --> | 0.38 | 0 | 0 | 0 | 0.017 | 0.396 | 0 |  | --> | C24 ex ATHLONE | ATHLONE: T41 | ATHLONE |  | 53.4186 | -7.9796
MV/LV Substation HY***345X | 10 kV | 400V(3ph) & 230V(single ph) | LV | 400 kVA :Building Structure | 0.4 | --> | 0.4 | 0.246 | 1.2 |  | --> | 0.38 | 0 | 0 | 0 | 0 | 0.423 | 0 |  | --> | C17 ex TRIMMS LANE | TRIMMS LANE: T41 | SALTHILL |  | 53.2713 | -9.0511
MV/LV Substation HY***4007 | 20 kV | 400V(3ph) & 230V(single ph) | LV | 100 kVA :Pole Substation | 0.1 | --> | 0.1 | 0.1 | 0.5 |  | --> | 0.095 | 0 | 0 | 0 | 0 | 0.1 | 0 |  | --> | C12 ex BALBRIGGAN | BALBRIGGAN: T42 | GLASMORE |  | 53.5763 | -6.2823
MV/LV Substation HY***449X | 20 kV | 400V(3ph) & 230V(single ph) | LV | 50 kVA :Pole Substation | 0.05 | --> | 0.05 | 0 | 0 | Constrained,otherwise capacity available =15kVA. | --> | 0.047 | 0 | 0 | 0 | 0 | 0.054 | 0 |  | --> | E30 ex LOUGHREA | LOUGHREA: T41∥T42 | SOMERSET |  | 53.2077 | -8.6005
MV/LV Substation HY***496 | 10 kV | 400V(3ph) & 230V(single ph) | LV | 200 kVA :Pole Substation | 0.2 | --> | 0.2 | 0 | 0 | Constrained,otherwise capacity available =200kVA. | --> | 0.19 | 0 | 0 | 0 | 0 | 0 | 0 | Constrained,otherwise capacity available =200kW. | --> | C22 ex PORTLAOISE | PORTLAOISE: T42 | PORTLAOISE |  | 53.1103 | -7.1389
MV/LV Substation HY***502 | 20 kV | 400V(3ph) & 230V(single ph) | LV | 400 kVA :Building Structure | 0.4 | --> | 0.4 | 0 | 0 | Constrained,otherwise capacity available =298kVA. | --> | 0.38 | 0 | 0 | 0 | 0.013 | 0.401 | 0 |  | --> | C12 ex SPIDDAL | SPIDDAL: T42 | SCREEB |  | 53.2452 | -9.3903
MV/LV Substation HY***546X | 20 kV | 400V(3ph) & 230V(single ph) | LV | 100 kVA :Pole Substation | 0.1 | --> | 0.1 | 0 | 0 | Constrained,otherwise capacity available =100kVA. | --> | 0.095 | 0 | 0 | 0 | 0 | 0.1 | 0 |  | --> | E13 ex BALLINROBE | BALLINROBE: T421∥T422 | DALTON |  | 53.6273 | -9.2438
MV/LV Substation HY***662X | 10 kV | 400V(3ph) & 230V(single ph) | LV | 400 kVA :Building Structure | 0.4 | --> | 0.4 | 0.155 | 3.3 |  | --> | 0.38 | 0 | 0 | 0 | 0.003 | 0.434 | 0 |  | --> | C20 ex WATERFORD | WATERFORD: T42 | WATERFORD |  | 52.2605 | -7.1215
MV/LV Substation HY***680 | 20 kV | 400V(3ph) & 230V(single ph) | LV | 100 kVA :Pole Substation | 0.1 | --> | 0.1 | 0.054 | 3.6 |  | --> | 0.095 | 0 | 0 | 0 | 0 | 0.106 | 0 |  | --> | E16 ex JENKINSTOWN | JENKINSTOWN: T421∥T422 | DUNDALK |  | 54.0117 | -6.3008
MV/LV Substation HY***684 | 10 kV | 400V(3ph) & 230V(single ph) | LV | 200 kVA :Pole Substation | 0.2 | --> | 0.2 | 0.187 | 2.4 |  | --> | 0.19 | 0 | 0 | 0 | 0 | 0.201 | 0 |  | --> | C23 ex TINAHASK | TINAHASK: T41∥T42 | ARKLOW |  | 52.7338 | -6.2111
MV/LV Substation HY***727X | 10 kV | 400V(3ph) & 230V(single ph) | LV | 630 kVA :Building Structure | 0.63 | --> | 0.63 | 0 | 0 | Constrained,otherwise capacity available =495kVA. | --> | 0.598 | 0 | 0 | 0 | 0 | 0.5 | 0 |  | --> | C37 ex INCHICORE CENTRAL | INCHICORE CENTRAL: T45 | INCHICORE 220KV |  | 53.3394 | -6.3037
MV/LV Substation HY***740Y | 10 kV | 400V(3ph) & 230V(single ph) | LV | 50 kVA :Pole Substation | 0.05 | --> | 0.05 | 0.041 | 5.8 |  | --> | 0.047 | 0 | 0 | 0 | 0 | 0.05 | 0 |  | --> | C22 ex CLOON | CLOON: T42 | CLOON |  | 53.5003 | -8.8452
MV/LV Substation HY***763 | 10 kV | 400V(3ph) & 230V(single ph) | LV | 100 kVA :Pole Substation | 0.1 | --> | 0.1 | 0.004 | 5.5 |  | --> | 0.095 | 0 | 0 | 0 | 0.078 | 0.031 | 0 |  | --> | C16 ex LOUGHSHINNY | LOUGHSHINNY: T42 | GLASMORE |  | 53.5727 | -6.2068
MV/LV Substation HY***841X | 10 kV | 400V(3ph) & 230V(single ph) | LV | 200 kVA :Kiosk Substation | 0.2 | --> | 0.2 | 0.12 | 3.7 |  | --> | 0.19 | 0 | 0 | 0 | 0 | 0.212 | 0 |  | --> | C12 ex BALLINASLOE | BALLINASLOE: T41∥T42 | SOMERSET |  | 53.326 | -8.2263
MV/LV Substation HY***893 | 10 kV | 400V(3ph) & 230V(single ph) | LV | 50 kVA :Pole Substation | 0.05 | --> | 0.05 | 0.049 | 5.5 |  | --> | 0.047 | 0 | 0 | 0 | 0.003 | 0.046 | 0 |  | --> | C16 ex LOUGHSHINNY | LOUGHSHINNY: T42 | GLASMORE |  | 53.5732 | -6.2004
MV/LV Substation HY***905 | 10 kV | 400V(3ph) & 230V(single ph) | LV | 50 kVA :Pole Substation | 0.05 | --> | 0.05 | 0.048 | 5.5 |  | --> | 0.047 | 0 | 0 | 0 | 0.004 | 0.045 | 0 |  | --> | C16 ex LOUGHSHINNY | LOUGHSHINNY: T42 | GLASMORE |  | 53.5757 | -6.1987
MV/LV Substation HY***913X | 20 kV | 400V(3ph) & 230V(single ph) | LV | 100 kVA :Pole Substation | 0.1 | --> | 0.1 | 0 | 0 | Constrained,otherwise capacity available =100kVA. | --> | 0.095 | 0 | 0 | 0 | 0.046 | 0.051 | 0 |  | --> | E19 ex EDENDERRY | EDENDERRY: T421∥T422 | BLAKE |  | 53.4979 | -7.1096
MV/LV Substation HY***939 | 20 kV | 400V(3ph) & 230V(single ph) | LV | 200 kVA :Pole Substation | 0.2 | --> | 0.2 | 0.072 | 1.9 |  | --> | 0.19 | 0 | 0 | 0 | 0 | 0 | 0 | Constrained,otherwise capacity available =214kW. | --> | E15 ex GWEEDORE | GWEEDORE: T421 | ARDNAGAPPARY |  | 55.0806 | -8.099
MV/LV Substation HY***940 | 20 kV | 400V(3ph) & 230V(single ph) | LV | 50 kVA :Pole Substation | 0.05 | --> | 0.05 | 0.05 | 1.9 |  | --> | 0.047 | 0 | 0 | 0 | 0 | 0 | 0 | Constrained,otherwise capacity available =49kW. | --> | E15 ex GWEEDORE | GWEEDORE: T421 | ARDNAGAPPARY |  | 55.0733 | -8.0959
MV/LV Substation I ***001 | 10 kV | 400V(3ph) & 230V(single ph) | LV | 200 kVA :Pole Substation | 0.2 | --> | 0.2 | 0.103 | 4.6 |  | --> | 0.19 | 0 | 0 | 0 | 0.055 | 0.156 | 0 |  | --> | C15 ex BALLYRAINE | BALLYRAINE: T41∥T42 | LETTERKENNY |  | 54.9525 | -7.7236
MV/LV Substation I ***047 | 10 kV | 400V(3ph) & 230V(single ph) | LV | 400 kVA :Building Structure | 0.4 | --> | 0.4 | 0.331 | 4.6 |  | --> | 0.38 | 0 | 0 | 0 | 0 | 0.41 | 0 |  | --> | C12 ex BALLYRAINE | BALLYRAINE: T41∥T42 | LETTERKENNY |  | 54.9564 | -7.7059
MV/LV Substation I ***058 | 10 kV | 400V(3ph) & 230V(single ph) | LV | 200 kVA :Pole Substation | 0.2 | --> | 0.2 | 0.148 | 8.9 |  | --> | 0.19 | 0 | 0 | 0 | 0 | 0.207 | 0 |  | --> | C12 ex CARROWBEG | CARROWBEG: T41∥T42 | CARROWBEG |  | 53.8053 | -9.5075
MV/LV Substation I ***064 | 10 kV | 400V(3ph) & 230V(single ph) | LV | 200 kVA :Kiosk Substation | 0.2 | --> | 0.2 | 0.184 | 3.1 |  | --> | 0.19 | 0 | 0 | 0 | 0 | 0.202 | 0 |  | --> | C13 ex ERRIGAL | ERRIGAL: T41 | SHANKILL |  | 54.0671 | -7.0944
MV/LV Substation I ***083 | 10 kV | 400V(3ph) & 230V(single ph) | LV | 200 kVA :Pole Substation | 0.2 | --> | 0.2 | 0.04 | 0 | Constrained,otherwise capacity available =199kVA. | --> | 0.19 | 0 | 0 | 0 | 0 | 0.2 | 0 |  | --> | C17 ex GRAIGUENAMANAGH | GRAIGUENAMANAGH: T41∥T42 | KILKENNY |  | 52.5523 | -6.9591
MV/LV Substation I ***105 | 20 kV | 400V(3ph) & 230V(single ph) | LV | 100 kVA :Pole Substation | 0.1 | --> | 0.1 | 0.074 | 4.3 |  | --> | 0.095 | 0 | 0 | 0 | 0.007 | 0 | 0 | Constrained,otherwise capacity available =96kW. | --> | E14 ex MOVILLE | MOVILLE: T421∥T422 | TRILLICK |  | 55.1906 | -7.049
MV/LV Substation I ***176 | 10 kV | 400V(3ph) & 230V(single ph) | LV | 630 kVA :Building Structure | 0.63 | --> | 0.63 | 0 | 0 | Constrained,otherwise capacity available =500kVA. | --> | 0.598 | 0 | 0 | 0 | 0 | 0.5 | 0 |  | --> | C20 ex GARRYOWEN | GARRYOWEN: T42 | LIMERICK |  | 52.6481 | -8.613
MV/LV Substation I ***253 | 10 kV | 400V(3ph) & 230V(single ph) | LV | 200 kVA :Building Structure | 0.2 | --> | 0.2 | 0 | 3.2 |  | --> | 0.19 | 0 | 0 | 0 | 0 | 0.251 | 0 |  | --> | C15 ex BOYLE | BOYLE: T41∥T42 | CARRICK ON SHANNON |  | 53.9758 | -8.2955
MV/LV Substation I ***302X | 20 kV | 400V(3ph) & 230V(single ph) | LV | 100 kVA :Pole Substation | 0.1 | --> | 0.1 | 0.094 | 0.9 |  | --> | 0.095 | 0 | 0 | 0 | 0 | 0.1 | 0 |  | --> | C16 ex CARRAROE | CARRAROE: T42 | SCREEB |  | 53.0863 | -9.5829
MV/LV Substation I ***311 | 10 kV | 400V(3ph) & 230V(single ph) | LV | 400 kVA :Kiosk Substation | 0.4 | --> | 0.4 | 0 | 0 | Constrained,otherwise capacity available =251kVA. | --> | 0.38 | 0 | 0 | 0 | 0 | 0.422 | 0 |  | --> | C17 ex OUGHTERARD | OUGHTERARD: T41∥T42 | GALWAY 110KV |  | 53.4202 | -9.2975
MV/LV Substation I ***345 | 10 kV | 400V(3ph) & 230V(single ph) | LV | 200 kVA :Building Structure | 0.2 | --> | 0.2 | 0.073 | 0.1 | Constrained,otherwise capacity available =124kVA. | --> | 0.19 | 0 | 0 | 0 | 0 | 0.211 | 0 |  | --> | C25 ex SRAH | SRAH: T43 | THORNSBERRY |  | 53.2799 | -7.5065
MV/LV Substation I ***447 | 20 kV | 400V(3ph) & 230V(single ph) | LV | 200 kVA :Pole Substation | 0.2 | --> | 0.2 | 0 | 0 | Constrained,otherwise capacity available =168kVA. | --> | 0.19 | 0 | 0 | 0 | 0.003 | 0 | 0 | Constrained,otherwise capacity available =201kW. | --> | E12 ex KILLYBEGS | KILLYBEGS: | N/A |  | 54.6334 | -8.3509
MV/LV Substation I ***482Y | 20 kV | 400V(3ph) & 230V(single ph) | LV | 400 kVA :Building Structure | 0.4 | --> | 0.4 | 0 | 0 | Constrained,otherwise capacity available =254kVA. | --> | 0.38 | 0 | 0 | 0 | 0.004 | 0.418 | 0 |  | --> | E16 ex CREAGH | CREAGH: T421∥T422 | ATHLONE |  | 53.335 | -8.2027
MV/LV Substation I ***532X | 10 kV | 400V(3ph) & 230V(single ph) | LV | 630 kVA :Kiosk Substation | 0.63 | --> | 0.63 | 0 | 0 | Constrained,otherwise capacity available =500kVA. | --> | 0.598 | 0 | 0 | 0 | 0 | 0.5 | 0 |  | --> | C14 ex GARDEN CITY | GARDEN CITY: T41∥T42 | ARKLOW |  | 52.6751 | -6.2821
MV/LV Substation I ***553X | 10 kV | 400V(3ph) & 230V(single ph) | LV | 630 kVA :Building Structure | 0.63 | --> | 0.63 | 0.472 | 5.8 |  | --> | 0.598 | 0 | 0 | 0 | 0 | 0.5 | 0 |  | --> | C19 ex WHITESTOWN | WHITESTOWN: T41 | COOKSTOWN |  | 53.2825 | -6.3828
MV/LV Substation I ***724X | 20 kV | 400V(3ph) & 230V(single ph) | LV | 200 kVA :Pole Substation | 0.2 | --> | 0.2 | 0 | 0 | Constrained,otherwise capacity available =149kVA. | --> | 0.19 | 0 | 0 | 0 | 0 | 0 | 0 | Constrained,otherwise capacity available =207kW. | --> | E18 ex BIRR | BIRR: T422 | DALLOW |  | 53.0929 | -7.8932
MV/LV Substation I ***801 | 20 kV | 400V(3ph) & 230V(single ph) | LV | 200 kVA :Pole Substation | 0.2 | --> | 0.2 | 0.168 | 2.2 |  | --> | 0.19 | 0 | 0 | 0 | 0 | 0 | 0 | Constrained,otherwise capacity available =204kW. | --> | E17 ex BALLYMACARRY | BALLYMACARRY: T421 | TRILLICK |  | 55.1093 | -7.4656
MV/LV Substation I ***839 | 10 kV | 400V(3ph) & 230V(single ph) | LV | 200 kVA :Pole Substation | 0.2 | --> | 0.2 | 0 | 0 | Constrained,otherwise capacity available =128kVA. | --> | 0.19 | 0 | 0 | 0 | 0 | 0.21 | 0 |  | --> | C17 ex BALLYHAUNIS | BALLYHAUNIS: T41∥T42 | DALTON |  | 53.7664 | -8.7784
MV/LV Substation I ***839 | 10 kV | 400V(3ph) & 230V(single ph) | LV | 200 kVA :Pole Substation | 0.2 | --> | 0.2 | 0 | 0 | Constrained,otherwise capacity available =64kVA. | --> | 0.19 | 0 | 0 | 0 | 0.003 | 0 | 0 | Constrained,otherwise capacity available =217kW. | --> | C13 ex DONEGAL | DONEGAL: T41∥T42 | CATHALEENS FALL |  | 54.6414 | -8.1149
MV/LV Substation I ***901 | 10 kV | 400V(3ph) & 230V(single ph) | LV | 200 kVA :Building Structure | 0.2 | --> | 0.2 | 0 | 0 | Constrained,otherwise capacity available =193kVA. | --> | 0.19 | 0 | 0 | 0 | 0 | 0.2 | 0 |  | --> | C19 ex RECESS | RECESS: T41 | GALWAY 110KV |  | 53.3916 | -9.9162
MV/LV Substation I ***954X | 10 kV | 400V(3ph) & 230V(single ph) | LV | 400 kVA :Building Structure | 0.4 | --> | 0.4 | 0.334 | 1.2 |  | --> | 0.38 | 0 | 0 | 0 | 0 | 0 | 0 | Constrained,otherwise capacity available =410kW. | --> | C15 ex ROSBERCON | ROSBERCON: T42 | WATERFORD |  | 52.3855 | -6.9642
MV/LV Substation I.***078 | 20 kV | 400V(3ph) & 230V(single ph) | LV | 100 kVA :Pole Substation | 0.1 | --> | 0.1 | 0.044 | 4.1 |  | --> | 0.095 | 0 | 0 | 0 | 0.015 | 0 | 0 | Constrained,otherwise capacity available =92kW. | --> | E17 ex CHARLEVILLE | CHARLEVILLE: T422 | CHARLEVILLE |  | 52.3592 | -8.6696
MV/LV Substation I.***108X | 10 kV | 400V(3ph) & 230V(single ph) | LV | 200 kVA :Building Structure | 0.2 | --> | 0.2 | 0.2 | 8.9 |  | --> | 0.19 | 0 | 0 | 0 | 0 | 0.2 | 0 |  | --> | C17 ex SINGLAND | SINGLAND: T101 | SINGLAND |  | 52.6736 | -8.5786
MV/LV Substation I.***130Y | 10 kV | 400V(3ph) & 230V(single ph) | LV | 400 kVA :Building Structure | 0.4 | --> | 0.4 | 0.295 | 4.2 |  | --> | 0.38 | 0 | 0 | 0 | 0 | 0.416 | 0 |  | --> | C15 ex MARSHES | MARSHES: T41 | DUNDALK |  | 53.9796 | -6.3862
MV/LV Substation I.***147 | 10 kV | 400V(3ph) & 230V(single ph) | LV | 1000 kVA :Building Structure | 1 | --> | 1 | 0.5 | 1.1 |  | --> | 0.95 | 0 | 0 | 0 | 0.004 | 0.5 | 0 |  | --> | C21 ex BREWERY ROAD | BREWERY ROAD: T41 | CARRICKMINES |  | 53.2758 | -6.2304
MV/LV Substation I.***148Z | 10 kV | 400V(3ph) & 230V(single ph) | LV | 200 kVA :Kiosk Substation | 0.2 | --> | 0.2 | 0 | 0 | Constrained,otherwise capacity available =160kVA. | --> | 0.19 | 0 | 0 | 0 | 0 | 0 | 0 | Constrained,otherwise capacity available =206kW. | --> | C26 ex BALLYCOOLIN | BALLYCOOLIN: T42 | FINGLAS |  | 53.4028 | -6.377
MV/LV Substation I.***184 | 10 kV | 400V(3ph) & 230V(single ph) | LV | 400 kVA :Kiosk Substation | 0.4 | --> | 0.4 | 0.209 | 2.4 |  | --> | 0.38 | 0 | 0 | 0 | 0.024 | 0.404 | 0 |  | --> | C12 ex DUNDRUM | DUNDRUM: T42 | BLACKROCK |  | 53.2948 | -6.2324
MV/LV Substation I.***195 | 10 kV | 400V(3ph) & 230V(single ph) | LV | 630 kVA :Building Structure | 0.63 | --> | 0.63 | 0.5 | 0.9 |  | --> | 0.598 | 0 | 0 | 0 | 0 | 0.5 | 0 |  | --> | C20 ex RATHMULLAN | RATHMULLAN: T42 | DRYBRIDGE |  | 53.7036 | -6.3657
MV/LV Substation I.***240X | 10 kV | 400V(3ph) & 230V(single ph) | LV | 400 kVA :Kiosk Substation | 0.4 | --> | 0.4 | 0 | 0 | Constrained,otherwise capacity available =373kVA. | --> | 0.38 | 0 | 0 | 0 | 0 | 0.403 | 0 |  | --> | C21 ex POPPINTREE | POPPINTREE: T101 | FINGLAS |  | 53.4023 | -6.285
MV/LV Substation I.***256X | 10 kV | 400V(3ph) & 230V(single ph) | LV | 400 kVA :Kiosk Substation | 0.4 | --> | 0.4 | 0.4 | 0.6 |  | --> | 0.38 | 0 | 0 | 0 | 0 | 0 | 0 | Constrained,otherwise capacity available =400kW. | --> | C31 ex CLONSHAUGH | CLONSHAUGH: T41 | FINGLAS |  | 53.4015 | -6.2184
MV/LV Substation I.***348 | 10 kV | 400V(3ph) & 230V(single ph) | LV | 400 kVA :Building Structure | 0.4 | --> | 0.4 | 0.225 | 2.3 |  | --> | 0.38 | 0 | 0 | 0 | 0 | 0.427 | 0 |  | --> | C19 ex CENTRAL PARK | CENTRAL PARK: T101 | CARRICKMINES |  | 53.2714 | -6.1983
MV/LV Substation I.***4335 | 10 kV | 400V(3ph) & 230V(single ph) | LV | 400 kVA :Building Structure | 0.4 | --> | 0.4 | 0.4 | 8.4 |  | --> | 0.38 | 0 | 0 | 0 | 0 | 0.4 | 0 |  | --> | C22 ex KILLOTERAN | KILLOTERAN: T102 | KILLOTERAN |  | 52.244 | -7.1769
MV/LV Substation I.***563X | 20 kV | 400V(3ph) & 230V(single ph) | LV | 400 kVA :Kiosk Substation | 0.4 | --> | 0.4 | 0.267 | 2 |  | --> | 0.38 | 0 | 0 | 0 | 0 | 0.42 | 0 |  | --> | E12 ex BALLYCONNELL | BALLYCONNELL: T421∥T422 | GORTAWEE |  | 54.1142 | -7.5747
MV/LV Substation I.***579X | 10 kV | 400V(3ph) & 230V(single ph) | LV | 400 kVA :Building Structure | 0.4 | --> | 0.4 | 0.399 | 2 |  | --> | 0.38 | 0 | 0 | 0 | 0 | 0.4 | 0 |  | --> | C18 ex CARRICKMACROSS | CARRICKMACROSS: T42 | MEATH HILL |  | 53.9814 | -6.7204
MV/LV Substation I.***647Y | 10 kV | 400V(3ph) & 230V(single ph) | LV | 630 kVA :Building Structure | 0.63 | --> | 0.63 | 0.5 | 10.5 |  | --> | 0.598 | 0 | 0 | 0 | 0 | 0.5 | 0 |  | --> | C16 ex WATERFORD IND EST | WATERFORD IND EST: T42∥T44 | BUTLERSTOWN |  | 52.2463 | -7.145
MV/LV Substation I.***772X | 10 kV | 400V(3ph) & 230V(single ph) | LV | 200 kVA :Pole Substation | 0.2 | --> | 0.2 | 0.101 | 1 |  | --> | 0.19 | 0 | 0 | 0 | 0 | 0.214 | 0 |  | --> | C11 ex ABBEYLAND | ABBEYLAND: T41 | NAVAN |  | 53.6469 | -6.7067
MV/LV Substation I.***888 | 10 kV | 400V(3ph) & 230V(single ph) | LV | 400 kVA :Building Structure | 0.4 | --> | 0.4 | 0.362 | 12.5 |  | --> | 0.38 | 0 | 0 | 0 | 0 | 0.405 | 0 |  | --> | C33 ex BEDFORD ROW | BEDFORD ROW: T44 | FRANCIS STREET |  | 53.3465 | -6.2587
MV/LV Substation I.***903 | 10 kV | 400V(3ph) & 230V(single ph) | LV | 400 kVA :Building Structure | 0.4 | --> | 0.4 | 0.4 | 7 |  | --> | 0.38 | 0 | 0 | 0 | 0 | 0.4 | 0 |  | --> | C14 ex PEMBROKE | PEMBROKE: T41∥T43 | RINGSEND |  | 53.3381 | -6.2425
MV/LV Substation I.***958X | 10 kV | 400V(3ph) & 230V(single ph) | LV | 400 kVA :Building Structure | 0.4 | --> | 0.4 | 0.372 | 3.5 |  | --> | 0.38 | 0 | 0 | 0 | 0 | 0.403 | 0 |  | --> | C12 ex TELAYDON | TELAYDON: T42 | LISDRUM |  | 54.2642 | -6.9417
MV/LV Substation I.***981 | 10 kV | 400V(3ph) & 230V(single ph) | LV | 200 kVA :Pole Substation | 0.2 | --> | 0.2 | 0.194 | 1.2 |  | --> | 0.19 | 0 | 0 | 0 | 0 | 0.2 | 0 |  | --> | C15 ex SCREEB | SCREEB: T41 | SCREEB |  | 53.3493 | -9.6225
MV/LV Substation I/***253 | 20 kV | 400V(3ph) & 230V(single ph) | LV | 50 kVA :Pole Substation | 0.05 | --> | 0.05 | 0.04 | 1.5 |  | --> | 0.047 | 0 | 0 | 0 | 0 | 0.051 | 0 |  | --> | C21 ex TRAMORE | TRAMORE: T41 | BUTLERSTOWN |  | 52.1554 | -7.1963
MV/LV Substation I/***491 | 10 kV | 400V(3ph) & 230V(single ph) | LV | 400 kVA :Building Structure | 0.4 | --> | 0.4 | 0.24 | 2.2 |  | --> | 0.38 | 0 | 0 | 0 | 0.008 | 0 | 0 | Constrained,otherwise capacity available =416kW. | --> | E15 ex BALLYMACARRY | BALLYMACARRY: T421 | TRILLICK |  | 55.1245 | -7.4566
MV/LV Substation I/***640 | 20 kV | 400V(3ph) & 230V(single ph) | LV | 50 kVA :Pole Substation | 0.05 | --> | 0.05 | 0.045 | 1.5 |  | --> | 0.047 | 0 | 0 | 0 | 0 | 0.05 | 0 |  | --> | C21 ex TRAMORE | TRAMORE: T41 | BUTLERSTOWN |  | 52.1548 | -7.2026
MV/LV Substation IA***065X | 20 kV | 400V(3ph) & 230V(single ph) | LV | 50 kVA :Pole Substation | 0.05 | --> | 0.05 | 0.048 | 1 |  | --> | 0.047 | 0 | 0 | 0 | 0 | 0.049 | 0 |  | --> | E11 ex BALLYHALE | BALLYHALE: T421 | KILKENNY |  | 52.524 | -7.1482
MV/LV Substation IA***182 | 10 kV | 400V(3ph) & 230V(single ph) | LV | 630 kVA :Building Structure | 0.63 | --> | 0.63 | 0 | 0 | Constrained,otherwise capacity available =500kVA. | --> | 0.598 | 0 | 0 | 0 | 0 | 0.5 | 0 |  | --> | C11 ex NORTH QUAYS | NORTH QUAYS: T101 | POOLBEG |  | 53.3503 | -6.2061
MV/LV Substation IA***4032 | 20 kV | 400V(3ph) & 230V(single ph) | LV | 630 kVA :Building Structure | 0.63 | --> | 0.63 | 0 | 0 | Constrained,otherwise capacity available =500kVA. | --> | 0.598 | 0 | 0 | 0 | 0 | 0 | 0 | Constrained,otherwise capacity available =500kW. | --> | E18 ex KILLYBEGS | KILLYBEGS: | N/A |  | 54.6399 | -8.4355
MV/LV Substation IA***792 | 10 kV | 400V(3ph) & 230V(single ph) | LV | 200 kVA :Kiosk Substation | 0.2 | --> | 0.2 | 0.196 | 9.8 |  | --> | 0.19 | 0 | 0 | 0 | 0 | 0.2 | 0 |  | --> | C13 ex KILCOOLE | KILCOOLE: T41∥T42 | FASSAROE |  | 53.102 | -6.0696
MV/LV Substation IA***935Z | 10 kV | 400V(3ph) & 230V(single ph) | LV | 400 kVA :Kiosk Substation | 0.4 | --> | 0.4 | 0.327 | 9.1 |  | --> | 0.38 | 0 | 0 | 0 | 0 | 0.411 | 0 |  | --> | C22 ex TRABEG | TRABEG: T101 | TRABEG |  | 51.8442 | -8.4982
MV/LV Substation IA***955Y | 10 kV | 400V(3ph) & 230V(single ph) | LV | 100 kVA :Pole Substation | 0.1 | --> | 0.1 | 0.069 | 0.5 |  | --> | 0.095 | 0 | 0 | 0 | 0 | 0.104 | 0 |  | --> | C21 ex BALLINDERRY | BALLINDERRY: T41 | MULLINGAR |  | 53.5194 | -7.3575
MV/LV Substation IB***085Z | 10 kV | 400V(3ph) & 230V(single ph) | LV | 630 kVA :Building Structure | 0.63 | --> | 0.63 | 0 | 0 | Constrained,otherwise capacity available =500kVA. | --> | 0.598 | 0 | 0 | 0 | 0.007 | 0.5 | 0 |  | --> | C39 ex COLLEGE PARK | COLLEGE PARK: T103 | COLLEGE PARK |  | 53.4102 | -6.371
MV/LV Substation IB***4406 | 10 kV | 400V(3ph) & 230V(single ph) | LV | 50 kVA :Pole Substation | 0.05 | --> | 0.05 | 0.05 | 2.1 |  | --> | 0.047 | 0 | 0 | 0 | 0 | 0.049 | 0 |  | --> | C21 ex WATERFORD IND EST | WATERFORD IND EST: T41 | BUTLERSTOWN |  | 52.245 | -7.1319
MV/LV Substation IC***005 | 10 kV | 400V(3ph) & 230V(single ph) | LV | 400 kVA :Building Structure | 0.4 | --> | 0.4 | 0 | 0 | Constrained,otherwise capacity available =308kVA. | --> | 0.38 | 0 | 0 | 0 | 0.003 | 0.41 | 0 |  | --> | C15 ex CLONAKILTY | CLONAKILTY: T41∥T42 | DUNMANWAY |  | 51.6192 | -8.8961
MV/LV Substation IC***205Z | 20 kV | 400V(3ph) & 230V(single ph) | LV | 200 kVA :Building Structure | 0.2 | --> | 0.2 | 0.185 | 3.6 |  | --> | 0.19 | 0 | 0 | 0 | 0 | 0.202 | 0 |  | --> | E11 ex KILLINICK | KILLINICK: T421∥T422 | WEXFORD |  | 52.171 | -6.5887
MV/LV Substation IC***243 | 20 kV | 400V(3ph) & 230V(single ph) | LV | 400 kVA :Building Structure | 0.4 | --> | 0.4 | 0.315 | 4.3 |  | --> | 0.38 | 0 | 0 | 0 | 0.008 | 0 | 0 | Constrained,otherwise capacity available =404kW. | --> | E12 ex MOVILLE | MOVILLE: T421∥T422 | TRILLICK |  | 55.2018 | -6.9841
MV/LV Substation IC***272X | 10 kV | 400V(3ph) & 230V(single ph) | LV | 630 kVA :Building Structure | 0.63 | --> | 0.63 | 0.444 | 1.6 |  | --> | 0.598 | 0 | 0 | 0 | 0 | 0.5 | 0 |  | --> | C11 ex SUTTON | SUTTON: T41 | GRANGE (DR) |  | 53.3902 | -6.0711
MV/LV Substation IC***370X | 20 kV | 400V(3ph) & 230V(single ph) | LV | 400 kVA :Kiosk Substation | 0.4 | --> | 0.4 | 0.394 | 5.4 |  | --> | 0.38 | 0 | 0 | 0 | 0 | 0.4 | 0 |  | --> | E19 ex ARDNAREE | ARDNAREE: T421 | MOY |  | 54.127 | -9.1405
MV/LV Substation IC***4040 | 20 kV | 400V(3ph) & 230V(single ph) | LV | 50 kVA :Pole Substation | 0.05 | --> | 0.05 | 0.047 | 1.5 |  | --> | 0.047 | 0 | 0 | 0 | 0 | 0.049 | 0 |  | --> | C21 ex TRAMORE | TRAMORE: T41 | BUTLERSTOWN |  | 52.1723 | -7.2609
MV/LV Substation IC***729 | 20 kV | 400V(3ph) & 230V(single ph) | LV | 400 kVA :Building Structure | 0.4 | --> | 0.4 | 0.373 | 1.6 |  | --> | 0.38 | 0 | 0 | 0 | 0 | 0.403 | 0 |  | --> | E16 ex DINGLE | DINGLE: T422 | OUGHTRAGH |  | 52.1371 | -10.2753
MV/LV Substation IC***858 | 20 kV | 400V(3ph) & 230V(single ph) | LV | 200 kVA :Pole Substation | 0.2 | --> | 0.2 | 0.174 | 2.9 |  | --> | 0.19 | 0 | 0 | 0 | 0 | 0.203 | 0 |  | --> | C12 ex DUNLEER | DUNLEER: T41∥T42 | DRYBRIDGE |  | 53.7972 | -6.2237
MV/LV Substation IC***868Z | 10 kV | 400V(3ph) & 230V(single ph) | LV | 50 kVA :Pole Substation | 0.05 | --> | 0.05 | 0 | 0 | Constrained,otherwise capacity available =45kVA. | --> | 0.047 | 0 | 0 | 0 | 0 | 0.05 | 0 |  | --> | C12 ex DELVIN | DELVIN: T42 | MULLINGAR |  | 53.5965 | -7.068
MV/LV Substation IC***937Y | 10 kV | 400V(3ph) & 230V(single ph) | LV | 630 kVA :Building Structure | 0.63 | --> | 0.63 | 0.5 | 3.5 |  | --> | 0.598 | 0 | 0 | 0 | 0 | 0.5 | 0 |  | --> | C18 ex MARSHES | MARSHES: T42 | DUNDALK |  | 53.9858 | -6.3745
MV/LV Substation IC***960 | 20 kV | 400V(3ph) & 230V(single ph) | LV | 400 kVA :Building Structure | 0.4 | --> | 0.4 | 0.339 | 0.9 |  | --> | 0.38 | 0 | 0 | 0 | 0 | 0.409 | 0 |  | --> | C14 ex CARRAROE | CARRAROE: T42 | SCREEB |  | 53.2674 | -9.5625
MV/LV Substation ID***009 | 10 kV | 400V(3ph) & 230V(single ph) | LV | 400 kVA :Building Structure | 0.4 | --> | 0.4 | 0.358 | 3.6 |  | --> | 0.38 | 0 | 0 | 0 | 0.008 | 0.397 | 0 |  | --> | C18 ex CASTLEREA | CASTLEREA: T41∥T42 | CARRICK ON SHANNON |  | 53.7671 | -8.4767
MV/LV Substation ID***010X | 10 kV | 400V(3ph) & 230V(single ph) | LV | 50 kVA :Pole Substation | 0.05 | --> | 0.05 | 0.045 | 1.1 |  | --> | 0.047 | 0 | 0 | 0 | 0 | 0.05 | 0 |  | --> | C15 ex TRIM | TRIM: T41∥T42 | NAVAN |  | 53.5658 | -6.8025
MV/LV Substation ID***014 | 20 kV | 400V(3ph) & 230V(single ph) | LV | 200 kVA :Building Structure | 0.2 | --> | 0.2 | 0 | 0 | Constrained,otherwise capacity available =152kVA. | --> | 0.19 | 0 | 0 | 0 | 0 | 0.207 | 0 |  | --> | E12 ex BALLINROBE | BALLINROBE: T421∥T422 | DALTON |  | 53.6158 | -9.2184
MV/LV Substation ID***065 | 10 kV | 400V(3ph) & 230V(single ph) | LV | 200 kVA :Pole Substation | 0.2 | --> | 0.2 | 0.2 | 5.6 |  | --> | 0.19 | 0 | 0 | 0 | 0 | 0.2 | 0 |  | --> | E11 ex CRANE | CRANE: T122 | CRANE |  | 52.5211 | -6.5631
MV/LV Substation ID***101Z | 10 kV | 400V(3ph) & 230V(single ph) | LV | 630 kVA :Building Structure | 0.63 | --> | 0.63 | 0.376 | 0.5 |  | --> | 0.598 | 0 | 0 | 0 | 0 | 0.5 | 0 |  | --> | C14 ex BALBRIGGAN | BALBRIGGAN: T42 | GLASMORE |  | 53.6052 | -6.1875
MV/LV Substation ID***103 | 10 kV | 400V(3ph) & 230V(single ph) | LV | 630 kVA :Building Structure | 0.63 | --> | 0.63 | 0 | 0 | Constrained,otherwise capacity available =425kVA. | --> | 0.598 | 0 | 0 | 0 | 0.031 | 0.5 | 0 |  | --> | C13 ex CRANMORE | CRANMORE: T41∥T42 | SLIGO |  | 54.2645 | -8.4503
MV/LV Substation ID***124X | 10 kV | 400V(3ph) & 230V(single ph) | LV | 200 kVA :Pole Substation | 0.2 | --> | 0.2 | 0.199 | 1.3 |  | --> | 0.19 | 0 | 0 | 0 | 0 | 0 | 0 | Constrained,otherwise capacity available =200kW. | --> | C23 ex KILKEE | KILKEE: T41 | TULLABRACK |  | 52.6729 | -9.6534
MV/LV Substation ID***153 | 10 kV | 400V(3ph) & 230V(single ph) | LV | 50 kVA :Pole Substation | 0.05 | --> | 0.05 | 0.024 | 0.6 |  | --> | 0.047 | 0 | 0 | 0 | 0 | 0.053 | 0 |  | --> | C18 ex ATHBOY | ATHBOY: T42 | NAVAN |  | 53.6209 | -6.9268
MV/LV Substation ID***153X | 10 kV | 400V(3ph) & 230V(single ph) | LV | 630 kVA :Building Structure | 0.63 | --> | 0.63 | 0.5 | 9.6 |  | --> | 0.598 | 0 | 0 | 0 | 0 | 0.5 | 0 |  | --> | C13 ex GORTLEE | GORTLEE: T41∥T42 | LETTERKENNY |  | 54.9657 | -7.7318
MV/LV Substation ID***157 | 10 kV | 400V(3ph) & 230V(single ph) | LV | 200 kVA :Pole Substation | 0.2 | --> | 0.2 | 0.193 | 4 |  | --> | 0.19 | 0 | 0 | 0 | 0 | 0 | 0 | Constrained,otherwise capacity available =200kW. | --> | C21 ex LISMORE | LISMORE: T41∥T42 | DUNGARVAN |  | 52.1328 | -7.8428
MV/LV Substation ID***158 | 10 kV | 400V(3ph) & 230V(single ph) | LV | 400 kVA :Kiosk Substation | 0.4 | --> | 0.4 | 0 | 0 | Constrained,otherwise capacity available =257kVA. | --> | 0.38 | 0 | 0 | 0 | 0.046 | 0.373 | 0 |  | --> | C23 ex POLLERTON | POLLERTON: T41 | CARLOW |  | 52.8328 | -6.914
MV/LV Substation ID***164X | 10 kV | 400V(3ph) & 230V(single ph) | LV | 400 kVA :Kiosk Substation | 0.4 | --> | 0.4 | 0.301 | 1.3 |  | --> | 0.38 | 0 | 0 | 0 | 0 | 0.413 | 0 |  | --> | C13 ex MULGANNON | MULGANNON: T41 | WEXFORD |  | 52.3097 | -6.4649
MV/LV Substation ID***182X | 10 kV | 400V(3ph) & 230V(single ph) | LV | 630 kVA :Kiosk Substation | 0.63 | --> | 0.63 | 0.5 | 4 |  | --> | 0.598 | 0 | 0 | 0 | 0 | 0.5 | 0 |  | --> | C20 ex OAKFIELD | OAKFIELD: T42 | SLIGO |  | 54.2736 | -8.5008
MV/LV Substation ID***201Z | 10 kV | 400V(3ph) & 230V(single ph) | LV | 400 kVA :Kiosk Substation | 0.4 | --> | 0.4 | 0.375 | 1.8 |  | --> | 0.38 | 0 | 0 | 0 | 0 | 0.403 | 0 |  | --> | C23 ex RATHMULLAN | RATHMULLAN: T41 | DRYBRIDGE |  | 53.7069 | -6.3827
MV/LV Substation ID***252Z | 10 kV | 400V(3ph) & 230V(single ph) | LV | 400 kVA :Building Structure | 0.4 | --> | 0.4 | 0.345 | 6.3 |  | --> | 0.38 | 0 | 0 | 0 | 0 | 0.408 | 0 |  | --> | C12 ex KILBARRY | KILBARRY: T43 | KILBARRY |  | 51.9229 | -8.468
MV/LV Substation ID***282 | 10 kV | 400V(3ph) & 230V(single ph) | LV | 200 kVA :Pole Substation | 0.2 | --> | 0.2 | 0 | 0 | Constrained,otherwise capacity available =61kVA. | --> | 0.19 | 0 | 0 | 0 | 0 | 0.22 | 0 |  | --> | C17 ex CLONMINCH | CLONMINCH: T41 | THORNSBERRY |  | 53.2679 | -7.4912
MV/LV Substation ID***301 | 10 kV | 400V(3ph) & 230V(single ph) | LV | 630 kVA :Kiosk Substation | 0.63 | --> | 0.63 | 0 | 0 | Constrained,otherwise capacity available =366kVA. | --> | 0.598 | 0 | 0 | 0 | 0.028 | 0.5 | 0 |  | --> | C23 ex CLONMINCH | CLONMINCH: T41 | THORNSBERRY |  | 53.2702 | -7.4715
MV/LV Substation ID***317Y | 10 kV | 400V(3ph) & 230V(single ph) | LV | 200 kVA :Kiosk Substation | 0.2 | --> | 0.2 | 0.078 | 2.4 |  | --> | 0.19 | 0 | 0 | 0 | 0 | 0.211 | 0 |  | --> | C23 ex TINAHASK | TINAHASK: T41∥T42 | ARKLOW |  | 52.7819 | -6.1764
MV/LV Substation ID***337X | 10 kV | 400V(3ph) & 230V(single ph) | LV | 630 kVA :Building Structure | 0.63 | --> | 0.63 | 0.5 | 12.2 |  | --> | 0.598 | 0 | 0 | 0 | 0.007 | 0.5 | 0 |  | --> | C32 ex SALTHILL | SALTHILL: T102 | SALTHILL |  | 53.2914 | -9.0744
MV/LV Substation ID***339 | 10 kV | 400V(3ph) & 230V(single ph) | LV | 200 kVA :Pole Substation | 0.2 | --> | 0.2 | 0 | 0 | Constrained,otherwise capacity available =191kVA. | --> | 0.19 | 0 | 0 | 0 | 0 | 0.2 | 0 |  | --> | C19 ex MILFORD (NR) | MILFORD (NR): T41∥T42 | LETTERKENNY |  | 55.0837 | -7.684
MV/LV Substation ID***366X | 10 kV | 400V(3ph) & 230V(single ph) | LV | 630 kVA :Building Structure | 0.63 | --> | 0.63 | 0.5 | 0.5 |  | --> | 0.598 | 0 | 0 | 0 | 0 | 0.5 | 0 |  | --> | C15 ex FINISKLIN | FINISKLIN: T41∥T42 | SLIGO |  | 54.2786 | -8.505
MV/LV Substation ID***380X | 10 kV | 400V(3ph) & 230V(single ph) | LV | 400 kVA :Building Structure | 0.4 | --> | 0.4 | 0.279 | 12.2 |  | --> | 0.38 | 0 | 0 | 0 | 0 | 0.418 | 0 |  | --> | C32 ex SALTHILL | SALTHILL: T102 | SALTHILL |  | 53.2913 | -9.0737
MV/LV Substation ID***380Y | 10 kV | 400V(3ph) & 230V(single ph) | LV | 50 kVA :Pole Substation | 0.05 | --> | 0.05 | 0.05 | 0.3 |  | --> | 0.047 | 0 | 0 | 0 | 0 | 0.049 | 0 |  | --> | C17 ex TUAM NORTH | TUAM NORTH: T41∥T42 | CLOON |  | 53.5231 | -8.8408
MV/LV Substation ID***395Z | 10 kV | 400V(3ph) & 230V(single ph) | LV | 200 kVA :Building Structure | 0.2 | --> | 0.2 | 0.161 | 6.3 |  | --> | 0.19 | 0 | 0 | 0 | 0 | 0.205 | 0 |  | --> | C12 ex KILBARRY | KILBARRY: T43 | KILBARRY |  | 51.9202 | -8.471
MV/LV Substation ID***4021 | 10 kV | 400V(3ph) & 230V(single ph) | LV | 200 kVA :Kiosk Substation | 0.2 | --> | 0.2 | 0.198 | 0.6 |  | --> | 0.19 | 0 | 0 | 0 | 0 | 0 | 0 | Constrained,otherwise capacity available =200kW. | --> | C31 ex CLONSHAUGH | CLONSHAUGH: T41 | FINGLAS |  | 53.3997 | -6.2195
MV/LV Substation ID***4028 | 10 kV | 400V(3ph) & 230V(single ph) | LV | 1000 kVA :Building Structure | 1 | --> | 1 | 0.5 | 3.1 |  | --> | 0.95 | 0 | 0 | 0 | 0 | 0.5 | 0 |  | --> | C17 ex MONKSTOWN | MONKSTOWN: T41 | BLACKROCK |  | 53.3009 | -6.1752
MV/LV Substation ID***4071 | 10 kV | 400V(3ph) & 230V(single ph) | LV | 400 kVA :Building Structure | 0.4 | --> | 0.4 | 0.379 | 0.5 |  | --> | 0.38 | 0 | 0 | 0 | 0 | 0.403 | 0 |  | --> | C15 ex FINISKLIN | FINISKLIN: T41∥T42 | SLIGO |  | 54.2782 | -8.503
MV/LV Substation ID***4112 | 10 kV | 400V(3ph) & 230V(single ph) | LV | 400 kVA :Building Structure | 0.4 | --> | 0.4 | 0.4 | 0.5 |  | --> | 0.38 | 0 | 0 | 0 | 0 | 0.4 | 0 |  | --> | C15 ex FINISKLIN | FINISKLIN: T41∥T42 | SLIGO |  | 54.277 | -8.5035
MV/LV Substation ID***4130 | 20 kV | 400V(3ph) & 230V(single ph) | LV | 630 kVA :Building Structure | 0.63 | --> | 0.63 | 0.5 | 3 |  | --> | 0.598 | 0 | 0 | 0 | 0 | 0 | 0 | Constrained,otherwise capacity available =500kW. | --> | E16 ex WINDSOR | WINDSOR: T421∥T422 | CASTLEBAR |  | 53.851 | -9.2762
MV/LV Substation ID***4199 | 20 kV | 400V(3ph) & 230V(single ph) | LV | 630 kVA :Building Structure | 0.63 | --> | 0.63 | 0.404 | 7.4 |  | --> | 0.598 | 0 | 0 | 0 | 0 | 0.5 | 0 |  | --> | C03 ex AHANE | AHANE: T102 | AHANE |  | 52.6692 | -8.5373
MV/LV Substation ID***4235 | 10 kV | 400V(3ph) & 230V(single ph) | LV | 400 kVA :Kiosk Substation | 0.4 | --> | 0.4 | 0.382 | 7.3 |  | --> | 0.38 | 0 | 0 | 0 | 0 | 0.402 | 0 |  | --> | C17 ex GARRYCASTLE | GARRYCASTLE: T41 | ATHLONE |  | 53.4195 | -7.8955
MV/LV Substation ID***4242 | 20 kV | 400V(3ph) & 230V(single ph) | LV | 50 kVA :Pole Substation | 0.05 | --> | 0.05 | 0 | 0 | Constrained,otherwise capacity available =50kVA. | --> | 0.047 | 0 | 0 | 0 | 0 | 0.049 | 0 |  | --> | C17 ex CLONES | CLONES: T41∥T42 | SHANKILL |  | 54.1971 | -7.1134
MV/LV Substation ID***4254 | 10 kV | 400V(3ph) & 230V(single ph) | LV | 50 kVA :Pole Substation | 0.05 | --> | 0.05 | 0 | 0 | Constrained,otherwise capacity available =50kVA. | --> | 0.047 | 0 | 0 | 0 | 0 | 0.049 | 0 |  | --> | C16 ex KILLACLOYNE | KILLACLOYNE: T41∥T42 | MIDLETON |  | 51.9141 | -8.2925
MV/LV Substation ID***4271 | 10 kV | 400V(3ph) & 230V(single ph) | LV | 630 kVA :Building Structure | 0.63 | --> | 0.63 | 0.4 | 3.5 |  | --> | 0.598 | 0 | 0 | 0 | 0 | 0.5 | 0 |  | --> | C18 ex MARSHES | MARSHES: T42 | DUNDALK |  | 53.9809 | -6.3793
MV/LV Substation ID***4278 | 10 kV | 400V(3ph) & 230V(single ph) | LV | 630 kVA :Building Structure | 0.63 | --> | 0.63 | 0 | 0 | Constrained,otherwise capacity available =500kVA. | --> | 0.598 | 0 | 0 | 0 | 0 | 0.5 | 0 |  | --> | C11 ex POLLERTON | POLLERTON: T41 | CARLOW |  | 52.8474 | -6.9076
MV/LV Substation ID***4283 | 20 kV | 400V(3ph) & 230V(single ph) | LV | 630 kVA :Building Structure | 0.63 | --> | 0.63 | 0.5 | 7.4 |  | --> | 0.598 | 0 | 0 | 0 | 0 | 0.5 | 0 |  | --> | C03 ex AHANE | AHANE: T102 | AHANE |  | 52.6688 | -8.5407
MV/LV Substation ID***4299 | 10 kV | 400V(3ph) & 230V(single ph) | LV | 400 kVA :Building Structure | 0.4 | --> | 0.4 | 0.4 | 3.5 |  | --> | 0.38 | 0 | 0 | 0 | 0 | 0.4 | 0 |  | --> | C12 ex TELAYDON | TELAYDON: T42 | LISDRUM |  | 54.2628 | -6.9447
MV/LV Substation ID***438 | 10 kV | 400V(3ph) & 230V(single ph) | LV | 400 kVA :Kiosk Substation | 0.4 | --> | 0.4 | 0.292 | 5.4 |  | --> | 0.38 | 0 | 0 | 0 | 0.028 | 0.386 | 0 |  | --> | C18 ex TEMPLEOGUE | TEMPLEOGUE: T41 | MILLTOWN (DR) |  | 53.2859 | -6.3163
MV/LV Substation ID***4396 | 10 kV | 400V(3ph) & 230V(single ph) | LV | 400 kVA :Kiosk Substation | 0.4 | --> | 0.4 | 0.368 | 6.6 |  | --> | 0.38 | 0 | 0 | 0 | 0 | 0.404 | 0 |  | --> | C17 ex GLEBE | GLEBE: T41∥T42 | RICHMOND |  | 53.732 | -7.7764
MV/LV Substation ID***4459 | 10 kV | 400V(3ph) & 230V(single ph) | LV | 400 kVA :Building Structure | 0.4 | --> | 0.4 | 0.4 | 7.3 |  | --> | 0.38 | 0 | 0 | 0 | 0 | 0.4 | 0 |  | --> | C17 ex GARRYCASTLE | GARRYCASTLE: T41 | ATHLONE |  | 53.4203 | -7.8936
MV/LV Substation ID***452 | 20 kV | 400V(3ph) & 230V(single ph) | LV | 400 kVA :Building Structure | 0.4 | --> | 0.4 | 0.322 | 3.5 |  | --> | 0.38 | 0 | 0 | 0 | 0.011 | 0.4 | 0 |  | --> | E21 ex STRANORLAR | STRANORLAR: T421 | LETTERKENNY |  | 54.8068 | -7.7674
MV/LV Substation ID***462X | 10 kV | 400V(3ph) & 230V(single ph) | LV | 400 kVA :Kiosk Substation | 0.4 | --> | 0.4 | 0.223 | 25.2 |  | --> | 0.38 | 0 | 0 | 0 | 0.008 | 0.418 | 0 |  | --> | C22 ex ARKLOW | ARKLOW: T101∥T102 | ARKLOW |  | 52.7893 | -6.1739
MV/LV Substation ID***523X | 10 kV | 400V(3ph) & 230V(single ph) | LV | 100 kVA :Pole Substation | 0.1 | --> | 0.1 | 0.085 | 0.7 |  | --> | 0.095 | 0 | 0 | 0 | 0 | 0.102 | 0 |  | --> | C15 ex KILMAGIG | KILMAGIG: T42 | ARKLOW |  | 52.8498 | -6.2943
MV/LV Substation ID***526 | 10 kV | 400V(3ph) & 230V(single ph) | LV | 630 kVA :Building Structure | 0.63 | --> | 0.63 | 0.433 | 5.4 |  | --> | 0.598 | 0 | 0 | 0 | 0.011 | 0.5 | 0 |  | --> | C20 ex TEMPLEOGUE | TEMPLEOGUE: T41 | MILLTOWN (DR) |  | 53.2831 | -6.3176
MV/LV Substation ID***534X | 20 kV | 400V(3ph) & 230V(single ph) | LV | 400 kVA :Kiosk Substation | 0.4 | --> | 0.4 | 0.211 | 1 |  | --> | 0.38 | 0 | 0 | 0 | 0 | 0.428 | 0 |  | --> | E19 ex SHILLELAGH | SHILLELAGH: T421∥T422 | CARLOW |  | 52.712 | -6.4923
MV/LV Substation ID***566X | 10 kV | 400V(3ph) & 230V(single ph) | LV | 100 kVA :Pole Substation | 0.1 | --> | 0.1 | 0 | 0 | Constrained,otherwise capacity available =69kVA. | --> | 0.095 | 0 | 0 | 0 | 0 | 0.104 | 0 |  | --> | C17 ex KILLACLOYNE | KILLACLOYNE: T41∥T42 | MIDLETON |  | 51.9083 | -8.2755
MV/LV Substation ID***574 | 10 kV | 400V(3ph) & 230V(single ph) | LV | 200 kVA :Pole Substation | 0.2 | --> | 0.2 | 0 | 0 | Constrained,otherwise capacity available =170kVA. | --> | 0.19 | 0 | 0 | 0 | 0 | 0 | 0 | Constrained,otherwise capacity available =204kW. | --> | C16 ex BANAGHER | BANAGHER: T42 | DALLOW |  | 53.1875 | -7.9902
MV/LV Substation ID***624 | 20 kV | 400V(3ph) & 230V(single ph) | LV | 100 kVA :Pole Substation | 0.1 | --> | 0.1 | 0.068 | 4.5 |  | --> | 0.095 | 0 | 0 | 0 | 0 | 0.104 | 0 |  | --> | E22 ex ENNISCRONE | ENNISCRONE: T421∥T422 | MOY |  | 54.2848 | -8.9519
MV/LV Substation ID***642X | 10 kV | 400V(3ph) & 230V(single ph) | LV | 630 kVA :Building Structure | 0.63 | --> | 0.63 | 0.5 | 9.6 |  | --> | 0.598 | 0 | 0 | 0 | 0 | 0.5 | 0 |  | --> | C18 ex GORTLEE | GORTLEE: T41∥T42 | LETTERKENNY |  | 54.9606 | -7.7171
MV/LV Substation ID***708X | 10 kV | 400V(3ph) & 230V(single ph) | LV | 100 kVA :Pole Substation | 0.1 | --> | 0.1 | 0.081 | 5.9 |  | --> | 0.095 | 0 | 0 | 0 | 0 | 0.102 | 0 |  | --> | C14 ex BANDON | BANDON: T101 | BANDON |  | 51.7479 | -8.7169
MV/LV Substation ID***710X | 10 kV | 400V(3ph) & 230V(single ph) | LV | 400 kVA :Building Structure | 0.4 | --> | 0.4 | 0.319 | 0.8 |  | --> | 0.38 | 0 | 0 | 0 | 0 | 0.412 | 0 |  | --> | C14 ex FAIRHILL | FAIRHILL: T42 | KILBARRY |  | 51.8997 | -8.4872
MV/LV Substation ID***739Y | 20 kV | 400V(3ph) & 230V(single ph) | LV | 100 kVA :Pole Substation | 0.1 | --> | 0.1 | 0 | 0 | Constrained,otherwise capacity available =94kVA. | --> | 0.095 | 0 | 0 | 0 | 0 | 0.1 | 0 |  | --> | E15 ex GLENAMADDY | GLENAMADDY: T422 | ATHLONE |  | 53.6085 | -8.5705
MV/LV Substation ID***752X | 10 kV | 400V(3ph) & 230V(single ph) | LV | 50 kVA :Pole Substation | 0.05 | --> | 0.05 | 0 | 0 | Constrained,otherwise capacity available =50kVA. | --> | 0.047 | 0 | 0 | 0 | 0 | 0.049 | 0 |  | --> | C11 ex CARRIGALINE | CARRIGALINE: T41∥T42 | BARNAHELY |  | 51.8295 | -8.3504
MV/LV Substation ID***760Y | 10 kV | 400V(3ph) & 230V(single ph) | LV | 200 kVA :Kiosk Substation | 0.2 | --> | 0.2 | 0 | 0 | Constrained,otherwise capacity available =166kVA. | --> | 0.19 | 0 | 0 | 0 | 0 | 0.204 | 0 |  | --> | C18 ex KILLACLOYNE | KILLACLOYNE: T41∥T42 | MIDLETON |  | 51.9133 | -8.2821
MV/LV Substation ID***790X | 10 kV | 400V(3ph) & 230V(single ph) | LV | 400 kVA :Kiosk Substation | 0.4 | --> | 0.4 | 0.253 | 1.7 |  | --> | 0.38 | 0 | 0 | 0 | 0 | 0.422 | 0 |  | --> | C18 ex GORT | GORT: T41∥T42 | ENNIS |  | 53.0676 | -8.8278
MV/LV Substation ID***806Y | 10 kV | 400V(3ph) & 230V(single ph) | LV | 50 kVA :Pole Substation | 0.05 | --> | 0.05 | 0.05 | 4.2 |  | --> | 0.047 | 0 | 0 | 0 | 0 | 0.049 | 0 |  | --> | C15 ex MARSHES | MARSHES: T41 | DUNDALK |  | 53.9796 | -6.3814
MV/LV Substation ID***853Y | 10 kV | 400V(3ph) & 230V(single ph) | LV | 50 kVA :Pole Substation | 0.05 | --> | 0.05 | 0.05 | 0.1 |  | --> | 0.047 | 0 | 0 | 0 | 0 | 0.049 | 0 |  | --> | C25 ex SRAH | SRAH: T43 | THORNSBERRY |  | 53.2827 | -7.509
MV/LV Substation ID***864 | 10 kV | 400V(3ph) & 230V(single ph) | LV | 630 kVA :Building Structure | 0.63 | --> | 0.63 | 0.277 | 0.9 |  | --> | 0.598 | 0 | 0 | 0 | 0 | 0.5 | 0 |  | --> | C15 ex BRAY | BRAY: T41 | FASSAROE |  | 53.1909 | -6.1228
MV/LV Substation ID***889 | 10 kV | 400V(3ph) & 230V(single ph) | LV | 630 kVA :Building Structure | 0.63 | --> | 0.63 | 0.498 | 12.2 |  | --> | 0.598 | 0 | 0 | 0 | 0 | 0.5 | 0 |  | --> | C32 ex SALTHILL | SALTHILL: T102 | SALTHILL |  | 53.2904 | -9.0746
MV/LV Substation ID***925 | 20 kV | 400V(3ph) & 230V(single ph) | LV | 400 kVA :Kiosk Substation | 0.4 | --> | 0.4 | 0.396 | 8.5 |  | --> | 0.38 | 0 | 0 | 0 | 0 | 0 | 0 | Constrained,otherwise capacity available =400kW. | --> | E14 ex BELLACORICK | BELLACORICK: T122 | BELLACORICK |  | 54.148 | -9.7485
MV/LV Substation ID***937X | 10 kV | 400V(3ph) & 230V(single ph) | LV | 200 kVA :Kiosk Substation | 0.2 | --> | 0.2 | 0.169 | 4.4 |  | --> | 0.19 | 0 | 0 | 0 | 0.028 | 0.175 | 0 |  | --> | C19 ex RINGASKIDDY 110KV | RINGASKIDDY 110KV: T42 | BARNAHELY |  | 51.8498 | -8.3368
MV/LV Substation ID***965 | 20 kV | 400V(3ph) & 230V(single ph) | LV | 100 kVA :Pole Substation | 0.1 | --> | 0.1 | 0.065 | 4.4 |  | --> | 0.095 | 0 | 0 | 0 | 0 | 0.105 | 0 |  | --> | E15 ex MOHILL | MOHILL: T421∥T422 | CARRICK ON SHANNON |  | 53.9157 | -7.8563
MV/LV Substation IE***005Y | 10 kV | 400V(3ph) & 230V(single ph) | LV | 630 kVA :Building Structure | 0.63 | --> | 0.63 | 0.248 | 2 |  | --> | 0.598 | 0 | 0 | 0 | 0 | 0.5 | 0 |  | --> | C22 ex TYCOR | TYCOR: T41∥T42 | WATERFORD |  | 52.2573 | -7.1469
MV/LV Substation IE***103Y | 10 kV | 400V(3ph) & 230V(single ph) | LV | 400 kVA :Building Structure | 0.4 | --> | 0.4 | 0.286 | 10.5 |  | --> | 0.38 | 0 | 0 | 0 | 0 | 0.417 | 0 |  | --> | C16 ex WATERFORD IND EST | WATERFORD IND EST: T42∥T44 | BUTLERSTOWN |  | 52.2452 | -7.1478
MV/LV Substation IE***104Y | 10 kV | 400V(3ph) & 230V(single ph) | LV | 400 kVA :Kiosk Substation | 0.4 | --> | 0.4 | 0.385 | 9.4 |  | --> | 0.38 | 0 | 0 | 0 | 0 | 0.402 | 0 |  | --> | C23 ex KILLOTERAN | KILLOTERAN: T101 | KILLOTERAN |  | 52.255 | -7.1493
MV/LV Substation IE***154Y | 10 kV | 400V(3ph) & 230V(single ph) | LV | 630 kVA :Kiosk Substation | 0.63 | --> | 0.63 | 0.5 | 9.4 |  | --> | 0.598 | 0 | 0 | 0 | 0 | 0.5 | 0 |  | --> | C27 ex KILLOTERAN | KILLOTERAN: T101 | KILLOTERAN |  | 52.2463 | -7.1576
MV/LV Substation IE***155Y | 10 kV | 400V(3ph) & 230V(single ph) | LV | 630 kVA :Kiosk Substation | 0.63 | --> | 0.63 | 0.396 | 9.4 |  | --> | 0.598 | 0 | 0 | 0 | 0.011 | 0.5 | 0 |  | --> | C27 ex KILLOTERAN | KILLOTERAN: T101 | KILLOTERAN |  | 52.2456 | -7.1599
MV/LV Substation IE***169Y | 10 kV | 400V(3ph) & 230V(single ph) | LV | 630 kVA :Building Structure | 0.63 | --> | 0.63 | 0.5 | 2 |  | --> | 0.598 | 0 | 0 | 0 | 0 | 0.5 | 0 |  | --> | C22 ex TYCOR | TYCOR: T41∥T42 | WATERFORD |  | 52.2583 | -7.1474
MV/LV Substation IE***170Y | 10 kV | 400V(3ph) & 230V(single ph) | LV | 400 kVA :Building Structure | 0.4 | --> | 0.4 | 0.356 | 2 |  | --> | 0.38 | 0 | 0 | 0 | 0.015 | 0.39 | 0 |  | --> | C22 ex TYCOR | TYCOR: T41∥T42 | WATERFORD |  | 52.2585 | -7.1466
MV/LV Substation IE***173Y | 10 kV | 400V(3ph) & 230V(single ph) | LV | 400 kVA :Building Structure | 0.4 | --> | 0.4 | 0.39 | 2 |  | --> | 0.38 | 0 | 0 | 0 | 0 | 0.401 | 0 |  | --> | C22 ex TYCOR | TYCOR: T41∥T42 | WATERFORD |  | 52.257 | -7.148
MV/LV Substation IE***177Y | 10 kV | 400V(3ph) & 230V(single ph) | LV | 400 kVA :Building Structure | 0.4 | --> | 0.4 | 0.306 | 2 |  | --> | 0.38 | 0 | 0 | 0 | 0 | 0.414 | 0 |  | --> | C22 ex TYCOR | TYCOR: T41∥T42 | WATERFORD |  | 52.2593 | -7.1465
MV/LV Substation IE***249Y | 10 kV | 400V(3ph) & 230V(single ph) | LV | 630 kVA :Building Structure | 0.63 | --> | 0.63 | 0.5 | 2 |  | --> | 0.598 | 0 | 0 | 0 | 0 | 0.5 | 0 |  | --> | C22 ex TYCOR | TYCOR: T41∥T42 | WATERFORD |  | 52.2567 | -7.1501
MV/LV Substation IE***250Y | 10 kV | 400V(3ph) & 230V(single ph) | LV | 400 kVA :Building Structure | 0.4 | --> | 0.4 | 0.4 | 9.4 |  | --> | 0.38 | 0 | 0 | 0 | 0 | 0.4 | 0 |  | --> | C27 ex KILLOTERAN | KILLOTERAN: T101 | KILLOTERAN |  | 52.2443 | -7.1588
MV/LV Substation IE***271 | 10 kV | 400V(3ph) & 230V(single ph) | LV | 630 kVA :Building Structure | 0.63 | --> | 0.63 | 0.5 | 2 |  | --> | 0.598 | 0 | 0 | 0 | 0 | 0.5 | 0 |  | --> | C22 ex TYCOR | TYCOR: T41∥T42 | WATERFORD |  | 52.2578 | -7.1473
MV/LV Substation IE***306 | 10 kV | 400V(3ph) & 230V(single ph) | LV | 400 kVA :Building Structure | 0.4 | --> | 0.4 | 0.274 | 2 |  | --> | 0.38 | 0 | 0 | 0 | 0.156 | 0.255 | 0 |  | --> | C22 ex TYCOR | TYCOR: T41∥T42 | WATERFORD |  | 52.2585 | -7.1455
MV/LV Substation IE***411Y | 10 kV | 400V(3ph) & 230V(single ph) | LV | 200 kVA :Building Structure | 0.2 | --> | 0.2 | 0.156 | 9.4 |  | --> | 0.19 | 0 | 0 | 0 | 0 | 0.206 | 0 |  | --> | C27 ex KILLOTERAN | KILLOTERAN: T101 | KILLOTERAN |  | 52.2452 | -7.1591
MV/LV Substation IE***660Y | 10 kV | 400V(3ph) & 230V(single ph) | LV | 400 kVA :Building Structure | 0.4 | --> | 0.4 | 0.379 | 2 |  | --> | 0.38 | 0 | 0 | 0 | 0 | 0.403 | 0 |  | --> | C22 ex TYCOR | TYCOR: T41∥T42 | WATERFORD |  | 52.2579 | -7.1496
MV/LV Substation IE***968X | 10 kV | 400V(3ph) & 230V(single ph) | LV | 400 kVA :Building Structure | 0.4 | --> | 0.4 | 0.4 | 10.5 |  | --> | 0.38 | 0 | 0 | 0 | 0 | 0.4 | 0 |  | --> | C12 ex WATERFORD IND EST | WATERFORD IND EST: T42∥T44 | BUTLERSTOWN |  | 52.2439 | -7.1602
MV/LV Substation IF***4320 | 10 kV | 400V(3ph) & 230V(single ph) | LV | 630 kVA :Building Structure | 0.63 | --> | 0.63 | 0.5 | 6.7 |  | --> | 0.598 | 0 | 0 | 0 | 0 | 0.5 | 0 |  | --> | C11 ex BEDFORD ROW | BEDFORD ROW: T42 | FRANCIS STREET |  | 53.3493 | -6.251
MV/LV Substation IF***4400 | 10 kV | 400V(3ph) & 230V(single ph) | LV | 630 kVA :Building Structure | 0.63 | --> | 0.63 | 0.5 | 6.7 |  | --> | 0.598 | 0 | 0 | 0 | 0 | 0.5 | 0 |  | --> | C11 ex BEDFORD ROW | BEDFORD ROW: T42 | FRANCIS STREET |  | 53.3493 | -6.251
MV/LV Substation IG***174X | 10 kV | 400V(3ph) & 230V(single ph) | LV | 400 kVA :Building Structure | 0.4 | --> | 0.4 | 0 | 3.6 |  | --> | 0.38 | 0 | 0 | 0 | 0 | 0.489 | 0 |  | --> | C20 ex CASTLEBLAYNEY | CASTLEBLAYNEY: T42 | DUNDALK |  | 54.0688 | -6.7002
MV/LV Substation IG***833X | 10 kV | 400V(3ph) & 230V(single ph) | LV | 630 kVA :Kiosk Substation | 0.63 | --> | 0.63 | 0.5 | 8.6 |  | --> | 0.598 | 0 | 0 | 0 | 0 | 0.5 | 0 |  | --> | C30 ex RINGSEND | RINGSEND: T102 | POOLBEG |  | 53.3397 | -6.2109
MV/LV Substation II***761X | 10 kV | 400V(3ph) & 230V(single ph) | LV | 100 kVA :Building Structure | 0.1 | --> | 0.1 | 0.067 | 0.1 | Constrained,otherwise capacity available =71kVA. | --> | 0.095 | 0 | 0 | 0 | 0 | 0.103 | 0 |  | --> | C21 ex BISHOPSTOWN | BISHOPSTOWN: T41 | KILBARRY |  | 51.8852 | -8.5327
MV/LV Substation IJ***376X | 10 kV | 400V(3ph) & 230V(single ph) | LV | 400 kVA :Building Structure | 0.4 | --> | 0.4 | 0.372 | 2.4 |  | --> | 0.38 | 0 | 0 | 0 | 0 | 0 | 0 | Constrained,otherwise capacity available =403kW. | --> | C12 ex FOYNES | FOYNES: T42 | RATHKEALE |  | 52.6116 | -9.0924
MV/LV Substation IK***032 | 10 kV | 400V(3ph) & 230V(single ph) | LV | 200 kVA :Kiosk Substation | 0.2 | --> | 0.2 | 0.125 | 1 |  | --> | 0.19 | 0 | 0 | 0 | 0.004 | 0 | 0 | Constrained,otherwise capacity available =207kW. | --> | C15 ex LOUGHTAGALLA | LOUGHTAGALLA: T41∥T42 | THURLES |  | 52.681 | -7.8031
MV/LV Substation IK***593Z | 10 kV | 400V(3ph) & 230V(single ph) | LV | 400 kVA :Building Structure | 0.4 | --> | 0.4 | 0 | 0 | Constrained,otherwise capacity available =295kVA. | --> | 0.38 | 0 | 0 | 0 | 0 | 0.416 | 0 |  | --> | C20 ex POPPINTREE | POPPINTREE: T102 | FINGLAS |  | 53.4079 | -6.2758
MV/LV Substation IL***007 | 10 kV | 400V(3ph) & 230V(single ph) | LV | 400 kVA :Kiosk Substation | 0.4 | --> | 0.4 | 0 | 0 | Constrained,otherwise capacity available =240kVA. | --> | 0.38 | 0 | 0 | 0 | 0.014 | 0.41 | 0 |  | --> | C12 ex SKIBBEREEN | SKIBBEREEN: T41∥T42 | DUNMANWAY |  | 51.5509 | -9.2718
MV/LV Substation IL***016 | 20 kV | 400V(3ph) & 230V(single ph) | LV | 100 kVA :Pole Substation | 0.1 | --> | 0.1 | 0.086 | 1.6 |  | --> | 0.095 | 0 | 0 | 0 | 0 | 0.101 | 0 |  | --> | E17 ex INCH | INCH: T421∥T422 | OUGHTRAGH |  | 52.2407 | -10.0037
MV/LV Substation IL***124X | 10 kV | 400V(3ph) & 230V(single ph) | LV | 200 kVA :Pole Substation | 0.2 | --> | 0.2 | 0.173 | 4.6 |  | --> | 0.19 | 0 | 0 | 0 | 0.007 | 0.196 | 0 |  | --> | C21 ex BALLYRAINE | BALLYRAINE: T41∥T42 | LETTERKENNY |  | 54.9953 | -7.7311
MV/LV Substation IL***314Y | 10 kV | 400V(3ph) & 230V(single ph) | LV | 630 kVA :Building Structure | 0.63 | --> | 0.63 | 0 | 0 | Constrained,otherwise capacity available =235kVA. | --> | 0.598 | 0 | 0 | 0 | 0 | 0.5 | 0 |  | --> | C12 ex MONEYCOOLEY | MONEYCOOLEY: T42 | GRIFFINRATH |  | 53.3717 | -6.5203
MV/LV Substation IL***4413 | 10 kV | 400V(3ph) & 230V(single ph) | LV | 400 kVA :Building Structure | 0.4 | --> | 0.4 | 0.4 | 2.4 |  | --> | 0.38 | 0 | 0 | 0 | 0 | 0.4 | 0 |  | --> | C20 ex BUSHFIELD | BUSHFIELD: T42 | ATHLONE |  | 53.4276 | -7.8998
MV/LV Substation IL***496 | 20 kV | 400V(3ph) & 230V(single ph) | LV | 630 kVA :Building Structure | 0.63 | --> | 0.63 | 0.441 | 1.2 |  | --> | 0.598 | 0 | 0 | 0 | 0 | 0 | 0 | Constrained,otherwise capacity available =500kW. | --> | E17 ex BUNCRANA | BUNCRANA: T421∥T422 | TRILLICK |  | 55.1508 | -7.3481
MV/LV Substation IL***614 | 20 kV | 400V(3ph) & 230V(single ph) | LV | 50 kVA :Pole Substation | 0.05 | --> | 0.05 | 0.049 | 0.3 |  | --> | 0.047 | 0 | 0 | 0 | 0 | 0.049 | 0 |  | --> | C23 ex TUAM NORTH | TUAM NORTH: T41∥T42 | CLOON |  | 53.639 | -8.9288
MV/LV Substation IL***712X | 20 kV | 400V(3ph) & 230V(single ph) | LV | 50 kVA :Pole Substation | 0.05 | --> | 0.05 | 0.044 | 2.3 |  | --> | 0.047 | 0 | 0 | 0 | 0 | 0.05 | 0 |  | --> | C17 ex GILLOGUE | GILLOGUE: T41∥T42 | ARDNACRUSHA |  | 52.7039 | -8.5423
MV/LV Substation IL***817 | 10 kV | 400V(3ph) & 230V(single ph) | LV | 630 kVA :Building Structure | 0.63 | --> | 0.63 | 0 | 0 | Constrained,otherwise capacity available =267kVA. | --> | 0.598 | 0 | 0 | 0 | 0 | 0.5 | 0 |  | --> | C21 ex GRANBY ROW | GRANBY ROW: T41 | MCDERMOTT |  | 53.3503 | -6.2645
MV/LV Substation IL***818 | 10 kV | 400V(3ph) & 230V(single ph) | LV | 1000 kVA :Building Structure | 1 | --> | 1 | 0 | 0 | Constrained,otherwise capacity available =500kVA. | --> | 0.95 | 0 | 0 | 0 | 0 | 0.5 | 0 |  | --> | C21 ex GRANBY ROW | GRANBY ROW: T41 | MCDERMOTT |  | 53.3509 | -6.2635
MV/LV Substation IL***984X | 10 kV | 400V(3ph) & 230V(single ph) | LV | 400 kVA :Kiosk Substation | 0.4 | --> | 0.4 | 0 | 0 | Constrained,otherwise capacity available =218kVA. | --> | 0.38 | 0 | 0 | 0 | 0.003 | 0.424 | 0 |  | --> | C19 ex DENNEHYS CROSS | DENNEHYS CROSS: T41 | TRABEG |  | 51.8794 | -8.4954
MV/LV Substation IL***986X | 10 kV | 400V(3ph) & 230V(single ph) | LV | 100 kVA :Pole Substation | 0.1 | --> | 0.1 | 0 | 0 | Constrained,otherwise capacity available =71kVA. | --> | 0.095 | 0 | 0 | 0 | 0.007 | 0.096 | 0 |  | --> | C22 ex SKIBBEREEN | SKIBBEREEN: T41∥T42 | DUNMANWAY |  | 51.5718 | -9.2795
MV/LV Substation IM***009Z | 10 kV | 400V(3ph) & 230V(single ph) | LV | 200 kVA :Pole Substation | 0.2 | --> | 0.2 | 0.177 | 0.9 |  | --> | 0.19 | 0 | 0 | 0 | 0 | 0.203 | 0 |  | --> | C15 ex RIVERSTOWN | RIVERSTOWN: T41∥T42 | KILBARRY |  | 51.9318 | -8.3682
MV/LV Substation IM***090 | 10 kV | 400V(3ph) & 230V(single ph) | LV | 400 kVA :Kiosk Substation | 0.4 | --> | 0.4 | 0.299 | 2.8 |  | --> | 0.38 | 0 | 0 | 0 | 0 | 0.415 | 0 |  | --> | C15 ex RINEANNA | RINEANNA: T42 | DRUMLINE |  | 52.6991 | -8.8659
MV/LV Substation IM***196 | 10 kV | 400V(3ph) & 230V(single ph) | LV | 630 kVA :Kiosk Substation | 0.63 | --> | 0.63 | 0.391 | 1.1 |  | --> | 0.598 | 0 | 0 | 0 | 0 | 0.5 | 0 |  | --> | C17 ex BREWERY ROAD | BREWERY ROAD: T41 | CARRICKMINES |  | 53.2768 | -6.2141
MV/LV Substation IM***200Z | 10 kV | 400V(3ph) & 230V(single ph) | LV | 200 kVA :Building Structure | 0.2 | --> | 0.2 | 0.178 | 6.7 |  | --> | 0.19 | 0 | 0 | 0 | 0 | 0.203 | 0 |  | --> | C13 ex COLLINSTOWN | COLLINSTOWN: T41∥T42 | GRANGE (DR) |  | 53.4266 | -6.2357
MV/LV Substation IM***341 | 20 kV | 400V(3ph) & 230V(single ph) | LV | 50 kVA :Pole Substation | 0.05 | --> | 0.05 | 0 | 0 | Constrained,otherwise capacity available =41kVA. | --> | 0.047 | 0 | 0 | 0 | 0 | 0 | 0 | Constrained,otherwise capacity available =50kW. | --> | C13 ex CLOYNE | CLOYNE: T41 | MIDLETON |  | 51.8557 | -8.0274
MV/LV Substation IM***4298 | 10 kV | 400V(3ph) & 230V(single ph) | LV | 400 kVA :Kiosk Substation | 0.4 | --> | 0.4 | 0.354 | 2.8 |  | --> | 0.38 | 0 | 0 | 0 | 0.012 | 0 | 0 | Constrained,otherwise capacity available =394kW. | --> | C11 ex LEE BRIDGE | LEE BRIDGE: T41 | MACROOM |  | 51.9131 | -8.9833
MV/LV Substation IM***555 | 10 kV | 400V(3ph) & 230V(single ph) | LV | 50 kVA :Pole Substation | 0.05 | --> | 0.05 | 0 | 0 | Constrained,otherwise capacity available =38kVA. | --> | 0.047 | 0 | 0 | 0 | 0 | 0.051 | 0 |  | --> | C18 ex BUTTEVANT | BUTTEVANT: T41∥T42 | MALLOW |  | 52.2809 | -8.6869
MV/LV Substation IM***983 | 10 kV | 400V(3ph) & 230V(single ph) | LV | 200 kVA :Building Structure | 0.2 | --> | 0.2 | 0 | 0 | Constrained,otherwise capacity available =145kVA. | --> | 0.19 | 0 | 0 | 0 | 0.039 | 0.167 | 0 |  | --> | C17 ex BELGARD | BELGARD: T41 | COOKSTOWN |  | 53.2927 | -6.3736
MV/LV Substation IN***003Y | 10 kV | 400V(3ph) & 230V(single ph) | LV | 400 kVA :Kiosk Substation | 0.4 | --> | 0.4 | 0.28 | 5.9 |  | --> | 0.38 | 0 | 0 | 0 | 0 | 0.418 | 0 |  | --> | C12 ex BALLINCOLLIG | BALLINCOLLIG: T42 | KILBARRY |  | 51.891 | -8.608
MV/LV Substation IN***004Y | 10 kV | 400V(3ph) & 230V(single ph) | LV | 630 kVA :Building Structure | 0.63 | --> | 0.63 | 0.5 | 3 |  | --> | 0.598 | 0 | 0 | 0 | 0 | 0.5 | 0 |  | --> | C17 ex LOUGHANALLA | LOUGHANALLA: T41∥T42 | MULLINGAR |  | 53.6857 | -7.294
MV/LV Substation IN***007 | 10 kV | 400V(3ph) & 230V(single ph) | LV | 200 kVA :Kiosk Substation | 0.2 | --> | 0.2 | 0.153 | 2 |  | --> | 0.19 | 0 | 0 | 0 | 0.003 | 0.203 | 0 |  | --> | C12 ex CAPPAMORE | CAPPAMORE: T41∥T42 | ARDNACRUSHA |  | 52.6134 | -8.3422
MV/LV Substation IN***009 | 20 kV | 400V(3ph) & 230V(single ph) | LV | 200 kVA :Kiosk Substation | 0.2 | --> | 0.2 | 0.019 | 4.5 |  | --> | 0.19 | 0 | 0 | 0 | 0.007 | 0.219 | 0 |  | --> | E20 ex ENNISCRONE | ENNISCRONE: T421∥T422 | MOY |  | 54.2126 | -9.0927
MV/LV Substation IN***011X | 20 kV | 400V(3ph) & 230V(single ph) | LV | 400 kVA :Kiosk Substation | 0.4 | --> | 0.4 | 0.377 | 4.5 |  | --> | 0.38 | 0 | 0 | 0 | 0 | 0.403 | 0 |  | --> | E20 ex ENNISCRONE | ENNISCRONE: T421∥T422 | MOY |  | 54.2135 | -9.0911
MV/LV Substation IN***012X | 20 kV | 400V(3ph) & 230V(single ph) | LV | 50 kVA :Pole Substation | 0.05 | --> | 0.05 | 0.045 | 0.9 |  | --> | 0.047 | 0 | 0 | 0 | 0 | 0.05 | 0 |  | --> | C16 ex CARRAROE | CARRAROE: T42 | SCREEB |  | 53.0606 | -9.521
MV/LV Substation IN***013Y | 10 kV | 400V(3ph) & 230V(single ph) | LV | 200 kVA :Kiosk Substation | 0.2 | --> | 0.2 | 0.154 | 9.9 |  | --> | 0.19 | 0 | 0 | 0 | 0 | 0.207 | 0 |  | --> | C21 ex ENNIS | ENNIS: T101 | ENNIS |  | 52.9401 | -8.8946
MV/LV Substation IN***014 | 10 kV | 400V(3ph) & 230V(single ph) | LV | 400 kVA :Kiosk Substation | 0.4 | --> | 0.4 | 0.284 | 1.5 |  | --> | 0.38 | 0 | 0 | 0 | 0.045 | 0.369 | 0 |  | --> | C17 ex TUBBERCURRY | TUBBERCURRY: T42 | TONROE |  | 54.0512 | -8.7383
MV/LV Substation IN***016X | 20 kV | 400V(3ph) & 230V(single ph) | LV | 100 kVA :Pole Substation | 0.1 | --> | 0.1 | 0.1 | 0.9 |  | --> | 0.095 | 0 | 0 | 0 | 0 | 0.1 | 0 |  | --> | C16 ex CARRAROE | CARRAROE: T42 | SCREEB |  | 53.0903 | -9.5795
MV/LV Substation IN***018X | 20 kV | 400V(3ph) & 230V(single ph) | LV | 100 kVA :Pole Substation | 0.1 | --> | 0.1 | 0.096 | 1.2 |  | --> | 0.095 | 0 | 0 | 0 | 0 | 0 | 0 | Constrained,otherwise capacity available =100kW. | --> | E14 ex BUNCRANA | BUNCRANA: T421∥T422 | TRILLICK |  | 55.165 | -7.4227
MV/LV Substation IN***022 | 10 kV | 400V(3ph) & 230V(single ph) | LV | 200 kVA :Pole Substation | 0.2 | --> | 0.2 | 0.181 | 2.2 |  | --> | 0.19 | 0 | 0 | 0 | 0.004 | 0.198 | 0 |  | --> | C11 ex ROSSGEIR | ROSSGEIR: T41∥T42 | LETTERKENNY |  | 54.8295 | -7.4832
MV/LV Substation IN***029X | 20 kV | 400V(3ph) & 230V(single ph) | LV | 100 kVA :Pole Substation | 0.1 | --> | 0.1 | 0.008 | 1 |  | --> | 0.095 | 0 | 0 | 0 | 0.001 | 0 | 0 | Constrained,otherwise capacity available =112kW. | --> | E17 ex CARNDONAGH | CARNDONAGH: T421∥T422 | TRILLICK |  | 55.3152 | -7.2067
MV/LV Substation IN***030Y | 10 kV | 400V(3ph) & 230V(single ph) | LV | 400 kVA :Building Structure | 0.4 | --> | 0.4 | 0 | 0 | Constrained,otherwise capacity available =400kVA. | --> | 0.38 | 0 | 0 | 0 | 0 | 0.4 | 0 |  | --> | C16 ex LEIXLIP | LEIXLIP: T42 | GRIFFINRATH |  | 53.34 | -6.5244
MV/LV Substation IN***035 | 20 kV | 400V(3ph) & 230V(single ph) | LV | 50 kVA :Pole Substation | 0.05 | --> | 0.05 | 0.025 | 2.5 |  | --> | 0.047 | 0 | 0 | 0 | 0 | 0.053 | 0 |  | --> | E15 ex TULLOW | TULLOW: T421 | CARLOW |  | 52.7951 | -6.7496
MV/LV Substation IN***035Y | 10 kV | 400V(3ph) & 230V(single ph) | LV | 400 kVA :Building Structure | 0.4 | --> | 0.4 | 0.357 | 11.3 |  | --> | 0.38 | 0 | 0 | 0 | 0 | 0.406 | 0 |  | --> | C18 ex ENNIS | ENNIS: T102 | ENNIS |  | 52.8605 | -8.977
MV/LV Substation IN***037 | 10 kV | 400V(3ph) & 230V(single ph) | LV | 400 kVA :Kiosk Substation | 0.4 | --> | 0.4 | 0.284 | 9.1 |  | --> | 0.38 | 0 | 0 | 0 | 0.017 | 0.4 | 0 |  | --> | C18 ex TRABEG | TRABEG: T101 | TRABEG |  | 51.8729 | -8.4426
MV/LV Substation IN***039 | 10 kV | 400V(3ph) & 230V(single ph) | LV | 400 kVA :Building Structure | 0.4 | --> | 0.4 | 0.284 | 1 |  | --> | 0.38 | 0 | 0 | 0 | 0.003 | 0.414 | 0 |  | --> | C19 ex MANOR STREET | MANOR STREET: T41 | WATERFORD |  | 52.2551 | -7.1093
MV/LV Substation IN***040 | 10 kV | 400V(3ph) & 230V(single ph) | LV | 400 kVA :Kiosk Substation | 0.4 | --> | 0.4 | 0 | 0 | Constrained,otherwise capacity available =363kVA. | --> | 0.38 | 0 | 0 | 0 | 0.003 | 0.402 | 0 |  | --> | C22 ex COBH | COBH: T41∥T42 | COW CROSS |  | 51.8502 | -8.3051
MV/LV Substation IN***040Z | 20 kV | 400V(3ph) & 230V(single ph) | LV | 200 kVA :Kiosk Substation | 0.2 | --> | 0.2 | 0 | 0 | Constrained,otherwise capacity available =147kVA. | --> | 0.19 | 0 | 0 | 0 | 0.008 | 0.199 | 0 |  | --> | E16 ex JULIANSTOWN | JULIANSTOWN: T421∥T422 | DRYBRIDGE |  | 53.687 | -6.2469
MV/LV Substation IN***042 | 10 kV | 400V(3ph) & 230V(single ph) | LV | 630 kVA :Building Structure | 0.63 | --> | 0.63 | 0 | 0 | Constrained,otherwise capacity available =175kVA. | --> | 0.598 | 0 | 0 | 0 | 0 | 0.5 | 0 |  | --> | C11 ex KINGSBRIDGE | KINGSBRIDGE: T41 | INCHICORE 220KV |  | 53.352 | -6.2981
MV/LV Substation IN***047Y | 10 kV | 400V(3ph) & 230V(single ph) | LV | 100 kVA :Pole Substation | 0.1 | --> | 0.1 | 0.071 | 1.1 |  | --> | 0.095 | 0 | 0 | 0 | 0 | 0.103 | 0 |  | --> | C17 ex CAHIRCALLA | CAHIRCALLA: T41∥T42 | ENNIS |  | 52.8321 | -8.9875
MV/LV Substation IN***049 | 10 kV | 400V(3ph) & 230V(single ph) | LV | 400 kVA :Kiosk Substation | 0.4 | --> | 0.4 | 0 | 0 | Constrained,otherwise capacity available =273kVA. | --> | 0.38 | 0 | 0 | 0 | 0.003 | 0 | 0 | Constrained,otherwise capacity available =416kW. | --> | C14 ex HOLYCROSS ROAD | HOLYCROSS ROAD: T41∥T42 | THURLES |  | 52.6746 | -7.8174
MV/LV Substation IN***050Y | 10 kV | 400V(3ph) & 230V(single ph) | LV | 400 kVA :Building Structure | 0.4 | --> | 0.4 | 0.4 | 5.9 |  | --> | 0.38 | 0 | 0 | 0 | 0 | 0.4 | 0 |  | --> | C20 ex NEWMARKET (SR) | NEWMARKET (SR): T41∥T42 | GLENLARA |  | 52.2224 | -8.9942
MV/LV Substation IN***052 | 10 kV | 400V(3ph) & 230V(single ph) | LV | 200 kVA :Building Structure | 0.2 | --> | 0.2 | 0.066 | 3 |  | --> | 0.19 | 0 | 0 | 0 | 0.008 | 0 | 0 | Constrained,otherwise capacity available =211kW. | --> | E18 ex WINDSOR | WINDSOR: T421∥T422 | CASTLEBAR |  | 53.8565 | -9.2837
MV/LV Substation IN***061 | 10 kV | 400V(3ph) & 230V(single ph) | LV | 630 kVA :Kiosk Substation | 0.63 | --> | 0.63 | 0 | 0 | Constrained,otherwise capacity available =161kVA. | --> | 0.598 | 0 | 0 | 0 | 0 | 0.5 | 0 |  | --> | C11 ex WOODFORD | WOODFORD: T41∥T42 | KNOCKEARAGH |  | 52.0584 | -9.5074
MV/LV Substation IN***061 | 10 kV | 400V(3ph) & 230V(single ph) | LV | 400 kVA :Kiosk Substation | 0.4 | --> | 0.4 | 0.266 | 1.1 |  | --> | 0.38 | 0 | 0 | 0 | 0.012 | 0.407 | 0 |  | --> | C20 ex CAHIRCALLA | CAHIRCALLA: T41∥T42 | ENNIS |  | 52.8185 | -8.9796
MV/LV Substation IN***065Y | 10 kV | 400V(3ph) & 230V(single ph) | LV | 100 kVA :Pole Substation | 0.1 | --> | 0.1 | 0 | 0 | Constrained,otherwise capacity available =80kVA. | --> | 0.095 | 0 | 0 | 0 | 0 | 0 | 0 | Constrained,otherwise capacity available =103kW. | --> | C11 ex HOLYCROSS ROAD | HOLYCROSS ROAD: T41∥T42 | THURLES |  | 52.6587 | -7.827
MV/LV Substation IN***066X | 20 kV | 400V(3ph) & 230V(single ph) | LV | 50 kVA :Pole Substation | 0.05 | --> | 0.05 | 0.036 | 0.9 |  | --> | 0.047 | 0 | 0 | 0 | 0.003 | 0.047 | 0 |  | --> | C16 ex CARRAROE | CARRAROE: T42 | SCREEB |  | 53.0604 | -9.5277
MV/LV Substation IN***067Y | 20 kV | 400V(3ph) & 230V(single ph) | LV | 100 kVA :Pole Substation | 0.1 | --> | 0.1 | 0.083 | 2.8 |  | --> | 0.095 | 0 | 0 | 0 | 0.007 | 0 | 0 | Constrained,otherwise capacity available =95kW. | --> | C13 ex LEE BRIDGE | LEE BRIDGE: T41 | MACROOM |  | 51.839 | -9.126
MV/LV Substation IN***072 | 10 kV | 400V(3ph) & 230V(single ph) | LV | 400 kVA :Building Structure | 0.4 | --> | 0.4 | 0 | 0 | Constrained,otherwise capacity available =332kVA. | --> | 0.38 | 0 | 0 | 0 | 0 | 0.41 | 0 |  | --> | C12 ex TUAM SOUTH | TUAM SOUTH: T42 | CLOON |  | 53.5229 | -8.8437
MV/LV Substation IN***077X | 20 kV | 400V(3ph) & 230V(single ph) | LV | 50 kVA :Pole Substation | 0.05 | --> | 0.05 | 0.037 | 0.9 |  | --> | 0.047 | 0 | 0 | 0 | 0.004 | 0.046 | 0 |  | --> | C16 ex CARRAROE | CARRAROE: T42 | SCREEB |  | 53.063 | -9.512
MV/LV Substation IN***087X | 20 kV | 400V(3ph) & 230V(single ph) | LV | 630 kVA :Kiosk Substation | 0.63 | --> | 0.63 | 0.5 | 2.2 |  | --> | 0.598 | 0 | 0 | 0 | 0 | 0 | 0 | Constrained,otherwise capacity available =500kW. | --> | E17 ex BALLYMACARRY | BALLYMACARRY: T421 | TRILLICK |  | 55.1097 | -7.4637
MV/LV Substation IN***093Y | 20 kV | 400V(3ph) & 230V(single ph) | LV | 400 kVA :Kiosk Substation | 0.4 | --> | 0.4 | 0.254 | 10.7 |  | --> | 0.38 | 0 | 0 | 0 | 0 | 0.422 | 0 |  | --> | E11 ex COOLROE | COOLROE: T121 | COOLROE |  | 51.8896 | -8.6106
MV/LV Substation IN***094 | 10 kV | 400V(3ph) & 230V(single ph) | LV | 200 kVA :Building Structure | 0.2 | --> | 0.2 | 0.052 | 3 |  | --> | 0.19 | 0 | 0 | 0 | 0 | 0 | 0 | Constrained,otherwise capacity available =221kW. | --> | E18 ex WINDSOR | WINDSOR: T421∥T422 | CASTLEBAR |  | 53.8552 | -9.2839
MV/LV Substation IN***100 | 10 kV | 400V(3ph) & 230V(single ph) | LV | 630 kVA :Building Structure | 0.63 | --> | 0.63 | 0 | 2.9 |  | --> | 0.598 | 0 | 0 | 0 | 0 | 0.5 | 0 |  | --> | C22 ex WOLFE TONE STREET | WOLFE TONE STREET: T102 | FINGLAS |  | 53.3489 | -6.2614
MV/LV Substation IN***103 | 20 kV | 400V(3ph) & 230V(single ph) | LV | 400 kVA :Kiosk Substation | 0.4 | --> | 0.4 | 0.126 | 4.5 |  | --> | 0.38 | 0 | 0 | 0 | 0 | 0.436 | 0 |  | --> | E22 ex ENNISCRONE | ENNISCRONE: T421∥T422 | MOY |  | 54.225 | -9.0682
MV/LV Substation IN***103 | 10 kV | 400V(3ph) & 230V(single ph) | LV | 200 kVA :Building Structure | 0.2 | --> | 0.2 | 0.099 | 3 |  | --> | 0.19 | 0 | 0 | 0 | 0 | 0 | 0 | Constrained,otherwise capacity available =215kW. | --> | E18 ex WINDSOR | WINDSOR: T421∥T422 | CASTLEBAR |  | 53.8548 | -9.2803
MV/LV Substation IN***104 | 10 kV | 400V(3ph) & 230V(single ph) | LV | 630 kVA :Building Structure | 0.63 | --> | 0.63 | 0 | 10.5 |  | --> | 0.598 | 0 | 0 | 0 | 0 | 0.5 | 0 |  | --> | C16 ex WATERFORD IND EST | WATERFORD IND EST: T42∥T44 | BUTLERSTOWN |  | 52.2452 | -7.1469
MV/LV Substation IN***105Y | 10 kV | 400V(3ph) & 230V(single ph) | LV | 200 kVA :Kiosk Substation | 0.2 | --> | 0.2 | 0.147 | 2.8 |  | --> | 0.19 | 0 | 0 | 0 | 0.004 | 0.203 | 0 |  | --> | C11 ex COES ROAD | COES ROAD: T41∥T42 | DUNDALK |  | 54.0016 | -6.3745
MV/LV Substation IN***108X | 20 kV | 400V(3ph) & 230V(single ph) | LV | 100 kVA :Pole Substation | 0.1 | --> | 0.1 | 0.073 | 1.6 |  | --> | 0.095 | 0 | 0 | 0 | 0 | 0.103 | 0 |  | --> | E16 ex INCH | INCH: T421∥T422 | OUGHTRAGH |  | 52.1433 | -9.9813
MV/LV Substation IN***108X | 10 kV | 400V(3ph) & 230V(single ph) | LV | 50 kVA :Pole Substation | 0.05 | --> | 0.05 | 0.038 | 0.1 |  | --> | 0.047 | 0 | 0 | 0 | 0 | 0.051 | 0 |  | --> | C15 ex BISHOPSTOWN | BISHOPSTOWN: T41 | KILBARRY |  | 51.8952 | -8.531
MV/LV Substation IN***112 | 10 kV | 400V(3ph) & 230V(single ph) | LV | 1000 kVA :Building Structure | 1 | --> | 1 | 0.5 | 10.5 |  | --> | 0.95 | 0 | 0 | 0 | 0.039 | 0.5 | 0 |  | --> | C18 ex WATERFORD IND EST | WATERFORD IND EST: T42∥T44 | BUTLERSTOWN |  | 52.2456 | -7.147
MV/LV Substation IN***112X | 10 kV | 400V(3ph) & 230V(single ph) | LV | 50 kVA :Kiosk Substation | 0.05 | --> | 0.05 | 0.048 | 1.9 |  | --> | 0.047 | 0 | 0 | 0 | 0 | 0 | 0 | Constrained,otherwise capacity available =49kW. | --> | E15 ex GWEEDORE | GWEEDORE: T421 | ARDNAGAPPARY |  | 55.1705 | -8.1653
MV/LV Substation IN***113 | 10 kV | 400V(3ph) & 230V(single ph) | LV | 630 kVA :Building Structure | 0.63 | --> | 0.63 | 0.5 | 10.5 |  | --> | 0.598 | 0 | 0 | 0 | 0.007 | 0.5 | 0 |  | --> | C16 ex WATERFORD IND EST | WATERFORD IND EST: T42∥T44 | BUTLERSTOWN |  | 52.2452 | -7.1493
MV/LV Substation IN***114 | 10 kV | 400V(3ph) & 230V(single ph) | LV | 200 kVA :Building Structure | 0.2 | --> | 0.2 | 0 | 0 | Constrained,otherwise capacity available =180kVA. | --> | 0.19 | 0 | 0 | 0 | 0 | 0.203 | 0 |  | --> | C18 ex CASTLETROY | CASTLETROY: T41∥T42 | ARDNACRUSHA |  | 52.6709 | -8.5527
MV/LV Substation IN***120 | 10 kV | 400V(3ph) & 230V(single ph) | LV | 1000 kVA :Building Structure | 1 | --> | 1 | 0.5 | 5 |  | --> | 0.95 | 0 | 0 | 0 | 0.004 | 0.5 | 0 |  | --> | C18 ex GALWAY 110KV | GALWAY 110KV: T102 | GALWAY 110KV |  | 53.2863 | -9.0256
MV/LV Substation IN***121 | 10 kV | 400V(3ph) & 230V(single ph) | LV | 200 kVA :Kiosk Substation | 0.2 | --> | 0.2 | 0.116 | 2.8 |  | --> | 0.19 | 0 | 0 | 0 | 0.014 | 0.197 | 0 |  | --> | C15 ex RINEANNA | RINEANNA: T42 | DRUMLINE |  | 52.7027 | -8.8716
MV/LV Substation IN***130 | 10 kV | 400V(3ph) & 230V(single ph) | LV | 400 kVA :Kiosk Substation | 0.4 | --> | 0.4 | 0.333 | 2.8 |  | --> | 0.38 | 0 | 0 | 0 | 0.003 | 0.407 | 0 |  | --> | C15 ex RINEANNA | RINEANNA: T42 | DRUMLINE |  | 52.7069 | -8.8628
MV/LV Substation IN***134 | 10 kV | 400V(3ph) & 230V(single ph) | LV | 1000 kVA :Building Structure | 1 | --> | 1 | 0.39 | 5 |  | --> | 0.95 | 0 | 0 | 0 | 0.234 | 0.5 | 0 |  | --> | C18 ex GALWAY 110KV | GALWAY 110KV: T102 | GALWAY 110KV |  | 53.2864 | -9.0275
MV/LV Substation IN***135 | 10 kV | 400V(3ph) & 230V(single ph) | LV | 630 kVA :Building Structure | 0.63 | --> | 0.63 | 0.5 | 5 |  | --> | 0.598 | 0 | 0 | 0 | 0.014 | 0.5 | 0 |  | --> | C18 ex GALWAY 110KV | GALWAY 110KV: T102 | GALWAY 110KV |  | 53.2858 | -9.0266
MV/LV Substation IN***138 | 10 kV | 400V(3ph) & 230V(single ph) | LV | 400 kVA :Building Structure | 0.4 | --> | 0.4 | 0.27 | 10.5 |  | --> | 0.38 | 0 | 0 | 0 | 0 | 0.42 | 0 |  | --> | C16 ex WATERFORD IND EST | WATERFORD IND EST: T42∥T44 | BUTLERSTOWN |  | 52.2449 | -7.1491
MV/LV Substation IN***139 | 10 kV | 400V(3ph) & 230V(single ph) | LV | 50 kVA :Pole Substation | 0.05 | --> | 0.05 | 0.037 | 2.4 |  | --> | 0.047 | 0 | 0 | 0 | 0 | 0.051 | 0 |  | --> | C23 ex TINAHASK | TINAHASK: T41∥T42 | ARKLOW |  | 52.7393 | -6.2386
MV/LV Substation IN***140 | 10 kV | 400V(3ph) & 230V(single ph) | LV | 400 kVA :Building Structure | 0.4 | --> | 0.4 | 0.316 | 2.1 |  | --> | 0.38 | 0 | 0 | 0 | 0 | 0.412 | 0 |  | --> | C15 ex WATERFORD IND EST | WATERFORD IND EST: T41 | BUTLERSTOWN |  | 52.2474 | -7.1454
MV/LV Substation IN***148 | 10 kV | 400V(3ph) & 230V(single ph) | LV | 630 kVA :Building Structure | 0.63 | --> | 0.63 | 0 | 0 | Constrained,otherwise capacity available =500kVA. | --> | 0.598 | 0 | 0 | 0 | 0 | 0.5 | 0 |  | --> | C19 ex MONEENAGEISHA | MONEENAGEISHA: T41 | GALWAY 110KV |  | 53.2843 | -9.0291
MV/LV Substation IN***148X | 10 kV | 400V(3ph) & 230V(single ph) | LV | 400 kVA :Building Structure | 0.4 | --> | 0.4 | 0.268 | 2.8 |  | --> | 0.38 | 0 | 0 | 0 | 0 | 0.42 | 0 |  | --> | C19 ex INCHICORE NORTH | INCHICORE NORTH: T41 | INCHICORE 220KV |  | 53.3283 | -6.3476
MV/LV Substation IN***149 | 10 kV | 400V(3ph) & 230V(single ph) | LV | 630 kVA :Building Structure | 0.63 | --> | 0.63 | 0 | 0 | Constrained,otherwise capacity available =359kVA. | --> | 0.598 | 0 | 0 | 0 | 0 | 0.5 | 0 |  | --> | C19 ex MONEENAGEISHA | MONEENAGEISHA: T41 | GALWAY 110KV |  | 53.2852 | -9.0306
MV/LV Substation IN***149 | 10 kV | 400V(3ph) & 230V(single ph) | LV | 400 kVA :Building Structure | 0.4 | --> | 0.4 | 0.361 | 1.1 |  | --> | 0.38 | 0 | 0 | 0 | 0 | 0.405 | 0 |  | --> | C16 ex CAHIRCALLA | CAHIRCALLA: T41∥T42 | ENNIS |  | 52.8403 | -8.9931
MV/LV Substation IN***153X | 10 kV | 400V(3ph) & 230V(single ph) | LV | 100 kVA :Pole Substation | 0.1 | --> | 0.1 | 0 | 0 | Constrained,otherwise capacity available =88kVA. | --> | 0.095 | 0 | 0 | 0 | 0 | 0.101 | 0 |  | --> | C12 ex CRANMORE | CRANMORE: T41∥T42 | SLIGO |  | 54.2358 | -8.4451
MV/LV Substation IN***154X | 20 kV | 400V(3ph) & 230V(single ph) | LV | 200 kVA :Pole Substation | 0.2 | --> | 0.2 | 0.106 | 5.4 |  | --> | 0.19 | 0 | 0 | 0 | 0 | 0.213 | 0 |  | --> | E14 ex MOY | MOY: T421∥T422 | MOY |  | 54.2095 | -9.2121
MV/LV Substation IN***156 | 10 kV | 400V(3ph) & 230V(single ph) | LV | 200 kVA :Kiosk Substation | 0.2 | --> | 0.2 | 0.14 | 25.2 |  | --> | 0.19 | 0 | 0 | 0 | 0 | 0.209 | 0 |  | --> | C19 ex ARKLOW | ARKLOW: T101∥T102 | ARKLOW |  | 52.8054 | -6.1514
MV/LV Substation IN***158 | 10 kV | 400V(3ph) & 230V(single ph) | LV | 400 kVA :Building Structure | 0.4 | --> | 0.4 | 0.4 | 2.1 |  | --> | 0.38 | 0 | 0 | 0 | 0 | 0.4 | 0 |  | --> | C15 ex WATERFORD IND EST | WATERFORD IND EST: T41 | BUTLERSTOWN |  | 52.2476 | -7.147
MV/LV Substation IN***158Y | 20 kV | 400V(3ph) & 230V(single ph) | LV | 100 kVA :Pole Substation | 0.1 | --> | 0.1 | 0.071 | 1.5 |  | --> | 0.095 | 0 | 0 | 0 | 0.007 | 0 | 0 | Constrained,otherwise capacity available =96kW. | --> | C17 ex FOYNES | FOYNES: T41 | RATHKEALE |  | 52.5675 | -9.2759
MV/LV Substation IN***160 | 10 kV | 400V(3ph) & 230V(single ph) | LV | 1000 kVA :Building Structure | 1 | --> | 1 | 0.5 | 0.5 |  | --> | 0.95 | 0 | 0 | 0 | 0 | 0.5 | 0 |  | --> | C06 ex PEMBROKE | PEMBROKE: T44 | RINGSEND |  | 53.3321 | -6.2326
MV/LV Substation IN***160 | 10 kV | 400V(3ph) & 230V(single ph) | LV | 630 kVA :Building Structure | 0.63 | --> | 0.63 | 0.5 | 2.1 |  | --> | 0.598 | 0 | 0 | 0 | 0 | 0.5 | 0 |  | --> | C15 ex WATERFORD IND EST | WATERFORD IND EST: T41 | BUTLERSTOWN |  | 52.2469 | -7.1499
MV/LV Substation IN***168 | 10 kV | 400V(3ph) & 230V(single ph) | LV | 400 kVA :Kiosk Substation | 0.4 | --> | 0.4 | 0 | 0 | Constrained,otherwise capacity available =306kVA. | --> | 0.38 | 0 | 0 | 0 | 0 | 0 | 0 | Constrained,otherwise capacity available =414kW. | --> | C20 ex COLLIGAN | COLLIGAN: T41 | DUNGARVAN |  | 52.0945 | -7.6301
MV/LV Substation IN***175 | 10 kV | 400V(3ph) & 230V(single ph) | LV | 400 kVA :Building Structure | 0.4 | --> | 0.4 | 0.354 | 2.1 |  | --> | 0.38 | 0 | 0 | 0 | 0.039 | 0.363 | 0 |  | --> | C15 ex WATERFORD IND EST | WATERFORD IND EST: T41 | BUTLERSTOWN |  | 52.2472 | -7.1474
MV/LV Substation IN***182 | 10 kV | 400V(3ph) & 230V(single ph) | LV | 400 kVA :Building Structure | 0.4 | --> | 0.4 | 0 | 0 | Constrained,otherwise capacity available =295kVA. | --> | 0.38 | 0 | 0 | 0 | 0.003 | 0.413 | 0 |  | --> | C12 ex SEMPERIT | SEMPERIT: T42 | GRANGE CASTLE |  | 53.3398 | -6.3632
MV/LV Substation IN***186X | 10 kV | 400V(3ph) & 230V(single ph) | LV | 100 kVA :Pole Substation | 0.1 | --> | 0.1 | 0 | 0 | Constrained,otherwise capacity available =72kVA. | --> | 0.095 | 0 | 0 | 0 | 0 | 0.103 | 0 |  | --> | C12 ex SKIBBEREEN | SKIBBEREEN: T41∥T42 | DUNMANWAY |  | 51.5499 | -9.2818
MV/LV Substation IN***189Z | 10 kV | 400V(3ph) & 230V(single ph) | LV | 630 kVA :Kiosk Substation | 0.63 | --> | 0.63 | 0 | 0 | Constrained,otherwise capacity available =396kVA. | --> | 0.598 | 0 | 0 | 0 | 0 | 0.5 | 0 |  | --> | C12 ex ATHGARVAN | ATHGARVAN: T44 | NEWBRIDGE |  | 53.1757 | -6.8023
MV/LV Substation IN***206X | 10 kV | 400V(3ph) & 230V(single ph) | LV | 630 kVA :Kiosk Substation | 0.63 | --> | 0.63 | 0.5 | 1.6 |  | --> | 0.598 | 0 | 0 | 0 | 0 | 0.5 | 0 |  | --> | C20 ex CAHIR | CAHIR: T42 | CAHIR |  | 52.3732 | -7.9311
MV/LV Substation IN***207X | 10 kV | 400V(3ph) & 230V(single ph) | LV | 630 kVA :Kiosk Substation | 0.63 | --> | 0.63 | 0 | 0 | Constrained,otherwise capacity available =500kVA. | --> | 0.598 | 0 | 0 | 0 | 0 | 0.5 | 0 |  | --> | C33 ex INCHICORE CENTRAL | INCHICORE CENTRAL: T45 | INCHICORE 220KV |  | 53.3411 | -6.3237
MV/LV Substation IN***218 | 10 kV | 400V(3ph) & 230V(single ph) | LV | 630 kVA :Building Structure | 0.63 | --> | 0.63 | 0 | 0.9 |  | --> | 0.598 | 0 | 0 | 0 | 0 | 0.5 | 0 |  | --> | C47 ex BEDFORD ROW | BEDFORD ROW: T41 | FRANCIS STREET |  | 53.3429 | -6.2653
MV/LV Substation IN***219 | 10 kV | 400V(3ph) & 230V(single ph) | LV | 630 kVA :Building Structure | 0.63 | --> | 0.63 | 0.441 | 9.4 |  | --> | 0.598 | 0 | 0 | 0 | 0 | 0.5 | 0 |  | --> | C23 ex KILLOTERAN | KILLOTERAN: T101 | KILLOTERAN |  | 52.2521 | -7.1467
MV/LV Substation IN***226X | 10 kV | 400V(3ph) & 230V(single ph) | LV | 50 kVA :Pole Substation | 0.05 | --> | 0.05 | 0.033 | 0 |  | --> | 0.047 | 0 | 0 | 0 | 0 | 0.051 | 0 |  | --> | C16 ex GRAIGUENAMANAGH | GRAIGUENAMANAGH: T41∥T42 | KILKENNY |  | 52.4901 | -7.0693
MV/LV Substation IN***229 | 20 kV | 400V(3ph) & 230V(single ph) | LV | 50 kVA :Pole Substation | 0.05 | --> | 0.05 | 0.05 | 1 |  | --> | 0.047 | 0 | 0 | 0 | 0 | 0 | 0 | Constrained,otherwise capacity available =49kW. | --> | E13 ex CARNDONAGH | CARNDONAGH: T421∥T422 | TRILLICK |  | 55.1754 | -7.411
MV/LV Substation IN***230 | 10 kV | 400V(3ph) & 230V(single ph) | LV | 630 kVA :Building Structure | 0.63 | --> | 0.63 | 0.5 | 3.4 |  | --> | 0.598 | 0 | 0 | 0 | 0 | 0.5 | 0 |  | --> | C25 ex GALWAY 110KV | GALWAY 110KV: T103 | GALWAY 110KV |  | 53.2877 | -9.0249
MV/LV Substation IN***238Z | 10 kV | 400V(3ph) & 230V(single ph) | LV | 400 kVA :Kiosk Substation | 0.4 | --> | 0.4 | 0.323 | 5.9 |  | --> | 0.38 | 0 | 0 | 0 | 0.003 | 0.408 | 0 |  | --> | C13 ex BANDON | BANDON: T101 | BANDON |  | 51.7528 | -8.7523
MV/LV Substation IN***243Y | 10 kV | 400V(3ph) & 230V(single ph) | LV | 200 kVA :Kiosk Substation | 0.2 | --> | 0.2 | 0 | 0 | Constrained,otherwise capacity available =153kVA. | --> | 0.19 | 0 | 0 | 0 | 0.011 | 0.195 | 0 |  | --> | C18 ex LITTLE MILLS | LITTLE MILLS: T41 | DUNDALK |  | 53.9238 | -6.3999
MV/LV Substation IN***244X | 10 kV | 400V(3ph) & 230V(single ph) | LV | 400 kVA :Kiosk Substation | 0.4 | --> | 0.4 | 0 | 0 | Constrained,otherwise capacity available =333kVA. | --> | 0.38 | 0 | 0 | 0 | 0.011 | 0.398 | 0 |  | --> | C12 ex CRANMORE | CRANMORE: T41∥T42 | SLIGO |  | 54.2592 | -8.4595
MV/LV Substation IN***244Z | 10 kV | 400V(3ph) & 230V(single ph) | LV | 200 kVA :Kiosk Substation | 0.2 | --> | 0.2 | 0.197 | 4.4 |  | --> | 0.19 | 0 | 0 | 0 | 0 | 0.2 | 0 |  | --> | C11 ex HOWTH JUNCTION | HOWTH JUNCTION: T41 | GRANGE (DR) |  | 53.3698 | -6.1485
MV/LV Substation IN***248 | 10 kV | 400V(3ph) & 230V(single ph) | LV | 630 kVA :Building Structure | 0.63 | --> | 0.63 | 0.5 | 9.4 |  | --> | 0.598 | 0 | 0 | 0 | 0 | 0.5 | 0 |  | --> | C23 ex KILLOTERAN | KILLOTERAN: T101 | KILLOTERAN |  | 52.2519 | -7.1491
MV/LV Substation IN***251X | 10 kV | 400V(3ph) & 230V(single ph) | LV | 200 kVA :Kiosk Substation | 0.2 | --> | 0.2 | 0.112 | 2 |  | --> | 0.19 | 0 | 0 | 0 | 0.031 | 0.18 | 0 |  | --> | C17 ex MOUNTGORRY | MOUNTGORRY: T41 | GRANGE (DR) |  | 53.4525 | -6.1695
MV/LV Substation IN***252 | 10 kV | 400V(3ph) & 230V(single ph) | LV | 630 kVA :Building Structure | 0.63 | --> | 0.63 | 0.5 | 2.1 |  | --> | 0.598 | 0 | 0 | 0 | 0 | 0.5 | 0 |  | --> | C15 ex WATERFORD IND EST | WATERFORD IND EST: T41 | BUTLERSTOWN |  | 52.2474 | -7.1483
MV/LV Substation IN***253 | 10 kV | 400V(3ph) & 230V(single ph) | LV | 630 kVA :Building Structure | 0.63 | --> | 0.63 | 0.5 | 9.4 |  | --> | 0.598 | 0 | 0 | 0 | 0 | 0.5 | 0 |  | --> | C23 ex KILLOTERAN | KILLOTERAN: T101 | KILLOTERAN |  | 52.2536 | -7.1465
MV/LV Substation IN***253X | 10 kV | 400V(3ph) & 230V(single ph) | LV | 50 kVA :Pole Substation | 0.05 | --> | 0.05 | 0 | 0 |  | --> | 0.047 | 0 | 0 | 0 | 0.007 | 0.051 | 0 |  | --> | C20 ex ENNISTYMON | ENNISTYMON: T41∥T42 | ENNIS |  | 52.8777 | -9.1778
MV/LV Substation IN***253Z | 20 kV | 400V(3ph) & 230V(single ph) | LV | 400 kVA :Kiosk Substation | 0.4 | --> | 0.4 | 0.345 | 5.6 |  | --> | 0.38 | 0 | 0 | 0 | 0 | 0.408 | 0 |  | --> | E13 ex BLESSINGTON | BLESSINGTON: T421 | KILTEEL |  | 53.1767 | -6.5333
MV/LV Substation IN***262Y | 10 kV | 400V(3ph) & 230V(single ph) | LV | 400 kVA :Building Structure | 0.4 | --> | 0.4 | 0.264 | 9.4 |  | --> | 0.38 | 0 | 0 | 0 | 0 | 0.421 | 0 |  | --> | C23 ex KILLOTERAN | KILLOTERAN: T101 | KILLOTERAN |  | 52.2526 | -7.1493
MV/LV Substation IN***265 | 20 kV | 400V(3ph) & 230V(single ph) | LV | 50 kVA :Pole Substation | 0.05 | --> | 0.05 | 0.049 | 3.7 |  | --> | 0.047 | 0 | 0 | 0 | 0 | 0 | 0 | Constrained,otherwise capacity available =49kW. | --> | E20 ex FOXHOLE | FOXHOLE: T421∥T422 | DUNGARVAN |  | 51.9453 | -8.0014
MV/LV Substation IN***266 | 20 kV | 400V(3ph) & 230V(single ph) | LV | 630 kVA :Kiosk Substation | 0.63 | --> | 0.63 | 0.5 | 1.6 |  | --> | 0.598 | 0 | 0 | 0 | 0.004 | 0.5 | 0 |  | --> | E16 ex MILLTOWN (SR) | MILLTOWN (SR): T422 | OUGHTRAGH |  | 52.1061 | -9.7962
MV/LV Substation IN***270 | 10 kV | 400V(3ph) & 230V(single ph) | LV | 630 kVA :Kiosk Substation | 0.63 | --> | 0.63 | 0.467 | 9.4 |  | --> | 0.598 | 0 | 0 | 0 | 0 | 0.5 | 0 |  | --> | C23 ex KILLOTERAN | KILLOTERAN: T101 | KILLOTERAN |  | 52.2561 | -7.1464
MV/LV Substation IN***278X | 10 kV | 400V(3ph) & 230V(single ph) | LV | 400 kVA :Kiosk Substation | 0.4 | --> | 0.4 | 0.252 | 3.5 |  | --> | 0.38 | 0 | 0 | 0 | 0.024 | 0.397 | 0 |  | --> | C12 ex MARSHES | MARSHES: T42 | DUNDALK |  | 53.9852 | -6.395
MV/LV Substation IN***284X | 20 kV | 400V(3ph) & 230V(single ph) | LV | 630 kVA :Building Structure | 0.63 | --> | 0.63 | 0 | 1 |  | --> | 0.598 | 0 | 0 | 0 | 0 | 0 | 0 | Constrained,otherwise capacity available =500kW. | --> | E13 ex CARNDONAGH | CARNDONAGH: T421∥T422 | TRILLICK |  | 55.1869 | -7.4035
MV/LV Substation IN***294 | 10 kV | 400V(3ph) & 230V(single ph) | LV | 630 kVA :Building Structure | 0.63 | --> | 0.63 | 0.5 | 9.4 |  | --> | 0.598 | 0 | 0 | 0 | 0 | 0.5 | 0 |  | --> | C27 ex KILLOTERAN | KILLOTERAN: T101 | KILLOTERAN |  | 52.2451 | -7.1582
MV/LV Substation IN***295X | 10 kV | 400V(3ph) & 230V(single ph) | LV | 50 kVA :Pole Substation | 0.05 | --> | 0.05 | 0.05 | 3.4 |  | --> | 0.047 | 0 | 0 | 0 | 0 | 0.049 | 0 |  | --> | C12 ex CAUSEWAY | CAUSEWAY: T41∥T42 | TRALEE |  | 52.4337 | -9.7212
MV/LV Substation IN***307 | 20 kV | 400V(3ph) & 230V(single ph) | LV | 630 kVA :Building Structure | 0.63 | --> | 0.63 | 0 | 0 | Constrained,otherwise capacity available =500kVA. | --> | 0.598 | 0 | 0 | 0 | 0 | 0.5 | 0 |  | --> | E21 ex DALTON | DALTON: T421∥T422 | DALTON |  | 53.7398 | -9.0061
MV/LV Substation IN***316X | 20 kV | 400V(3ph) & 230V(single ph) | LV | 50 kVA :Pole Substation | 0.05 | --> | 0.05 | 0.044 | 2.2 |  | --> | 0.047 | 0 | 0 | 0 | 0 | 0 | 0 | Constrained,otherwise capacity available =50kW. | --> | E17 ex BALLYMACARRY | BALLYMACARRY: T421 | TRILLICK |  | 55.0609 | -7.4417
MV/LV Substation IN***318Z | 10 kV | 400V(3ph) & 230V(single ph) | LV | 400 kVA :Kiosk Substation | 0.4 | --> | 0.4 | 0.364 | 0.8 |  | --> | 0.38 | 0 | 0 | 0 | 0.007 | 0.398 | 0 |  | --> | C13 ex SMEARLA | SMEARLA: T41 | TRIEN |  | 52.4513 | -9.4904
MV/LV Substation IN***326 | 10 kV | 400V(3ph) & 230V(single ph) | LV | 200 kVA :Building Structure | 0.2 | --> | 0.2 | 0.15 | 2.1 |  | --> | 0.19 | 0 | 0 | 0 | 0 | 0.207 | 0 |  | --> | C19 ex WATERFORD IND EST | WATERFORD IND EST: T41 | BUTLERSTOWN |  | 52.2503 | -7.1486
MV/LV Substation IN***327 | 10 kV | 400V(3ph) & 230V(single ph) | LV | 50 kVA :Pole Substation | 0.05 | --> | 0.05 | 0.03 | 5.9 |  | --> | 0.047 | 0 | 0 | 0 | 0 | 0.052 | 0 |  | --> | C14 ex BANDON | BANDON: T101 | BANDON |  | 51.7629 | -8.6689
MV/LV Substation IN***330 | 10 kV | 400V(3ph) & 230V(single ph) | LV | 400 kVA :Kiosk Substation | 0.4 | --> | 0.4 | 0.31 | 12.2 |  | --> | 0.38 | 0 | 0 | 0 | 0.009 | 0.404 | 0 |  | --> | C32 ex SALTHILL | SALTHILL: T102 | SALTHILL |  | 53.2779 | -9.0815
MV/LV Substation IN***333Z | 20 kV | 400V(3ph) & 230V(single ph) | LV | 100 kVA :Pole Substation | 0.1 | --> | 0.1 | 0.1 | 4.7 |  | --> | 0.095 | 0 | 0 | 0 | 0 | 0.1 | 0 |  | --> | E17 ex EDGEWORTHSTOWN | EDGEWORTHSTOWN: T421∥T422 | RICHMOND |  | 53.5894 | -7.6135
MV/LV Substation IN***338Y | 10 kV | 400V(3ph) & 230V(single ph) | LV | 630 kVA :Building Structure | 0.63 | --> | 0.63 | 0.5 | 2.2 |  | --> | 0.598 | 0 | 0 | 0 | 0 | 0.5 | 0 |  | --> | C14 ex MANOR STREET | MANOR STREET: T42 | WATERFORD |  | 52.2531 | -7.1088
MV/LV Substation IN***339Y | 10 kV | 400V(3ph) & 230V(single ph) | LV | 400 kVA :Kiosk Substation | 0.4 | --> | 0.4 | 0.398 | 2.2 |  | --> | 0.38 | 0 | 0 | 0 | 0 | 0.4 | 0 |  | --> | C14 ex MANOR STREET | MANOR STREET: T42 | WATERFORD |  | 52.2539 | -7.109
MV/LV Substation IN***345 | 10 kV | 400V(3ph) & 230V(single ph) | LV | 100 kVA :Pole Substation | 0.1 | --> | 0.1 | 0 | 0 | Constrained,otherwise capacity available =94kVA. | --> | 0.095 | 0 | 0 | 0 | 0.003 | 0.097 | 0 |  | --> | C14 ex CLONAKILTY | CLONAKILTY: T41∥T42 | DUNMANWAY |  | 51.5978 | -8.8671
MV/LV Substation IN***345Y | 20 kV | 400V(3ph) & 230V(single ph) | LV | 200 kVA :Pole Substation | 0.2 | --> | 0.2 | 0.167 | 6.2 |  | --> | 0.19 | 0 | 0 | 0 | 0.003 | 0.201 | 0 |  | --> | E17 ex BAGENALSTOWN | BAGENALSTOWN: T421∥T422 | CARLOW |  | 52.7369 | -6.9807
MV/LV Substation IN***353 | 20 kV | 400V(3ph) & 230V(single ph) | LV | 50 kVA :Pole Substation | 0.05 | --> | 0.05 | 0.049 | 6.9 |  | --> | 0.047 | 0 | 0 | 0 | 0 | 0 | 0 | Constrained,otherwise capacity available =49kW. | --> | E17 ex SPRINGS | SPRINGS: T421∥T422 | DUNGARVAN |  | 52.1203 | -7.6698
MV/LV Substation IN***362Z | 10 kV | 400V(3ph) & 230V(single ph) | LV | 200 kVA :Kiosk Substation | 0.2 | --> | 0.2 | 0.191 | 5.9 |  | --> | 0.19 | 0 | 0 | 0 | 0 | 0.2 | 0 |  | --> | C12 ex BALLINCOLLIG | BALLINCOLLIG: T42 | KILBARRY |  | 51.8888 | -8.6087
MV/LV Substation IN***373 | 20 kV | 400V(3ph) & 230V(single ph) | LV | 50 kVA :Pole Substation | 0.05 | --> | 0.05 | 0.05 | 2 |  | --> | 0.047 | 0 | 0 | 0 | 0 | 0.049 | 0 |  | --> | E31 ex CAPPAMORE | CAPPAMORE: T41∥T42 | ARDNACRUSHA |  | 52.6903 | -8.1
MV/LV Substation IN***381 | 10 kV | 400V(3ph) & 230V(single ph) | LV | 400 kVA :Building Structure | 0.4 | --> | 0.4 | 0.316 | 10.5 |  | --> | 0.38 | 0 | 0 | 0 | 0 | 0.412 | 0 |  | --> | C12 ex WATERFORD IND EST | WATERFORD IND EST: T42∥T44 | BUTLERSTOWN |  | 52.2444 | -7.1631
MV/LV Substation IN***396 | 10 kV | 400V(3ph) & 230V(single ph) | LV | 630 kVA :Building Structure | 0.63 | --> | 0.63 | 0.5 | 2.1 |  | --> | 0.598 | 0 | 0 | 0 | 0 | 0.5 | 0 |  | --> | C19 ex WATERFORD IND EST | WATERFORD IND EST: T41 | BUTLERSTOWN |  | 52.2477 | -7.1494
MV/LV Substation IN***397 | 10 kV | 400V(3ph) & 230V(single ph) | LV | 630 kVA :Building Structure | 0.63 | --> | 0.63 | 0.452 | 6.7 |  | --> | 0.598 | 0 | 0 | 0 | 0 | 0.5 | 0 |  | --> | C13 ex COLLINSTOWN | COLLINSTOWN: T41∥T42 | GRANGE (DR) |  | 53.4278 | -6.2343
MV/LV Substation IN***397X | 10 kV | 400V(3ph) & 230V(single ph) | LV | 100 kVA :Pole Substation | 0.1 | --> | 0.1 | 0.095 | 5.6 |  | --> | 0.095 | 0 | 0 | 0 | 0.065 | 0.032 | 0 |  | --> | C13 ex PURCELLS INCH | PURCELLS INCH: T42 | KILKENNY |  | 52.6411 | -7.2156
MV/LV Substation IN***4008 | 20 kV | 400V(3ph) & 230V(single ph) | LV | 400 kVA :Kiosk Substation | 0.4 | --> | 0.4 | 0.383 | 2.4 |  | --> | 0.38 | 0 | 0 | 0 | 0 | 0.402 | 0 |  | --> | E11 ex KENMARE | KENMARE: T421 | KNOCKEARAGH |  | 51.8839 | -9.5661
MV/LV Substation IN***4009 | 10 kV | 400V(3ph) & 230V(single ph) | LV | 50 kVA :Pole Substation | 0.05 | --> | 0.05 | 0.05 | 0.5 |  | --> | 0.047 | 0 | 0 | 0 | 0 | 0.049 | 0 |  | --> | C12 ex BALBRIGGAN | BALBRIGGAN: T42 | GLASMORE |  | 53.5904 | -6.198
MV/LV Substation IN***4013 | 10 kV | 400V(3ph) & 230V(single ph) | LV | 200 kVA :Pole Substation | 0.2 | --> | 0.2 | 0 | 0 | Constrained,otherwise capacity available =175kVA. | --> | 0.19 | 0 | 0 | 0 | 0.007 | 0.196 | 0 |  | --> | C20 ex CULLION | CULLION: T41∥T42 | LETTERKENNY |  | 54.887 | -7.7371
MV/LV Substation IN***4073 | 10 kV | 400V(3ph) & 230V(single ph) | LV | 50 kVA :Pole Substation | 0.05 | --> | 0.05 | 0.038 | 2.6 |  | --> | 0.047 | 0 | 0 | 0 | 0 | 0.051 | 0 |  | --> | E13 ex AGHADA | AGHADA: T721 | N/A |  | 51.8055 | -8.1862
MV/LV Substation IN***4081 | 10 kV | 400V(3ph) & 230V(single ph) | LV | 400 kVA :Kiosk Substation | 0.4 | --> | 0.4 | 0.255 | 2.6 |  | --> | 0.38 | 0 | 0 | 0 | 0 | 0.422 | 0 |  | --> | C12 ex CLOONBANNIN | CLOONBANNIN: T42 | GLENLARA |  | 52.1597 | -9.0726
MV/LV Substation IN***408Y | 10 kV | 400V(3ph) & 230V(single ph) | LV | 400 kVA :Kiosk Substation | 0.4 | --> | 0.4 | 0 | 0 | Constrained,otherwise capacity available =343kVA. | --> | 0.38 | 0 | 0 | 0 | 0 | 0.408 | 0 |  | --> | C17 ex CARRICKMACROSS | CARRICKMACROSS: T41 | MEATH HILL |  | 53.9832 | -6.7161
MV/LV Substation IN***4091 | 10 kV | 400V(3ph) & 230V(single ph) | LV | 630 kVA :Kiosk Substation | 0.63 | --> | 0.63 | 0.067 | 0.1 | Constrained,otherwise capacity available =500kVA. | --> | 0.598 | 0 | 0 | 0 | 0.03 | 0.5 | 0 |  | --> | C17 ex BISHOPSTOWN | BISHOPSTOWN: T41 | KILBARRY |  | 51.8896 | -8.5732
MV/LV Substation IN***4103 | 10 kV | 400V(3ph) & 230V(single ph) | LV | 50 kVA :Pole Substation | 0.05 | --> | 0.05 | 0 | 0 | Constrained,otherwise capacity available =39kVA. | --> | 0.047 | 0 | 0 | 0 | 0.019 | 0.031 | 0 |  | --> | C14 ex CLONAKILTY | CLONAKILTY: T41∥T42 | DUNMANWAY |  | 51.6006 | -8.8713
MV/LV Substation IN***4122 | 10 kV | 400V(3ph) & 230V(single ph) | LV | 630 kVA :Kiosk Substation | 0.63 | --> | 0.63 | 0.358 | 3.7 |  | --> | 0.598 | 0 | 0 | 0 | 0 | 0.5 | 0 |  | --> | C20 ex MERRION SQUARE | MERRION SQUARE: T42 | RINGSEND |  | 53.3351 | -6.2554
MV/LV Substation IN***4123 | 20 kV | 400V(3ph) & 230V(single ph) | LV | 50 kVA :Pole Substation | 0.05 | --> | 0.05 | 0.042 | 11.3 |  | --> | 0.047 | 0 | 0 | 0 | 0 | 0.05 | 0 |  | --> | C14 ex SINGLAND | SINGLAND: T102 | SINGLAND |  | 52.6374 | -8.5841
MV/LV Substation IN***413 | 10 kV | 400V(3ph) & 230V(single ph) | LV | 400 kVA :Building Structure | 0.4 | --> | 0.4 | 0 | 0 | Constrained,otherwise capacity available =229kVA. | --> | 0.38 | 0 | 0 | 0 | 0 | 0.426 | 0 |  | --> | C17 ex CARRICK ON SHANNON | CARRICK ON SHANNON: T41∥T42 | CARRICK ON SHANNON |  | 53.9459 | -8.0734
MV/LV Substation IN***4144 | 10 kV | 400V(3ph) & 230V(single ph) | LV | 50 kVA :Pole Substation | 0.05 | --> | 0.05 | 0 | 0 | Constrained,otherwise capacity available =49kVA. | --> | 0.047 | 0 | 0 | 0 | 0 | 0 | 0 | Constrained,otherwise capacity available =49kW. | --> | C11 ex HOLYCROSS ROAD | HOLYCROSS ROAD: T41∥T42 | THURLES |  | 52.6591 | -7.8237
MV/LV Substation IN***4145 | 20 kV | 400V(3ph) & 230V(single ph) | LV | 100 kVA :Pole Substation | 0.1 | --> | 0.1 | 0.089 | 0.9 |  | --> | 0.095 | 0 | 0 | 0 | 0 | 0.101 | 0 |  | --> | C14 ex CARRAROE | CARRAROE: T42 | SCREEB |  | 53.2345 | -9.5027
MV/LV Substation IN***4152 | 10 kV | 400V(3ph) & 230V(single ph) | LV | 630 kVA :Building Structure | 0.63 | --> | 0.63 | 0 | 0 | Constrained,otherwise capacity available =408kVA. | --> | 0.598 | 0 | 0 | 0 | 0 | 0.5 | 0 |  | --> | C25 ex POPPINTREE | POPPINTREE: T101 | FINGLAS |  | 53.4143 | -6.3142
MV/LV Substation IN***4168 | 10 kV | 400V(3ph) & 230V(single ph) | LV | 50 kVA :Pole Substation | 0.05 | --> | 0.05 | 0.045 | 1.1 |  | --> | 0.047 | 0 | 0 | 0 | 0.003 | 0.047 | 0 |  | --> | C20 ex CAHIRCALLA | CAHIRCALLA: T41∥T42 | ENNIS |  | 52.8241 | -9.0477
MV/LV Substation IN***4184 | 10 kV | 400V(3ph) & 230V(single ph) | LV | 400 kVA :Kiosk Substation | 0.4 | --> | 0.4 | 0 | 0 | Constrained,otherwise capacity available =356kVA. | --> | 0.38 | 0 | 0 | 0 | 0 | 0.406 | 0 |  | --> | C41 ex CASTLEVIEW | CASTLEVIEW: T101 | CASTLEVIEW |  | 51.9008 | -8.3868
MV/LV Substation IN***419 | 10 kV | 400V(3ph) & 230V(single ph) | LV | 630 kVA :Kiosk Substation | 0.63 | --> | 0.63 | 0.365 | 4.6 |  | --> | 0.598 | 0 | 0 | 0 | 0.016 | 0.5 | 0 |  | --> | C24 ex CABRA | CABRA: T101 | FINGLAS |  | 53.3646 | -6.2964
MV/LV Substation IN***4199 | 10 kV | 400V(3ph) & 230V(single ph) | LV | 400 kVA :Building Structure | 0.4 | --> | 0.4 | 0.4 | 3.9 |  | --> | 0.38 | 0 | 0 | 0 | 0 | 0.4 | 0 |  | --> | C16 ex BELGARD | BELGARD: T42 | COOKSTOWN |  | 53.2915 | -6.3729
MV/LV Substation IN***4208 | 10 kV | 400V(3ph) & 230V(single ph) | LV | 400 kVA :Kiosk Substation | 0.4 | --> | 0.4 | 0.365 | 5.9 |  | --> | 0.38 | 0 | 0 | 0 | 0 | 0.405 | 0 |  | --> | C13 ex BANDON | BANDON: T101 | BANDON |  | 51.7521 | -8.7541
MV/LV Substation IN***4221 | 10 kV | 400V(3ph) & 230V(single ph) | LV | 630 kVA :Kiosk Substation | 0.63 | --> | 0.63 | 0.5 | 15.8 |  | --> | 0.598 | 0 | 0 | 0 | 0 | 0.5 | 0 |  | --> | C18 ex CASTLEVIEW | CASTLEVIEW: T102 | CASTLEVIEW |  | 51.9012 | -8.3782
MV/LV Substation IN***4238 | 10 kV | 400V(3ph) & 230V(single ph) | LV | 200 kVA :Pole Substation | 0.2 | --> | 0.2 | 0.191 | 5.9 |  | --> | 0.19 | 0 | 0 | 0 | 0 | 0.2 | 0 |  | --> | C17 ex BANDON | BANDON: T101 | BANDON |  | 51.7632 | -8.6573
MV/LV Substation IN***4243 | 10 kV | 400V(3ph) & 230V(single ph) | LV | 630 kVA :Building Structure | 0.63 | --> | 0.63 | 0.5 | 3.9 |  | --> | 0.598 | 0 | 0 | 0 | 0 | 0.5 | 0 |  | --> | C16 ex BELGARD | BELGARD: T42 | COOKSTOWN |  | 53.2911 | -6.3745
MV/LV Substation IN***4263 | 10 kV | 400V(3ph) & 230V(single ph) | LV | 200 kVA :Kiosk Substation | 0.2 | --> | 0.2 | 0.2 | 2.8 |  | --> | 0.19 | 0 | 0 | 0 | 0 | 0.2 | 0 |  | --> | C13 ex INCHICORE NORTH | INCHICORE NORTH: T41 | INCHICORE 220KV |  | 53.3345 | -6.3394
MV/LV Substation IN***427Y | 20 kV | 400V(3ph) & 230V(single ph) | LV | 400 kVA :Kiosk Substation | 0.4 | --> | 0.4 | 0.287 | 6.7 |  | --> | 0.38 | 0 | 0 | 0 | 0.024 | 0 | 0 | Constrained,otherwise capacity available =391kW. | --> | E11 ex DUNFIRTH | DUNFIRTH: T122 | DUNFIRTH |  | 53.4169 | -6.8285
MV/LV Substation IN***4280 | 10 kV | 400V(3ph) & 230V(single ph) | LV | 100 kVA :Pole Substation | 0.1 | --> | 0.1 | 0.1 | 8.9 |  | --> | 0.095 | 0 | 0 | 0 | 0 | 0.1 | 0 |  | --> | C11 ex CARROWBEG | CARROWBEG: T41∥T42 | CARROWBEG |  | 53.8077 | -9.5418
MV/LV Substation IN***4316 | 20 kV | 400V(3ph) & 230V(single ph) | LV | 400 kVA :Kiosk Substation | 0.4 | --> | 0.4 | 0 | 0 | Constrained,otherwise capacity available =396kVA. | --> | 0.38 | 0 | 0 | 0 | 0 | 0.4 | 0 |  | --> | C11 ex LOUGHSHINNY | LOUGHSHINNY: T41 | GLASMORE |  | 53.5261 | -6.156
MV/LV Substation IN***442 | 20 kV | 400V(3ph) & 230V(single ph) | LV | 100 kVA :Pole Substation | 0.1 | --> | 0.1 | 0.072 | 1.6 |  | --> | 0.095 | 0 | 0 | 0 | 0 | 0.103 | 0 |  | --> | C18 ex NEWTOWNCUNNINGHAM | NEWTOWNCUNNINGHAM: T41∥T42 | LETTERKENNY |  | 55.051 | -7.4437
MV/LV Substation IN***445 | 20 kV | 400V(3ph) & 230V(single ph) | LV | 50 kVA :Pole Substation | 0.05 | --> | 0.05 | 0.047 | 3.7 |  | --> | 0.047 | 0 | 0 | 0 | 0 | 0 | 0 | Constrained,otherwise capacity available =49kW. | --> | E20 ex FOXHOLE | FOXHOLE: T421∥T422 | DUNGARVAN |  | 51.9293 | -7.9308
MV/LV Substation IN***446 | 20 kV | 400V(3ph) & 230V(single ph) | LV | 50 kVA :Pole Substation | 0.05 | --> | 0.05 | 0 | 0 | Constrained,otherwise capacity available =27kVA. | --> | 0.047 | 0 | 0 | 0 | 0 | 0.052 | 0 |  | --> | C11 ex TIMOLEAGUE | TIMOLEAGUE: T41 | BANDON |  | 51.6612 | -8.7762
MV/LV Substation IN***447X | 10 kV | 400V(3ph) & 230V(single ph) | LV | 630 kVA :Building Structure | 0.63 | --> | 0.63 | 0.5 | 3 |  | --> | 0.598 | 0 | 0 | 0 | 0.035 | 0.5 | 0 |  | --> | C15 ex CROSSMOLINA | CROSSMOLINA: T41∥T42 | MOY |  | 54.1003 | -9.3102
MV/LV Substation IN***453Y | 20 kV | 400V(3ph) & 230V(single ph) | LV | 400 kVA :Building Structure | 0.4 | --> | 0.4 | 0 | 0 | Constrained,otherwise capacity available =400kVA. | --> | 0.38 | 0 | 0 | 0 | 0 | 0 | 0 | Constrained,otherwise capacity available =400kW. | --> | E19 ex PORTLAOISE | PORTLAOISE: T423∥T424 | PORTLAOISE |  | 53.0322 | -7.247
MV/LV Substation IN***472 | 10 kV | 400V(3ph) & 230V(single ph) | LV | 200 kVA :Kiosk Substation | 0.2 | --> | 0.2 | 0.151 | 8.5 |  | --> | 0.19 | 0 | 0 | 0 | 0.004 | 0.202 | 0 |  | --> | C11 ex ARDGEEHA | ARDGEEHA: T41∥T42 | DOON |  | 52.3634 | -7.7119
MV/LV Substation IN***476X | 10 kV | 400V(3ph) & 230V(single ph) | LV | 400 kVA :Building Structure | 0.4 | --> | 0.4 | 0.399 | 3 |  | --> | 0.38 | 0 | 0 | 0 | 0 | 0 | 0 | Constrained,otherwise capacity available =400kW. | --> | C13 ex SWINFORD | SWINFORD: T41∥T42 | CASTLEBAR |  | 53.9357 | -8.945
MV/LV Substation IN***493 | 10 kV | 400V(3ph) & 230V(single ph) | LV | 50 kVA :Pole Substation | 0.05 | --> | 0.05 | 0.037 | 0.9 |  | --> | 0.047 | 0 | 0 | 0 | 0.011 | 0.039 | 0 |  | --> | C14 ex BALLYHALE | BALLYHALE: T42 | KILKENNY |  | 52.3694 | -7.1779
MV/LV Substation IN***499Z | 10 kV | 400V(3ph) & 230V(single ph) | LV | 200 kVA :Kiosk Substation | 0.2 | --> | 0.2 | 0 | 0 | Constrained,otherwise capacity available =155kVA. | --> | 0.19 | 0 | 0 | 0 | 0.031 | 0.174 | 0 |  | --> | C17 ex ATHGARVAN | ATHGARVAN: T41 | NEWBRIDGE |  | 53.1742 | -6.7953
MV/LV Substation IN***505Y | 10 kV | 400V(3ph) & 230V(single ph) | LV | 630 kVA :Building Structure | 0.63 | --> | 0.63 | 0.5 | 7.7 |  | --> | 0.598 | 0 | 0 | 0 | 0 | 0.5 | 0 |  | --> | C14 ex GARRYCASTLE | GARRYCASTLE: T42 | ATHLONE |  | 53.4218 | -7.9318
MV/LV Substation IN***519 | 20 kV | 400V(3ph) & 230V(single ph) | LV | 50 kVA :Pole Substation | 0.05 | --> | 0.05 | 0 | 0 | Constrained,otherwise capacity available =43kVA. | --> | 0.047 | 0 | 0 | 0 | 0 | 0.05 | 0 |  | --> | C12 ex SPIDDAL | SPIDDAL: T42 | SCREEB |  | 53.2374 | -9.4766
MV/LV Substation IN***519X | 10 kV | 400V(3ph) & 230V(single ph) | LV | 630 kVA :Building Structure | 0.63 | --> | 0.63 | 0.5 | 5 |  | --> | 0.598 | 0 | 0 | 0 | 0.014 | 0.5 | 0 |  | --> | C18 ex GALWAY 110KV | GALWAY 110KV: T102 | GALWAY 110KV |  | 53.2857 | -9.0267
MV/LV Substation IN***520Z | 20 kV | 400V(3ph) & 230V(single ph) | LV | 200 kVA :Kiosk Substation | 0.2 | --> | 0.2 | 0.149 | 7.4 |  | --> | 0.19 | 0 | 0 | 0 | 0.004 | 0.203 | 0 |  | --> | C24 ex MULLINGAR | MULLINGAR: T102 | MULLINGAR |  | 53.6273 | -7.4701
MV/LV Substation IN***532Z | 20 kV | 400V(3ph) & 230V(single ph) | LV | 100 kVA :Pole Substation | 0.1 | --> | 0.1 | 0 | 0 | Constrained,otherwise capacity available =98kVA. | --> | 0.095 | 0 | 0 | 0 | 0 | 0.1 | 0 |  | --> | E12 ex KILCULLEN | KILCULLEN: T424 | STRATFORD |  | 53.0335 | -6.7912
MV/LV Substation IN***537Z | 10 kV | 400V(3ph) & 230V(single ph) | LV | 200 kVA :Pole Substation | 0.2 | --> | 0.2 | 0.167 | 1.7 |  | --> | 0.19 | 0 | 0 | 0 | 0 | 0.204 | 0 |  | --> | C26 ex BISHOPSTOWN | BISHOPSTOWN: T42 | KILBARRY |  | 51.8935 | -8.6252
MV/LV Substation IN***540 | 10 kV | 400V(3ph) & 230V(single ph) | LV | 630 kVA :Building Structure | 0.63 | --> | 0.63 | 0.252 | 1.6 |  | --> | 0.598 | 0 | 0 | 0 | 0.093 | 0.5 | 0 |  | --> | C16 ex NEWTOWNCUNNINGHAM | NEWTOWNCUNNINGHAM: T41∥T42 | LETTERKENNY |  | 54.9951 | -7.474
MV/LV Substation IN***544Y | 10 kV | 400V(3ph) & 230V(single ph) | LV | 400 kVA :Kiosk Substation | 0.4 | --> | 0.4 | 0.4 | 0.6 |  | --> | 0.38 | 0 | 0 | 0 | 0 | 0.4 | 0 |  | --> | C32 ex ACADEMY STREET | ACADEMY STREET: T44 | NAVAN |  | 53.6429 | -6.6965
MV/LV Substation IN***547 | 10 kV | 400V(3ph) & 230V(single ph) | LV | 50 kVA :Pole Substation | 0.05 | --> | 0.05 | 0 | 0 | Constrained,otherwise capacity available =25kVA. | --> | 0.047 | 0 | 0 | 0 | 0.008 | 0.044 | 0 |  | --> | C17 ex CARRIGALINE | CARRIGALINE: T41∥T42 | BARNAHELY |  | 51.8001 | -8.2763
MV/LV Substation IN***564 | 20 kV | 400V(3ph) & 230V(single ph) | LV | 200 kVA :Pole Substation | 0.2 | --> | 0.2 | 0.142 | 2.8 |  | --> | 0.19 | 0 | 0 | 0 | 0 | 0 | 0 | Constrained,otherwise capacity available =208kW. | --> | C13 ex LEE BRIDGE | LEE BRIDGE: T41 | MACROOM |  | 51.8425 | -9.1281
MV/LV Substation IN***585 | 20 kV | 400V(3ph) & 230V(single ph) | LV | 50 kVA :Pole Substation | 0.05 | --> | 0.05 | 0.046 | 3.5 |  | --> | 0.047 | 0 | 0 | 0 | 0 | 0.049 | 0 |  | --> | E19 ex STRANORLAR | STRANORLAR: T421 | LETTERKENNY |  | 54.8687 | -8.1225
MV/LV Substation IN***606Y | 10 kV | 400V(3ph) & 230V(single ph) | LV | 200 kVA :Pole Substation | 0.2 | --> | 0.2 | 0.149 | 5.9 |  | --> | 0.19 | 0 | 0 | 0 | 0.003 | 0.204 | 0 |  | --> | C17 ex BANDON | BANDON: T101 | BANDON |  | 51.7641 | -8.656
MV/LV Substation IN***615X | 10 kV | 400V(3ph) & 230V(single ph) | LV | 200 kVA :Building Structure | 0.2 | --> | 0.2 | 0.124 | 6.7 |  | --> | 0.19 | 0 | 0 | 0 | 0 | 0 | 0 | Constrained,otherwise capacity available =211kW. | --> | E24 ex MILFORD (MWR) | MILFORD (MWR): T422 | CHARLEVILLE |  | 52.3371 | -8.8969
MV/LV Substation IN***617 | 20 kV | 400V(3ph) & 230V(single ph) | LV | 50 kVA :Pole Substation | 0.05 | --> | 0.05 | 0.023 | 4.5 |  | --> | 0.047 | 0 | 0 | 0 | 0.007 | 0.045 | 0 |  | --> | E20 ex ENNISCRONE | ENNISCRONE: T421∥T422 | MOY |  | 54.22 | -9.0952
MV/LV Substation IN***620 | 10 kV | 400V(3ph) & 230V(single ph) | LV | 630 kVA :Building Structure | 0.63 | --> | 0.63 | 0.127 | 1 |  | --> | 0.598 | 0 | 0 | 0 | 0.005 | 0.5 | 0 |  | --> | C20 ex MARROWBONE LANE | MARROWBONE LANE: T42 | INCHICORE 220KV |  | 53.3421 | -6.3173
MV/LV Substation IN***626 | 20 kV | 400V(3ph) & 230V(single ph) | LV | 100 kVA :Pole Substation | 0.1 | --> | 0.1 | 0.073 | 3.3 |  | --> | 0.095 | 0 | 0 | 0 | 0.007 | 0.096 | 0 |  | --> | E18 ex BIRDHILL | BIRDHILL: T422 | ARDNACRUSHA |  | 52.704 | -8.508
MV/LV Substation IN***631 | 10 kV | 400V(3ph) & 230V(single ph) | LV | 400 kVA :Kiosk Substation | 0.4 | --> | 0.4 | 0.32 | 7.5 |  | --> | 0.38 | 0 | 0 | 0 | 0 | 0.412 | 0 |  | --> | C18 ex CARRICKMINES | CARRICKMINES: T42 | CARRICKMINES |  | 53.2483 | -6.2376
MV/LV Substation IN***640X | 10 kV | 400V(3ph) & 230V(single ph) | LV | 50 kVA :Pole Substation | 0.05 | --> | 0.05 | 0 | 0 | Constrained,otherwise capacity available =44kVA. | --> | 0.047 | 0 | 0 | 0 | 0.003 | 0.047 | 0 |  | --> | C14 ex CLONAKILTY | CLONAKILTY: T41∥T42 | DUNMANWAY |  | 51.5986 | -8.8743
MV/LV Substation IN***656Y | 20 kV | 400V(3ph) & 230V(single ph) | LV | 400 kVA :Kiosk Substation | 0.4 | --> | 0.4 | 0 | 0 | Constrained,otherwise capacity available =328kVA. | --> | 0.38 | 0 | 0 | 0 | 0.028 | 0.381 | 0 |  | --> | E16 ex JULIANSTOWN | JULIANSTOWN: T421∥T422 | DRYBRIDGE |  | 53.6854 | -6.2441
MV/LV Substation IN***667X | 20 kV | 400V(3ph) & 230V(single ph) | LV | 50 kVA :Pole Substation | 0.05 | --> | 0.05 | 0 | 0 | Constrained,otherwise capacity available =42kVA. | --> | 0.047 | 0 | 0 | 0 | 0 | 0.05 | 0 |  | --> | C12 ex SPIDDAL | SPIDDAL: T42 | SCREEB |  | 53.238 | -9.4779
MV/LV Substation IN***674X | 10 kV | 400V(3ph) & 230V(single ph) | LV | 50 kVA :Pole Substation | 0.05 | --> | 0.05 | 0 | 0 | Constrained,otherwise capacity available =43kVA. | --> | 0.047 | 0 | 0 | 0 | 0 | 0.05 | 0 |  | --> | C20 ex ENNISTYMON | ENNISTYMON: T41∥T42 | ENNIS |  | 52.8784 | -9.1797
MV/LV Substation IN***695 | 10 kV | 400V(3ph) & 230V(single ph) | LV | 100 kVA :Pole Substation | 0.1 | --> | 0.1 | 0.086 | 1.7 |  | --> | 0.095 | 0 | 0 | 0 | 0 | 0.101 | 0 |  | --> | C26 ex BISHOPSTOWN | BISHOPSTOWN: T42 | KILBARRY |  | 51.8926 | -8.6231
MV/LV Substation IN***695Y | 10 kV | 400V(3ph) & 230V(single ph) | LV | 200 kVA :Kiosk Substation | 0.2 | --> | 0.2 | 0 | 0 | Constrained,otherwise capacity available =131kVA. | --> | 0.19 | 0 | 0 | 0 | 0.019 | 0.19 | 0 |  | --> | C13 ex DOCK ROAD | DOCK ROAD: T41∥T42 | LIMERICK |  | 52.6373 | -8.6696
MV/LV Substation IN***701 | 10 kV | 400V(3ph) & 230V(single ph) | LV | 50 kVA :Pole Substation | 0.05 | --> | 0.05 | 0.031 | 0.4 |  | --> | 0.047 | 0 | 0 | 0 | 0 | 0 | 0 | Constrained,otherwise capacity available =51kW. | --> | C15 ex GARRYSPILLANE | GARRYSPILLANE: T41 | TIPPERARY |  | 52.3584 | -8.2743
MV/LV Substation IN***706 | 10 kV | 400V(3ph) & 230V(single ph) | LV | 33 kVA :Pole Substation | 0.033 | --> | 0.033 | 0.024 | 2.4 |  | --> | 0.031 | 0 | 0 | 0 | 0 | 0.033 | 0 |  | --> | C23 ex TINAHASK | TINAHASK: T41∥T42 | ARKLOW |  | 52.7358 | -6.2382
MV/LV Substation IN***710 | 10 kV | 400V(3ph) & 230V(single ph) | LV | 200 kVA :Pole Substation | 0.2 | --> | 0.2 | 0 | 0 | Constrained,otherwise capacity available =200kVA. | --> | 0.19 | 0 | 0 | 0 | 0 | 0 | 0 | Constrained,otherwise capacity available =200kW. | --> | C14 ex DONEGAL | DONEGAL: T41∥T42 | CATHALEENS FALL |  | 54.6566 | -8.1041
MV/LV Substation IN***726 | 20 kV | 400V(3ph) & 230V(single ph) | LV | 50 kVA :Pole Substation | 0.05 | --> | 0.05 | 0.039 | 1 |  | --> | 0.047 | 0 | 0 | 0 | 0 | 0 | 0 | Constrained,otherwise capacity available =51kW. | --> | E18 ex CARNDONAGH | CARNDONAGH: T421∥T422 | TRILLICK |  | 55.2372 | -7.2671
MV/LV Substation IN***726Y | 10 kV | 400V(3ph) & 230V(single ph) | LV | 400 kVA :Building Structure | 0.4 | --> | 0.4 | 0.265 | 7.7 |  | --> | 0.38 | 0 | 0 | 0 | 0 | 0.421 | 0 |  | --> | C14 ex GARRYCASTLE | GARRYCASTLE: T42 | ATHLONE |  | 53.4221 | -7.9312
MV/LV Substation IN***737X | 20 kV | 400V(3ph) & 230V(single ph) | LV | 200 kVA :Pole Substation | 0.2 | --> | 0.2 | 0.013 | 1.2 |  | --> | 0.19 | 0 | 0 | 0 | 0 | 0.227 | 0 |  | --> | E15 ex BALLYDEHOB | BALLYDEHOB: T421 | DUNMANWAY |  | 51.5936 | -9.4607
MV/LV Substation IN***750Y | 20 kV | 400V(3ph) & 230V(single ph) | LV | 200 kVA :Kiosk Substation | 0.2 | --> | 0.2 | 0 | 0 | Constrained,otherwise capacity available =103kVA. | --> | 0.19 | 0 | 0 | 0 | 0.021 | 0.192 | 0 |  | --> | E16 ex JULIANSTOWN | JULIANSTOWN: T421∥T422 | DRYBRIDGE |  | 53.6837 | -6.2456
MV/LV Substation IN***751 | 10 kV | 400V(3ph) & 230V(single ph) | LV | 50 kVA :Pole Substation | 0.05 | --> | 0.05 | 0.047 | 0.2 |  | --> | 0.047 | 0 | 0 | 0 | 0 | 0 | 0 | Constrained,otherwise capacity available =49kW. | --> | C18 ex DUNGLOE | DUNGLOE: T42 | ARDNAGAPPARY |  | 54.9838 | -8.4596
MV/LV Substation IN***760X | 10 kV | 400V(3ph) & 230V(single ph) | LV | 100 kVA :Pole Substation | 0.1 | --> | 0.1 | 0 | 0 | Constrained,otherwise capacity available =97kVA. | --> | 0.095 | 0 | 0 | 0 | 0 | 0.1 | 0 |  | --> | C14 ex CLONAKILTY | CLONAKILTY: T41∥T42 | DUNMANWAY |  | 51.5972 | -8.8726
MV/LV Substation IN***764X | 10 kV | 400V(3ph) & 230V(single ph) | LV | 630 kVA :Building Structure | 0.63 | --> | 0.63 | 0 | 0 | Constrained,otherwise capacity available =436kVA. | --> | 0.598 | 0 | 0 | 0 | 0 | 0.5 | 0 |  | --> | C14 ex CLONAKILTY | CLONAKILTY: T41∥T42 | DUNMANWAY |  | 51.5974 | -8.862
MV/LV Substation IN***769 | 20 kV | 400V(3ph) & 230V(single ph) | LV | 50 kVA :Pole Substation | 0.05 | --> | 0.05 | 0.048 | 1.8 |  | --> | 0.047 | 0 | 0 | 0 | 0 | 0.049 | 0 |  | --> | C26 ex DUNDALK | DUNDALK: T41 | DUNDALK |  | 54.0019 | -6.5731
MV/LV Substation IN***772 | 10 kV | 400V(3ph) & 230V(single ph) | LV | 200 kVA :Kiosk Substation | 0.2 | --> | 0.2 | 0.04 | 0 | Constrained,otherwise capacity available =122kVA. | --> | 0.19 | 0 | 0 | 0 | 0.003 | 0.208 | 0 |  | --> | C16 ex GRAIGUENAMANAGH | GRAIGUENAMANAGH: T41∥T42 | KILKENNY |  | 52.4895 | -7.0652
MV/LV Substation IN***774 | 10 kV | 400V(3ph) & 230V(single ph) | LV | 200 kVA :Pole Substation | 0.2 | --> | 0.2 | 0.04 | 0 | Constrained,otherwise capacity available =135kVA. | --> | 0.19 | 0 | 0 | 0 | 0.003 | 0.206 | 0 |  | --> | C16 ex GRAIGUENAMANAGH | GRAIGUENAMANAGH: T41∥T42 | KILKENNY |  | 52.4896 | -7.0666
MV/LV Substation IN***780 | 10 kV | 400V(3ph) & 230V(single ph) | LV | 630 kVA :Building Structure | 0.63 | --> | 0.63 | 0.5 | 5 |  | --> | 0.598 | 0 | 0 | 0 | 0.007 | 0.5 | 0 |  | --> | C18 ex GALWAY 110KV | GALWAY 110KV: T102 | GALWAY 110KV |  | 53.2869 | -9.0266
MV/LV Substation IN***788X | 10 kV | 400V(3ph) & 230V(single ph) | LV | 50 kVA :Pole Substation | 0.05 | --> | 0.05 | 0.04 | 8.3 |  | --> | 0.047 | 0 | 0 | 0 | 0 | 0.051 | 0 |  | --> | C19 ex BALLYBEG | BALLYBEG: T101 | CARRICKMINES |  | 53.0183 | -6.1032
MV/LV Substation IN***794X | 10 kV | 400V(3ph) & 230V(single ph) | LV | 400 kVA :Kiosk Substation | 0.4 | --> | 0.4 | 0.276 | 5.9 |  | --> | 0.38 | 0 | 0 | 0 | 0.025 | 0.392 | 0 |  | --> | C12 ex BALLINCOLLIG | BALLINCOLLIG: T42 | KILBARRY |  | 51.8885 | -8.6054
MV/LV Substation IN***795 | 10 kV | 400V(3ph) & 230V(single ph) | LV | 50 kVA :Pole Substation | 0.05 | --> | 0.05 | 0 | 0 | Constrained,otherwise capacity available =18kVA. | --> | 0.047 | 0 | 0 | 0 | 0.003 | 0 | 0 | Constrained,otherwise capacity available =50kW. | --> | C17 ex HOLYCROSS ROAD | HOLYCROSS ROAD: T41∥T42 | THURLES |  | 52.7228 | -7.9113
MV/LV Substation IN***796 | 10 kV | 400V(3ph) & 230V(single ph) | LV | 50 kVA :Pole Substation | 0.05 | --> | 0.05 | 0 | 0 | Constrained,otherwise capacity available =39kVA. | --> | 0.047 | 0 | 0 | 0 | 0.008 | 0 | 0 | Constrained,otherwise capacity available =42kW. | --> | C17 ex HOLYCROSS ROAD | HOLYCROSS ROAD: T41∥T42 | THURLES |  | 52.7204 | -7.9217
MV/LV Substation IN***798Y | 10 kV | 400V(3ph) & 230V(single ph) | LV | 50 kVA :Pole Substation | 0.05 | --> | 0.05 | 0 | 0 | Constrained,otherwise capacity available =31kVA. | --> | 0.047 | 0 | 0 | 0 | 0 | 0 | 0 | Constrained,otherwise capacity available =51kW. | --> | C18 ex FERMOY NORTH | FERMOY NORTH: T41∥T42 | BARRYMORE |  | 52.1434 | -8.3558
MV/LV Substation IN***799X | 20 kV | 400V(3ph) & 230V(single ph) | LV | 200 kVA :Pole Substation | 0.2 | --> | 0.2 | 0.157 | 2.8 |  | --> | 0.19 | 0 | 0 | 0 | 0 | 0 | 0 | Constrained,otherwise capacity available =206kW. | --> | C13 ex LEE BRIDGE | LEE BRIDGE: T41 | MACROOM |  | 51.8414 | -9.1285
MV/LV Substation IN***802 | 20 kV | 400V(3ph) & 230V(single ph) | LV | 200 kVA :Pole Substation | 0.2 | --> | 0.2 | 0.188 | 1.6 |  | --> | 0.19 | 0 | 0 | 0 | 0.008 | 0.193 | 0 |  | --> | E12 ex GURRANEBANE | GURRANEBANE: T421∥T422 | OUGHTRAGH |  | 51.9676 | -10.1688
MV/LV Substation IN***828X | 10 kV | 400V(3ph) & 230V(single ph) | LV | 400 kVA :Kiosk Substation | 0.4 | --> | 0.4 | 0 | 0 | Constrained,otherwise capacity available =300kVA. | --> | 0.38 | 0 | 0 | 0 | 0 | 0.415 | 0 |  | --> | C12 ex ORANMORE | ORANMORE: T44 | GALWAY 110KV |  | 53.2831 | -8.9797
MV/LV Substation IN***829Y | 10 kV | 400V(3ph) & 230V(single ph) | LV | 50 kVA :Pole Substation | 0.05 | --> | 0.05 | 0.05 | 1.9 |  | --> | 0.047 | 0 | 0 | 0 | 0 | 0.049 | 0 |  | --> | C13 ex DRYBRIDGE | DRYBRIDGE: T41 | DRYBRIDGE |  | 53.7284 | -6.3982
MV/LV Substation IN***839Y | 20 kV | 400V(3ph) & 230V(single ph) | LV | 400 kVA :Kiosk Substation | 0.4 | --> | 0.4 | 0 | 0 | Constrained,otherwise capacity available =313kVA. | --> | 0.38 | 0 | 0 | 0 | 0.013 | 0.399 | 0 |  | --> | E16 ex JULIANSTOWN | JULIANSTOWN: T421∥T422 | DRYBRIDGE |  | 53.685 | -6.2476
MV/LV Substation IN***839Y | 20 kV | 400V(3ph) & 230V(single ph) | LV | 50 kVA :Pole Substation | 0.05 | --> | 0.05 | 0 | 0 | Constrained,otherwise capacity available =50kVA. | --> | 0.047 | 0 | 0 | 0 | 0 | 0.049 | 0 |  | --> | C17 ex CARRICKMACROSS | CARRICKMACROSS: T41 | MEATH HILL |  | 53.9913 | -6.6049
MV/LV Substation IN***841 | 20 kV | 400V(3ph) & 230V(single ph) | LV | 50 kVA :Pole Substation | 0.05 | --> | 0.05 | 0.044 | 2.4 |  | --> | 0.047 | 0 | 0 | 0 | 0 | 0.05 | 0 |  | --> | E19 ex KENMARE | KENMARE: T421 | KNOCKEARAGH |  | 51.8388 | -9.9123
MV/LV Substation IN***841X | 10 kV | 400V(3ph) & 230V(single ph) | LV | 630 kVA :Building Structure | 0.63 | --> | 0.63 | 0 | 0 | Constrained,otherwise capacity available =500kVA. | --> | 0.598 | 0 | 0 | 0 | 0.023 | 0.5 | 0 |  | --> | C19 ex MONEENAGEISHA | MONEENAGEISHA: T41 | GALWAY 110KV |  | 53.2855 | -9.0311
MV/LV Substation IN***847Z | 20 kV | 400V(3ph) & 230V(single ph) | LV | 400 kVA :Kiosk Substation | 0.4 | --> | 0.4 | 0.4 | 2.5 |  | --> | 0.38 | 0 | 0 | 0 | 0 | 0.4 | 0 |  | --> | E15 ex TULLOW | TULLOW: T421 | CARLOW |  | 52.7969 | -6.7489
MV/LV Substation IN***860 | 20 kV | 400V(3ph) & 230V(single ph) | LV | 200 kVA :Pole Substation | 0.2 | --> | 0.2 | 0 | 0 | Constrained,otherwise capacity available =175kVA. | --> | 0.19 | 0 | 0 | 0 | 0.039 | 0.162 | 0 |  | --> | E21 ex DALTON | DALTON: T421∥T422 | DALTON |  | 53.7396 | -9.0075
MV/LV Substation IN***862 | 20 kV | 400V(3ph) & 230V(single ph) | LV | 200 kVA :Pole Substation | 0.2 | --> | 0.2 | 0 | 0 | Constrained,otherwise capacity available =200kVA. | --> | 0.19 | 0 | 0 | 0 | 0 | 0.2 | 0 |  | --> | C24 ex ATHLONE | ATHLONE: T41 | ATHLONE |  | 53.4052 | -7.9873
MV/LV Substation IN***864X | 20 kV | 400V(3ph) & 230V(single ph) | LV | 50 kVA :Pole Substation | 0.05 | --> | 0.05 | 0.05 | 2.5 |  | --> | 0.047 | 0 | 0 | 0 | 0 | 0.049 | 0 |  | --> | E16 ex CONG | CONG: T421∥T422 | CLOON |  | 53.5836 | -9.3181
MV/LV Substation IN***865X | 10 kV | 400V(3ph) & 230V(single ph) | LV | 400 kVA :Kiosk Substation | 0.4 | --> | 0.4 | 0 | 0 | Constrained,otherwise capacity available =380kVA. | --> | 0.38 | 0 | 0 | 0 | 0.003 | 0.4 | 0 |  | --> | C16 ex CLONAKILTY | CLONAKILTY: T41∥T42 | DUNMANWAY |  | 51.6277 | -8.8876
MV/LV Substation IN***867Y | 10 kV | 400V(3ph) & 230V(single ph) | LV | 200 kVA :Kiosk Substation | 0.2 | --> | 0.2 | 0 | 0 | Constrained,otherwise capacity available =130kVA. | --> | 0.19 | 0 | 0 | 0 | 0.014 | 0.196 | 0 |  | --> | C13 ex DOCK ROAD | DOCK ROAD: T41∥T42 | LIMERICK |  | 52.6369 | -8.6711
MV/LV Substation IN***868X | 20 kV | 400V(3ph) & 230V(single ph) | LV | 400 kVA :Kiosk Substation | 0.4 | --> | 0.4 | 0.364 | 3.3 |  | --> | 0.38 | 0 | 0 | 0 | 0 | 0.405 | 0 |  | --> | E21 ex CRATLOE | CRATLOE: T421∥T422 | ARDNACRUSHA |  | 52.7449 | -8.7752
MV/LV Substation IN***875 | 10 kV | 400V(3ph) & 230V(single ph) | LV | 100 kVA :Pole Substation | 0.1 | --> | 0.1 | 0.033 | 2.4 |  | --> | 0.095 | 0 | 0 | 0 | 0 | 0.109 | 0 |  | --> | C23 ex TINAHASK | TINAHASK: T41∥T42 | ARKLOW |  | 52.7406 | -6.2359
MV/LV Substation IN***881 | 20 kV | 400V(3ph) & 230V(single ph) | LV | 100 kVA :Pole Substation | 0.1 | --> | 0.1 | 0.064 | 1.6 |  | --> | 0.095 | 0 | 0 | 0 | 0.003 | 0.102 | 0 |  | --> | E16 ex INCH | INCH: T421∥T422 | OUGHTRAGH |  | 52.1444 | -9.9821
MV/LV Substation IN***892X | 20 kV | 400V(3ph) & 230V(single ph) | LV | 50 kVA :Pole Substation | 0.05 | --> | 0.05 | 0 | 0 | Constrained,otherwise capacity available =50kVA. | --> | 0.047 | 0 | 0 | 0 | 0 | 0.049 | 0 |  | --> | C12 ex SPIDDAL | SPIDDAL: T42 | SCREEB |  | 53.2381 | -9.4776
MV/LV Substation IN***915 | 10 kV | 400V(3ph) & 230V(single ph) | LV | 200 kVA :Pole Substation | 0.2 | --> | 0.2 | 0 | 0 | Constrained,otherwise capacity available =182kVA. | --> | 0.19 | 0 | 0 | 0 | 0.007 | 0.195 | 0 |  | --> | C14 ex CLONAKILTY | CLONAKILTY: T41∥T42 | DUNMANWAY |  | 51.5978 | -8.8631
MV/LV Substation IN***920 | 20 kV | 400V(3ph) & 230V(single ph) | LV | 50 kVA :Pole Substation | 0.05 | --> | 0.05 | 0.044 | 7.7 |  | --> | 0.047 | 0 | 0 | 0 | 0.003 | 0 | 0 | Constrained,otherwise capacity available =47kW. | --> | E12 ex CHURCHTOWN | CHURCHTOWN: T422 | RATHKEALE |  | 52.3988 | -9.1719
MV/LV Substation IN***932Y | 20 kV | 400V(3ph) & 230V(single ph) | LV | 400 kVA :Kiosk Substation | 0.4 | --> | 0.4 | 0 | 0 | Constrained,otherwise capacity available =283kVA. | --> | 0.38 | 0 | 0 | 0 | 0.045 | 0.37 | 0 |  | --> | E16 ex JULIANSTOWN | JULIANSTOWN: T421∥T422 | DRYBRIDGE |  | 53.6861 | -6.2487
MV/LV Substation IN***933 | 10 kV | 400V(3ph) & 230V(single ph) | LV | 50 kVA :Pole Substation | 0.05 | --> | 0.05 | 0.019 | 4.9 |  | --> | 0.047 | 0 | 0 | 0 | 0.013 | 0.04 | 0 |  | --> | C11 ex BALLINCOLLIG | BALLINCOLLIG: T41 | KILBARRY |  | 51.8542 | -8.5534
MV/LV Substation IN***936 | 10 kV | 400V(3ph) & 230V(single ph) | LV | 400 kVA :Building Structure | 0.4 | --> | 0.4 | 0.337 | 3.9 |  | --> | 0.38 | 0 | 0 | 0 | 0 | 0.409 | 0 |  | --> | C20 ex BOGHALL ROAD | BOGHALL ROAD: T42 | FASSAROE |  | 53.1884 | -6.1078
MV/LV Substation IN***945X | 10 kV | 400V(3ph) & 230V(single ph) | LV | 400 kVA :Kiosk Substation | 0.4 | --> | 0.4 | 0.263 | 1.8 |  | --> | 0.38 | 0 | 0 | 0 | 0 | 0.421 | 0 |  | --> | C19 ex RATHMULLAN | RATHMULLAN: T41 | DRYBRIDGE |  | 53.7054 | -6.3603
MV/LV Substation IN***955 | 10 kV | 400V(3ph) & 230V(single ph) | LV | 50 kVA :Pole Substation | 0.05 | --> | 0.05 | 0 | 0 | Constrained,otherwise capacity available =49kVA. | --> | 0.047 | 0 | 0 | 0 | 0 | 0 | 0 | Constrained,otherwise capacity available =49kW. | --> | E12 ex KILLYBEGS | KILLYBEGS: | N/A |  | 54.6386 | -8.3091
MV/LV Substation IN***956 | 20 kV | 400V(3ph) & 230V(single ph) | LV | 400 kVA :Building Structure | 0.4 | --> | 0.4 | 0.313 | 8.5 |  | --> | 0.38 | 0 | 0 | 0 | 0.017 | 0 | 0 | Constrained,otherwise capacity available =395kW. | --> | E14 ex BELLACORICK | BELLACORICK: T122 | BELLACORICK |  | 54.2129 | -9.9638
MV/LV Substation IN***978 | 20 kV | 400V(3ph) & 230V(single ph) | LV | 100 kVA :Pole Substation | 0.1 | --> | 0.1 | 0.086 | 2.2 |  | --> | 0.095 | 0 | 0 | 0 | 0.003 | 0 | 0 | Constrained,otherwise capacity available =98kW. | --> | E17 ex BALLYMACARRY | BALLYMACARRY: T421 | TRILLICK |  | 55.0658 | -7.4678
MV/LV Substation IN***979 | 10 kV | 400V(3ph) & 230V(single ph) | LV | 100 kVA :Pole Substation | 0.1 | --> | 0.1 | 0 | 0 | Constrained,otherwise capacity available =51kVA. | --> | 0.095 | 0 | 0 | 0 | 0 | 0.106 | 0 |  | --> | C20 ex ENNISTYMON | ENNISTYMON: T41∥T42 | ENNIS |  | 52.8776 | -9.1745
MV/LV Substation IN***990 | 10 kV | 400V(3ph) & 230V(single ph) | LV | 200 kVA :Pole Substation | 0.2 | --> | 0.2 | 0.158 | 2.2 |  | --> | 0.19 | 0 | 0 | 0 | 0 | 0.206 | 0 |  | --> | C18 ex SPA ROAD | SPA ROAD: T41∥T42 | DOON |  | 52.3579 | -7.6543
MV/LV Substation IO***032X | 20 kV | 400V(3ph) & 230V(single ph) | LV | 200 kVA :Pole Substation | 0.2 | --> | 0.2 | 0.182 | 1.9 |  | --> | 0.19 | 0 | 0 | 0 | 0 | 0 | 0 | Constrained,otherwise capacity available =202kW. | --> | E15 ex GWEEDORE | GWEEDORE: T421 | ARDNAGAPPARY |  | 55.0259 | -8.1466
MV/LV Substation IO***052 | 10 kV | 400V(3ph) & 230V(single ph) | LV | 400 kVA :Kiosk Substation | 0.4 | --> | 0.4 | 0.235 | 9.6 |  | --> | 0.38 | 0 | 0 | 0 | 0.021 | 0.403 | 0 |  | --> | C17 ex GORTLEE | GORTLEE: T41∥T42 | LETTERKENNY |  | 54.9567 | -7.7375
MV/LV Substation IO***071 | 10 kV | 400V(3ph) & 230V(single ph) | LV | 400 kVA :Kiosk Substation | 0.4 | --> | 0.4 | 0.337 | 0.3 |  | --> | 0.38 | 0 | 0 | 0 | 0 | 0.409 | 0 |  | --> | C16 ex ATHLONE | ATHLONE: T42 | ATHLONE |  | 53.4279 | -7.9553
MV/LV Substation IO***372X | 10 kV | 400V(3ph) & 230V(single ph) | LV | 200 kVA :Pole Substation | 0.2 | --> | 0.2 | 0 | 0 | Constrained,otherwise capacity available =124kVA. | --> | 0.19 | 0 | 0 | 0 | 0 | 0.211 | 0 |  | --> | C13 ex POPPINTREE | POPPINTREE: T101 | FINGLAS |  | 53.4311 | -6.2648
MV/LV Substation IO***606 | 10 kV | 400V(3ph) & 230V(single ph) | LV | 200 kVA :Pole Substation | 0.2 | --> | 0.2 | 0 | 0 | Constrained,otherwise capacity available =133kVA. | --> | 0.19 | 0 | 0 | 0 | 0.085 | 0.12 | 0 |  | --> | C12 ex WOODFORD | WOODFORD: T41∥T42 | KNOCKEARAGH |  | 52.0609 | -9.4543
MV/LV Substation IP***591Y | 10 kV | 400V(3ph) & 230V(single ph) | LV | 400 kVA :Building Structure | 0.4 | --> | 0.4 | 0 | 0 | Constrained,otherwise capacity available =236kVA. | --> | 0.38 | 0 | 0 | 0 | 0 | 0.424 | 0 |  | --> | C20 ex DOCK ROAD | DOCK ROAD: T41∥T42 | LIMERICK |  | 52.6505 | -8.6663
MV/LV Substation IR***003 | 10 kV | 400V(3ph) & 230V(single ph) | LV | 630 kVA :Kiosk Substation | 0.63 | --> | 0.63 | 0.487 | 0.7 |  | --> | 0.598 | 0 | 0 | 0 | 0.002 | 0.5 | 0 |  | --> | C14 ex KNOCKMULLEN | KNOCKMULLEN: T42 | GREAT ISLAND |  | 52.399 | -6.9339
MV/LV Substation IR***006 | 20 kV | 400V(3ph) & 230V(single ph) | LV | 100 kVA :Pole Substation | 0.1 | --> | 0.1 | 0.064 | 3 |  | --> | 0.095 | 0 | 0 | 0 | 0.003 | 0 | 0 | Constrained,otherwise capacity available =102kW. | --> | C21 ex SWINFORD | SWINFORD: T41∥T42 | CASTLEBAR |  | 53.9839 | -9.1049
MV/LV Substation IR***007 | 10 kV | 400V(3ph) & 230V(single ph) | LV | 50 kVA :Pole Substation | 0.05 | --> | 0.05 | 0.038 | 2.8 |  | --> | 0.047 | 0 | 0 | 0 | 0 | 0 | 0 | Constrained,otherwise capacity available =51kW. | --> | C15 ex KILTIMAGH | KILTIMAGH: T41 | CASTLEBAR |  | 53.8519 | -8.9948
MV/LV Substation IR***013 | 10 kV | 400V(3ph) & 230V(single ph) | LV | 630 kVA :Building Structure | 0.63 | --> | 0.63 | 0 | 0 | Constrained,otherwise capacity available =426kVA. | --> | 0.598 | 0 | 0 | 0 | 0.007 | 0.5 | 0 |  | --> | C17 ex MONEENAGEISHA | MONEENAGEISHA: T41 | GALWAY 110KV |  | 53.2791 | -9.0575
MV/LV Substation IR***015 | 10 kV | 400V(3ph) & 230V(single ph) | LV | 1000 kVA :Building Structure | 1 | --> | 1 | 0.5 | 4.6 |  | --> | 0.95 | 0 | 0 | 0 | 0 | 0.5 | 0 |  | --> | C12 ex BALLYRAINE | BALLYRAINE: T41∥T42 | LETTERKENNY |  | 54.9594 | -7.7051
MV/LV Substation IR***016 | 20 kV | 400V(3ph) & 230V(single ph) | LV | 50 kVA :Pole Substation | 0.05 | --> | 0.05 | 0.043 | 4.1 |  | --> | 0.047 | 0 | 0 | 0 | 0 | 0 | 0 | Constrained,otherwise capacity available =50kW. | --> | E11 ex CHARLEVILLE | CHARLEVILLE: T422 | CHARLEVILLE |  | 52.3643 | -8.653
MV/LV Substation IR***020Y | 10 kV | 400V(3ph) & 230V(single ph) | LV | 400 kVA :Kiosk Substation | 0.4 | --> | 0.4 | 0.142 | 7.7 |  | --> | 0.38 | 0 | 0 | 0 | 0 | 0.438 | 0 |  | --> | C14 ex GARRYCASTLE | GARRYCASTLE: T42 | ATHLONE |  | 53.4216 | -7.9336
MV/LV Substation IR***025 | 10 kV | 400V(3ph) & 230V(single ph) | LV | 200 kVA :Building Structure | 0.2 | --> | 0.2 | 0.178 | 3.3 |  | --> | 0.19 | 0 | 0 | 0 | 0 | 0.203 | 0 |  | --> | C11 ex COOLOCK | COOLOCK: T41 | FINGLAS |  | 53.3971 | -6.1892
MV/LV Substation IR***025X | 10 kV | 400V(3ph) & 230V(single ph) | LV | 630 kVA :Kiosk Substation | 0.63 | --> | 0.63 | 0 | 0 | Constrained,otherwise capacity available =500kVA. | --> | 0.598 | 0 | 0 | 0 | 0 | 0.5 | 0 |  | --> | E15 ex WHITECHURCH | WHITECHURCH: T421 | KILBARRY |  | 51.932 | -8.5662
MV/LV Substation IR***028 | 10 kV | 400V(3ph) & 230V(single ph) | LV | 630 kVA :Building Structure | 0.63 | --> | 0.63 | 0 | 0 | Constrained,otherwise capacity available =500kVA. | --> | 0.598 | 0 | 0 | 0 | 0 | 0 | 0 | Constrained,otherwise capacity available =500kW. | --> | C17 ex BELLFIELD | BELLFIELD: T41∥T42 | CRANE |  | 52.5033 | -6.5699
MV/LV Substation IR***030X | 10 kV | 400V(3ph) & 230V(single ph) | LV | 630 kVA :Building Structure | 0.63 | --> | 0.63 | 0.442 | 4.6 |  | --> | 0.598 | 0 | 0 | 0 | 0.004 | 0.5 | 0 |  | --> | C24 ex LIBERTY STREET | LIBERTY STREET: T102 | LIBERTY STREET |  | 51.897 | -8.4688
MV/LV Substation IR***038 | 10 kV | 400V(3ph) & 230V(single ph) | LV | 630 kVA :Building Structure | 0.63 | --> | 0.63 | 0 | 0 | Constrained,otherwise capacity available =500kVA. | --> | 0.598 | 0 | 0 | 0 | 0 | 0 | 0 | Constrained,otherwise capacity available =500kW. | --> | C16 ex PORTARLINGTON | PORTARLINGTON: T41∥T42 | PORTLAOISE |  | 53.1499 | -7.1811
MV/LV Substation IR***054X | 10 kV | 400V(3ph) & 230V(single ph) | LV | 50 kVA :Pole Substation | 0.05 | --> | 0.05 | 0 | 0 | Constrained,otherwise capacity available =48kVA. | --> | 0.047 | 0 | 0 | 0 | 0 | 0 | 0 | Constrained,otherwise capacity available =49kW. | --> | C13 ex DONEGAL | DONEGAL: T41∥T42 | CATHALEENS FALL |  | 54.7088 | -7.9745
MV/LV Substation IR***056X | 10 kV | 400V(3ph) & 230V(single ph) | LV | 630 kVA :Building Structure | 0.63 | --> | 0.63 | 0.465 | 2.8 |  | --> | 0.598 | 0 | 0 | 0 | 0 | 0.5 | 0 |  | --> | C19 ex INCHICORE NORTH | INCHICORE NORTH: T41 | INCHICORE 220KV |  | 53.3271 | -6.3463
MV/LV Substation IR***071 | 10 kV | 400V(3ph) & 230V(single ph) | LV | 200 kVA :Kiosk Substation | 0.2 | --> | 0.2 | 0.111 | 1.1 |  | --> | 0.19 | 0 | 0 | 0 | 0.01 | 0.202 | 0 |  | --> | C16 ex CAHIRCALLA | CAHIRCALLA: T41∥T42 | ENNIS |  | 52.843 | -8.9947
MV/LV Substation IR***104 | 10 kV | 400V(3ph) & 230V(single ph) | LV | 400 kVA :Building Structure | 0.4 | --> | 0.4 | 0.296 | 5.9 |  | --> | 0.38 | 0 | 0 | 0 | 0 | 0.415 | 0 |  | --> | C11 ex BANDON | BANDON: T101 | BANDON |  | 51.7573 | -8.733
MV/LV Substation IR***112Y | 10 kV | 400V(3ph) & 230V(single ph) | LV | 630 kVA :Building Structure | 0.63 | --> | 0.63 | 0.34 | 0.3 | Constrained,otherwise capacity available =359kVA. | --> | 0.598 | 0 | 0 | 0 | 0 | 0.5 | 0 |  | --> | C17 ex ATHLONE | ATHLONE: T42 | ATHLONE |  | 53.4216 | -7.9345
MV/LV Substation IR***124X | 10 kV | 400V(3ph) & 230V(single ph) | LV | 400 kVA :Building Structure | 0.4 | --> | 0.4 | 0 | 0 | Constrained,otherwise capacity available =260kVA. | --> | 0.38 | 0 | 0 | 0 | 0.117 | 0.281 | 0 |  | --> | C19 ex SEMPERIT | SEMPERIT: T41 | GRANGE CASTLE |  | 53.3494 | -6.351
MV/LV Substation IR***137X | 10 kV | 400V(3ph) & 230V(single ph) | LV | 630 kVA :Kiosk Substation | 0.63 | --> | 0.63 | 0.38 | 14.2 |  | --> | 0.598 | 0 | 0 | 0 | 0 | 0.5 | 0 |  | --> | C14 ex HEUSTON SQUARE | HEUSTON SQUARE: T102 | INCHICORE 220KV |  | 53.3429 | -6.2965
MV/LV Substation IR***149 | 10 kV | 400V(3ph) & 230V(single ph) | LV | 400 kVA :Building Structure | 0.4 | --> | 0.4 | 0 | 0 | Constrained,otherwise capacity available =379kVA. | --> | 0.38 | 0 | 0 | 0 | 0 | 0.403 | 0 |  | --> | C17 ex BALLINACURRA | BALLINACURRA: T41 | LIMERICK |  | 52.6564 | -8.6468
MV/LV Substation IR***157 | 10 kV | 400V(3ph) & 230V(single ph) | LV | 630 kVA :Building Structure | 0.63 | --> | 0.63 | 0 | 0 | Constrained,otherwise capacity available =500kVA. | --> | 0.598 | 0 | 0 | 0 | 0 | 0.5 | 0 |  | --> | C23 ex LEESON STREET | LEESON STREET: T41 | MILLTOWN (DR) |  | 53.3328 | -6.2475
MV/LV Substation IR***173X | 10 kV | 400V(3ph) & 230V(single ph) | LV | 630 kVA :Building Structure | 0.63 | --> | 0.63 | 0.5 | 3.8 |  | --> | 0.598 | 0 | 0 | 0 | 0 | 0.5 | 0 |  | --> | C19 ex DUN LAOGHAIRE | DUN LAOGHAIRE: T41 | BLACKROCK |  | 53.2966 | -6.1398
MV/LV Substation IR***175Y | 20 kV | 400V(3ph) & 230V(single ph) | LV | 400 kVA :Kiosk Substation | 0.4 | --> | 0.4 | 0.103 | 5.6 |  | --> | 0.38 | 0 | 0 | 0 | 0 | 0.444 | 0 |  | --> | E17 ex CRANE | CRANE: T122 | CRANE |  | 52.5316 | -6.3373
MV/LV Substation IR***192Z | 10 kV | 400V(3ph) & 230V(single ph) | LV | 630 kVA :Building Structure | 0.63 | --> | 0.63 | 0.5 | 5.6 |  | --> | 0.598 | 0 | 0 | 0 | 0 | 0.5 | 0 |  | --> | C12 ex PURCELLS INCH | PURCELLS INCH: T42 | KILKENNY |  | 52.6003 | -7.198
MV/LV Substation IR***204 | 10 kV | 400V(3ph) & 230V(single ph) | LV | 200 kVA :Pole Substation | 0.2 | --> | 0.2 | 0 | 0 | Constrained,otherwise capacity available =112kVA. | --> | 0.19 | 0 | 0 | 0 | 0 | 0 | 0 | Constrained,otherwise capacity available =213kW. | --> | C14 ex HOLYCROSS ROAD | HOLYCROSS ROAD: T41∥T42 | THURLES |  | 52.6754 | -7.8216
MV/LV Substation IR***205 | 10 kV | 400V(3ph) & 230V(single ph) | LV | 1000 kVA :Building Structure | 1 | --> | 1 | 0.5 | 3.4 |  | --> | 0.95 | 0 | 0 | 0 | 0 | 0.5 | 0 |  | --> | C27 ex GALWAY 110KV | GALWAY 110KV: T103 | GALWAY 110KV |  | 53.2721 | -9.0488
MV/LV Substation IR***237 | 20 kV | 400V(3ph) & 230V(single ph) | LV | 100 kVA :Pole Substation | 0.1 | --> | 0.1 | 0 | 0 | Constrained,otherwise capacity available =70kVA. | --> | 0.095 | 0 | 0 | 0 | 0 | 0.104 | 0 |  | --> | E18 ex DALTON | DALTON: T421∥T422 | DALTON |  | 53.663 | -8.8863
MV/LV Substation IR***241 | 20 kV | 400V(3ph) & 230V(single ph) | LV | 100 kVA :Pole Substation | 0.1 | --> | 0.1 | 0.074 | 4.3 |  | --> | 0.095 | 0 | 0 | 0 | 0.003 | 0 | 0 | Constrained,otherwise capacity available =100kW. | --> | E12 ex MOVILLE | MOVILLE: T421∥T422 | TRILLICK |  | 55.2045 | -6.9843
MV/LV Substation IR***248 | 20 kV | 400V(3ph) & 230V(single ph) | LV | 630 kVA :Kiosk Substation | 0.63 | --> | 0.63 | 0.5 | 5.6 |  | --> | 0.598 | 0 | 0 | 0 | 0 | 0.5 | 0 |  | --> | E18 ex CRANE | CRANE: T122 | CRANE |  | 52.5164 | -6.2377
MV/LV Substation IR***266Y | 10 kV | 400V(3ph) & 230V(single ph) | LV | 630 kVA :Building Structure | 0.63 | --> | 0.63 | 0 | 0 | Constrained,otherwise capacity available =500kVA. | --> | 0.598 | 0 | 0 | 0 | 0 | 0.5 | 0 |  | --> | C13 ex RAHEEN | RAHEEN: T41 | LIMERICK |  | 52.6191 | -8.6486
MV/LV Substation IR***269Y | 10 kV | 400V(3ph) & 230V(single ph) | LV | 400 kVA :Building Structure | 0.4 | --> | 0.4 | 0 | 0 | Constrained,otherwise capacity available =385kVA. | --> | 0.38 | 0 | 0 | 0 | 0.039 | 0.361 | 0 |  | --> | C20 ex DOCK ROAD | DOCK ROAD: T41∥T42 | LIMERICK |  | 52.6531 | -8.6602
MV/LV Substation IR***276X | 10 kV | 400V(3ph) & 230V(single ph) | LV | 50 kVA :Pole Substation | 0.05 | --> | 0.05 | 0 | 0 | Constrained,otherwise capacity available =48kVA. | --> | 0.047 | 0 | 0 | 0 | 0 | 0 | 0 | Constrained,otherwise capacity available =49kW. | --> | C13 ex DONEGAL | DONEGAL: T41∥T42 | CATHALEENS FALL |  | 54.6802 | -8.0112
MV/LV Substation IR***282Y | 10 kV | 400V(3ph) & 230V(single ph) | LV | 400 kVA :Building Structure | 0.4 | --> | 0.4 | 0.369 | 4.2 |  | --> | 0.38 | 0 | 0 | 0 | 0 | 0.404 | 0 |  | --> | C15 ex MARSHES | MARSHES: T41 | DUNDALK |  | 53.9791 | -6.3857
MV/LV Substation IR***300X | 10 kV | 400V(3ph) & 230V(single ph) | LV | 1000 kVA :Building Structure | 1 | --> | 1 | 0.5 | 3.2 |  | --> | 0.95 | 0 | 0 | 0 | 0.039 | 0.5 | 0 |  | --> | C20 ex EAST WALL ROAD | EAST WALL ROAD: T42 | MCDERMOTT |  | 53.3502 | -6.2032
MV/LV Substation IR***311Z | 20 kV | 400V(3ph) & 230V(single ph) | LV | 100 kVA :Pole Substation | 0.1 | --> | 0.1 | 0.097 | 4.4 |  | --> | 0.095 | 0 | 0 | 0 | 0 | 0 | 0 | Constrained,otherwise capacity available =100kW. | --> | E19 ex SLANE | SLANE: T421 | DRYBRIDGE |  | 53.7753 | -6.6258
MV/LV Substation IR***327 | 20 kV | 400V(3ph) & 230V(single ph) | LV | 50 kVA :Pole Substation | 0.05 | --> | 0.05 | 0 | 0 | Constrained,otherwise capacity available =45kVA. | --> | 0.047 | 0 | 0 | 0 | 0 | 0.05 | 0 |  | --> | E15 ex JULIANSTOWN | JULIANSTOWN: T421∥T422 | DRYBRIDGE |  | 53.6414 | -6.2318
MV/LV Substation IR***347 | 20 kV | 400V(3ph) & 230V(single ph) | LV | 50 kVA :Pole Substation | 0.05 | --> | 0.05 | 0.046 | 1.3 |  | --> | 0.047 | 0 | 0 | 0 | 0.007 | 0.042 | 0 |  | --> | E13 ex KILCARRAGH | KILCARRAGH: T421∥T422 | BUTLERSTOWN |  | 52.1572 | -7.0032
MV/LV Substation IR***349Y | 20 kV | 400V(3ph) & 230V(single ph) | LV | 50 kVA :Pole Substation | 0.05 | --> | 0.05 | 0 | 0 | Constrained,otherwise capacity available =34kVA. | --> | 0.047 | 0 | 0 | 0 | 0 | 0.051 | 0 |  | --> | E18 ex DALTON | DALTON: T421∥T422 | DALTON |  | 53.6647 | -8.8929
MV/LV Substation IR***379Z | 20 kV | 400V(3ph) & 230V(single ph) | LV | 50 kVA :Pole Substation | 0.05 | --> | 0.05 | 0 | 0 | Constrained,otherwise capacity available =47kVA. | --> | 0.047 | 0 | 0 | 0 | 0 | 0.049 | 0 |  | --> | E16 ex JULIANSTOWN | JULIANSTOWN: T421∥T422 | DRYBRIDGE |  | 53.6494 | -6.2349
MV/LV Substation IR***383X | 20 kV | 400V(3ph) & 230V(single ph) | LV | 50 kVA :Pole Substation | 0.05 | --> | 0.05 | 0.05 | 2.4 |  | --> | 0.047 | 0 | 0 | 0 | 0 | 0.049 | 0 |  | --> | E18 ex STRANORLAR | STRANORLAR: T422 | LETTERKENNY |  | 54.756 | -7.7343
MV/LV Substation IR***386 | 10 kV | 400V(3ph) & 230V(single ph) | LV | 630 kVA :Building Structure | 0.63 | --> | 0.63 | 0.391 | 8.3 |  | --> | 0.598 | 0 | 0 | 0 | 0 | 0.5 | 0 |  | --> | C18 ex MONREAD | MONREAD: T102 | MONREAD |  | 53.2305 | -6.6875
MV/LV Substation IR***397 | 10 kV | 400V(3ph) & 230V(single ph) | LV | 400 kVA :Building Structure | 0.4 | --> | 0.4 | 0.37 | 1.7 |  | --> | 0.38 | 0 | 0 | 0 | 0 | 0.404 | 0 |  | --> | C24 ex BISHOPSTOWN | BISHOPSTOWN: T42 | KILBARRY |  | 51.8703 | -8.5393
MV/LV Substation IR***401Y | 10 kV | 400V(3ph) & 230V(single ph) | LV | 400 kVA :Building Structure | 0.4 | --> | 0.4 | 0.4 | 9.2 |  | --> | 0.38 | 0 | 0 | 0 | 0 | 0.4 | 0 |  | --> | C21 ex CENTRE PARK ROAD | MARINA: T105 | MARINA |  | 51.8975 | -8.4479
MV/LV Substation IR***4029 | 10 kV | 400V(3ph) & 230V(single ph) | LV | 50 kVA :Pole Substation | 0.05 | --> | 0.05 | 0.035 | 0.7 |  | --> | 0.047 | 0 | 0 | 0 | 0 | 0.051 | 0 |  | --> | C23 ex GLENTIES | GLENTIES: T41 | BINBANE |  | 54.7656 | -8.4072
MV/LV Substation IR***4034 | 10 kV | 400V(3ph) & 230V(single ph) | LV | 100 kVA :Pole Substation | 0.1 | --> | 0.1 | 0 | 0 | Constrained,otherwise capacity available =94kVA. | --> | 0.095 | 0 | 0 | 0 | 0 | 0.1 | 0 |  | --> | C17 ex POLLERTON | POLLERTON: T41 | CARLOW |  | 52.8468 | -6.9257
MV/LV Substation IR***4052 | 10 kV | 400V(3ph) & 230V(single ph) | LV | 50 kVA :Pole Substation | 0.05 | --> | 0.05 | 0 | 0 | Constrained,otherwise capacity available =49kVA. | --> | 0.047 | 0 | 0 | 0 | 0 | 0.049 | 0 |  | --> | C13 ex WOODFORD | WOODFORD: T41∥T42 | KNOCKEARAGH |  | 52.0038 | -9.4574
MV/LV Substation IR***4072 | 20 kV | 400V(3ph) & 230V(single ph) | LV | 400 kVA :Building Structure | 0.4 | --> | 0.4 | 0.222 | 10.7 |  | --> | 0.38 | 0 | 0 | 0 | 0 | 0.427 | 0 |  | --> | E11 ex COOLROE | COOLROE: T121 | COOLROE |  | 51.8895 | -8.6116
MV/LV Substation IR***4074 | 10 kV | 400V(3ph) & 230V(single ph) | LV | 400 kVA :Building Structure | 0.4 | --> | 0.4 | 0.372 | 1.5 |  | --> | 0.38 | 0 | 0 | 0 | 0 | 0.403 | 0 |  | --> | C17 ex TUBBERCURRY | TUBBERCURRY: T42 | TONROE |  | 54.0547 | -8.7436
MV/LV Substation IR***4080 | 10 kV | 400V(3ph) & 230V(single ph) | LV | 50 kVA :Pole Substation | 0.05 | --> | 0.05 | 0 | 0 | Constrained,otherwise capacity available =50kVA. | --> | 0.047 | 0 | 0 | 0 | 0 | 0.049 | 0 |  | --> | E13 ex DALTON | DALTON: T421∥T422 | DALTON |  | 53.7173 | -9.0043
MV/LV Substation IR***4093 | 10 kV | 400V(3ph) & 230V(single ph) | LV | 630 kVA :Building Structure | 0.63 | --> | 0.63 | 0.5 | 4.8 |  | --> | 0.598 | 0 | 0 | 0 | 0 | 0.5 | 0 |  | --> | C18 ex BREWERY ROAD | BREWERY ROAD: T42 | CARRICKMINES |  | 53.28 | -6.2083
MV/LV Substation IR***4102 | 20 kV | 400V(3ph) & 230V(single ph) | LV | 400 kVA :Kiosk Substation | 0.4 | --> | 0.4 | 0.4 | 1.6 |  | --> | 0.38 | 0 | 0 | 0 | 0 | 0.4 | 0 |  | --> | E12 ex GURRANEBANE | GURRANEBANE: T421∥T422 | OUGHTRAGH |  | 52.0152 | -10.0142
MV/LV Substation IR***4113 | 10 kV | 400V(3ph) & 230V(single ph) | LV | 50 kVA :Pole Substation | 0.05 | --> | 0.05 | 0.05 | 6 |  | --> | 0.047 | 0 | 0 | 0 | 0 | 0.049 | 0 |  | --> | C14 ex MALLOW | MALLOW: T42 | MALLOW |  | 52.1521 | -8.6469
MV/LV Substation IR***4144 | 20 kV | 400V(3ph) & 230V(single ph) | LV | 400 kVA :Building Structure | 0.4 | --> | 0.4 | 0.366 | 4.5 |  | --> | 0.38 | 0 | 0 | 0 | 0 | 0.404 | 0 |  | --> | E20 ex CLARA | CLARA: T422 | THORNSBERRY |  | 53.3016 | -7.4896
MV/LV Substation IR***4156 | 10 kV | 400V(3ph) & 230V(single ph) | LV | 400 kVA :Building Structure | 0.4 | --> | 0.4 | 0 | 0 | Constrained,otherwise capacity available =367kVA. | --> | 0.38 | 0 | 0 | 0 | 0 | 0.404 | 0 |  | --> | C20 ex COLLEGE PARK | COLLEGE PARK: T102 | COLLEGE PARK |  | 53.3955 | -6.3605
MV/LV Substation IR***4158 | 10 kV | 400V(3ph) & 230V(single ph) | LV | 630 kVA :Building Structure | 0.63 | --> | 0.63 | 0 | 0 | Constrained,otherwise capacity available =374kVA. | --> | 0.598 | 0 | 0 | 0 | 0 | 0 | 0 | Constrained,otherwise capacity available =500kW. | --> | C17 ex BIRR | BIRR: T41 | DALLOW |  | 53.0866 | -7.8981
MV/LV Substation IR***4170 | 20 kV | 400V(3ph) & 230V(single ph) | LV | 200 kVA :Pole Substation | 0.2 | --> | 0.2 | 0.141 | 1.4 |  | --> | 0.19 | 0 | 0 | 0 | 0 | 0.207 | 0 |  | --> | E18 ex GARRANACANTY | GARRANACANTY: T422 | TIPPERARY |  | 52.5013 | -8.2005
MV/LV Substation IR***4177 | 10 kV | 400V(3ph) & 230V(single ph) | LV | 400 kVA :Building Structure | 0.4 | --> | 0.4 | 0 | 0 | Constrained,otherwise capacity available =400kVA. | --> | 0.38 | 0 | 0 | 0 | 0 | 0.4 | 0 |  | --> | C20 ex COLLEGE PARK | COLLEGE PARK: T102 | COLLEGE PARK |  | 53.3891 | -6.3744
MV/LV Substation IR***4203 | 20 kV | 400V(3ph) & 230V(single ph) | LV | 100 kVA :Pole Substation | 0.1 | --> | 0.1 | 0.089 | 2.8 |  | --> | 0.095 | 0 | 0 | 0 | 0 | 0 | 0 | Constrained,otherwise capacity available =101kW. | --> | C21 ex LEE BRIDGE | LEE BRIDGE: T41 | MACROOM |  | 51.9311 | -9.1441
MV/LV Substation IR***4208 | 10 kV | 400V(3ph) & 230V(single ph) | LV | 400 kVA :Kiosk Substation | 0.4 | --> | 0.4 | 0 | 0 | Constrained,otherwise capacity available =400kVA. | --> | 0.38 | 0 | 0 | 0 | 0 | 0.4 | 0 |  | --> | C21 ex LITTLE BRAY | LITTLE BRAY: T41 | FASSAROE |  | 53.2074 | -6.1491
MV/LV Substation IR***4213 | 10 kV | 400V(3ph) & 230V(single ph) | LV | 400 kVA :Building Structure | 0.4 | --> | 0.4 | 0 | 0 | Constrained,otherwise capacity available =400kVA. | --> | 0.38 | 0 | 0 | 0 | 0 | 0.4 | 0 |  | --> | C16 ex MILFORD (NR) | MILFORD (NR): T41∥T42 | LETTERKENNY |  | 55.0668 | -7.8086
MV/LV Substation IR***4216 | 20 kV | 400V(3ph) & 230V(single ph) | LV | 100 kVA :Pole Substation | 0.1 | --> | 0.1 | 0.1 | 2.7 |  | --> | 0.095 | 0 | 0 | 0 | 0 | 0.1 | 0 |  | --> | E18 ex TULLOW | TULLOW: T422 | CARLOW |  | 52.8686 | -6.5687
MV/LV Substation IR***4217 | 10 kV | 400V(3ph) & 230V(single ph) | LV | 1000 kVA :Building Structure | 1 | --> | 1 | 0.5 | 12.1 |  | --> | 0.95 | 0 | 0 | 0 | 0 | 0.5 | 0 |  | --> | C22 ex TANEY | TANEY: T102 | CARRICKMINES |  | 53.2871 | -6.2402
MV/LV Substation IR***4258 | 10 kV | 400V(3ph) & 230V(single ph) | LV | 630 kVA :Kiosk Substation | 0.63 | --> | 0.63 | 0.5 | 8.9 |  | --> | 0.598 | 0 | 0 | 0 | 0 | 0.5 | 0 |  | --> | C12 ex CARROWBEG | CARROWBEG: T41∥T42 | CARROWBEG |  | 53.7965 | -9.5108
MV/LV Substation IR***4267 | 10 kV | 400V(3ph) & 230V(single ph) | LV | 630 kVA :Building Structure | 0.63 | --> | 0.63 | 0.5 | 4.2 |  | --> | 0.598 | 0 | 0 | 0 | 0 | 0.5 | 0 |  | --> | C19 ex MARSHES | MARSHES: T41 | DUNDALK |  | 53.9807 | -6.3813
MV/LV Substation IR***4268 | 10 kV | 400V(3ph) & 230V(single ph) | LV | 200 kVA :Pole Substation | 0.2 | --> | 0.2 | 0 | 0 | Constrained,otherwise capacity available =149kVA. | --> | 0.19 | 0 | 0 | 0 | 0 | 0 | 0 | Constrained,otherwise capacity available =207kW. | --> | C14 ex TEMPLEMORE | TEMPLEMORE: T42 | IKERRIN |  | 52.8055 | -7.6149
MV/LV Substation IR***4269 | 10 kV | 400V(3ph) & 230V(single ph) | LV | 200 kVA :Pole Substation | 0.2 | --> | 0.2 | 0 | 0 | Constrained,otherwise capacity available =200kVA. | --> | 0.19 | 0 | 0 | 0 | 0 | 0 | 0 | Constrained,otherwise capacity available =200kW. | --> | C14 ex TEMPLEMORE | TEMPLEMORE: T42 | IKERRIN |  | 52.7978 | -7.6097
MV/LV Substation IR***4287 | 20 kV | 400V(3ph) & 230V(single ph) | LV | 200 kVA :Pole Substation | 0.2 | --> | 0.2 | 0 | 0 | Constrained,otherwise capacity available =198kVA. | --> | 0.19 | 0 | 0 | 0 | 0 | 0.2 | 0 |  | --> | E11 ex KILCULLEN | KILCULLEN: T424 | STRATFORD |  | 53.1182 | -6.6908
MV/LV Substation IR***4348 | 10 kV | 400V(3ph) & 230V(single ph) | LV | 100 kVA :Pole Substation | 0.1 | --> | 0.1 | 0.072 | 1.4 |  | --> | 0.095 | 0 | 0 | 0 | 0 | 0.103 | 0 |  | --> | C13 ex ROSCOMMON | ROSCOMMON: T41 | LANESBORO |  | 53.6297 | -8.1831
MV/LV Substation IR***436X | 10 kV | 400V(3ph) & 230V(single ph) | LV | 200 kVA :Kiosk Substation | 0.2 | --> | 0.2 | 0 | 0 | Constrained,otherwise capacity available =131kVA. | --> | 0.19 | 0 | 0 | 0 | 0 | 0.21 | 0 |  | --> | C17 ex ATHGARVAN | ATHGARVAN: T41 | NEWBRIDGE |  | 53.1743 | -6.7976
MV/LV Substation IR***440 | 20 kV | 400V(3ph) & 230V(single ph) | LV | 200 kVA :Pole Substation | 0.2 | --> | 0.2 | 0.198 | 1.7 |  | --> | 0.19 | 0 | 0 | 0 | 0 | 0 | 0 | Constrained,otherwise capacity available =200kW. | --> | E17 ex CREESLOUGH | CREESLOUGH: T421 | ARDNAGAPPARY |  | 55.1492 | -7.9281
MV/LV Substation IR***4451 | 20 kV | 400V(3ph) & 230V(single ph) | LV | 1000 kVA :Building Structure | 1 | --> | 1 | 0.045 | 0 | Constrained,otherwise capacity available =500kVA. | --> | 0.95 | 0 | 0 | 0 | 0 | 0.5 | 0 |  | --> | E25 ex TALBOTS INCH | TALBOTS INCH: T41∥T42 | KILKENNY |  | 52.6873 | -7.2746
MV/LV Substation IR***4458 | 10 kV | 400V(3ph) & 230V(single ph) | LV | 50 kVA :Pole Substation | 0.05 | --> | 0.05 | 0.05 | 2.3 |  | --> | 0.047 | 0 | 0 | 0 | 0 | 0.049 | 0 |  | --> | C16 ex CASTLECOMER | CASTLECOMER: T41∥T42 | BALLYRAGGET |  | 52.852 | -7.26
MV/LV Substation IR***4498 | 20 kV | 400V(3ph) & 230V(single ph) | LV | 400 kVA :Kiosk Substation | 0.4 | --> | 0.4 | 0.372 | 1.3 |  | --> | 0.38 | 0 | 0 | 0 | 0 | 0.403 | 0 |  | --> | C17 ex ROOSKY | ROOSKY: T41 | RICHMOND |  | 53.7767 | -8.0983
MV/LV Substation IR***449Z | 20 kV | 400V(3ph) & 230V(single ph) | LV | 50 kVA :Pole Substation | 0.05 | --> | 0.05 | 0 | 0 | Constrained,otherwise capacity available =46kVA. | --> | 0.047 | 0 | 0 | 0 | 0 | 0.049 | 0 |  | --> | E23 ex BALTRASNA | BALTRASNA: T121 | BALTRASNA |  | 53.5613 | -6.4674
MV/LV Substation IR***4595 | 20 kV | 400V(3ph) & 230V(single ph) | LV | 50 kVA :Pole Substation | 0.05 | --> | 0.05 | 0 | 0 | Constrained,otherwise capacity available =50kVA. | --> | 0.047 | 0 | 0 | 0 | 0 | 0.049 | 0 |  | --> | E13 ex BALTINGLASS | BALTINGLASS: T421∥T422 | STRATFORD |  | 52.9257 | -6.7255
MV/LV Substation IR***467X | 10 kV | 400V(3ph) & 230V(single ph) | LV | 150 kVA :Pole Substation | 0.15 | --> | 0.15 | 0.143 | 0.4 |  | --> | 0.142 | 0 | 0 | 0 | 0 | 0 | 0 | Constrained,otherwise capacity available =150kW. | --> | C25 ex GARRYSPILLANE | GARRYSPILLANE: T41 | TIPPERARY |  | 52.4351 | -8.4039
MV/LV Substation IR***485 | 10 kV | 400V(3ph) & 230V(single ph) | LV | 100 kVA :Pole Substation | 0.1 | --> | 0.1 | 0.028 | 2.2 |  | --> | 0.095 | 0 | 0 | 0 | 0 | 0.11 | 0 |  | --> | C16 ex ROSSGEIR | ROSSGEIR: T41∥T42 | LETTERKENNY |  | 54.9336 | -7.4586
MV/LV Substation IR***488 | 10 kV | 400V(3ph) & 230V(single ph) | LV | 630 kVA :Kiosk Substation | 0.63 | --> | 0.63 | 0 | 0 | Constrained,otherwise capacity available =356kVA. | --> | 0.598 | 0 | 0 | 0 | 0 | 0.5 | 0 |  | --> | C13 ex DRUMCONDRA | DRUMCONDRA: T41 | MCDERMOTT |  | 53.3716 | -6.252
MV/LV Substation IR***506X | 20 kV | 400V(3ph) & 230V(single ph) | LV | 50 kVA :Pole Substation | 0.05 | --> | 0.05 | 0.05 | 3 |  | --> | 0.047 | 0 | 0 | 0 | 0 | 0 | 0 | Constrained,otherwise capacity available =49kW. | --> | C20 ex SWINFORD | SWINFORD: T41∥T42 | CASTLEBAR |  | 53.8468 | -8.8409
MV/LV Substation IR***516 | 10 kV | 400V(3ph) & 230V(single ph) | LV | 50 kVA :Pole Substation | 0.05 | --> | 0.05 | 0.039 | 6 |  | --> | 0.047 | 0 | 0 | 0 | 0 | 0.051 | 0 |  | --> | C14 ex MALLOW | MALLOW: T42 | MALLOW |  | 52.1566 | -8.6483
MV/LV Substation IR***522 | 10 kV | 400V(3ph) & 230V(single ph) | LV | 50 kVA :Pole Substation | 0.05 | --> | 0.05 | 0.042 | 6 |  | --> | 0.047 | 0 | 0 | 0 | 0 | 0.05 | 0 |  | --> | C14 ex MALLOW | MALLOW: T42 | MALLOW |  | 52.1481 | -8.6442
MV/LV Substation IR***544X | 20 kV | 400V(3ph) & 230V(single ph) | LV | 50 kVA :Pole Substation | 0.05 | --> | 0.05 | 0 | 0 | Constrained,otherwise capacity available =40kVA. | --> | 0.047 | 0 | 0 | 0 | 0 | 0 | 0 | Constrained,otherwise capacity available =51kW. | --> | E12 ex BUNCLODY | BUNCLODY: T421∥T422 | CRANE |  | 52.6476 | -6.6542
MV/LV Substation IR***555 | 10 kV | 400V(3ph) & 230V(single ph) | LV | 630 kVA :Building Structure | 0.63 | --> | 0.63 | 0.5 | 2.3 |  | --> | 0.598 | 0 | 0 | 0 | 0 | 0.5 | 0 |  | --> | C14 ex MOUNT MERRION | MOUNT MERRION: T42 | CARRICKMINES |  | 53.3182 | -6.2064
MV/LV Substation IR***569Y | 10 kV | 400V(3ph) & 230V(single ph) | LV | 630 kVA :Building Structure | 0.63 | --> | 0.63 | 0 | 0 | Constrained,otherwise capacity available =500kVA. | --> | 0.598 | 0 | 0 | 0 | 0 | 0.5 | 0 |  | --> | C16 ex KILLACLOYNE | KILLACLOYNE: T41∥T42 | MIDLETON |  | 51.9169 | -8.2907
MV/LV Substation IR***607Y | 10 kV | 400V(3ph) & 230V(single ph) | LV | 1000 kVA :Building Structure | 1 | --> | 1 | 0.5 | 5.6 |  | --> | 0.95 | 0 | 0 | 0 | 0 | 0.5 | 0 |  | --> | C18 ex PURCELLS INCH | PURCELLS INCH: T42 | KILKENNY |  | 52.6448 | -7.2102
MV/LV Substation IR***624 | 20 kV | 400V(3ph) & 230V(single ph) | LV | 200 kVA :Pole Substation | 0.2 | --> | 0.2 | 0 | 0 | Constrained,otherwise capacity available =124kVA. | --> | 0.19 | 0 | 0 | 0 | 0.004 | 0.207 | 0 |  | --> | E16 ex JULIANSTOWN | JULIANSTOWN: T421∥T422 | DRYBRIDGE |  | 53.6503 | -6.228
MV/LV Substation IR***624 | 10 kV | 400V(3ph) & 230V(single ph) | LV | 200 kVA :Pole Substation | 0.2 | --> | 0.2 | 0.139 | 0.7 |  | --> | 0.19 | 0 | 0 | 0 | 0 | 0.209 | 0 |  | --> | C26 ex GLENTIES | GLENTIES: T41 | BINBANE |  | 54.796 | -8.2887
MV/LV Substation IR***626 | 10 kV | 400V(3ph) & 230V(single ph) | LV | 50 kVA :Pole Substation | 0.05 | --> | 0.05 | 0.05 | 0.7 |  | --> | 0.047 | 0 | 0 | 0 | 0 | 0.049 | 0 |  | --> | C12 ex KILMAGIG | KILMAGIG: T42 | ARKLOW |  | 52.8333 | -6.2411
MV/LV Substation IR***656Z | 20 kV | 400V(3ph) & 230V(single ph) | LV | 50 kVA :Pole Substation | 0.05 | --> | 0.05 | 0.04 | 12.5 |  | --> | 0.047 | 0 | 0 | 0 | 0 | 0.051 | 0 |  | --> | E19 ex ADAMSTOWN | ADAMSTOWN: T121 | INCHICORE 220KV |  | 53.3361 | -6.479
MV/LV Substation IR***671Y | 20 kV | 400V(3ph) & 230V(single ph) | LV | 200 kVA :Pole Substation | 0.2 | --> | 0.2 | 0.078 | 0.7 |  | --> | 0.19 | 0 | 0 | 0 | 0 | 0.218 | 0 |  | --> | C20 ex KNOCKMULLEN | KNOCKMULLEN: T42 | GREAT ISLAND |  | 52.3652 | -6.9668
MV/LV Substation IR***676 | 10 kV | 400V(3ph) & 230V(single ph) | LV | 1000 kVA :Building Structure | 1 | --> | 1 | 0.5 | 4.3 |  | --> | 0.95 | 0 | 0 | 0 | 0 | 0.5 | 0 |  | --> | C19 ex BAILIEBORO | BAILIEBORO: T41∥T42 | MEATH HILL |  | 53.9272 | -7.0045
MV/LV Substation IR***680X | 10 kV | 400V(3ph) & 230V(single ph) | LV | 630 kVA :Building Structure | 0.63 | --> | 0.63 | 0.5 | 1.7 |  | --> | 0.598 | 0 | 0 | 0 | 0 | 0.5 | 0 |  | --> | C15 ex TULLA | TULLA: T41 | ENNIS |  | 52.873 | -8.6939
MV/LV Substation IR***693 | 10 kV | 400V(3ph) & 230V(single ph) | LV | 630 kVA :Building Structure | 0.63 | --> | 0.63 | 0 | 0 | Constrained,otherwise capacity available =500kVA. | --> | 0.598 | 0 | 0 | 0 | 0 | 0.5 | 0 |  | --> | C13 ex DONNYBROOK | DONNYBROOK: T41 | MILLTOWN (DR) |  | 53.32 | -6.2329
MV/LV Substation IR***716Z | 10 kV | 400V(3ph) & 230V(single ph) | LV | 630 kVA :Building Structure | 0.63 | --> | 0.63 | 0.5 | 4.4 |  | --> | 0.598 | 0 | 0 | 0 | 0 | 0.5 | 0 |  | --> | C17 ex RINGASKIDDY 110KV | RINGASKIDDY 110KV: T42 | BARNAHELY |  | 51.8337 | -8.3308
MV/LV Substation IR***741X | 10 kV | 400V(3ph) & 230V(single ph) | LV | 50 kVA :Pole Substation | 0.05 | --> | 0.05 | 0.05 | 1.7 |  | --> | 0.047 | 0 | 0 | 0 | 0 | 0.049 | 0 |  | --> | C11 ex RATHMORE | RATHMORE: T42 | KNOCKEARAGH |  | 52.0948 | -9.2979
MV/LV Substation IR***757X | 10 kV | 400V(3ph) & 230V(single ph) | LV | 630 kVA :Building Structure | 0.63 | --> | 0.63 | 0.5 | 1.3 |  | --> | 0.598 | 0 | 0 | 0 | 0 | 0.5 | 0 |  | --> | C21 ex TYMON | TYMON: T41 | COOKSTOWN |  | 53.2974 | -6.356
MV/LV Substation IR***760 | 20 kV | 400V(3ph) & 230V(single ph) | LV | 50 kVA :Pole Substation | 0.05 | --> | 0.05 | 0.046 | 3.5 |  | --> | 0.047 | 0 | 0 | 0 | 0 | 0.049 | 0 |  | --> | E19 ex STRANORLAR | STRANORLAR: T421 | LETTERKENNY |  | 54.8047 | -7.8054
MV/LV Substation IR***765 | 20 kV | 400V(3ph) & 230V(single ph) | LV | 200 kVA :Pole Substation | 0.2 | --> | 0.2 | 0.197 | 1 |  | --> | 0.19 | 0 | 0 | 0 | 0 | 0 | 0 | Constrained,otherwise capacity available =200kW. | --> | E18 ex CARNDONAGH | CARNDONAGH: T421∥T422 | TRILLICK |  | 55.2502 | -7.2493
MV/LV Substation IR***787 | 10 kV | 400V(3ph) & 230V(single ph) | LV | 630 kVA :Kiosk Substation | 0.63 | --> | 0.63 | 0.5 | 8.6 |  | --> | 0.598 | 0 | 0 | 0 | 0 | 0.5 | 0 |  | --> | C30 ex RINGSEND | RINGSEND: T102 | POOLBEG |  | 53.3403 | -6.2204
MV/LV Substation IR***807X | 10 kV | 400V(3ph) & 230V(single ph) | LV | 200 kVA :Pole Substation | 0.2 | --> | 0.2 | 0 | 0 | Constrained,otherwise capacity available =177kVA. | --> | 0.19 | 0 | 0 | 0 | 0.003 | 0 | 0 | Constrained,otherwise capacity available =200kW. | --> | C15 ex MOUNTMELLICK | MOUNTMELLICK: T41∥T42 | PORTLAOISE |  | 53.1105 | -7.3283
MV/LV Substation IR***813Y | 10 kV | 400V(3ph) & 230V(single ph) | LV | 50 kVA :Pole Substation | 0.05 | --> | 0.05 | 0.039 | 0.7 |  | --> | 0.047 | 0 | 0 | 0 | 0 | 0.051 | 0 |  | --> | C14 ex KNOCKMULLEN | KNOCKMULLEN: T42 | GREAT ISLAND |  | 52.4001 | -6.9345
MV/LV Substation IR***814 | 10 kV | 400V(3ph) & 230V(single ph) | LV | 400 kVA :Building Structure | 0.4 | --> | 0.4 | 0.323 | 2.3 |  | --> | 0.38 | 0 | 0 | 0 | 0 | 0.411 | 0 |  | --> | C23 ex TRABEG | TRABEG: T102 | TRABEG |  | 51.8483 | -8.4825
MV/LV Substation IR***820 | 10 kV | 400V(3ph) & 230V(single ph) | LV | 630 kVA :Kiosk Substation | 0.63 | --> | 0.63 | 0.5 | 7 |  | --> | 0.598 | 0 | 0 | 0 | 0 | 0.5 | 0 |  | --> | C15 ex PEMBROKE | PEMBROKE: T41∥T43 | RINGSEND |  | 53.3381 | -6.2235
MV/LV Substation IR***837X | 10 kV | 400V(3ph) & 230V(single ph) | LV | 50 kVA :Pole Substation | 0.05 | --> | 0.05 | 0.046 | 0.1 |  | --> | 0.047 | 0 | 0 | 0 | 0 | 0 | 0 | Constrained,otherwise capacity available =49kW. | --> | C25 ex CREGG ROAD | CREGG ROAD: T41∥T42 | BALLYDINE |  | 52.3498 | -7.4054
MV/LV Substation IR***841 | 10 kV | 400V(3ph) & 230V(single ph) | LV | 50 kVA :Pole Substation | 0.05 | --> | 0.05 | 0.043 | 5.3 |  | --> | 0.047 | 0 | 0 | 0 | 0.004 | 0.046 | 0 |  | --> | C18 ex SMEARLA | SMEARLA: T42 | TRIEN |  | 52.404 | -9.5347
MV/LV Substation IR***843X | 10 kV | 400V(3ph) & 230V(single ph) | LV | 630 kVA :Building Structure | 0.63 | --> | 0.63 | 0.5 | 0.9 |  | --> | 0.598 | 0 | 0 | 0 | 0 | 0.5 | 0 |  | --> | C20 ex RATHMULLAN | RATHMULLAN: T42 | DRYBRIDGE |  | 53.7032 | -6.3704
MV/LV Substation IR***850 | 10 kV | 400V(3ph) & 230V(single ph) | LV | 100 kVA :Pole Substation | 0.1 | --> | 0.1 | 0.084 | 5.5 |  | --> | 0.095 | 0 | 0 | 0 | 0 | 0.102 | 0 |  | --> | C18 ex ABBEYLAND | ABBEYLAND: T42 | NAVAN |  | 53.6336 | -6.77
MV/LV Substation IR***854X | 10 kV | 400V(3ph) & 230V(single ph) | LV | 200 kVA :Pole Substation | 0.2 | --> | 0.2 | 0.189 | 6.7 |  | --> | 0.19 | 0 | 0 | 0 | 0 | 0.201 | 0 |  | --> | C20 ex COLLINSTOWN | COLLINSTOWN: T41∥T42 | GRANGE (DR) |  | 53.4367 | -6.2261
MV/LV Substation IR***876Y | 10 kV | 400V(3ph) & 230V(single ph) | LV | 200 kVA :Pole Substation | 0.2 | --> | 0.2 | 0 | 0 | Constrained,otherwise capacity available =160kVA. | --> | 0.19 | 0 | 0 | 0 | 0 | 0.206 | 0 |  | --> | C11 ex JOHNSTOWN | JOHNSTOWN: T41 | KILTEEL |  | 53.2342 | -6.5806
MV/LV Substation IR***877 | 20 kV | 400V(3ph) & 230V(single ph) | LV | 100 kVA :Pole Substation | 0.1 | --> | 0.1 | 0.053 | 1.6 |  | --> | 0.095 | 0 | 0 | 0 | 0 | 0 | 0 | Constrained,otherwise capacity available =106kW. | --> | E21 ex CASTLETOWNBERE | CASTLETOWNBERE: T421 | BALLYLICKY |  | 51.6535 | -9.8829
MV/LV Substation IR***906 | 20 kV | 400V(3ph) & 230V(single ph) | LV | 100 kVA :Pole Substation | 0.1 | --> | 0.1 | 0 | 1.4 |  | --> | 0.095 | 0 | 0 | 0 | 0 | 0.119 | 0 |  | --> | E18 ex GARRANACANTY | GARRANACANTY: T422 | TIPPERARY |  | 52.5737 | -8.1268
MV/LV Substation IR***914 | 20 kV | 400V(3ph) & 230V(single ph) | LV | 400 kVA :Building Structure | 0.4 | --> | 0.4 | 0 | 0 |  | --> | 0.38 | 0 | 0 | 0 | 0 | 0 | 0 | Constrained,otherwise capacity available =494kW. | --> | E17 ex PORTLAOISE | PORTLAOISE: T423∥T424 | PORTLAOISE |  | 52.9183 | -7.3587
MV/LV Substation IR***915 | 10 kV | 400V(3ph) & 230V(single ph) | LV | 400 kVA :Building Structure | 0.4 | --> | 0.4 | 0.39 | 3.6 |  | --> | 0.38 | 0 | 0 | 0 | 0 | 0.401 | 0 |  | --> | C23 ex BOGHALL ROAD | BOGHALL ROAD: T41 | FASSAROE |  | 53.1818 | -6.1173
MV/LV Substation IR***922 | 10 kV | 400V(3ph) & 230V(single ph) | LV | 400 kVA :Building Structure | 0.4 | --> | 0.4 | 0 | 0 | Constrained,otherwise capacity available =338kVA. | --> | 0.38 | 0 | 0 | 0 | 0 | 0.409 | 0 |  | --> | C14 ex BLAKE | BLAKE: T41∥T42 | BLAKE |  | 53.2883 | -6.8854
MV/LV Substation IR***938 | 10 kV | 400V(3ph) & 230V(single ph) | LV | 400 kVA :Kiosk Substation | 0.4 | --> | 0.4 | 0 | 0 | Constrained,otherwise capacity available =400kVA. | --> | 0.38 | 0 | 0 | 0 | 0 | 0.4 | 0 |  | --> | C11 ex NORTH QUAYS | NORTH QUAYS: T101 | POOLBEG |  | 53.3503 | -6.2072
MV/LV Substation IR***974X | 10 kV | 400V(3ph) & 230V(single ph) | LV | 100 kVA :Pole Substation | 0.1 | --> | 0.1 | 0.085 | 0.9 |  | --> | 0.095 | 0 | 0 | 0 | 0 | 0.102 | 0 |  | --> | C20 ex RATHMULLAN | RATHMULLAN: T42 | DRYBRIDGE |  | 53.6961 | -6.4147
MV/LV Substation IR***983X | 10 kV | 400V(3ph) & 230V(single ph) | LV | 400 kVA :Building Structure | 0.4 | --> | 0.4 | 0.36 | 0.8 |  | --> | 0.38 | 0 | 0 | 0 | 0.008 | 0.397 | 0 |  | --> | C14 ex FAIRHILL | FAIRHILL: T42 | KILBARRY |  | 51.8992 | -8.4848
MV/LV Substation IR***989 | 10 kV | 400V(3ph) & 230V(single ph) | LV | 50 kVA :Pole Substation | 0.05 | --> | 0.05 | 0.023 | 0.7 |  | --> | 0.047 | 0 | 0 | 0 | 0.004 | 0.049 | 0 |  | --> | C14 ex KNOCKMULLEN | KNOCKMULLEN: T42 | GREAT ISLAND |  | 52.3999 | -6.9347
MV/LV Substation IS***026 | 10 kV | 400V(3ph) & 230V(single ph) | LV | 200 kVA :Building Structure | 0.2 | --> | 0.2 | 0.114 | 2.8 |  | --> | 0.19 | 0 | 0 | 0 | 0 | 0.213 | 0 |  | --> | C13 ex CORBALLY | CORBALLY: T41∥T42 | ARDNACRUSHA |  | 52.6782 | -8.6287
MV/LV Substation IS***051 | 10 kV | 400V(3ph) & 230V(single ph) | LV | 200 kVA :Pole Substation | 0.2 | --> | 0.2 | 0.182 | 5.3 |  | --> | 0.19 | 0 | 0 | 0 | 0.003 | 0.199 | 0 |  | --> | C12 ex SMEARLA | SMEARLA: T42 | TRIEN |  | 52.4455 | -9.5051
MV/LV Substation IS***057Y | 10 kV | 400V(3ph) & 230V(single ph) | LV | 400 kVA :Kiosk Substation | 0.4 | --> | 0.4 | 0.312 | 1.6 |  | --> | 0.38 | 0 | 0 | 0 | 0 | 0.413 | 0 |  | --> | C11 ex SUTTON | SUTTON: T41 | GRANGE (DR) |  | 53.3877 | -6.0677
MV/LV Substation IS***070Y | 10 kV | 400V(3ph) & 230V(single ph) | LV | 50 kVA :Pole Substation | 0.05 | --> | 0.05 | 0 | 0 | Constrained,otherwise capacity available =38kVA. | --> | 0.047 | 0 | 0 | 0 | 0 | 0.051 | 0 |  | --> | C39 ex CASTLEVIEW | CASTLEVIEW: T101 | CASTLEVIEW |  | 51.9062 | -8.3533
MV/LV Substation IS***072 | 10 kV | 400V(3ph) & 230V(single ph) | LV | 630 kVA :Kiosk Substation | 0.63 | --> | 0.63 | 0.5 | 12.5 |  | --> | 0.598 | 0 | 0 | 0 | 0.003 | 0.5 | 0 |  | --> | C21 ex HEUSTON SQUARE | HEUSTON SQUARE: T101 | INCHICORE 220KV |  | 53.3481 | -6.3119
MV/LV Substation IS***079X | 10 kV | 400V(3ph) & 230V(single ph) | LV | 1000 kVA :Building Structure | 1 | --> | 1 | 0.5 | 7.2 |  | --> | 0.95 | 0 | 0 | 0 | 0 | 0.5 | 0 |  | --> | C15 ex WATLING STREET | WATLING STREET: T41 | FRANCIS STREET |  | 53.3454 | -6.2837
MV/LV Substation IS***122 | 10 kV | 400V(3ph) & 230V(single ph) | LV | 400 kVA :Kiosk Substation | 0.4 | --> | 0.4 | 0.252 | 2.8 |  | --> | 0.38 | 0 | 0 | 0 | 0.026 | 0.395 | 0 |  | --> | C13 ex CORBALLY | CORBALLY: T41∥T42 | ARDNACRUSHA |  | 52.6717 | -8.6255
MV/LV Substation IS***219Z | 10 kV | 400V(3ph) & 230V(single ph) | LV | 200 kVA :Pole Substation | 0.2 | --> | 0.2 | 0.186 | 5.3 |  | --> | 0.19 | 0 | 0 | 0 | 0.003 | 0.198 | 0 |  | --> | C12 ex SMEARLA | SMEARLA: T42 | TRIEN |  | 52.4458 | -9.5091
MV/LV Substation IS***258 | 20 kV | 400V(3ph) & 230V(single ph) | LV | 100 kVA :Pole Substation | 0.1 | --> | 0.1 | 0 | 0 | Constrained,otherwise capacity available =99kVA. | --> | 0.095 | 0 | 0 | 0 | 0 | 0.1 | 0 |  | --> | C15 ex KANTURK | KANTURK: T41∥T42 | GLENLARA |  | 52.1416 | -8.892
MV/LV Substation IS***304X | 20 kV | 400V(3ph) & 230V(single ph) | LV | 400 kVA :Kiosk Substation | 0.4 | --> | 0.4 | 0 | 0 | Constrained,otherwise capacity available =371kVA. | --> | 0.38 | 0 | 0 | 0 | 0 | 0.403 | 0 |  | --> | E11 ex GLASMORE | GLASMORE: T421 | GLASMORE |  | 53.4638 | -6.1357
MV/LV Substation IS***361 | 10 kV | 400V(3ph) & 230V(single ph) | LV | 50 kVA :Pole Substation | 0.05 | --> | 0.05 | 0.038 | 2.6 |  | --> | 0.047 | 0 | 0 | 0 | 0 | 0.051 | 0 |  | --> | C12 ex CLOONBANNIN | CLOONBANNIN: T42 | GLENLARA |  | 52.1906 | -9.1271
MV/LV Substation IS***387X | 10 kV | 400V(3ph) & 230V(single ph) | LV | 200 kVA :Pole Substation | 0.2 | --> | 0.2 | 0.191 | 2.8 |  | --> | 0.19 | 0 | 0 | 0 | 0 | 0 | 0 | Constrained,otherwise capacity available =200kW. | --> | C17 ex PALMERSTOWN | PALMERSTOWN: T41 | FINGLAS |  | 53.3426 | -6.3828
MV/LV Substation IS***4153 | 10 kV | 400V(3ph) & 230V(single ph) | LV | 200 kVA :Pole Substation | 0.2 | --> | 0.2 | 0.2 | 5.3 |  | --> | 0.19 | 0 | 0 | 0 | 0 | 0.2 | 0 |  | --> | C12 ex SMEARLA | SMEARLA: T42 | TRIEN |  | 52.446 | -9.5061
MV/LV Substation IS***566X | 10 kV | 400V(3ph) & 230V(single ph) | LV | 630 kVA :Building Structure | 0.63 | --> | 0.63 | 0.5 | 4.6 |  | --> | 0.598 | 0 | 0 | 0 | 0 | 0.5 | 0 |  | --> | C15 ex BALLYRAINE | BALLYRAINE: T41∥T42 | LETTERKENNY |  | 54.9527 | -7.7282
MV/LV Substation IS***607 | 10 kV | 400V(3ph) & 230V(single ph) | LV | 400 kVA :Kiosk Substation | 0.4 | --> | 0.4 | 0.23 | 2.1 |  | --> | 0.38 | 0 | 0 | 0 | 0.034 | 0.39 | 0 |  | --> | C22 ex SALLYNOGGIN ROAD | SALLYNOGGIN ROAD: T42 | CHERRYWOOD |  | 53.2881 | -6.1266
MV/LV Substation IS***658X | 10 kV | 400V(3ph) & 230V(single ph) | LV | 630 kVA :Building Structure | 0.63 | --> | 0.63 | 0.5 | 14.2 |  | --> | 0.598 | 0 | 0 | 0 | 0 | 0.5 | 0 |  | --> | C12 ex HEUSTON SQUARE | HEUSTON SQUARE: T102 | INCHICORE 220KV |  | 53.3453 | -6.3085
MV/LV Substation IS***688Y | 10 kV | 400V(3ph) & 230V(single ph) | LV | 100 kVA :Pole Substation | 0.1 | --> | 0.1 | 0 | 0 | Constrained,otherwise capacity available =81kVA. | --> | 0.095 | 0 | 0 | 0 | 0 | 0 | 0 | Constrained,otherwise capacity available =102kW. | --> | C11 ex PORTARLINGTON | PORTARLINGTON: T41∥T42 | PORTLAOISE |  | 53.2295 | -7.221
MV/LV Substation IS***726 | 10 kV | 400V(3ph) & 230V(single ph) | LV | 200 kVA :Pole Substation | 0.2 | --> | 0.2 | 0.158 | 1 |  | --> | 0.19 | 0 | 0 | 0 | 0 | 0.206 | 0 |  | --> | C11 ex MANOR STREET | MANOR STREET: T41 | WATERFORD |  | 52.2532 | -7.0596
MV/LV Substation IS***732Y | 10 kV | 400V(3ph) & 230V(single ph) | LV | 100 kVA :Pole Substation | 0.1 | --> | 0.1 | 0.081 | 2.4 |  | --> | 0.095 | 0 | 0 | 0 | 0 | 0.102 | 0 |  | --> | C12 ex BALLYMAHON | BALLYMAHON: T41∥T42 | ATHLONE |  | 53.6257 | -7.889
MV/LV Substation IS***740 | 10 kV | 400V(3ph) & 230V(single ph) | LV | 50 kVA :Pole Substation | 0.05 | --> | 0.05 | 0.042 | 0.9 |  | --> | 0.047 | 0 | 0 | 0 | 0 | 0.05 | 0 |  | --> | C14 ex DRUMQUIN | DRUMQUIN: T42 | ENNIS |  | 52.7653 | -8.9949
MV/LV Substation IS***783X | 10 kV | 400V(3ph) & 230V(single ph) | LV | 1000 kVA :Building Structure | 1 | --> | 1 | 0 | 0 | Constrained,otherwise capacity available =500kVA. | --> | 0.95 | 0 | 0 | 0 | 0 | 0.5 | 0 |  | --> | C31 ex NORTH QUAYS | NORTH QUAYS: T102 | POOLBEG |  | 53.3533 | -6.2312
MV/LV Substation IS***785X | 20 kV | 400V(3ph) & 230V(single ph) | LV | 400 kVA :Kiosk Substation | 0.4 | --> | 0.4 | 0.363 | 6.9 |  | --> | 0.38 | 0 | 0 | 0 | 0.008 | 0 | 0 | Constrained,otherwise capacity available =397kW. | --> | E14 ex RATHKEALE | RATHKEALE: T421∥T422 | RATHKEALE |  | 52.5105 | -8.7095
MV/LV Substation IS***791X | 10 kV | 400V(3ph) & 230V(single ph) | LV | 1000 kVA :Building Structure | 1 | --> | 1 | 0 | 0 | Constrained,otherwise capacity available =500kVA. | --> | 0.95 | 0 | 0 | 0 | 0 | 0.5 | 0 |  | --> | C31 ex NORTH QUAYS | NORTH QUAYS: T102 | POOLBEG |  | 53.3533 | -6.2311
MV/LV Substation IS***870 | 10 kV | 400V(3ph) & 230V(single ph) | LV | 630 kVA :Building Structure | 0.63 | --> | 0.63 | 0 | 0 | Constrained,otherwise capacity available =500kVA. | --> | 0.598 | 0 | 0 | 0 | 0 | 0 | 0 | Constrained,otherwise capacity available =500kW. | --> | E12 ex KILLYBEGS | KILLYBEGS: | N/A |  | 54.6733 | -8.4219
MV/LV Substation IS***881X | 10 kV | 400V(3ph) & 230V(single ph) | LV | 200 kVA :Kiosk Substation | 0.2 | --> | 0.2 | 0 | 0 | Constrained,otherwise capacity available =153kVA. | --> | 0.19 | 0 | 0 | 0 | 0 | 0 | 0 | Constrained,otherwise capacity available =207kW. | --> | C14 ex BELLFIELD | BELLFIELD: T41∥T42 | CRANE |  | 52.5057 | -6.5695
MV/LV Substation IS***887 | 10 kV | 400V(3ph) & 230V(single ph) | LV | 50 kVA :Pole Substation | 0.05 | --> | 0.05 | 0.042 | 2.3 |  | --> | 0.047 | 0 | 0 | 0 | 0.004 | 0.046 | 0 |  | --> | C16 ex GILLOGUE | GILLOGUE: T41∥T42 | ARDNACRUSHA |  | 52.6912 | -8.6054
MV/LV Substation IS***891Y | 10 kV | 400V(3ph) & 230V(single ph) | LV | 400 kVA :Building Structure | 0.4 | --> | 0.4 | 0.311 | 1.3 |  | --> | 0.38 | 0 | 0 | 0 | 0.012 | 0.4 | 0 |  | --> | E12 ex KILCARRAGH | KILCARRAGH: T421∥T422 | BUTLERSTOWN |  | 52.239 | -7.0602
MV/LV Substation IS***973 | 20 kV | 400V(3ph) & 230V(single ph) | LV | 100 kVA :Pole Substation | 0.1 | --> | 0.1 | 0.087 | 5.6 |  | --> | 0.095 | 0 | 0 | 0 | 0.008 | 0.093 | 0 |  | --> | E17 ex CRANE | CRANE: T122 | CRANE |  | 52.5304 | -6.3149
MV/LV Substation IT***151X | 10 kV | 400V(3ph) & 230V(single ph) | LV | 400 kVA :Building Structure | 0.4 | --> | 0.4 | 0.38 | 4.2 |  | --> | 0.38 | 0 | 0 | 0 | 0 | 0 | 0 | Constrained,otherwise capacity available =403kW. | --> | C16 ex BUNDORAN | BUNDORAN: T41∥T42 | CATHALEENS FALL |  | 54.4959 | -8.201
MV/LV Substation IT***374Z | 10 kV | 400V(3ph) & 230V(single ph) | LV | 400 kVA :Building Structure | 0.4 | --> | 0.4 | 0 | 0 | Constrained,otherwise capacity available =380kVA. | --> | 0.38 | 0 | 0 | 0 | 0 | 0 | 0 | Constrained,otherwise capacity available =403kW. | --> | C26 ex BALLYCOOLIN | BALLYCOOLIN: T42 | FINGLAS |  | 53.4052 | -6.3766
MV/LV Substation IT***4214 | 20 kV | 400V(3ph) & 230V(single ph) | LV | 630 kVA :Building Structure | 0.63 | --> | 0.63 | 0.4 | 2.5 |  | --> | 0.598 | 0 | 0 | 0 | 0 | 0.5 | 0 |  | --> | C19 ex GRAIGUE | GRAIGUE: T41 | CARLOW |  | 52.8152 | -6.9433
MV/LV Substation IT***826X | 10 kV | 400V(3ph) & 230V(single ph) | LV | 630 kVA :Kiosk Substation | 0.63 | --> | 0.63 | 0.5 | 2.5 |  | --> | 0.598 | 0 | 0 | 0 | 0.008 | 0.5 | 0 |  | --> | E17 ex GARRANACANTY | GARRANACANTY: T421 | TIPPERARY |  | 52.4798 | -8.1572
MV/LV Substation IV***020 | 20 kV | 400V(3ph) & 230V(single ph) | LV | 400 kVA :Kiosk Substation | 0.4 | --> | 0.4 | 0.317 | 1.6 |  | --> | 0.38 | 0 | 0 | 0 | 0.004 | 0.408 | 0 |  | --> | E16 ex MILLTOWN (SR) | MILLTOWN (SR): T422 | OUGHTRAGH |  | 52.1046 | -9.7892
MV/LV Substation IV***072Y | 10 kV | 400V(3ph) & 230V(single ph) | LV | 200 kVA :Kiosk Substation | 0.2 | --> | 0.2 | 0 | 0 | Constrained,otherwise capacity available =141kVA. | --> | 0.19 | 0 | 0 | 0 | 0.003 | 0.205 | 0 |  | --> | C20 ex CAVAN | CAVAN: T42 | SHANKILL |  | 54.0058 | -7.3482
MV/LV Substation IV***193Y | 10 kV | 400V(3ph) & 230V(single ph) | LV | 200 kVA :Kiosk Substation | 0.2 | --> | 0.2 | 0.141 | 2.2 |  | --> | 0.19 | 0 | 0 | 0 | 0.003 | 0.205 | 0 |  | --> | C18 ex SPA ROAD | SPA ROAD: T41∥T42 | DOON |  | 52.3631 | -7.5748
MV/LV Substation IV***214Y | 10 kV | 400V(3ph) & 230V(single ph) | LV | 50 kVA :Pole Substation | 0.05 | --> | 0.05 | 0.05 | 1.1 |  | --> | 0.047 | 0 | 0 | 0 | 0 | 0.049 | 0 |  | --> | C20 ex CAHIRCALLA | CAHIRCALLA: T41∥T42 | ENNIS |  | 52.815 | -9.0409
MV/LV Substation IV***275X | 10 kV | 400V(3ph) & 230V(single ph) | LV | 1000 kVA :Building Structure | 1 | --> | 1 | 0.5 | 8.7 |  | --> | 0.95 | 0 | 0 | 0 | 0 | 0.5 | 0 |  | --> | C24 ex HAROLDS CROSS | HAROLDS CROSS: T102 | POOLBEG |  | 53.3322 | -6.2616
MV/LV Substation IV***314X | 20 kV | 400V(3ph) & 230V(single ph) | LV | 50 kVA :Pole Substation | 0.05 | --> | 0.05 | 0.05 | 1.8 |  | --> | 0.047 | 0 | 0 | 0 | 0 | 0.049 | 0 |  | --> | E18 ex CURRALEIGH | CURRALEIGH: T421∥T422 | KILBARRY |  | 51.9211 | -8.6136
MV/LV Substation IV***406X | 10 kV | 400V(3ph) & 230V(single ph) | LV | 630 kVA :Building Structure | 0.63 | --> | 0.63 | 0.5 | 2.6 |  | --> | 0.598 | 0 | 0 | 0 | 0 | 0.5 | 0 |  | --> | C20 ex LEESON STREET | LEESON STREET: T42 | MILLTOWN (DR) |  | 53.3355 | -6.2585
MV/LV Substation IV***4098 | 20 kV | 400V(3ph) & 230V(single ph) | LV | 50 kVA :Pole Substation | 0.05 | --> | 0.05 | 0.047 | 4.4 |  | --> | 0.047 | 0 | 0 | 0 | 0 | 0 | 0 | Constrained,otherwise capacity available =49kW. | --> | E19 ex SLANE | SLANE: T421 | DRYBRIDGE |  | 53.7511 | -6.5644
MV/LV Substation IV***415 | 10 kV | 400V(3ph) & 230V(single ph) | LV | 400 kVA :Kiosk Substation | 0.4 | --> | 0.4 | 0.389 | 0.5 |  | --> | 0.38 | 0 | 0 | 0 | 0 | 0.401 | 0 |  | --> | C05 ex PEMBROKE | PEMBROKE: T44 | RINGSEND |  | 53.3333 | -6.2301
MV/LV Substation IV***4287 | 10 kV | 400V(3ph) & 230V(single ph) | LV | 1000 kVA :Building Structure | 1 | --> | 1 | 0 | 0 | Constrained,otherwise capacity available =500kVA. | --> | 0.95 | 0 | 0 | 0 | 0 | 0.5 | 0 |  | --> | C23 ex PHIBSBORO | PHIBSBORO: T41 | FINGLAS |  | 53.3517 | -6.2796
MV/LV Substation IV***437Y | 10 kV | 400V(3ph) & 230V(single ph) | LV | 100 kVA :Pole Substation | 0.1 | --> | 0.1 | 0.099 | 0.1 |  | --> | 0.095 | 0 | 0 | 0 | 0 | 0 | 0 | Constrained,otherwise capacity available =100kW. | --> | C23 ex CREGG ROAD | CREGG ROAD: T41∥T42 | BALLYDINE |  | 52.3605 | -7.331
MV/LV Substation IV***439X | 20 kV | 400V(3ph) & 230V(single ph) | LV | 200 kVA :Pole Substation | 0.2 | --> | 0.2 | 0.168 | 3.6 |  | --> | 0.19 | 0 | 0 | 0 | 0 | 0.204 | 0 |  | --> | E17 ex CLARA | CLARA: T421 | THORNSBERRY |  | 53.3677 | -7.5127
MV/LV Substation IV***476 | 10 kV | 400V(3ph) & 230V(single ph) | LV | 400 kVA :Kiosk Substation | 0.4 | --> | 0.4 | 0.147 | 5 |  | --> | 0.38 | 0 | 0 | 0 | 0.019 | 0.418 | 0 |  | --> | C11 ex CRUMLIN | CRUMLIN: T41 | INCHICORE 220KV |  | 53.3283 | -6.3062
MV/LV Substation IV***516Y | 10 kV | 400V(3ph) & 230V(single ph) | LV | 50 kVA :Pole Substation | 0.05 | --> | 0.05 | 0 | 0 | Constrained,otherwise capacity available =37kVA. | --> | 0.047 | 0 | 0 | 0 | 0 | 0.051 | 0 |  | --> | C13 ex TIMOLEAGUE | TIMOLEAGUE: T41 | BANDON |  | 51.6729 | -8.6814
MV/LV Substation IV***526X | 20 kV | 400V(3ph) & 230V(single ph) | LV | 100 kVA :Pole Substation | 0.1 | --> | 0.1 | 0.1 | 1 |  | --> | 0.095 | 0 | 0 | 0 | 0 | 0 | 0 | Constrained,otherwise capacity available =100kW. | --> | E12 ex MACROOM | MACROOM: T422 | MACROOM |  | 51.9353 | -8.9746
MV/LV Substation IV***546X | 20 kV | 400V(3ph) & 230V(single ph) | LV | 200 kVA :Kiosk Substation | 0.2 | --> | 0.2 | 0.114 | 1.6 |  | --> | 0.19 | 0 | 0 | 0 | 0 | 0.213 | 0 |  | --> | E16 ex MILLTOWN (SR) | MILLTOWN (SR): T422 | OUGHTRAGH |  | 52.1065 | -9.7937
MV/LV Substation IV***558 | 20 kV | 400V(3ph) & 230V(single ph) | LV | 50 kVA :Pole Substation | 0.05 | --> | 0.05 | 0.037 | 3.6 |  | --> | 0.047 | 0 | 0 | 0 | 0 | 0.051 | 0 |  | --> | E18 ex JENKINSTOWN | JENKINSTOWN: T421∥T422 | DUNDALK |  | 54.0945 | -6.2666
MV/LV Substation IV***577Y | 10 kV | 400V(3ph) & 230V(single ph) | LV | 400 kVA :Kiosk Substation | 0.4 | --> | 0.4 | 0.022 | 0 | Constrained,otherwise capacity available =310kVA. | --> | 0.38 | 0 | 0 | 0 | 0.002 | 0.191 | 0 | Constrained,otherwise capacity available =412kW. | --> | C16 ex RATHDRUM | RATHDRUM: T42 | ARKLOW |  | 52.9374 | -6.2284
MV/LV Substation IV***596X | 10 kV | 400V(3ph) & 230V(single ph) | LV | 1000 kVA :Building Structure | 1 | --> | 1 | 0 | 0 | Constrained,otherwise capacity available =480kVA. | --> | 0.95 | 0 | 0 | 0 | 0 | 0.5 | 0 |  | --> | C17 ex GRANBY ROW | GRANBY ROW: T41 | MCDERMOTT |  | 53.3519 | -6.2648
MV/LV Substation IV***673X | 10 kV | 400V(3ph) & 230V(single ph) | LV | 1000 kVA :Building Structure | 1 | --> | 1 | 0 | 0 | Constrained,otherwise capacity available =500kVA. | --> | 0.95 | 0 | 0 | 0 | 0 | 0.5 | 0 |  | --> | C14 ex NEWMARKET (DR) | NEWMARKET (DR): T41 | FRANCIS STREET |  | 53.3377 | -6.287
MV/LV Substation IV***726X | 20 kV | 400V(3ph) & 230V(single ph) | LV | 200 kVA :Pole Substation | 0.2 | --> | 0.2 | 0 | 0 | Constrained,otherwise capacity available =187kVA. | --> | 0.19 | 0 | 0 | 0 | 0.01 | 0.191 | 0 |  | --> | C15 ex DELVIN | DELVIN: T42 | MULLINGAR |  | 53.5161 | -7.1434
MV/LV Substation IV***935 | 10 kV | 400V(3ph) & 230V(single ph) | LV | 200 kVA :Kiosk Substation | 0.2 | --> | 0.2 | 0.138 | 11.3 |  | --> | 0.19 | 0 | 0 | 0 | 0.023 | 0.185 | 0 |  | --> | C20 ex ENNIS | ENNIS: T102 | ENNIS |  | 52.8547 | -8.9788
MV/LV Substation J ***222 | 20 kV | 400V(3ph) & 230V(single ph) | LV | 50 kVA :Pole Substation | 0.05 | --> | 0.05 | 0.045 | 2.2 |  | --> | 0.047 | 0 | 0 | 0 | 0.003 | 0.047 | 0 |  | --> | E16 ex CLONROCHE | CLONROCHE: T421∥T422 | WEXFORD |  | 52.4975 | -6.767
MV/LV Substation J ***233 | 20 kV | 400V(3ph) & 230V(single ph) | LV | 400 kVA :Kiosk Substation | 0.4 | --> | 0.4 | 0.35 | 12.9 |  | --> | 0.38 | 0 | 0 | 0 | 0 | 0.407 | 0 |  | --> | E12 ex COOLROE | COOLROE: T122 | COOLROE |  | 51.8808 | -8.6383
MV/LV Substation J ***329Y | 10 kV | 400V(3ph) & 230V(single ph) | LV | 630 kVA :Kiosk Substation | 0.63 | --> | 0.63 | 0 | 0 | Constrained,otherwise capacity available =387kVA. | --> | 0.598 | 0 | 0 | 0 | 0.085 | 0 | 0 | Constrained,otherwise capacity available =500kW. | --> | C19 ex PALLAS | PALLAS: T41∥T42 | PORTLAOISE |  | 53.0331 | -7.2989
MV/LV Substation J ***4084 | 10 kV | 400V(3ph) & 230V(single ph) | LV | 630 kVA :Kiosk Substation | 0.63 | --> | 0.63 | 0 | 0 | Constrained,otherwise capacity available =418kVA. | --> | 0.598 | 0 | 0 | 0 | 0.132 | 0.5 | 0 |  | --> | C28 ex POPPINTREE | POPPINTREE: T102 | FINGLAS |  | 53.4048 | -6.3062
MV/LV Substation J ***4115 | 20 kV | 400V(3ph) & 230V(single ph) | LV | 630 kVA :Building Structure | 0.63 | --> | 0.63 | 0 | 0 | Constrained,otherwise capacity available =500kVA. | --> | 0.598 | 0 | 0 | 0 | 0 | 0 | 0 | Constrained,otherwise capacity available =500kW. | --> | E24 ex BIRR | BIRR: T422 | DALLOW |  | 53.1379 | -7.8131
MV/LV Substation J ***418 | 10 kV | 400V(3ph) & 230V(single ph) | LV | 50 kVA :Pole Substation | 0.05 | --> | 0.05 | 0 | 0 | Constrained,otherwise capacity available =29kVA. | --> | 0.047 | 0 | 0 | 0 | 0 | 0.052 | 0 |  | --> | C13 ex WOODFORD | WOODFORD: T41∥T42 | KNOCKEARAGH |  | 52.0414 | -9.4573
MV/LV Substation J ***419 | 10 kV | 400V(3ph) & 230V(single ph) | LV | 630 kVA :Building Structure | 0.63 | --> | 0.63 | 0 | 0 | Constrained,otherwise capacity available =500kVA. | --> | 0.598 | 0 | 0 | 0 | 0 | 0.5 | 0 |  | --> | C13 ex WOODFORD | WOODFORD: T41∥T42 | KNOCKEARAGH |  | 52.043 | -9.4424
MV/LV Substation J ***4337 | 20 kV | 400V(3ph) & 230V(single ph) | LV | 50 kVA :Pole Substation | 0.05 | --> | 0.05 | 0.033 | 3.6 |  | --> | 0.047 | 0 | 0 | 0 | 0.008 | 0.043 | 0 |  | --> | E13 ex KILLINICK | KILLINICK: T421∥T422 | WEXFORD |  | 52.2132 | -6.3694
MV/LV Substation J ***515Z | 10 kV | 400V(3ph) & 230V(single ph) | LV | 100 kVA :Pole Substation | 0.1 | --> | 0.1 | 0.082 | 4.9 |  | --> | 0.095 | 0 | 0 | 0 | 0 | 0.102 | 0 |  | --> | C11 ex BALLINCOLLIG | BALLINCOLLIG: T41 | KILBARRY |  | 51.8249 | -8.6566
MV/LV Substation J ***618Y | 10 kV | 400V(3ph) & 230V(single ph) | LV | 630 kVA :Building Structure | 0.63 | --> | 0.63 | 0 | 0 | Constrained,otherwise capacity available =313kVA. | --> | 0.598 | 0 | 0 | 0 | 0.039 | 0 | 0 | Constrained,otherwise capacity available =500kW. | --> | C14 ex BELLFIELD | BELLFIELD: T41∥T42 | CRANE |  | 52.515 | -6.5661
MV/LV Substation J ***791Z | 20 kV | 400V(3ph) & 230V(single ph) | LV | 100 kVA :Pole Substation | 0.1 | --> | 0.1 | 0.057 | 12.9 |  | --> | 0.095 | 0 | 0 | 0 | 0 | 0.106 | 0 |  | --> | E12 ex COOLROE | COOLROE: T122 | COOLROE |  | 51.8813 | -8.6444
MV/LV Substation J&***4111 | 20 kV | 400V(3ph) & 230V(single ph) | LV | 50 kVA :Pole Substation | 0.05 | --> | 0.05 | 0 | 0 | Constrained,otherwise capacity available =43kVA. | --> | 0.047 | 0 | 0 | 0 | 0 | 0.05 | 0 |  | --> | E16 ex ACADEMY STREET | ACADEMY STREET: T421∥T422 | NAVAN |  | 53.6264 | -6.7157
MV/LV Substation J.***110X | 10 kV | 400V(3ph) & 230V(single ph) | LV | 630 kVA :Building Structure | 0.63 | --> | 0.63 | 0 | 0 | Constrained,otherwise capacity available =430kVA. | --> | 0.598 | 0 | 0 | 0 | 0 | 0.5 | 0 |  | --> | C24 ex KILMONEY | KILMONEY: T41∥T42 | TRABEG |  | 51.8239 | -8.4451
MV/LV Substation J.***131X | 10 kV | 400V(3ph) & 230V(single ph) | LV | 630 kVA :Building Structure | 0.63 | --> | 0.63 | 0.5 | 2.8 |  | --> | 0.598 | 0 | 0 | 0 | 0.007 | 0.5 | 0 |  | --> | C20 ex INCHICORE NORTH | INCHICORE NORTH: T41 | INCHICORE 220KV |  | 53.3279 | -6.3519
MV/LV Substation JA***001 | 10 kV | 400V(3ph) & 230V(single ph) | LV | 630 kVA :Kiosk Substation | 0.63 | --> | 0.63 | 0.272 | 8.9 |  | --> | 0.598 | 0 | 0 | 0 | 0.034 | 0.5 | 0 |  | --> | C13 ex CARROWBEG | CARROWBEG: T41∥T42 | CARROWBEG |  | 53.801 | -9.5227
MV/LV Substation JA***009X | 10 kV | 400V(3ph) & 230V(single ph) | LV | 400 kVA :Kiosk Substation | 0.4 | --> | 0.4 | 0.223 | 0.8 |  | --> | 0.38 | 0 | 0 | 0 | 0.003 | 0.423 | 0 |  | --> | C14 ex FAIRHILL | FAIRHILL: T42 | KILBARRY |  | 51.8996 | -8.4919
MV/LV Substation JA***013Y | 10 kV | 400V(3ph) & 230V(single ph) | LV | 400 kVA :Building Structure | 0.4 | --> | 0.4 | 0.257 | 1.2 |  | --> | 0.38 | 0 | 0 | 0 | 0 | 0.421 | 0 |  | --> | C11 ex TRIMMS LANE | TRIMMS LANE: T41 | SALTHILL |  | 53.26 | -9.0747
MV/LV Substation JA***017 | 10 kV | 400V(3ph) & 230V(single ph) | LV | 630 kVA :Building Structure | 0.63 | --> | 0.63 | 0 | 0 | Constrained,otherwise capacity available =500kVA. | --> | 0.598 | 0 | 0 | 0 | 0.015 | 0.5 | 0 |  | --> | C22 ex POPPINTREE | POPPINTREE: T102 | FINGLAS |  | 53.3934 | -6.2958
MV/LV Substation JA***029 | 20 kV | 400V(3ph) & 230V(single ph) | LV | 400 kVA :Kiosk Substation | 0.4 | --> | 0.4 | 0.381 | 3 |  | --> | 0.38 | 0 | 0 | 0 | 0.008 | 0 | 0 | Constrained,otherwise capacity available =393kW. | --> | E16 ex WINDSOR | WINDSOR: T421∥T422 | CASTLEBAR |  | 53.8531 | -9.2751
MV/LV Substation JA***029Z | 10 kV | 400V(3ph) & 230V(single ph) | LV | 400 kVA :Kiosk Substation | 0.4 | --> | 0.4 | 0.143 | 1.6 |  | --> | 0.38 | 0 | 0 | 0 | 0.068 | 0.367 | 0 |  | --> | C14 ex CLONDALKIN | CLONDALKIN: T42 | INCHICORE 220KV |  | 53.3304 | -6.3983
MV/LV Substation JA***030 | 10 kV | 400V(3ph) & 230V(single ph) | LV | 400 kVA :Kiosk Substation | 0.4 | --> | 0.4 | 0 | 0 | Constrained,otherwise capacity available =250kVA. | --> | 0.38 | 0 | 0 | 0 | 0 | 0.423 | 0 |  | --> | E13 ex DALTON | DALTON: T421∥T422 | DALTON |  | 53.7186 | -8.9986
MV/LV Substation JA***033X | 20 kV | 400V(3ph) & 230V(single ph) | LV | 50 kVA :Pole Substation | 0.05 | --> | 0.05 | 0 | 0 | Constrained,otherwise capacity available =31kVA. | --> | 0.047 | 0 | 0 | 0 | 0 | 0.051 | 0 |  | --> | C17 ex CARRICK ON SHANNON | CARRICK ON SHANNON: T41∥T42 | CARRICK ON SHANNON |  | 53.9282 | -8.0318
MV/LV Substation JA***039 | 10 kV | 400V(3ph) & 230V(single ph) | LV | 200 kVA :Pole Substation | 0.2 | --> | 0.2 | 0.124 | 4.3 |  | --> | 0.19 | 0 | 0 | 0 | 0.017 | 0.193 | 0 |  | --> | C16 ex LAWLESSTOWN | LAWLESSTOWN: T42 | DOON |  | 52.3566 | -7.729
MV/LV Substation JA***041 | 10 kV | 400V(3ph) & 230V(single ph) | LV | 100 kVA :Pole Substation | 0.1 | --> | 0.1 | 0 | 0 | Constrained,otherwise capacity available =76kVA. | --> | 0.095 | 0 | 0 | 0 | 0 | 0.103 | 0 |  | --> | C17 ex CARRICKMINES | CARRICKMINES: T41 | CARRICKMINES |  | 53.2484 | -6.206
MV/LV Substation JA***046 | 10 kV | 400V(3ph) & 230V(single ph) | LV | 1000 kVA :Building Structure | 1 | --> | 1 | 0.496 | 1 |  | --> | 0.95 | 0 | 0 | 0 | 0.012 | 0.5 | 0 |  | --> | C20 ex MARROWBONE LANE | MARROWBONE LANE: T42 | INCHICORE 220KV |  | 53.3395 | -6.322
MV/LV Substation JA***049X | 10 kV | 400V(3ph) & 230V(single ph) | LV | 400 kVA :Kiosk Substation | 0.4 | --> | 0.4 | 0.291 | 4.7 |  | --> | 0.38 | 0 | 0 | 0 | 0.015 | 0.4 | 0 |  | --> | C28 ex CENTRE PARK ROAD | MARINA: T106 | MARINA |  | 51.8943 | -8.4377
MV/LV Substation JA***051 | 10 kV | 400V(3ph) & 230V(single ph) | LV | 100 kVA :Pole Substation | 0.1 | --> | 0.1 | 0 | 0 | Constrained,otherwise capacity available =100kVA. | --> | 0.095 | 0 | 0 | 0 | 0 | 0 | 0 | Constrained,otherwise capacity available =100kW. | --> | C19 ex ROSCREA | ROSCREA: T41 | IKERRIN |  | 52.9447 | -7.8131
MV/LV Substation JA***056 | 10 kV | 400V(3ph) & 230V(single ph) | LV | 630 kVA :Kiosk Substation | 0.63 | --> | 0.63 | 0.5 | 4.8 |  | --> | 0.598 | 0 | 0 | 0 | 0 | 0.5 | 0 |  | --> | C21 ex ATHY | ATHY: T101 | ATHY |  | 53.0172 | -7.14
MV/LV Substation JA***057 | 10 kV | 400V(3ph) & 230V(single ph) | LV | 200 kVA :Kiosk Substation | 0.2 | --> | 0.2 | 0.145 | 4.3 |  | --> | 0.19 | 0 | 0 | 0 | 0.003 | 0.205 | 0 |  | --> | C16 ex LAWLESSTOWN | LAWLESSTOWN: T42 | DOON |  | 52.3552 | -7.7273
MV/LV Substation JA***064X | 10 kV | 400V(3ph) & 230V(single ph) | LV | 630 kVA :Kiosk Substation | 0.63 | --> | 0.63 | 0.168 | 1 |  | --> | 0.598 | 0 | 0 | 0 | 0.004 | 0.5 | 0 |  | --> | C20 ex MARROWBONE LANE | MARROWBONE LANE: T42 | INCHICORE 220KV |  | 53.3349 | -6.3325
MV/LV Substation JA***098 | 10 kV | 400V(3ph) & 230V(single ph) | LV | 400 kVA :Kiosk Substation | 0.4 | --> | 0.4 | 0 | 0 | Constrained,otherwise capacity available =309kVA. | --> | 0.38 | 0 | 0 | 0 | 0 | 0.414 | 0 |  | --> | C16 ex MERVILLE | MERVILLE: T42 | FINGLAS |  | 53.3827 | -6.2942
MV/LV Substation JA***100 | 10 kV | 400V(3ph) & 230V(single ph) | LV | 400 kVA :Kiosk Substation | 0.4 | --> | 0.4 | 0.373 | 8.3 |  | --> | 0.38 | 0 | 0 | 0 | 0 | 0.403 | 0 |  | --> | C17 ex BALLYBEG | BALLYBEG: T101 | CARRICKMINES |  | 52.9036 | -6.0402
MV/LV Substation JA***113Z | 10 kV | 400V(3ph) & 230V(single ph) | LV | 100 kVA :Pole Substation | 0.1 | --> | 0.1 | 0.094 | 0.9 |  | --> | 0.095 | 0 | 0 | 0 | 0.009 | 0.091 | 0 |  | --> | C20 ex MULGANNON | MULGANNON: T42 | WEXFORD |  | 52.294 | -6.4567
MV/LV Substation JA***131 | 10 kV | 400V(3ph) & 230V(single ph) | LV | 400 kVA :Building Structure | 0.4 | --> | 0.4 | 0.279 | 1.8 |  | --> | 0.38 | 0 | 0 | 0 | 0.039 | 0.377 | 0 |  | --> | C15 ex RATHMULLAN | RATHMULLAN: T41 | DRYBRIDGE |  | 53.7053 | -6.3691
MV/LV Substation JA***143 | 20 kV | 400V(3ph) & 230V(single ph) | LV | 200 kVA :Pole Substation | 0.2 | --> | 0.2 | 0.2 | 10.7 |  | --> | 0.19 | 0 | 0 | 0 | 0 | 0.2 | 0 |  | --> | E13 ex COOLROE | COOLROE: T121 | COOLROE |  | 51.8634 | -8.6864
MV/LV Substation JA***154X | 10 kV | 400V(3ph) & 230V(single ph) | LV | 200 kVA :Pole Substation | 0.2 | --> | 0.2 | 0.067 | 0.1 | Constrained,otherwise capacity available =200kVA. | --> | 0.19 | 0 | 0 | 0 | 0 | 0.2 | 0 |  | --> | C11 ex BISHOPSTOWN | BISHOPSTOWN: T41 | KILBARRY |  | 51.8923 | -8.5345
MV/LV Substation JA***159Y | 10 kV | 400V(3ph) & 230V(single ph) | LV | 100 kVA :Pole Substation | 0.1 | --> | 0.1 | 0 | 0 | Constrained,otherwise capacity available =91kVA. | --> | 0.095 | 0 | 0 | 0 | 0 | 0.1 | 0 |  | --> | C23 ex MACETOWN | MACETOWN: T101 | MACETOWN |  | 53.3938 | -6.4781
MV/LV Substation JA***180Z | 10 kV | 400V(3ph) & 230V(single ph) | LV | 630 kVA :Kiosk Substation | 0.63 | --> | 0.63 | 0 | 0 | Constrained,otherwise capacity available =484kVA. | --> | 0.598 | 0 | 0 | 0 | 0 | 0.5 | 0 |  | --> | C16 ex MERVILLE | MERVILLE: T42 | FINGLAS |  | 53.3835 | -6.2963
MV/LV Substation JA***205X | 10 kV | 400V(3ph) & 230V(single ph) | LV | 1000 kVA :Building Structure | 1 | --> | 1 | 0.5 | 11.3 |  | --> | 0.95 | 0 | 0 | 0 | 0.004 | 0.5 | 0 |  | --> | C14 ex CENTRAL PARK | CENTRAL PARK: T102 | CARRICKMINES |  | 53.2811 | -6.1945
MV/LV Substation JA***206X | 10 kV | 400V(3ph) & 230V(single ph) | LV | 1000 kVA :Building Structure | 1 | --> | 1 | 0.5 | 11.3 |  | --> | 0.95 | 0 | 0 | 0 | 0 | 0.5 | 0 |  | --> | C14 ex CENTRAL PARK | CENTRAL PARK: T102 | CARRICKMINES |  | 53.2814 | -6.1931
MV/LV Substation JA***237 | 10 kV | 400V(3ph) & 230V(single ph) | LV | 50 kVA :Pole Substation | 0.05 | --> | 0.05 | 0 | 7.5 |  | --> | 0.047 | 0 | 0 | 0 | 0 | 0.06 | 0 |  | --> | C18 ex CARRICKMINES | CARRICKMINES: T42 | CARRICKMINES |  | 53.25 | -6.2028
MV/LV Substation JA***246Z | 20 kV | 400V(3ph) & 230V(single ph) | LV | 400 kVA :Kiosk Substation | 0.4 | --> | 0.4 | 0.217 | 8.3 |  | --> | 0.38 | 0 | 0 | 0 | 0.035 | 0.39 | 0 |  | --> | E18 ex BALTRASNA | BALTRASNA: T122 | BALTRASNA |  | 53.5036 | -6.4549
MV/LV Substation JA***265Z | 10 kV | 400V(3ph) & 230V(single ph) | LV | 630 kVA :Building Structure | 0.63 | --> | 0.63 | 0.5 | 4.5 |  | --> | 0.598 | 0 | 0 | 0 | 0 | 0.5 | 0 |  | --> | C17 ex KILMORE | KILMORE: T101 | FINGLAS |  | 53.4051 | -6.2208
MV/LV Substation JA***271 | 20 kV | 400V(3ph) & 230V(single ph) | LV | 100 kVA :Pole Substation | 0.1 | --> | 0.1 | 0.096 | 4.1 |  | --> | 0.095 | 0 | 0 | 0 | 0 | 0 | 0 | Constrained,otherwise capacity available =100kW. | --> | E13 ex CHARLEVILLE | CHARLEVILLE: T422 | CHARLEVILLE |  | 52.334 | -8.5772
MV/LV Substation JA***272 | 20 kV | 400V(3ph) & 230V(single ph) | LV | 50 kVA :Pole Substation | 0.05 | --> | 0.05 | 0 | 0 | Constrained,otherwise capacity available =40kVA. | --> | 0.047 | 0 | 0 | 0 | 0 | 0 | 0 | Constrained,otherwise capacity available =51kW. | --> | C14 ex FERMOY NORTH | FERMOY NORTH: T41∥T42 | BARRYMORE |  | 52.168 | -8.2908
MV/LV Substation JA***276 | 10 kV | 400V(3ph) & 230V(single ph) | LV | 400 kVA :Building Structure | 0.4 | --> | 0.4 | 0.178 | 1 |  | --> | 0.38 | 0 | 0 | 0 | 0 | 0.433 | 0 |  | --> | C18 ex MARROWBONE LANE | MARROWBONE LANE: T42 | INCHICORE 220KV |  | 53.3436 | -6.289
MV/LV Substation JA***293X | 20 kV | 400V(3ph) & 230V(single ph) | LV | 630 kVA :Building Structure | 0.63 | --> | 0.63 | 0.494 | 3.5 |  | --> | 0.598 | 0 | 0 | 0 | 0 | 0.5 | 0 |  | --> | E21 ex STRANORLAR | STRANORLAR: T421 | LETTERKENNY |  | 54.8006 | -7.7826
MV/LV Substation JA***294 | 20 kV | 400V(3ph) & 230V(single ph) | LV | 50 kVA :Pole Substation | 0.05 | --> | 0.05 | 0 | 0 | Constrained,otherwise capacity available =49kVA. | --> | 0.047 | 0 | 0 | 0 | 0 | 0.049 | 0 |  | --> | C17 ex CLONES | CLONES: T41∥T42 | SHANKILL |  | 54.1618 | -7.1325
MV/LV Substation JA***385 | 10 kV | 400V(3ph) & 230V(single ph) | LV | 400 kVA :Kiosk Substation | 0.4 | --> | 0.4 | 0.381 | 5 |  | --> | 0.38 | 0 | 0 | 0 | 0 | 0.402 | 0 |  | --> | C18 ex BALLYRICKARD | BALLYRICKARD: T41∥T42 | TRALEE |  | 52.2837 | -9.7062
MV/LV Substation JA***4014 | 10 kV | 400V(3ph) & 230V(single ph) | LV | 400 kVA :Kiosk Substation | 0.4 | --> | 0.4 | 0.4 | 7.5 |  | --> | 0.38 | 0 | 0 | 0 | 0 | 0.4 | 0 |  | --> | C18 ex CARRICKMINES | CARRICKMINES: T42 | CARRICKMINES |  | 53.2483 | -6.2031
MV/LV Substation JA***4034 | 10 kV | 400V(3ph) & 230V(single ph) | LV | 400 kVA :Kiosk Substation | 0.4 | --> | 0.4 | 0.4 | 4.5 |  | --> | 0.38 | 0 | 0 | 0 | 0 | 0.4 | 0 |  | --> | C16 ex BRAY | BRAY: T42 | FASSAROE |  | 53.1695 | -6.1409
MV/LV Substation JA***4070 | 10 kV | 400V(3ph) & 230V(single ph) | LV | 400 kVA :Kiosk Substation | 0.4 | --> | 0.4 | 0.4 | 3.9 |  | --> | 0.38 | 0 | 0 | 0 | 0 | 0.4 | 0 |  | --> | C14 ex BELGARD | BELGARD: T42 | COOKSTOWN |  | 53.2935 | -6.367
MV/LV Substation JA***4102 | 10 kV | 400V(3ph) & 230V(single ph) | LV | 400 kVA :Kiosk Substation | 0.4 | --> | 0.4 | 0.259 | 2.9 |  | --> | 0.38 | 0 | 0 | 0 | 0 | 0.421 | 0 |  | --> | C16 ex MALAHIDE | MALAHIDE: T42 | GLASMORE |  | 53.443 | -6.1399
MV/LV Substation JA***4104 | 10 kV | 400V(3ph) & 230V(single ph) | LV | 100 kVA :Pole Substation | 0.1 | --> | 0.1 | 0 | 0 | Constrained,otherwise capacity available =90kVA. | --> | 0.095 | 0 | 0 | 0 | 0.006 | 0.095 | 0 |  | --> | C17 ex ROSEHILL | ROSEHILL: T41 | KILKENNY |  | 52.6152 | -7.2624
MV/LV Substation JA***4212 | 20 kV | 400V(3ph) & 230V(single ph) | LV | 100 kVA :Pole Substation | 0.1 | --> | 0.1 | 0.095 | 4.1 |  | --> | 0.095 | 0 | 0 | 0 | 0.007 | 0 | 0 | Constrained,otherwise capacity available =93kW. | --> | E13 ex CHARLEVILLE | CHARLEVILLE: T422 | CHARLEVILLE |  | 52.3327 | -8.5825
MV/LV Substation JA***4224 | 10 kV | 400V(3ph) & 230V(single ph) | LV | 630 kVA :Kiosk Substation | 0.63 | --> | 0.63 | 0 | 0 | Constrained,otherwise capacity available =467kVA. | --> | 0.598 | 0 | 0 | 0 | 0.035 | 0.5 | 0 |  | --> | C15 ex CARRIGALINE | CARRIGALINE: T41∥T42 | BARNAHELY |  | 51.8274 | -8.3941
MV/LV Substation JA***429 | 20 kV | 400V(3ph) & 230V(single ph) | LV | 100 kVA :Pole Substation | 0.1 | --> | 0.1 | 0.089 | 4.5 |  | --> | 0.095 | 0 | 0 | 0 | 0 | 0.101 | 0 |  | --> | E22 ex ENNISCRONE | ENNISCRONE: T421∥T422 | MOY |  | 54.2427 | -9.0539
MV/LV Substation JA***4308 | 10 kV | 400V(3ph) & 230V(single ph) | LV | 1000 kVA :Building Structure | 1 | --> | 1 | 0.5 | 7.6 |  | --> | 0.95 | 0 | 0 | 0 | 0 | 0.5 | 0 |  | --> | C22 ex TRINITY | TRINITY: T102 | POOLBEG |  | 53.3375 | -6.2473
MV/LV Substation JA***4312 | 10 kV | 400V(3ph) & 230V(single ph) | LV | 400 kVA :Kiosk Substation | 0.4 | --> | 0.4 | 0.373 | 1.2 |  | --> | 0.38 | 0 | 0 | 0 | 0.019 | 0.383 | 0 |  | --> | C18 ex SRAH | SRAH: T41∥T42 | THORNSBERRY |  | 53.2837 | -7.5192
MV/LV Substation JA***4323 | 10 kV | 400V(3ph) & 230V(single ph) | LV | 630 kVA :Kiosk Substation | 0.63 | --> | 0.63 | 0 | 0 | Constrained,otherwise capacity available =500kVA. | --> | 0.598 | 0 | 0 | 0 | 0.018 | 0.5 | 0 |  | --> | C16 ex CARRIGALINE | CARRIGALINE: T41∥T42 | BARNAHELY |  | 51.8296 | -8.3924
MV/LV Substation JA***4344 | 10 kV | 400V(3ph) & 230V(single ph) | LV | 200 kVA :Pole Substation | 0.2 | --> | 0.2 | 0.2 | 8.4 |  | --> | 0.19 | 0 | 0 | 0 | 0 | 0.2 | 0 |  | --> | C22 ex KILLOTERAN | KILLOTERAN: T102 | KILLOTERAN |  | 52.242 | -7.162
MV/LV Substation JA***4374 | 10 kV | 400V(3ph) & 230V(single ph) | LV | 630 kVA :Kiosk Substation | 0.63 | --> | 0.63 | 0 | 0 | Constrained,otherwise capacity available =500kVA. | --> | 0.598 | 0 | 0 | 0 | 0 | 0.5 | 0 |  | --> | C15 ex CARRIGALINE | CARRIGALINE: T41∥T42 | BARNAHELY |  | 51.8276 | -8.3901
MV/LV Substation JA***4383 | 10 kV | 400V(3ph) & 230V(single ph) | LV | 630 kVA :Building Structure | 0.63 | --> | 0.63 | 0.5 | 15.8 |  | --> | 0.598 | 0 | 0 | 0 | 0 | 0.5 | 0 |  | --> | C38 ex CASTLEVIEW | CASTLEVIEW: T102 | CASTLEVIEW |  | 51.8833 | -8.3947
MV/LV Substation JA***4383 | 10 kV | 400V(3ph) & 230V(single ph) | LV | 1000 kVA :Building Structure | 1 | --> | 1 | 0.5 | 7.6 |  | --> | 0.95 | 0 | 0 | 0 | 0 | 0.5 | 0 |  | --> | C22 ex TRINITY | TRINITY: T102 | POOLBEG |  | 53.3375 | -6.2472
MV/LV Substation JA***4419 | 10 kV | 400V(3ph) & 230V(single ph) | LV | 630 kVA :Kiosk Substation | 0.63 | --> | 0.63 | 0 | 0 | Constrained,otherwise capacity available =500kVA. | --> | 0.598 | 0 | 0 | 0 | 0 | 0.5 | 0 |  | --> | C15 ex CARRIGALINE | CARRIGALINE: T41∥T42 | BARNAHELY |  | 51.8273 | -8.385
MV/LV Substation JA***4460 | 10 kV | 400V(3ph) & 230V(single ph) | LV | 630 kVA :Kiosk Substation | 0.63 | --> | 0.63 | 0 | 0 | Constrained,otherwise capacity available =500kVA. | --> | 0.598 | 0 | 0 | 0 | 0 | 0.5 | 0 |  | --> | C16 ex CARRIGALINE | CARRIGALINE: T41∥T42 | BARNAHELY |  | 51.8288 | -8.3888
MV/LV Substation JA***450X | 10 kV | 400V(3ph) & 230V(single ph) | LV | 50 kVA :Pole Substation | 0.05 | --> | 0.05 | 0.044 | 0.9 |  | --> | 0.047 | 0 | 0 | 0 | 0 | 0.05 | 0 |  | --> | C20 ex MULGANNON | MULGANNON: T42 | WEXFORD |  | 52.2969 | -6.4469
MV/LV Substation JA***461Y | 10 kV | 400V(3ph) & 230V(single ph) | LV | 1000 kVA :Kiosk Substation | 1 | --> | 1 | 0 | 0 | Constrained,otherwise capacity available =500kVA. | --> | 0.95 | 0 | 0 | 0 | 0.002 | 0.5 | 0 |  | --> | C18 ex ROSEHILL | ROSEHILL: T42 | KILKENNY |  | 52.6531 | -7.2548
MV/LV Substation JA***473Y | 10 kV | 400V(3ph) & 230V(single ph) | LV | 400 kVA :Building Structure | 0.4 | --> | 0.4 | 0.204 | 2.8 |  | --> | 0.38 | 0 | 0 | 0 | 0 | 0.43 | 0 |  | --> | C11 ex CORBALLY | CORBALLY: T41∥T42 | ARDNACRUSHA |  | 52.6713 | -8.6158
MV/LV Substation JA***542Z | 10 kV | 400V(3ph) & 230V(single ph) | LV | 200 kVA :Kiosk Substation | 0.2 | --> | 0.2 | 0 | 0 | Constrained,otherwise capacity available =148kVA. | --> | 0.19 | 0 | 0 | 0 | 0 | 0.207 | 0 |  | --> | C11 ex MORRISTOWN | MORRISTOWN: T41∥T42 | NEWBRIDGE |  | 53.1788 | -6.8171
MV/LV Substation JA***549Y | 10 kV | 400V(3ph) & 230V(single ph) | LV | 400 kVA :Building Structure | 0.4 | --> | 0.4 | 0.355 | 1.8 |  | --> | 0.38 | 0 | 0 | 0 | 0 | 0.407 | 0 |  | --> | C13 ex WATERFORD | WATERFORD: T41 | WATERFORD |  | 52.2621 | -7.1186
MV/LV Substation JA***551 | 10 kV | 400V(3ph) & 230V(single ph) | LV | 100 kVA :Pole Substation | 0.1 | --> | 0.1 | 0.06 | 3.9 |  | --> | 0.095 | 0 | 0 | 0 | 0 | 0 | 0 | Constrained,otherwise capacity available =106kW. | --> | C13 ex DERRYBEG | DERRYBEG: T41∥T42 | ARDNAGAPPARY |  | 55.027 | -8.2721
MV/LV Substation JA***601Z | 10 kV | 400V(3ph) & 230V(single ph) | LV | 630 kVA :Kiosk Substation | 0.63 | --> | 0.63 | 0.5 | 15.8 |  | --> | 0.598 | 0 | 0 | 0 | 0.017 | 0.5 | 0 |  | --> | C38 ex CASTLEVIEW | CASTLEVIEW: T102 | CASTLEVIEW |  | 51.8816 | -8.3955
MV/LV Substation JA***605Y | 10 kV | 400V(3ph) & 230V(single ph) | LV | 50 kVA :Pole Substation | 0.05 | --> | 0.05 | 0.024 | 0.1 |  | --> | 0.047 | 0 | 0 | 0 | 0 | 0 | 0 | Constrained,otherwise capacity available =53kW. | --> | C23 ex CREGG ROAD | CREGG ROAD: T41∥T42 | BALLYDINE |  | 52.3782 | -7.309
MV/LV Substation JA***618Z | 10 kV | 400V(3ph) & 230V(single ph) | LV | 630 kVA :Building Structure | 0.63 | --> | 0.63 | 0 | 0 | Constrained,otherwise capacity available =500kVA. | --> | 0.598 | 0 | 0 | 0 | 0 | 0.5 | 0 |  | --> | C21 ex UNIDARE | UNIDARE: T41 | FINGLAS |  | 53.3967 | -6.2977
MV/LV Substation JA***619Z | 10 kV | 400V(3ph) & 230V(single ph) | LV | 630 kVA :Building Structure | 0.63 | --> | 0.63 | 0 | 0 | Constrained,otherwise capacity available =500kVA. | --> | 0.598 | 0 | 0 | 0 | 0 | 0.5 | 0 |  | --> | C21 ex UNIDARE | UNIDARE: T41 | FINGLAS |  | 53.3964 | -6.2947
MV/LV Substation JA***630 | 10 kV | 400V(3ph) & 230V(single ph) | LV | 100 kVA :Pole Substation | 0.1 | --> | 0.1 | 0 | 0 | Constrained,otherwise capacity available =94kVA. | --> | 0.095 | 0 | 0 | 0 | 0 | 0.1 | 0 |  | --> | C23 ex MACETOWN | MACETOWN: T101 | MACETOWN |  | 53.3902 | -6.4722
MV/LV Substation JA***652X | 10 kV | 400V(3ph) & 230V(single ph) | LV | 1000 kVA :Building Structure | 1 | --> | 1 | 0 | 0 | Constrained,otherwise capacity available =500kVA. | --> | 0.95 | 0 | 0 | 0 | 0 | 0.5 | 0 |  | --> | C12 ex GLOUCESTER PLACE | GLOUCESTER PLACE: T42 | MCDERMOTT |  | 53.3524 | -6.2548
MV/LV Substation JA***672Y | 20 kV | 400V(3ph) & 230V(single ph) | LV | 50 kVA :Pole Substation | 0.05 | --> | 0.05 | 0 | 0 | Constrained,otherwise capacity available =50kVA. | --> | 0.047 | 0 | 0 | 0 | 0 | 0 | 0 | Constrained,otherwise capacity available =49kW. | --> | C14 ex FERMOY NORTH | FERMOY NORTH: T41∥T42 | BARRYMORE |  | 52.1642 | -8.2964
MV/LV Substation JA***696X | 10 kV | 400V(3ph) & 230V(single ph) | LV | 200 kVA :Pole Substation | 0.2 | --> | 0.2 | 0 | 0 | Constrained,otherwise capacity available =156kVA. | --> | 0.19 | 0 | 0 | 0 | 0 | 0.206 | 0 |  | --> | C18 ex KILDARE | KILDARE: T41∥T42 | NEWBRIDGE |  | 53.1465 | -6.9042
MV/LV Substation JA***697Y | 20 kV | 400V(3ph) & 230V(single ph) | LV | 200 kVA :Pole Substation | 0.2 | --> | 0.2 | 0.152 | 1.3 |  | --> | 0.19 | 0 | 0 | 0 | 0 | 0.207 | 0 |  | --> | E11 ex KILCARRAGH | KILCARRAGH: T421∥T422 | BUTLERSTOWN |  | 52.2367 | -7.0339
MV/LV Substation JA***711 | 20 kV | 400V(3ph) & 230V(single ph) | LV | 400 kVA :Kiosk Substation | 0.4 | --> | 0.4 | 0.299 | 2.4 |  | --> | 0.38 | 0 | 0 | 0 | 0.021 | 0.393 | 0 |  | --> | E20 ex STRANORLAR | STRANORLAR: T422 | LETTERKENNY |  | 54.7996 | -7.7851
MV/LV Substation JA***717 | 10 kV | 400V(3ph) & 230V(single ph) | LV | 100 kVA :Pole Substation | 0.1 | --> | 0.1 | 0 | 0 | Constrained,otherwise capacity available =78kVA. | --> | 0.095 | 0 | 0 | 0 | 0 | 0.103 | 0 |  | --> | C17 ex CARRICKMINES | CARRICKMINES: T41 | CARRICKMINES |  | 53.2458 | -6.2015
MV/LV Substation JA***718 | 10 kV | 400V(3ph) & 230V(single ph) | LV | 100 kVA :Pole Substation | 0.1 | --> | 0.1 | 0.098 | 4 |  | --> | 0.095 | 0 | 0 | 0 | 0 | 0 | 0 | Constrained,otherwise capacity available =100kW. | --> | C19 ex LISMORE | LISMORE: T41∥T42 | DUNGARVAN |  | 52.095 | -7.9601
MV/LV Substation JA***720Y | 20 kV | 400V(3ph) & 230V(single ph) | LV | 50 kVA :Pole Substation | 0.05 | --> | 0.05 | 0.043 | 6.7 |  | --> | 0.047 | 0 | 0 | 0 | 0 | 0 | 0 | Constrained,otherwise capacity available =50kW. | --> | E12 ex DUNFIRTH | DUNFIRTH: T122 | DUNFIRTH |  | 53.4256 | -6.9169
MV/LV Substation JA***772X | 10 kV | 400V(3ph) & 230V(single ph) | LV | 400 kVA :Building Structure | 0.4 | --> | 0.4 | 0 | 0 | Constrained,otherwise capacity available =337kVA. | --> | 0.38 | 0 | 0 | 0 | 0 | 0.409 | 0 |  | --> | C19 ex DOUGLAS | DOUGLAS: T42 | TRABEG |  | 51.8875 | -8.4154
MV/LV Substation JA***789X | 10 kV | 400V(3ph) & 230V(single ph) | LV | 400 kVA :Kiosk Substation | 0.4 | --> | 0.4 | 0.135 | 8.9 |  | --> | 0.38 | 0 | 0 | 0 | 0.004 | 0.436 | 0 |  | --> | C13 ex CARROWBEG | CARROWBEG: T41∥T42 | CARROWBEG |  | 53.7999 | -9.5229
MV/LV Substation JA***825 | 20 kV | 400V(3ph) & 230V(single ph) | LV | 100 kVA :Pole Substation | 0.1 | --> | 0.1 | 0 | 0 | Constrained,otherwise capacity available =83kVA. | --> | 0.095 | 0 | 0 | 0 | 0 | 0.102 | 0 |  | --> | C17 ex CARRICK ON SHANNON | CARRICK ON SHANNON: T41∥T42 | CARRICK ON SHANNON |  | 53.9269 | -8.0306
MV/LV Substation JA***852Y | 10 kV | 400V(3ph) & 230V(single ph) | LV | 50 kVA :Pole Substation | 0.05 | --> | 0.05 | 0 | 0 | Constrained,otherwise capacity available =50kVA. | --> | 0.047 | 0 | 0 | 0 | 0 | 0.049 | 0 |  | --> | C21 ex PORTARLINGTON | PORTARLINGTON: T43 | BLAKE |  | 53.1096 | -7.0978
MV/LV Substation JA***865 | 20 kV | 400V(3ph) & 230V(single ph) | LV | 630 kVA :Kiosk Substation | 0.63 | --> | 0.63 | 0.409 | 7.4 |  | --> | 0.598 | 0 | 0 | 0 | 0 | 0 | 0 | Constrained,otherwise capacity available =500kW. | --> | E14 ex ARIGNA | ARIGNA: T121 | ARIGNA |  | 54.0474 | -8.0444
MV/LV Substation JA***881X | 10 kV | 400V(3ph) & 230V(single ph) | LV | 1000 kVA :Building Structure | 1 | --> | 1 | 0.5 | 1 |  | --> | 0.95 | 0 | 0 | 0 | 0 | 0.5 | 0 |  | --> | C20 ex MARROWBONE LANE | MARROWBONE LANE: T42 | INCHICORE 220KV |  | 53.3395 | -6.322
MV/LV Substation JA***907 | 20 kV | 400V(3ph) & 230V(single ph) | LV | 100 kVA :Pole Substation | 0.1 | --> | 0.1 | 0 | 0 | Constrained,otherwise capacity available =91kVA. | --> | 0.095 | 0 | 0 | 0 | 0 | 0.1 | 0 |  | --> | E11 ex KILCOLGAN | KILCOLGAN: T421 | GALWAY 110KV |  | 53.1551 | -9.0673
MV/LV Substation JA***979 | 10 kV | 400V(3ph) & 230V(single ph) | LV | 50 kVA :Pole Substation | 0.05 | --> | 0.05 | 0 | 0 | Constrained,otherwise capacity available =48kVA. | --> | 0.047 | 0 | 0 | 0 | 0 | 0.049 | 0 |  | --> | C17 ex CARRICKMINES | CARRICKMINES: T41 | CARRICKMINES |  | 53.2439 | -6.206
MV/LV Substation JC***241X | 20 kV | 400V(3ph) & 230V(single ph) | LV | 50 kVA :Pole Substation | 0.05 | --> | 0.05 | 0.047 | 3.5 |  | --> | 0.047 | 0 | 0 | 0 | 0 | 0.049 | 0 |  | --> | E19 ex STRANORLAR | STRANORLAR: T421 | LETTERKENNY |  | 54.8287 | -7.9577
MV/LV Substation JC***819Y | 10 kV | 400V(3ph) & 230V(single ph) | LV | 100 kVA :Pole Substation | 0.1 | --> | 0.1 | 0.092 | 0.7 |  | --> | 0.095 | 0 | 0 | 0 | 0.011 | 0.089 | 0 |  | --> | C14 ex KNOCKMULLEN | KNOCKMULLEN: T42 | GREAT ISLAND |  | 52.3841 | -6.932
MV/LV Substation JE***002 | 10 kV | 400V(3ph) & 230V(single ph) | LV | 630 kVA :Building Structure | 0.63 | --> | 0.63 | 0.5 | 3.4 |  | --> | 0.598 | 0 | 0 | 0 | 0.004 | 0.5 | 0 |  | --> | C17 ex STICKILLEN | STICKILLEN: T41∥T42 | DRYBRIDGE |  | 53.8548 | -6.5413
MV/LV Substation JE***066 | 20 kV | 400V(3ph) & 230V(single ph) | LV | 50 kVA :Pole Substation | 0.05 | --> | 0.05 | 0.049 | 1 |  | --> | 0.047 | 0 | 0 | 0 | 0 | 0.049 | 0 |  | --> | E11 ex BALLYHALE | BALLYHALE: T421 | KILKENNY |  | 52.5177 | -7.184
MV/LV Substation JE***089 | 10 kV | 400V(3ph) & 230V(single ph) | LV | 630 kVA :Kiosk Substation | 0.63 | --> | 0.63 | 0.308 | 1.8 |  | --> | 0.598 | 0 | 0 | 0 | 0.008 | 0.5 | 0 |  | --> | C13 ex WATERFORD | WATERFORD: T41 | WATERFORD |  | 52.2609 | -7.1134
MV/LV Substation JE***091 | 20 kV | 400V(3ph) & 230V(single ph) | LV | 50 kVA :Pole Substation | 0.05 | --> | 0.05 | 0.041 | 7.4 |  | --> | 0.047 | 0 | 0 | 0 | 0 | 0 | 0 | Constrained,otherwise capacity available =50kW. | --> | E14 ex ARIGNA | ARIGNA: T121 | ARIGNA |  | 54.0204 | -7.9399
MV/LV Substation JE***107X | 10 kV | 400V(3ph) & 230V(single ph) | LV | 200 kVA :Building Structure | 0.2 | --> | 0.2 | 0.2 | 1.8 |  | --> | 0.19 | 0 | 0 | 0 | 0 | 0.2 | 0 |  | --> | C18 ex CAHERDAVIN | CAHERDAVIN: T42 | ARDNACRUSHA |  | 52.6692 | -8.6631
MV/LV Substation JE***113X | 10 kV | 400V(3ph) & 230V(single ph) | LV | 1000 kVA :Building Structure | 1 | --> | 1 | 0 | 7 |  | --> | 0.95 | 0 | 0 | 0 | 0 | 0.5 | 0 |  | --> | C15 ex WOLFE TONE STREET | WOLFE TONE STREET: T101 | FINGLAS |  | 53.3486 | -6.2655
MV/LV Substation JE***158Z | 10 kV | 400V(3ph) & 230V(single ph) | LV | 50 kVA :Pole Substation | 0.05 | --> | 0.05 | 0 | 0 | Constrained,otherwise capacity available =48kVA. | --> | 0.047 | 0 | 0 | 0 | 0 | 0.049 | 0 |  | --> | C39 ex COLLEGE PARK | COLLEGE PARK: T103 | COLLEGE PARK |  | 53.4157 | -6.3987
MV/LV Substation JE***162X | 10 kV | 400V(3ph) & 230V(single ph) | LV | 1000 kVA :Building Structure | 1 | --> | 1 | 0.5 | 7 |  | --> | 0.95 | 0 | 0 | 0 | 0 | 0.5 | 0 |  | --> | C15 ex WOLFE TONE STREET | WOLFE TONE STREET: T101 | FINGLAS |  | 53.3479 | -6.2643
MV/LV Substation JE***181X | 10 kV | 400V(3ph) & 230V(single ph) | LV | 630 kVA :Building Structure | 0.63 | --> | 0.63 | 0.258 | 2.9 |  | --> | 0.598 | 0 | 0 | 0 | 0 | 0.5 | 0 |  | --> | C28 ex WOLFE TONE STREET | WOLFE TONE STREET: T102 | FINGLAS |  | 53.3491 | -6.2677
MV/LV Substation JE***381 | 20 kV | 400V(3ph) & 230V(single ph) | LV | 100 kVA :Pole Substation | 0.1 | --> | 0.1 | 0.09 | 5.4 |  | --> | 0.095 | 0 | 0 | 0 | 0.007 | 0.094 | 0 |  | --> | E14 ex MOY | MOY: T421∥T422 | MOY |  | 54.1418 | -9.1678
MV/LV Substation JE***386 | 10 kV | 400V(3ph) & 230V(single ph) | LV | 50 kVA :Pole Substation | 0.05 | --> | 0.05 | 0.034 | 0 |  | --> | 0.047 | 0 | 0 | 0 | 0 | 0.051 | 0 |  | --> | C21 ex TALBOTS INCH | TALBOTS INCH: T41∥T42 | KILKENNY |  | 52.728 | -7.2857
MV/LV Substation JE***392 | 20 kV | 400V(3ph) & 230V(single ph) | LV | 630 kVA :Kiosk Substation | 0.63 | --> | 0.63 | 0 | 0 | Constrained,otherwise capacity available =336kVA. | --> | 0.598 | 0 | 0 | 0 | 0 | 0.5 | 0 |  | --> | E12 ex BALLINROBE | BALLINROBE: T421∥T422 | DALTON |  | 53.6151 | -9.2212
MV/LV Substation JE***398 | 20 kV | 400V(3ph) & 230V(single ph) | LV | 100 kVA :Pole Substation | 0.1 | --> | 0.1 | 0.071 | 1.8 |  | --> | 0.095 | 0 | 0 | 0 | 0 | 0.103 | 0 |  | --> | E13 ex CARRIGALLEN | CARRIGALLEN: T421 | CARRICK ON SHANNON |  | 53.9782 | -7.6356
MV/LV Substation JE***4042 | 10 kV | 400V(3ph) & 230V(single ph) | LV | 400 kVA :Kiosk Substation | 0.4 | --> | 0.4 | 0.231 | 5.4 |  | --> | 0.38 | 0 | 0 | 0 | 0.026 | 0.398 | 0 |  | --> | C18 ex TRIMMS LANE | TRIMMS LANE: T42 | SALTHILL |  | 53.2693 | -9.0621
MV/LV Substation JE***412 | 20 kV | 400V(3ph) & 230V(single ph) | LV | 50 kVA :Pole Substation | 0.05 | --> | 0.05 | 0.032 | 1 |  | --> | 0.047 | 0 | 0 | 0 | 0 | 0.051 | 0 |  | --> | E11 ex BALLYHALE | BALLYHALE: T421 | KILKENNY |  | 52.5107 | -7.1566
MV/LV Substation JE***4314 | 20 kV | 400V(3ph) & 230V(single ph) | LV | 400 kVA :Building Structure | 0.4 | --> | 0.4 | 0 | 0 | Constrained,otherwise capacity available =396kVA. | --> | 0.38 | 0 | 0 | 0 | 0.003 | 0.396 | 0 |  | --> | C11 ex KILDARE | KILDARE: T41∥T42 | NEWBRIDGE |  | 53.1577 | -7.0565
MV/LV Substation JE***490X | 10 kV | 400V(3ph) & 230V(single ph) | LV | 50 kVA :Pole Substation | 0.05 | --> | 0.05 | 0.041 | 0 |  | --> | 0.047 | 0 | 0 | 0 | 0 | 0.05 | 0 |  | --> | C21 ex TALBOTS INCH | TALBOTS INCH: T41∥T42 | KILKENNY |  | 52.7295 | -7.291
MV/LV Substation JE***502 | 10 kV | 400V(3ph) & 230V(single ph) | LV | 400 kVA :Kiosk Substation | 0.4 | --> | 0.4 | 0 | 0 | Constrained,otherwise capacity available =374kVA. | --> | 0.38 | 0 | 0 | 0 | 0 | 0.403 | 0 |  | --> | C11 ex NORTH QUAYS | NORTH QUAYS: T101 | POOLBEG |  | 53.3476 | -6.2061
MV/LV Substation JE***505Y | 20 kV | 400V(3ph) & 230V(single ph) | LV | 200 kVA :Pole Substation | 0.2 | --> | 0.2 | 0 | 0 | Constrained,otherwise capacity available =200kVA. | --> | 0.19 | 0 | 0 | 0 | 0 | 0.2 | 0 |  | --> | C21 ex PORTARLINGTON | PORTARLINGTON: T43 | BLAKE |  | 53.1385 | -7.0648
MV/LV Substation JE***565Y | 20 kV | 400V(3ph) & 230V(single ph) | LV | 100 kVA :Pole Substation | 0.1 | --> | 0.1 | 0.094 | 3.6 |  | --> | 0.095 | 0 | 0 | 0 | 0 | 0.1 | 0 |  | --> | E16 ex JENKINSTOWN | JENKINSTOWN: T421∥T422 | DUNDALK |  | 54.0175 | -6.2979
MV/LV Substation JE***594Y | 10 kV | 400V(3ph) & 230V(single ph) | LV | 400 kVA :Kiosk Substation | 0.4 | --> | 0.4 | 0 | 0 | Constrained,otherwise capacity available =355kVA. | --> | 0.38 | 0 | 0 | 0 | 0 | 0 | 0 | Constrained,otherwise capacity available =407kW. | --> | C19 ex PALLAS | PALLAS: T41∥T42 | PORTLAOISE |  | 53.0352 | -7.302
MV/LV Substation JE***641 | 10 kV | 400V(3ph) & 230V(single ph) | LV | 50 kVA :Pole Substation | 0.05 | --> | 0.05 | 0.043 | 3.4 |  | --> | 0.047 | 0 | 0 | 0 | 0 | 0.05 | 0 |  | --> | C18 ex GRAIGUE | GRAIGUE: T42 | CARLOW |  | 52.8899 | -6.9351
MV/LV Substation JE***681 | 20 kV | 400V(3ph) & 230V(single ph) | LV | 50 kVA :Pole Substation | 0.05 | --> | 0.05 | 0.032 | 3.6 |  | --> | 0.047 | 0 | 0 | 0 | 0 | 0.051 | 0 |  | --> | E16 ex JENKINSTOWN | JENKINSTOWN: T421∥T422 | DUNDALK |  | 54.0145 | -6.2963
MV/LV Substation JE***728 | 10 kV | 400V(3ph) & 230V(single ph) | LV | 50 kVA :Pole Substation | 0.05 | --> | 0.05 | 0 | 0 | Constrained,otherwise capacity available =36kVA. | --> | 0.047 | 0 | 0 | 0 | 0.003 | 0.047 | 0 |  | --> | C17 ex BALLYHAUNIS | BALLYHAUNIS: T41∥T42 | DALTON |  | 53.7644 | -8.7829
MV/LV Substation JE***746 | 10 kV | 400V(3ph) & 230V(single ph) | LV | 630 kVA :Building Structure | 0.63 | --> | 0.63 | 0.401 | 7 |  | --> | 0.598 | 0 | 0 | 0 | 0 | 0.5 | 0 |  | --> | C11 ex WOLFE TONE STREET | WOLFE TONE STREET: T101 | FINGLAS |  | 53.3478 | -6.2675
MV/LV Substation JE***751 | 20 kV | 400V(3ph) & 230V(single ph) | LV | 200 kVA :Pole Substation | 0.2 | --> | 0.2 | 0.2 | 0.7 |  | --> | 0.19 | 0 | 0 | 0 | 0 | 0.2 | 0 |  | --> | C26 ex GLENTIES | GLENTIES: T41 | BINBANE |  | 54.8107 | -8.2257
MV/LV Substation JE***753 | 10 kV | 400V(3ph) & 230V(single ph) | LV | 50 kVA :Pole Substation | 0.05 | --> | 0.05 | 0.045 | 0 | Constrained,otherwise capacity available =49kVA. | --> | 0.047 | 0 | 0 | 0 | 0 | 0.049 | 0 |  | --> | C21 ex TALBOTS INCH | TALBOTS INCH: T41∥T42 | KILKENNY |  | 52.7268 | -7.2882
MV/LV Substation JE***855X | 10 kV | 400V(3ph) & 230V(single ph) | LV | 1000 kVA :Building Structure | 1 | --> | 1 | 0.5 | 7 |  | --> | 0.95 | 0 | 0 | 0 | 0 | 0.5 | 0 |  | --> | C15 ex WOLFE TONE STREET | WOLFE TONE STREET: T101 | FINGLAS |  | 53.3486 | -6.2655
MV/LV Substation JE***856X | 10 kV | 400V(3ph) & 230V(single ph) | LV | 1000 kVA :Building Structure | 1 | --> | 1 | 0.5 | 2.9 |  | --> | 0.95 | 0 | 0 | 0 | 0 | 0.5 | 0 |  | --> | C28 ex WOLFE TONE STREET | WOLFE TONE STREET: T102 | FINGLAS |  | 53.3487 | -6.2655
MV/LV Substation JE***858X | 10 kV | 400V(3ph) & 230V(single ph) | LV | 1000 kVA :Building Structure | 1 | --> | 1 | 0.5 | 7 |  | --> | 0.95 | 0 | 0 | 0 | 0 | 0.5 | 0 |  | --> | C15 ex WOLFE TONE STREET | WOLFE TONE STREET: T101 | FINGLAS |  | 53.3486 | -6.2654
MV/LV Substation JE***913Y | 10 kV | 400V(3ph) & 230V(single ph) | LV | 630 kVA :Building Structure | 0.63 | --> | 0.63 | 0.5 | 1.8 |  | --> | 0.598 | 0 | 0 | 0 | 0 | 0.5 | 0 |  | --> | C18 ex CAHERDAVIN | CAHERDAVIN: T42 | ARDNACRUSHA |  | 52.6692 | -8.6631
MV/LV Substation JE***941 | 20 kV | 400V(3ph) & 230V(single ph) | LV | 50 kVA :Pole Substation | 0.05 | --> | 0.05 | 0.026 | 1 |  | --> | 0.047 | 0 | 0 | 0 | 0 | 0.052 | 0 |  | --> | E11 ex BALLYHALE | BALLYHALE: T421 | KILKENNY |  | 52.5148 | -7.1742
MV/LV Substation JE***959X | 10 kV | 400V(3ph) & 230V(single ph) | LV | 50 kVA :Pole Substation | 0.05 | --> | 0.05 | 0.05 | 4.6 |  | --> | 0.047 | 0 | 0 | 0 | 0 | 0.049 | 0 |  | --> | E13 ex BALLYRAGGET | BALLYRAGGET: T421∥T422 | BALLYRAGGET |  | 52.735 | -7.3076
MV/LV Substation JF***114 | 20 kV | 400V(3ph) & 230V(single ph) | LV | 200 kVA :Pole Substation | 0.2 | --> | 0.2 | 0 | 0 | Constrained,otherwise capacity available =188kVA. | --> | 0.19 | 0 | 0 | 0 | 0 | 0 | 0 | Constrained,otherwise capacity available =201kW. | --> | E11 ex FERNS | FERNS: T421 | CRANE |  | 52.5964 | -6.5073
MV/LV Substation JF***134 | 20 kV | 400V(3ph) & 230V(single ph) | LV | 100 kVA :Pole Substation | 0.1 | --> | 0.1 | 0.091 | 0.7 |  | --> | 0.095 | 0 | 0 | 0 | 0 | 0.1 | 0 |  | --> | C20 ex KNOCKMULLEN | KNOCKMULLEN: T42 | GREAT ISLAND |  | 52.3217 | -6.9365
MV/LV Substation JF***143Z | 10 kV | 400V(3ph) & 230V(single ph) | LV | 400 kVA :Building Structure | 0.4 | --> | 0.4 | 0 | 0 | Constrained,otherwise capacity available =343kVA. | --> | 0.38 | 0 | 0 | 0 | 0 | 0.408 | 0 |  | --> | C22 ex SEMPERIT | SEMPERIT: T42 | GRANGE CASTLE |  | 53.3279 | -6.3578
MV/LV Substation JF***175X | 10 kV | 400V(3ph) & 230V(single ph) | LV | 630 kVA :Building Structure | 0.63 | --> | 0.63 | 0 | 0 | Constrained,otherwise capacity available =500kVA. | --> | 0.598 | 0 | 0 | 0 | 0 | 0.5 | 0 |  | --> | C18 ex CRANMORE | CRANMORE: T41∥T42 | SLIGO |  | 54.2711 | -8.4689
MV/LV Substation JI***102 | 10 kV | 400V(3ph) & 230V(single ph) | LV | 400 kVA :Kiosk Substation | 0.4 | --> | 0.4 | 0.292 | 8.3 |  | --> | 0.38 | 0 | 0 | 0 | 0.023 | 0.392 | 0 |  | --> | C22 ex MONREAD | MONREAD: T102 | MONREAD |  | 53.2156 | -6.6783
MV/LV Substation JI***382X | 20 kV | 400V(3ph) & 230V(single ph) | LV | 50 kVA :Pole Substation | 0.05 | --> | 0.05 | 0.049 | 3.3 |  | --> | 0.047 | 0 | 0 | 0 | 0 | 0.049 | 0 |  | --> | E13 ex BIRDHILL | BIRDHILL: T421 | ARDNACRUSHA |  | 52.7697 | -8.5441
MV/LV Substation JJ***206Y | 10 kV | 400V(3ph) & 230V(single ph) | LV | 50 kVA :Pole Substation | 0.05 | --> | 0.05 | 0.043 | 1.4 |  | --> | 0.047 | 0 | 0 | 0 | 0 | 0.05 | 0 |  | --> | C19 ex ROSCOMMON | ROSCOMMON: T41 | LANESBORO |  | 53.638 | -8.2326
MV/LV Substation JJ***899X | 20 kV | 400V(3ph) & 230V(single ph) | LV | 630 kVA :Kiosk Substation | 0.63 | --> | 0.63 | 0.5 | 1.5 |  | --> | 0.598 | 0 | 0 | 0 | 0 | 0.5 | 0 |  | --> | E12 ex OLDCASTLE | OLDCASTLE: T422 | MULLINGAR |  | 53.7218 | -7.2036
MV/LV Substation JM***274X | 20 kV | 400V(3ph) & 230V(single ph) | LV | 50 kVA :Pole Substation | 0.05 | --> | 0.05 | 0.046 | 3.4 |  | --> | 0.047 | 0 | 0 | 0 | 0 | 0 | 0 | Constrained,otherwise capacity available =49kW. | --> | C17 ex BALLYSHANNON | BALLYSHANNON: T41∥T42 | CATHALEENS FALL |  | 54.5434 | -7.8916
MV/LV Substation JM***371Y | 10 kV | 400V(3ph) & 230V(single ph) | LV | 50 kVA :Pole Substation | 0.05 | --> | 0.05 | 0.047 | 0.8 |  | --> | 0.047 | 0 | 0 | 0 | 0.007 | 0.042 | 0 |  | --> | C11 ex BALLYMOTE | BALLYMOTE: T41 | SLIGO |  | 54.0619 | -8.5668
MV/LV Substation JM***4062 | 10 kV | 400V(3ph) & 230V(single ph) | LV | 400 kVA :Building Structure | 0.4 | --> | 0.4 | 0.261 | 0.3 |  | --> | 0.38 | 0 | 0 | 0 | 0 | 0.417 | 0 |  | --> | C15 ex DRUMBEAR | DRUMBEAR: T41∥T42 | LISDRUM |  | 54.2227 | -6.9212
MV/LV Substation JM***4073 | 10 kV | 400V(3ph) & 230V(single ph) | LV | 200 kVA :Pole Substation | 0.2 | --> | 0.2 | 0 | 0 | Constrained,otherwise capacity available =119kVA. | --> | 0.19 | 0 | 0 | 0 | 0 | 0.212 | 0 |  | --> | C18 ex BALLYBAILIE | BALLYBAILIE: T41 | DUNDALK |  | 53.934 | -6.5033
MV/LV Substation JM***4127 | 10 kV | 400V(3ph) & 230V(single ph) | LV | 100 kVA :Pole Substation | 0.1 | --> | 0.1 | 0 | 0 | Constrained,otherwise capacity available =88kVA. | --> | 0.095 | 0 | 0 | 0 | 0 | 0.101 | 0 |  | --> | C15 ex CULLION | CULLION: T41∥T42 | LETTERKENNY |  | 54.9462 | -7.6855
MV/LV Substation JM***4135 | 20 kV | 400V(3ph) & 230V(single ph) | LV | 630 kVA :Building Structure | 0.63 | --> | 0.63 | 0.5 | 3.4 |  | --> | 0.598 | 0 | 0 | 0 | 0 | 0.5 | 0 |  | --> | E18 ex CLONMINCH | CLONMINCH: T422 | THORNSBERRY |  | 53.233 | -7.5088
MV/LV Substation JM***530Z | 10 kV | 400V(3ph) & 230V(single ph) | LV | 400 kVA :Building Structure | 0.4 | --> | 0.4 | 0.369 | 1.1 |  | --> | 0.38 | 0 | 0 | 0 | 0 | 0 | 0 | Constrained,otherwise capacity available =404kW. | --> | C25 ex BALLYCOOLIN | BALLYCOOLIN: T43 | FINGLAS |  | 53.4096 | -6.3445
MV/LV Substation JN***4341 | 10 kV | 400V(3ph) & 230V(single ph) | LV | 100 kVA :Pole Substation | 0.1 | --> | 0.1 | 0 | 0 | Constrained,otherwise capacity available =51kVA. | --> | 0.095 | 0 | 0 | 0 | 0.018 | 0.088 | 0 |  | --> | C18 ex KILDARE | KILDARE: T41∥T42 | NEWBRIDGE |  | 53.149 | -6.9192
MV/LV Substation JO***001 | 10 kV | 400V(3ph) & 230V(single ph) | LV | 630 kVA :Kiosk Substation | 0.63 | --> | 0.63 | 0.5 | 4 |  | --> | 0.598 | 0 | 0 | 0 | 0 | 0.5 | 0 |  | --> | C12 ex OAKFIELD | OAKFIELD: T42 | SLIGO |  | 54.2702 | -8.4804
MV/LV Substation JO***001 | 10 kV | 400V(3ph) & 230V(single ph) | LV | 630 kVA :Kiosk Substation | 0.63 | --> | 0.63 | 0.36 | 2.8 |  | --> | 0.598 | 0 | 0 | 0 | 0.01 | 0.5 | 0 |  | --> | C15 ex CARRIGLAWN | CARRIGLAWN: T41∥T42 | WEXFORD |  | 52.3392 | -6.4666
MV/LV Substation JO***008 | 10 kV | 400V(3ph) & 230V(single ph) | LV | 630 kVA :Building Structure | 0.63 | --> | 0.63 | 0.046 | 2.2 |  | --> | 0.598 | 0 | 0 | 0 | 0.001 | 0.5 | 0 |  | --> | C12 ex MANOR STREET | MANOR STREET: T42 | WATERFORD |  | 52.2572 | -7.1121
MV/LV Substation JO***010 | 10 kV | 400V(3ph) & 230V(single ph) | LV | 200 kVA :Pole Substation | 0.2 | --> | 0.2 | 0.127 | 0.1 |  | --> | 0.19 | 0 | 0 | 0 | 0.003 | 0.207 | 0 |  | --> | C16 ex JOHNSTOWN | JOHNSTOWN: T42 | KILTEEL |  | 53.2377 | -6.6203
MV/LV Substation JO***011 | 10 kV | 400V(3ph) & 230V(single ph) | LV | 400 kVA :Building Structure | 0.4 | --> | 0.4 | 0 | 0 | Constrained,otherwise capacity available =159kVA. | --> | 0.38 | 0 | 0 | 0 | 0.003 | 0 | 0 | Constrained,otherwise capacity available =433kW. | --> | C17 ex BELLFIELD | BELLFIELD: T41∥T42 | CRANE |  | 52.4977 | -6.57
MV/LV Substation JO***015 | 10 kV | 400V(3ph) & 230V(single ph) | LV | 50 kVA :Pole Substation | 0.05 | --> | 0.05 | 0.039 | 2.1 |  | --> | 0.047 | 0 | 0 | 0 | 0 | 0.051 | 0 |  | --> | C17 ex MILFORD (MWR) | MILFORD (MWR): T41 | CHARLEVILLE |  | 52.3426 | -8.9802
MV/LV Substation JO***019 | 10 kV | 400V(3ph) & 230V(single ph) | LV | 630 kVA :Building Structure | 0.63 | --> | 0.63 | 0 | 0 | Constrained,otherwise capacity available =440kVA. | --> | 0.598 | 0 | 0 | 0 | 0.006 | 0 | 0 | Constrained,otherwise capacity available =500kW. | --> | C12 ex COLLIGAN | COLLIGAN: T41 | DUNGARVAN |  | 52.0885 | -7.6161
MV/LV Substation JO***019Z | 10 kV | 400V(3ph) & 230V(single ph) | LV | 400 kVA :Kiosk Substation | 0.4 | --> | 0.4 | 0 | 0 | Constrained,otherwise capacity available =318kVA. | --> | 0.38 | 0 | 0 | 0 | 0 | 0.412 | 0 |  | --> | C20 ex MERVILLE | MERVILLE: T42 | FINGLAS |  | 53.3872 | -6.3008
MV/LV Substation JO***033Z | 10 kV | 400V(3ph) & 230V(single ph) | LV | 50 kVA :Pole Substation | 0.05 | --> | 0.05 | 0.035 | 8.3 |  | --> | 0.047 | 0 | 0 | 0 | 0 | 0.051 | 0 |  | --> | C20 ex MONREAD | MONREAD: T102 | MONREAD |  | 53.2371 | -6.6272
MV/LV Substation JO***037 | 10 kV | 400V(3ph) & 230V(single ph) | LV | 630 kVA :Kiosk Substation | 0.63 | --> | 0.63 | 0.403 | 5.5 |  | --> | 0.598 | 0 | 0 | 0 | 0 | 0.5 | 0 |  | --> | C19 ex MCDONAGH | MCDONAGH: T41 | KILKENNY |  | 52.6528 | -7.2486
MV/LV Substation JO***048Z | 20 kV | 400V(3ph) & 230V(single ph) | LV | 630 kVA :Building Structure | 0.63 | --> | 0.63 | 0 | 0 | Constrained,otherwise capacity available =371kVA. | --> | 0.598 | 0 | 0 | 0 | 0 | 0.5 | 0 |  | --> | E12 ex ACADEMY STREET | ACADEMY STREET: T421∥T422 | NAVAN |  | 53.644 | -6.6608
MV/LV Substation JO***050 | 10 kV | 400V(3ph) & 230V(single ph) | LV | 400 kVA :Building Structure | 0.4 | --> | 0.4 | 0.28 | 2.1 |  | --> | 0.38 | 0 | 0 | 0 | 0 | 0.418 | 0 |  | --> | C14 ex MORNINGTON ROAD | MORNINGTON ROAD: T42 | DRYBRIDGE |  | 53.7125 | -6.3502
MV/LV Substation JO***064 | 10 kV | 400V(3ph) & 230V(single ph) | LV | 400 kVA :Building Structure | 0.4 | --> | 0.4 | 0.234 | 1.3 |  | --> | 0.38 | 0 | 0 | 0 | 0.007 | 0.418 | 0 |  | --> | C12 ex GRANGE (SR) | GRANGE (SR): T41∥T42 | BUTLERSTOWN |  | 52.2414 | -7.1054
MV/LV Substation JO***072Z | 10 kV | 400V(3ph) & 230V(single ph) | LV | 400 kVA :Kiosk Substation | 0.4 | --> | 0.4 | 0.279 | 2.8 |  | --> | 0.38 | 0 | 0 | 0 | 0 | 0.411 | 0 |  | --> | C19 ex CLONARD | CLONARD: T41∥T42 | WEXFORD |  | 52.296 | -6.5026
MV/LV Substation JO***076 | 10 kV | 400V(3ph) & 230V(single ph) | LV | 400 kVA :Building Structure | 0.4 | --> | 0.4 | 0.305 | 5 |  | --> | 0.38 | 0 | 0 | 0 | 0 | 0.414 | 0 |  | --> | C21 ex BALLYRICKARD | BALLYRICKARD: T41∥T42 | TRALEE |  | 52.2641 | -9.7172
MV/LV Substation JO***079 | 10 kV | 400V(3ph) & 230V(single ph) | LV | 400 kVA :Kiosk Substation | 0.4 | --> | 0.4 | 0.222 | 2.2 |  | --> | 0.38 | 0 | 0 | 0 | 0.024 | 0.401 | 0 |  | --> | C16 ex MANOR STREET | MANOR STREET: T42 | WATERFORD |  | 52.252 | -7.1061
MV/LV Substation JO***084 | 10 kV | 400V(3ph) & 230V(single ph) | LV | 200 kVA :Kiosk Substation | 0.2 | --> | 0.2 | 0 | 0 | Constrained,otherwise capacity available =119kVA. | --> | 0.19 | 0 | 0 | 0 | 0 | 0.212 | 0 |  | --> | C23 ex POLLERTON | POLLERTON: T41 | CARLOW |  | 52.8289 | -6.9079
MV/LV Substation JO***087 | 10 kV | 400V(3ph) & 230V(single ph) | LV | 400 kVA :Kiosk Substation | 0.4 | --> | 0.4 | 0.254 | 1.3 |  | --> | 0.38 | 0 | 0 | 0 | 0 | 0.422 | 0 |  | --> | C12 ex GRANGE (SR) | GRANGE (SR): T41∥T42 | BUTLERSTOWN |  | 52.2387 | -7.1063
MV/LV Substation JO***093X | 10 kV | 400V(3ph) & 230V(single ph) | LV | 100 kVA :Pole Substation | 0.1 | --> | 0.1 | 0.1 | 3.9 |  | --> | 0.095 | 0 | 0 | 0 | 0 | 0 | 0 | Constrained,otherwise capacity available =100kW. | --> | C15 ex DERRYBEG | DERRYBEG: T41∥T42 | ARDNAGAPPARY |  | 55.1244 | -8.2835
MV/LV Substation JO***097Z | 10 kV | 400V(3ph) & 230V(single ph) | LV | 400 kVA :Kiosk Substation | 0.4 | --> | 0.4 | 0 | 0 | Constrained,otherwise capacity available =268kVA. | --> | 0.38 | 0 | 0 | 0 | 0.032 | 0.386 | 0 |  | --> | C13 ex BALGADDY | BALGADDY: T41 | GRANGE CASTLE |  | 53.3418 | -6.4435
MV/LV Substation JO***106 | 10 kV | 400V(3ph) & 230V(single ph) | LV | 400 kVA :Building Structure | 0.4 | --> | 0.4 | 0 | 0 | Constrained,otherwise capacity available =216kVA. | --> | 0.38 | 0 | 0 | 0 | 0 | 0.427 | 0 |  | --> | C11 ex KILBARRY | KILBARRY: T101 | KILBARRY |  | 51.9054 | -8.4744
MV/LV Substation JO***127 | 10 kV | 400V(3ph) & 230V(single ph) | LV | 400 kVA :Kiosk Substation | 0.4 | --> | 0.4 | 0.274 | 5 |  | --> | 0.38 | 0 | 0 | 0 | 0.021 | 0.397 | 0 |  | --> | C17 ex POTTERY ROAD | POTTERY ROAD: T101 | CARRICKMINES |  | 53.2728 | -6.1459
MV/LV Substation JO***140Z | 20 kV | 400V(3ph) & 230V(single ph) | LV | 100 kVA :Pole Substation | 0.1 | --> | 0.1 | 0 | 0 | Constrained,otherwise capacity available =75kVA. | --> | 0.095 | 0 | 0 | 0 | 0 | 0.103 | 0 |  | --> | E20 ex GLASMORE | GLASMORE: T422 | GLASMORE |  | 53.5173 | -6.1319
MV/LV Substation JO***144Y | 10 kV | 400V(3ph) & 230V(single ph) | LV | 1000 kVA :Building Structure | 1 | --> | 1 | 0.5 | 0.6 |  | --> | 0.95 | 0 | 0 | 0 | 0.028 | 0.5 | 0 |  | --> | C19 ex CLONDALKIN | CLONDALKIN: T41 | INCHICORE 220KV |  | 53.3154 | -6.3848
MV/LV Substation JO***156Z | 20 kV | 400V(3ph) & 230V(single ph) | LV | 400 kVA :Kiosk Substation | 0.4 | --> | 0.4 | 0.262 | 3.9 |  | --> | 0.38 | 0 | 0 | 0 | 0.019 | 0 | 0 | Constrained,otherwise capacity available =401kW. | --> | E16 ex ASHBOURNE | ASHBOURNE: T422 | FINGLAS |  | 53.5162 | -6.4088
MV/LV Substation JO***157Z | 20 kV | 400V(3ph) & 230V(single ph) | LV | 200 kVA :Kiosk Substation | 0.2 | --> | 0.2 | 0.134 | 3.9 |  | --> | 0.19 | 0 | 0 | 0 | 0.006 | 0 | 0 | Constrained,otherwise capacity available =203kW. | --> | E16 ex ASHBOURNE | ASHBOURNE: T422 | FINGLAS |  | 53.5139 | -6.4096
MV/LV Substation JO***163X | 20 kV | 400V(3ph) & 230V(single ph) | LV | 50 kVA :Pole Substation | 0.05 | --> | 0.05 | 0.044 | 5.4 |  | --> | 0.047 | 0 | 0 | 0 | 0 | 0.05 | 0 |  | --> | E14 ex MOY | MOY: T421∥T422 | MOY |  | 54.1458 | -9.1699
MV/LV Substation JO***178 | 10 kV | 400V(3ph) & 230V(single ph) | LV | 400 kVA :Building Structure | 0.4 | --> | 0.4 | 0.323 | 2.8 |  | --> | 0.38 | 0 | 0 | 0 | 0 | 0.411 | 0 |  | --> | C12 ex CORBALLY | CORBALLY: T41∥T42 | ARDNACRUSHA |  | 52.6644 | -8.6211
MV/LV Substation JO***179X | 10 kV | 400V(3ph) & 230V(single ph) | LV | 630 kVA :Kiosk Substation | 0.63 | --> | 0.63 | 0.5 | 1.3 |  | --> | 0.598 | 0 | 0 | 0 | 0 | 0.5 | 0 |  | --> | C19 ex MULGANNON | MULGANNON: T41 | WEXFORD |  | 52.3392 | -6.4641
MV/LV Substation JO***199Y | 10 kV | 400V(3ph) & 230V(single ph) | LV | 400 kVA :Building Structure | 0.4 | --> | 0.4 | 0 | 0 | Constrained,otherwise capacity available =377kVA. | --> | 0.38 | 0 | 0 | 0 | 0 | 0.403 | 0 |  | --> | C16 ex LEIXLIP | LEIXLIP: T42 | GRIFFINRATH |  | 53.356 | -6.4914
MV/LV Substation JO***206 | 10 kV | 400V(3ph) & 230V(single ph) | LV | 50 kVA :Pole Substation | 0.05 | --> | 0.05 | 0.045 | 2.2 |  | --> | 0.047 | 0 | 0 | 0 | 0 | 0 | 0 | Constrained,otherwise capacity available =50kW. | --> | C15 ex GLENGOOLE | GLENGOOLE: T41 | THURLES |  | 52.7458 | -7.5453
MV/LV Substation JO***213Y | 10 kV | 400V(3ph) & 230V(single ph) | LV | 50 kVA :Pole Substation | 0.05 | --> | 0.05 | 0.031 | 1.2 |  | --> | 0.047 | 0 | 0 | 0 | 0 | 0.051 | 0 |  | --> | C20 ex POLLERTON | POLLERTON: T42 | CARLOW |  | 52.8329 | -6.843
MV/LV Substation JO***218Y | 20 kV | 400V(3ph) & 230V(single ph) | LV | 630 kVA :Building Structure | 0.63 | --> | 0.63 | 0.494 | 6.7 |  | --> | 0.598 | 0 | 0 | 0 | 0.008 | 0 | 0 | Constrained,otherwise capacity available =500kW. | --> | E11 ex DUNFIRTH | DUNFIRTH: T122 | DUNFIRTH |  | 53.4047 | -6.8365
MV/LV Substation JO***220Z | 10 kV | 400V(3ph) & 230V(single ph) | LV | 400 kVA :Kiosk Substation | 0.4 | --> | 0.4 | 0.147 | 0.1 | Constrained,otherwise capacity available =297kVA. | --> | 0.38 | 0 | 0 | 0 | 0.03 | 0.384 | 0 |  | --> | C12 ex JOHNSTOWN | JOHNSTOWN: T42 | KILTEEL |  | 53.2344 | -6.6239
MV/LV Substation JO***224Y | 20 kV | 400V(3ph) & 230V(single ph) | LV | 200 kVA :Kiosk Substation | 0.2 | --> | 0.2 | 0.157 | 6.7 |  | --> | 0.19 | 0 | 0 | 0 | 0.007 | 0 | 0 | Constrained,otherwise capacity available =198kW. | --> | E11 ex DUNFIRTH | DUNFIRTH: T122 | DUNFIRTH |  | 53.412 | -6.8356
MV/LV Substation JO***226 | 10 kV | 400V(3ph) & 230V(single ph) | LV | 630 kVA :Kiosk Substation | 0.63 | --> | 0.63 | 0.485 | 13.1 |  | --> | 0.598 | 0 | 0 | 0 | 0.039 | 0.5 | 0 |  | --> | C20 ex POTTERY ROAD | POTTERY ROAD: T102 | CARRICKMINES |  | 53.2677 | -6.1467
MV/LV Substation JO***226Y | 20 kV | 400V(3ph) & 230V(single ph) | LV | 200 kVA :Pole Substation | 0.2 | --> | 0.2 | 0.121 | 6.7 |  | --> | 0.19 | 0 | 0 | 0 | 0 | 0 | 0 | Constrained,otherwise capacity available =204kW. | --> | E11 ex DUNFIRTH | DUNFIRTH: T122 | DUNFIRTH |  | 53.4052 | -6.8519
MV/LV Substation JO***227X | 10 kV | 400V(3ph) & 230V(single ph) | LV | 630 kVA :Building Structure | 0.63 | --> | 0.63 | 0.466 | 3.1 |  | --> | 0.598 | 0 | 0 | 0 | 0 | 0.5 | 0 |  | --> | C19 ex BALLYMOUNT | BALLYMOUNT: T41 | INCHICORE 220KV |  | 53.3086 | -6.3488
MV/LV Substation JO***237X | 10 kV | 400V(3ph) & 230V(single ph) | LV | 200 kVA :Pole Substation | 0.2 | --> | 0.2 | 0 | 0 | Constrained,otherwise capacity available =152kVA. | --> | 0.19 | 0 | 0 | 0 | 0 | 0.207 | 0 |  | --> | C17 ex UNIDARE | UNIDARE: T41 | FINGLAS |  | 53.413 | -6.3216
MV/LV Substation JO***241 | 20 kV | 400V(3ph) & 230V(single ph) | LV | 200 kVA :Pole Substation | 0.2 | --> | 0.2 | 0.099 | 0.1 | Constrained,otherwise capacity available =103kVA. | --> | 0.19 | 0 | 0 | 0 | 0.003 | 0.211 | 0 |  | --> | C12 ex SCARIFF | SCARIFF: T42 | ENNIS |  | 52.9101 | -8.5312
MV/LV Substation JO***247X | 10 kV | 400V(3ph) & 230V(single ph) | LV | 630 kVA :Kiosk Substation | 0.63 | --> | 0.63 | 0.474 | 4 |  | --> | 0.598 | 0 | 0 | 0 | 0.002 | 0.5 | 0 |  | --> | C12 ex OAKFIELD | OAKFIELD: T42 | SLIGO |  | 54.27 | -8.4807
MV/LV Substation JO***268 | 10 kV | 400V(3ph) & 230V(single ph) | LV | 400 kVA :Kiosk Substation | 0.4 | --> | 0.4 | 0 | 0 | Constrained,otherwise capacity available =339kVA. | --> | 0.38 | 0 | 0 | 0 | 0.004 | 0.405 | 0 |  | --> | C18 ex BALLYMUN | BALLYMUN: T42 | FINGLAS |  | 53.3844 | -6.28
MV/LV Substation JO***272X | 10 kV | 400V(3ph) & 230V(single ph) | LV | 400 kVA :Kiosk Substation | 0.4 | --> | 0.4 | 0 | 0 | Constrained,otherwise capacity available =105kVA. | --> | 0.38 | 0 | 0 | 0 | 0.018 | 0.425 | 0 |  | --> | C19 ex GARRYOWEN | GARRYOWEN: T41 | LIMERICK |  | 52.6644 | -8.6176
MV/LV Substation JO***281Z | 10 kV | 400V(3ph) & 230V(single ph) | LV | 630 kVA :Building Structure | 0.63 | --> | 0.63 | 0 | 0 | Constrained,otherwise capacity available =205kVA. | --> | 0.598 | 0 | 0 | 0 | 0 | 0.5 | 0 |  | --> | C17 ex UNIDARE | UNIDARE: T41 | FINGLAS |  | 53.4032 | -6.3085
MV/LV Substation JO***282X | 10 kV | 400V(3ph) & 230V(single ph) | LV | 630 kVA :Kiosk Substation | 0.63 | --> | 0.63 | 0.5 | 4.6 |  | --> | 0.598 | 0 | 0 | 0 | 0.003 | 0.5 | 0 |  | --> | C12 ex BALLYRAINE | BALLYRAINE: T41∥T42 | LETTERKENNY |  | 54.9579 | -7.7088
MV/LV Substation JO***283Z | 20 kV | 400V(3ph) & 230V(single ph) | LV | 100 kVA :Pole Substation | 0.1 | --> | 0.1 | 0 | 0 | Constrained,otherwise capacity available =57kVA. | --> | 0.095 | 0 | 0 | 0 | 0 | 0.106 | 0 |  | --> | E18 ex GLASMORE | GLASMORE: T422 | GLASMORE |  | 53.5368 | -6.2275
MV/LV Substation JO***290X | 20 kV | 400V(3ph) & 230V(single ph) | LV | 50 kVA :Pole Substation | 0.05 | --> | 0.05 | 0.049 | 2.2 |  | --> | 0.047 | 0 | 0 | 0 | 0 | 0 | 0 | Constrained,otherwise capacity available =49kW. | --> | E17 ex BALLYMACARRY | BALLYMACARRY: T421 | TRILLICK |  | 55.0902 | -7.4698
MV/LV Substation JO***293Z | 10 kV | 400V(3ph) & 230V(single ph) | LV | 100 kVA :Pole Substation | 0.1 | --> | 0.1 | 0 | 0 | Constrained,otherwise capacity available =83kVA. | --> | 0.095 | 0 | 0 | 0 | 0 | 0.102 | 0 |  | --> | C17 ex ROSEHILL | ROSEHILL: T41 | KILKENNY |  | 52.629 | -7.2398
MV/LV Substation JO***294 | 20 kV | 400V(3ph) & 230V(single ph) | LV | 50 kVA :Pole Substation | 0.05 | --> | 0.05 | 0 | 0 | Constrained,otherwise capacity available =38kVA. | --> | 0.047 | 0 | 0 | 0 | 0.003 | 0.047 | 0 |  | --> | C24 ex ATHLONE | ATHLONE: T41 | ATHLONE |  | 53.369 | -8.0101
MV/LV Substation JO***306Z | 20 kV | 400V(3ph) & 230V(single ph) | LV | 100 kVA :Pole Substation | 0.1 | --> | 0.1 | 0 | 0 | Constrained,otherwise capacity available =90kVA. | --> | 0.095 | 0 | 0 | 0 | 0 | 0 | 0 | Constrained,otherwise capacity available =101kW. | --> | E21 ex ASHBOURNE | ASHBOURNE: T421 | FINGLAS |  | 53.5245 | -6.3435
MV/LV Substation JO***315Y | 20 kV | 400V(3ph) & 230V(single ph) | LV | 100 kVA :Pole Substation | 0.1 | --> | 0.1 | 0.095 | 6.7 |  | --> | 0.095 | 0 | 0 | 0 | 0 | 0 | 0 | Constrained,otherwise capacity available =100kW. | --> | E11 ex DUNFIRTH | DUNFIRTH: T122 | DUNFIRTH |  | 53.4069 | -6.8435
MV/LV Substation JO***323 | 10 kV | 400V(3ph) & 230V(single ph) | LV | 630 kVA :Building Structure | 0.63 | --> | 0.63 | 0.429 | 3.4 |  | --> | 0.598 | 0 | 0 | 0 | 0 | 0.5 | 0 |  | --> | C25 ex GALWAY 110KV | GALWAY 110KV: T103 | GALWAY 110KV |  | 53.289 | -9.022
MV/LV Substation JO***348X | 10 kV | 400V(3ph) & 230V(single ph) | LV | 1000 kVA :Building Structure | 1 | --> | 1 | 0 | 0 | Constrained,otherwise capacity available =500kVA. | --> | 0.95 | 0 | 0 | 0 | 0 | 0.5 | 0 |  | --> | C17 ex CRANMORE | CRANMORE: T41∥T42 | SLIGO |  | 54.2709 | -8.4769
MV/LV Substation JO***349X | 10 kV | 400V(3ph) & 230V(single ph) | LV | 1000 kVA :Building Structure | 1 | --> | 1 | 0 | 0 | Constrained,otherwise capacity available =500kVA. | --> | 0.95 | 0 | 0 | 0 | 0.031 | 0.5 | 0 |  | --> | C17 ex CRANMORE | CRANMORE: T41∥T42 | SLIGO |  | 54.2709 | -8.4769
MV/LV Substation JO***392X | 20 kV | 400V(3ph) & 230V(single ph) | LV | 630 kVA :Kiosk Substation | 0.63 | --> | 0.63 | 0.5 | 3.5 |  | --> | 0.598 | 0 | 0 | 0 | 0 | 0.5 | 0 |  | --> | E21 ex STRANORLAR | STRANORLAR: T421 | LETTERKENNY |  | 54.8054 | -7.7679
MV/LV Substation JO***398 | 10 kV | 400V(3ph) & 230V(single ph) | LV | 200 kVA :Pole Substation | 0.2 | --> | 0.2 | 0 | 0 | Constrained,otherwise capacity available =196kVA. | --> | 0.19 | 0 | 0 | 0 | 0 | 0.2 | 0 |  | --> | C20 ex CULLION | CULLION: T41∥T42 | LETTERKENNY |  | 54.9155 | -7.7033
MV/LV Substation JO***4002 | 10 kV | 400V(3ph) & 230V(single ph) | LV | 400 kVA :Building Structure | 0.4 | --> | 0.4 | 0 | 0 | Constrained,otherwise capacity available =329kVA. | --> | 0.38 | 0 | 0 | 0 | 0 | 0.411 | 0 |  | --> | C29 ex GRANGE CASTLE | GRANGE CASTLE: T101 | INCHICORE 220KV |  | 53.2912 | -6.4743
MV/LV Substation JO***4002 | 20 kV | 400V(3ph) & 230V(single ph) | LV | 200 kVA :Pole Substation | 0.2 | --> | 0.2 | 0.129 | 2.5 |  | --> | 0.19 | 0 | 0 | 0 | 0 | 0.21 | 0 |  | --> | C12 ex ATHY | ATHY: T102 | ATHY |  | 52.9137 | -6.8886
MV/LV Substation JO***4006 | 10 kV | 400V(3ph) & 230V(single ph) | LV | 400 kVA :Kiosk Substation | 0.4 | --> | 0.4 | 0 | 0 | Constrained,otherwise capacity available =275kVA. | --> | 0.38 | 0 | 0 | 0 | 0.031 | 0.386 | 0 |  | --> | C16 ex KILLACLOYNE | KILLACLOYNE: T41∥T42 | MIDLETON |  | 51.9124 | -8.3208
MV/LV Substation JO***4007 | 10 kV | 400V(3ph) & 230V(single ph) | LV | 400 kVA :Building Structure | 0.4 | --> | 0.4 | 0 | 0 | Constrained,otherwise capacity available =363kVA. | --> | 0.38 | 0 | 0 | 0 | 0 | 0.405 | 0 |  | --> | C29 ex GRANGE CASTLE | GRANGE CASTLE: T101 | INCHICORE 220KV |  | 53.289 | -6.4683
MV/LV Substation JO***4012 | 20 kV | 400V(3ph) & 230V(single ph) | LV | 50 kVA :Pole Substation | 0.05 | --> | 0.05 | 0 | 0 | Constrained,otherwise capacity available =49kVA. | --> | 0.047 | 0 | 0 | 0 | 0.004 | 0.045 | 0 |  | --> | E18 ex GLASMORE | GLASMORE: T422 | GLASMORE |  | 53.5354 | -6.2265
MV/LV Substation JO***403 | 10 kV | 400V(3ph) & 230V(single ph) | LV | 100 kVA :Pole Substation | 0.1 | --> | 0.1 | 0 | 0 | Constrained,otherwise capacity available =67kVA. | --> | 0.095 | 0 | 0 | 0 | 0 | 0.104 | 0 |  | --> | C15 ex SAGGART | SAGGART: T41∥T42 | GRANGE CASTLE |  | 53.2741 | -6.4113
MV/LV Substation JO***4032 | 20 kV | 400V(3ph) & 230V(single ph) | LV | 50 kVA :Pole Substation | 0.05 | --> | 0.05 | 0 | 0 | Constrained,otherwise capacity available =47kVA. | --> | 0.047 | 0 | 0 | 0 | 0 | 0.049 | 0 |  | --> | C12 ex BALLYHAUNIS | BALLYHAUNIS: T41∥T42 | DALTON |  | 53.7665 | -8.8285
MV/LV Substation JO***4040 | 10 kV | 400V(3ph) & 230V(single ph) | LV | 50 kVA :Pole Substation | 0.05 | --> | 0.05 | 0 | 0 | Constrained,otherwise capacity available =50kVA. | --> | 0.047 | 0 | 0 | 0 | 0 | 0.049 | 0 |  | --> | C15 ex SAGGART | SAGGART: T41∥T42 | GRANGE CASTLE |  | 53.273 | -6.4141
MV/LV Substation JO***4059 | 10 kV | 400V(3ph) & 230V(single ph) | LV | 50 kVA :Pole Substation | 0.05 | --> | 0.05 | 0 | 0 | Constrained,otherwise capacity available =34kVA. | --> | 0.047 | 0 | 0 | 0 | 0 | 0 | 0 | Constrained,otherwise capacity available =51kW. | --> | C19 ex ROSCREA | ROSCREA: T41 | IKERRIN |  | 52.9009 | -7.9751
MV/LV Substation JO***4065 | 10 kV | 400V(3ph) & 230V(single ph) | LV | 400 kVA :Kiosk Substation | 0.4 | --> | 0.4 | 0 | 0 | Constrained,otherwise capacity available =295kVA. | --> | 0.38 | 0 | 0 | 0 | 0 | 0.416 | 0 |  | --> | C12 ex SAGGART | SAGGART: T41∥T42 | GRANGE CASTLE |  | 53.2794 | -6.479
MV/LV Substation JO***407 | 10 kV | 400V(3ph) & 230V(single ph) | LV | 50 kVA :Pole Substation | 0.05 | --> | 0.05 | 0 | 0 | Constrained,otherwise capacity available =48kVA. | --> | 0.047 | 0 | 0 | 0 | 0 | 0.049 | 0 |  | --> | C15 ex SAGGART | SAGGART: T41∥T42 | GRANGE CASTLE |  | 53.2719 | -6.415
MV/LV Substation JO***4087 | 10 kV | 400V(3ph) & 230V(single ph) | LV | 50 kVA :Pole Substation | 0.05 | --> | 0.05 | 0.05 | 0.9 |  | --> | 0.047 | 0 | 0 | 0 | 0 | 0.049 | 0 |  | --> | C18 ex BALLYHALE | BALLYHALE: T42 | KILKENNY |  | 52.4668 | -7.4104
MV/LV Substation JO***4123 | 10 kV | 400V(3ph) & 230V(single ph) | LV | 100 kVA :Pole Substation | 0.1 | --> | 0.1 | 0 | 0 | Constrained,otherwise capacity available =100kVA. | --> | 0.095 | 0 | 0 | 0 | 0 | 0.1 | 0 |  | --> | C15 ex SAGGART | SAGGART: T41∥T42 | GRANGE CASTLE |  | 53.2685 | -6.4337
MV/LV Substation JO***4126 | 10 kV | 400V(3ph) & 230V(single ph) | LV | 630 kVA :Kiosk Substation | 0.63 | --> | 0.63 | 0.5 | 5 |  | --> | 0.598 | 0 | 0 | 0 | 0 | 0.5 | 0 |  | --> | C17 ex POTTERY ROAD | POTTERY ROAD: T101 | CARRICKMINES |  | 53.2699 | -6.1455
MV/LV Substation JO***4132 | 10 kV | 400V(3ph) & 230V(single ph) | LV | 1000 kVA :Building Structure | 1 | --> | 1 | 0 | 0 | Constrained,otherwise capacity available =500kVA. | --> | 0.95 | 0 | 0 | 0 | 0 | 0.5 | 0 |  | --> | C19 ex LOUGHLINSTOWN | LOUGHLINSTOWN: T41 | CARRICKMINES |  | 53.2418 | -6.1389
MV/LV Substation JO***4133 | 10 kV | 400V(3ph) & 230V(single ph) | LV | 1000 kVA :Building Structure | 1 | --> | 1 | 0 | 0 | Constrained,otherwise capacity available =500kVA. | --> | 0.95 | 0 | 0 | 0 | 0 | 0.5 | 0 |  | --> | C19 ex LOUGHLINSTOWN | LOUGHLINSTOWN: T41 | CARRICKMINES |  | 53.2417 | -6.1389
MV/LV Substation JO***4143 | 20 kV | 400V(3ph) & 230V(single ph) | LV | 630 kVA :Building Structure | 0.63 | --> | 0.63 | 0 | 0 | Constrained,otherwise capacity available =324kVA. | --> | 0.598 | 0 | 0 | 0 | 0.039 | 0.5 | 0 |  | --> | E17 ex HEADFORD | HEADFORD: T42 | CLOON |  | 53.4684 | -9.1086
MV/LV Substation JO***4207 | 10 kV | 400V(3ph) & 230V(single ph) | LV | 200 kVA :Pole Substation | 0.2 | --> | 0.2 | 0 | 0 | Constrained,otherwise capacity available =177kVA. | --> | 0.19 | 0 | 0 | 0 | 0 | 0.203 | 0 |  | --> | C16 ex ATHENRY | ATHENRY: T41∥T42 | GALWAY 110KV |  | 53.2979 | -8.7433
MV/LV Substation JO***4226 | 20 kV | 400V(3ph) & 230V(single ph) | LV | 100 kVA :Pole Substation | 0.1 | --> | 0.1 | 0.1 | 6.7 |  | --> | 0.095 | 0 | 0 | 0 | 0 | 0 | 0 | Constrained,otherwise capacity available =100kW. | --> | E11 ex DUNFIRTH | DUNFIRTH: T122 | DUNFIRTH |  | 53.4068 | -6.8402
MV/LV Substation JO***4247 | 10 kV | 400V(3ph) & 230V(single ph) | LV | 50 kVA :Pole Substation | 0.05 | --> | 0.05 | 0.05 | 1.4 |  | --> | 0.047 | 0 | 0 | 0 | 0 | 0 | 0 | Constrained,otherwise capacity available =49kW. | --> | C11 ex DEERPARK | DEERPARK: T41∥T42 | BALLYDINE |  | 52.3286 | -7.4283
MV/LV Substation JO***4247 | 20 kV | 400V(3ph) & 230V(single ph) | LV | 630 kVA :Building Structure | 0.63 | --> | 0.63 | 0.5 | 6.2 |  | --> | 0.598 | 0 | 0 | 0 | 0 | 0.5 | 0 |  | --> | E12 ex BAGENALSTOWN | BAGENALSTOWN: T421∥T422 | CARLOW |  | 52.6941 | -6.9768
MV/LV Substation JO***4287 | 20 kV | 400V(3ph) & 230V(single ph) | LV | 50 kVA :Pole Substation | 0.05 | --> | 0.05 | 0 | 0 | Constrained,otherwise capacity available =50kVA. | --> | 0.047 | 0 | 0 | 0 | 0 | 0.049 | 0 |  | --> | E18 ex BALLINDERRY | BALLINDERRY: T422 | MULLINGAR |  | 53.5238 | -7.1143
MV/LV Substation JO***4327 | 10 kV | 400V(3ph) & 230V(single ph) | LV | 1000 kVA :Building Structure | 1 | --> | 1 | 0.5 | 2 |  | --> | 0.95 | 0 | 0 | 0 | 0 | 0.5 | 0 |  | --> | C11 ex SOUTH KING STREET | SOUTH KING STREET: T41 | FRANCIS STREET |  | 53.3401 | -6.258
MV/LV Substation JO***4333 | 10 kV | 400V(3ph) & 230V(single ph) | LV | 400 kVA :Kiosk Substation | 0.4 | --> | 0.4 | 0.4 | 1.8 |  | --> | 0.38 | 0 | 0 | 0 | 0 | 0.4 | 0 |  | --> | C23 ex RATHMULLAN | RATHMULLAN: T41 | DRYBRIDGE |  | 53.7056 | -6.3835
MV/LV Substation JO***4341 | 20 kV | 400V(3ph) & 230V(single ph) | LV | 400 kVA :Kiosk Substation | 0.4 | --> | 0.4 | 0.276 | 18 |  | --> | 0.38 | 0 | 0 | 0 | 0 | 0.418 | 0 |  | --> | E52 ex GRANGE CASTLE | GRANGE CASTLE: T124 | INCHICORE 220KV |  | 53.314 | -6.4447
MV/LV Substation JO***4342 | 20 kV | 400V(3ph) & 230V(single ph) | LV | 400 kVA :Kiosk Substation | 0.4 | --> | 0.4 | 0.304 | 18 |  | --> | 0.38 | 0 | 0 | 0 | 0 | 0.414 | 0 |  | --> | E52 ex GRANGE CASTLE | GRANGE CASTLE: T124 | INCHICORE 220KV |  | 53.3162 | -6.4429
MV/LV Substation JO***438 | 20 kV | 400V(3ph) & 230V(single ph) | LV | 200 kVA :Pole Substation | 0.2 | --> | 0.2 | 0.179 | 1 |  | --> | 0.19 | 0 | 0 | 0 | 0 | 0 | 0 | Constrained,otherwise capacity available =203kW. | --> | E17 ex CARNDONAGH | CARNDONAGH: T421∥T422 | TRILLICK |  | 55.263 | -7.2527
MV/LV Substation JO***439Z | 10 kV | 400V(3ph) & 230V(single ph) | LV | 200 kVA :Kiosk Substation | 0.2 | --> | 0.2 | 0.127 | 0.1 |  | --> | 0.19 | 0 | 0 | 0 | 0.018 | 0.191 | 0 |  | --> | C12 ex JOHNSTOWN | JOHNSTOWN: T42 | KILTEEL |  | 53.2323 | -6.622
MV/LV Substation JO***444Z | 20 kV | 400V(3ph) & 230V(single ph) | LV | 50 kVA :Pole Substation | 0.05 | --> | 0.05 | 0 | 0 | Constrained,otherwise capacity available =50kVA. | --> | 0.047 | 0 | 0 | 0 | 0 | 0 | 0 | Constrained,otherwise capacity available =49kW. | --> | E21 ex ASHBOURNE | ASHBOURNE: T421 | FINGLAS |  | 53.5281 | -6.3355
MV/LV Substation JO***4472 | 10 kV | 400V(3ph) & 230V(single ph) | LV | 400 kVA :Kiosk Substation | 0.4 | --> | 0.4 | 0.21 | 0.2 | Constrained,otherwise capacity available =394kVA. | --> | 0.38 | 0 | 0 | 0 | 0 | 0.4 | 0 |  | --> | C16 ex NEWBROOK | NEWBROOK: T42 | MULLINGAR |  | 53.5124 | -7.3563
MV/LV Substation JO***461 | 20 kV | 400V(3ph) & 230V(single ph) | LV | 100 kVA :Pole Substation | 0.1 | --> | 0.1 | 0.065 | 6.7 |  | --> | 0.095 | 0 | 0 | 0 | 0 | 0 | 0 | Constrained,otherwise capacity available =105kW. | --> | E11 ex DUNFIRTH | DUNFIRTH: T122 | DUNFIRTH |  | 53.4021 | -6.8541
MV/LV Substation JO***4638 | 10 kV | 400V(3ph) & 230V(single ph) | LV | 1000 kVA :Building Structure | 1 | --> | 1 | 0.5 | 1 |  | --> | 0.95 | 0 | 0 | 0 | 0 | 0.5 | 0 |  | --> | C12 ex MARROWBONE LANE | MARROWBONE LANE: T42 | INCHICORE 220KV |  | 53.3389 | -6.2824
MV/LV Substation JO***464 | 10 kV | 400V(3ph) & 230V(single ph) | LV | 630 kVA :Building Structure | 0.63 | --> | 0.63 | 0.473 | 2.1 |  | --> | 0.598 | 0 | 0 | 0 | 0 | 0.5 | 0 |  | --> | C17 ex SOUTH KING STREET | SOUTH KING STREET: T42 | FRANCIS STREET |  | 53.3418 | -6.2606
MV/LV Substation JO***496Z | 10 kV | 400V(3ph) & 230V(single ph) | LV | 630 kVA :Building Structure | 0.63 | --> | 0.63 | 0.475 | 3.2 |  | --> | 0.598 | 0 | 0 | 0 | 0.111 | 0.5 | 0 |  | --> | C18 ex MCDONAGH | MCDONAGH: T42 | KILKENNY |  | 52.6606 | -7.2408
MV/LV Substation JO***499Z | 10 kV | 400V(3ph) & 230V(single ph) | LV | 1000 kVA :Building Structure | 1 | --> | 1 | 0.5 | 3.2 |  | --> | 0.95 | 0 | 0 | 0 | 0 | 0.5 | 0 |  | --> | C18 ex MCDONAGH | MCDONAGH: T42 | KILKENNY |  | 52.6564 | -7.2461
MV/LV Substation JO***524Z | 10 kV | 400V(3ph) & 230V(single ph) | LV | 400 kVA :Kiosk Substation | 0.4 | --> | 0.4 | 0.328 | 2.3 |  | --> | 0.38 | 0 | 0 | 0 | 0 | 0.411 | 0 |  | --> | C11 ex TRABEG | TRABEG: T102 | TRABEG |  | 51.882 | -8.4451
MV/LV Substation JO***538 | 10 kV | 400V(3ph) & 230V(single ph) | LV | 100 kVA :Pole Substation | 0.1 | --> | 0.1 | 0.09 | 1.2 |  | --> | 0.095 | 0 | 0 | 0 | 0.007 | 0.094 | 0 |  | --> | C20 ex POLLERTON | POLLERTON: T42 | CARLOW |  | 52.8341 | -6.8507
MV/LV Substation JO***546X | 20 kV | 400V(3ph) & 230V(single ph) | LV | 50 kVA :Pole Substation | 0.05 | --> | 0.05 | 0 | 0 | Constrained,otherwise capacity available =21kVA. | --> | 0.047 | 0 | 0 | 0 | 0 | 0.053 | 0 |  | --> | C24 ex MACETOWN | MACETOWN: T102 | MACETOWN |  | 53.5018 | -6.5495
MV/LV Substation JO***548Y | 10 kV | 400V(3ph) & 230V(single ph) | LV | 630 kVA :Building Structure | 0.63 | --> | 0.63 | 0 | 0 | Constrained,otherwise capacity available =500kVA. | --> | 0.598 | 0 | 0 | 0 | 0 | 0.5 | 0 |  | --> | C11 ex GARRYOWEN | GARRYOWEN: T41 | LIMERICK |  | 52.6495 | -8.5877
MV/LV Substation JO***551Y | 20 kV | 400V(3ph) & 230V(single ph) | LV | 100 kVA :Pole Substation | 0.1 | --> | 0.1 | 0.092 | 6.7 |  | --> | 0.095 | 0 | 0 | 0 | 0 | 0 | 0 | Constrained,otherwise capacity available =100kW. | --> | E11 ex DUNFIRTH | DUNFIRTH: T122 | DUNFIRTH |  | 53.3941 | -6.8429
MV/LV Substation JO***558X | 10 kV | 400V(3ph) & 230V(single ph) | LV | 100 kVA :Pole Substation | 0.1 | --> | 0.1 | 0 | 0 | Constrained,otherwise capacity available =89kVA. | --> | 0.095 | 0 | 0 | 0 | 0 | 0.101 | 0 |  | --> | C19 ex RECESS | RECESS: T41 | GALWAY 110KV |  | 53.4937 | -9.8819
MV/LV Substation JO***566X | 10 kV | 400V(3ph) & 230V(single ph) | LV | 1000 kVA :Building Structure | 1 | --> | 1 | 0 | 0 | Constrained,otherwise capacity available =500kVA. | --> | 0.95 | 0 | 0 | 0 | 0.013 | 0.5 | 0 |  | --> | C15 ex DRUMCONDRA | DRUMCONDRA: T41 | MCDERMOTT |  | 53.3603 | -6.2537
MV/LV Substation JO***572 | 10 kV | 400V(3ph) & 230V(single ph) | LV | 100 kVA :Pole Substation | 0.1 | --> | 0.1 | 0 | 0 | Constrained,otherwise capacity available =96kVA. | --> | 0.095 | 0 | 0 | 0 | 0.002 | 0.097 | 0 |  | --> | C28 ex CLAREGALWAY | CLAREGALWAY: T42 | GALWAY 110KV |  | 53.3584 | -8.9327
MV/LV Substation JO***573Y | 20 kV | 400V(3ph) & 230V(single ph) | LV | 50 kVA :Pole Substation | 0.05 | --> | 0.05 | 0 | 0 | Constrained,otherwise capacity available =50kVA. | --> | 0.047 | 0 | 0 | 0 | 0 | 0.049 | 0 |  | --> | C14 ex BLAKE | BLAKE: T41∥T42 | BLAKE |  | 53.3141 | -6.9343
MV/LV Substation JO***579Y | 10 kV | 400V(3ph) & 230V(single ph) | LV | 200 kVA :Kiosk Substation | 0.2 | --> | 0.2 | 0.142 | 1.5 |  | --> | 0.19 | 0 | 0 | 0 | 0 | 0.208 | 0 |  | --> | C16 ex DERRYCRAMPH | DERRYCRAMPH: T41∥T42 | SHANKILL |  | 53.9864 | -7.3575
MV/LV Substation JO***585X | 10 kV | 400V(3ph) & 230V(single ph) | LV | 1000 kVA :Building Structure | 1 | --> | 1 | 0 | 0 | Constrained,otherwise capacity available =500kVA. | --> | 0.95 | 0 | 0 | 0 | 0 | 0.5 | 0 |  | --> | C18 ex WATLING STREET | WATLING STREET: T42 | FRANCIS STREET |  | 53.3472 | -6.2816
MV/LV Substation JO***587Y | 10 kV | 400V(3ph) & 230V(single ph) | LV | 400 kVA :Kiosk Substation | 0.4 | --> | 0.4 | 0 | 0 | Constrained,otherwise capacity available =349kVA. | --> | 0.38 | 0 | 0 | 0 | 0 | 0.407 | 0 |  | --> | C22 ex CAVAN | CAVAN: T42 | SHANKILL |  | 53.9947 | -7.3589
MV/LV Substation JO***588X | 10 kV | 400V(3ph) & 230V(single ph) | LV | 200 kVA :Building Structure | 0.2 | --> | 0.2 | 0.176 | 4.3 |  | --> | 0.19 | 0 | 0 | 0 | 0 | 0.203 | 0 |  | --> | C12 ex WHITESTOWN | WHITESTOWN: T42 | COOKSTOWN |  | 53.2784 | -6.4095
MV/LV Substation JO***593X | 10 kV | 400V(3ph) & 230V(single ph) | LV | 1000 kVA :Building Structure | 1 | --> | 1 | 0.5 | 6.6 |  | --> | 0.95 | 0 | 0 | 0 | 0 | 0.5 | 0 |  | --> | C20 ex MISERY HILL | MISERY HILL: T102 | POOLBEG |  | 53.3462 | -6.2427
MV/LV Substation JO***596 | 20 kV | 400V(3ph) & 230V(single ph) | LV | 50 kVA :Pole Substation | 0.05 | --> | 0.05 | 0 | 0 | Constrained,otherwise capacity available =36kVA. | --> | 0.047 | 0 | 0 | 0 | 0 | 0.051 | 0 |  | --> | E15 ex DULEEK | DULEEK: T421∥T422 | DRYBRIDGE |  | 53.6252 | -6.4164
MV/LV Substation JO***603Z | 20 kV | 400V(3ph) & 230V(single ph) | LV | 50 kVA :Pole Substation | 0.05 | --> | 0.05 | 0 | 0 | Constrained,otherwise capacity available =48kVA. | --> | 0.047 | 0 | 0 | 0 | 0 | 0.049 | 0 |  | --> | E18 ex GLASMORE | GLASMORE: T422 | GLASMORE |  | 53.5466 | -6.2366
MV/LV Substation JO***606Y | 10 kV | 400V(3ph) & 230V(single ph) | LV | 50 kVA :Pole Substation | 0.05 | --> | 0.05 | 0.042 | 2.8 |  | --> | 0.047 | 0 | 0 | 0 | 0 | 0.05 | 0 |  | --> | C19 ex CLONARD | CLONARD: T41∥T42 | WEXFORD |  | 52.2893 | -6.5168
MV/LV Substation JO***684 | 20 kV | 400V(3ph) & 230V(single ph) | LV | 100 kVA :Pole Substation | 0.1 | --> | 0.1 | 0 | 0 | Constrained,otherwise capacity available =62kVA. | --> | 0.095 | 0 | 0 | 0 | 0 | 0.105 | 0 |  | --> | E18 ex GLASMORE | GLASMORE: T422 | GLASMORE |  | 53.5447 | -6.2034
MV/LV Substation JO***684X | 20 kV | 400V(3ph) & 230V(single ph) | LV | 50 kVA :Pole Substation | 0.05 | --> | 0.05 | 0 | 0 | Constrained,otherwise capacity available =30kVA. | --> | 0.047 | 0 | 0 | 0 | 0 | 0 | 0 | Constrained,otherwise capacity available =52kW. | --> | E22 ex BUNCLODY | BUNCLODY: T421∥T422 | CRANE |  | 52.6916 | -6.639
MV/LV Substation JO***685X | 20 kV | 400V(3ph) & 230V(single ph) | LV | 50 kVA :Pole Substation | 0.05 | --> | 0.05 | 0 | 0 | Constrained,otherwise capacity available =39kVA. | --> | 0.047 | 0 | 0 | 0 | 0.003 | 0 | 0 | Constrained,otherwise capacity available =47kW. | --> | E22 ex BUNCLODY | BUNCLODY: T421∥T422 | CRANE |  | 52.6927 | -6.6408
MV/LV Substation JO***688 | 10 kV | 400V(3ph) & 230V(single ph) | LV | 50 kVA :Pole Substation | 0.05 | --> | 0.05 | 0.05 | 1.2 |  | --> | 0.047 | 0 | 0 | 0 | 0 | 0.049 | 0 |  | --> | C20 ex POLLERTON | POLLERTON: T42 | CARLOW |  | 52.8319 | -6.8449
MV/LV Substation JO***691Y | 20 kV | 400V(3ph) & 230V(single ph) | LV | 50 kVA :Pole Substation | 0.05 | --> | 0.05 | 0.05 | 4.4 |  | --> | 0.047 | 0 | 0 | 0 | 0 | 0 | 0 | Constrained,otherwise capacity available =49kW. | --> | E21 ex SLANE | SLANE: T421 | DRYBRIDGE |  | 53.6866 | -6.5437
MV/LV Substation JO***698Y | 10 kV | 400V(3ph) & 230V(single ph) | LV | 400 kVA :Building Structure | 0.4 | --> | 0.4 | 0.4 | 2.2 |  | --> | 0.38 | 0 | 0 | 0 | 0 | 0.4 | 0 |  | --> | C12 ex MANOR STREET | MANOR STREET: T42 | WATERFORD |  | 52.2578 | -7.1124
MV/LV Substation JO***700Y | 20 kV | 400V(3ph) & 230V(single ph) | LV | 400 kVA :Kiosk Substation | 0.4 | --> | 0.4 | 0 | 0 | Constrained,otherwise capacity available =317kVA. | --> | 0.38 | 0 | 0 | 0 | 0.01 | 0.402 | 0 |  | --> | E12 ex ACADEMY STREET | ACADEMY STREET: T421∥T422 | NAVAN |  | 53.6428 | -6.6545
MV/LV Substation JO***714 | 20 kV | 400V(3ph) & 230V(single ph) | LV | 50 kVA :Pole Substation | 0.05 | --> | 0.05 | 0 | 0 | Constrained,otherwise capacity available =45kVA. | --> | 0.047 | 0 | 0 | 0 | 0 | 0 | 0 | Constrained,otherwise capacity available =50kW. | --> | E21 ex ASHBOURNE | ASHBOURNE: T421 | FINGLAS |  | 53.5242 | -6.3415
MV/LV Substation JO***718 | 20 kV | 400V(3ph) & 230V(single ph) | LV | 100 kVA :Pole Substation | 0.1 | --> | 0.1 | 0.065 | 2.5 |  | --> | 0.095 | 0 | 0 | 0 | 0 | 0.105 | 0 |  | --> | C12 ex ATHY | ATHY: T102 | ATHY |  | 52.914 | -6.8899
MV/LV Substation JO***721 | 20 kV | 400V(3ph) & 230V(single ph) | LV | 200 kVA :Pole Substation | 0.2 | --> | 0.2 | 0.194 | 1.2 |  | --> | 0.19 | 0 | 0 | 0 | 0 | 0 | 0 | Constrained,otherwise capacity available =200kW. | --> | E15 ex BUNCRANA | BUNCRANA: T421∥T422 | TRILLICK |  | 55.1255 | -7.4408
MV/LV Substation JO***723 | 20 kV | 400V(3ph) & 230V(single ph) | LV | 100 kVA :Pole Substation | 0.1 | --> | 0.1 | 0.096 | 1.7 |  | --> | 0.095 | 0 | 0 | 0 | 0 | 0 | 0 | Constrained,otherwise capacity available =100kW. | --> | E17 ex CREESLOUGH | CREESLOUGH: T421 | ARDNAGAPPARY |  | 55.1714 | -7.9007
MV/LV Substation JO***742 | 20 kV | 400V(3ph) & 230V(single ph) | LV | 100 kVA :Pole Substation | 0.1 | --> | 0.1 | 0 | 0 | Constrained,otherwise capacity available =73kVA. | --> | 0.095 | 0 | 0 | 0 | 0 | 0 | 0 | Constrained,otherwise capacity available =103kW. | --> | E21 ex ASHBOURNE | ASHBOURNE: T421 | FINGLAS |  | 53.5307 | -6.3382
MV/LV Substation JO***749X | 20 kV | 400V(3ph) & 230V(single ph) | LV | 50 kVA :Pole Substation | 0.05 | --> | 0.05 | 0.038 | 0.8 |  | --> | 0.047 | 0 | 0 | 0 | 0 | 0.051 | 0 |  | --> | E15 ex RATHMORE | RATHMORE: T421 | KNOCKEARAGH |  | 52.2019 | -9.2018
MV/LV Substation JO***751Y | 20 kV | 400V(3ph) & 230V(single ph) | LV | 50 kVA :Pole Substation | 0.05 | --> | 0.05 | 0.043 | 1.4 |  | --> | 0.047 | 0 | 0 | 0 | 0 | 0 | 0 | Constrained,otherwise capacity available =50kW. | --> | C18 ex DEERPARK | DEERPARK: T41∥T42 | BALLYDINE |  | 52.3738 | -7.4104
MV/LV Substation JO***785Y | 20 kV | 400V(3ph) & 230V(single ph) | LV | 400 kVA :Kiosk Substation | 0.4 | --> | 0.4 | 0 | 0 | Constrained,otherwise capacity available =308kVA. | --> | 0.38 | 0 | 0 | 0 | 0.007 | 0.406 | 0 |  | --> | E12 ex ACADEMY STREET | ACADEMY STREET: T421∥T422 | NAVAN |  | 53.6445 | -6.6551
MV/LV Substation JO***790Z | 10 kV | 400V(3ph) & 230V(single ph) | LV | 200 kVA :Kiosk Substation | 0.2 | --> | 0.2 | 0.147 | 0.1 | Constrained,otherwise capacity available =192kVA. | --> | 0.19 | 0 | 0 | 0 | 0.078 | 0.118 | 0 |  | --> | C12 ex JOHNSTOWN | JOHNSTOWN: T42 | KILTEEL |  | 53.2382 | -6.6242
MV/LV Substation JO***796X | 10 kV | 400V(3ph) & 230V(single ph) | LV | 400 kVA :Building Structure | 0.4 | --> | 0.4 | 0.312 | 2.8 |  | --> | 0.38 | 0 | 0 | 0 | 0 | 0.413 | 0 |  | --> | C19 ex CLONARD | CLONARD: T41∥T42 | WEXFORD |  | 52.2928 | -6.5025
MV/LV Substation JO***798Z | 10 kV | 400V(3ph) & 230V(single ph) | LV | 50 kVA :Pole Substation | 0.05 | --> | 0.05 | 0.05 | 3.2 |  | --> | 0.047 | 0 | 0 | 0 | 0 | 0.049 | 0 |  | --> | C20 ex MCDONAGH | MCDONAGH: T42 | KILKENNY |  | 52.702 | -7.1706
MV/LV Substation JO***810X | 10 kV | 400V(3ph) & 230V(single ph) | LV | 200 kVA :Pole Substation | 0.2 | --> | 0.2 | 0.177 | 2.8 |  | --> | 0.19 | 0 | 0 | 0 | 0 | 0.203 | 0 |  | --> | C19 ex CLONARD | CLONARD: T41∥T42 | WEXFORD |  | 52.2985 | -6.5053
MV/LV Substation JO***825Z | 10 kV | 400V(3ph) & 230V(single ph) | LV | 400 kVA :Kiosk Substation | 0.4 | --> | 0.4 | 0.358 | 3.2 |  | --> | 0.38 | 0 | 0 | 0 | 0 | 0.406 | 0 |  | --> | C18 ex MCDONAGH | MCDONAGH: T42 | KILKENNY |  | 52.6557 | -7.2468
MV/LV Substation JO***831 | 20 kV | 400V(3ph) & 230V(single ph) | LV | 50 kVA :Pole Substation | 0.05 | --> | 0.05 | 0.028 | 1.6 |  | --> | 0.047 | 0 | 0 | 0 | 0.012 | 0.039 | 0 |  | --> | E16 ex GURRANEBANE | GURRANEBANE: T421∥T422 | OUGHTRAGH |  | 51.8338 | -10.1716
MV/LV Substation JO***840Y | 20 kV | 400V(3ph) & 230V(single ph) | LV | 400 kVA :Kiosk Substation | 0.4 | --> | 0.4 | 0 | 0 | Constrained,otherwise capacity available =400kVA. | --> | 0.38 | 0 | 0 | 0 | 0 | 0.4 | 0 |  | --> | E17 ex HEADFORD | HEADFORD: T42 | CLOON |  | 53.4617 | -9.1059
MV/LV Substation JO***844X | 10 kV | 400V(3ph) & 230V(single ph) | LV | 1000 kVA :Building Structure | 1 | --> | 1 | 0 | 0 | Constrained,otherwise capacity available =500kVA. | --> | 0.95 | 0 | 0 | 0 | 0 | 0.5 | 0 |  | --> | C15 ex DRUMCONDRA | DRUMCONDRA: T41 | MCDERMOTT |  | 53.3603 | -6.2537
MV/LV Substation JO***851 | 20 kV | 400V(3ph) & 230V(single ph) | LV | 400 kVA :Kiosk Substation | 0.4 | --> | 0.4 | 0.253 | 2.9 |  | --> | 0.38 | 0 | 0 | 0 | 0.01 | 0.412 | 0 |  | --> | C12 ex DUNLEER | DUNLEER: T41∥T42 | DRYBRIDGE |  | 53.793 | -6.2432
MV/LV Substation JO***881Y | 10 kV | 400V(3ph) & 230V(single ph) | LV | 630 kVA :Building Structure | 0.63 | --> | 0.63 | 0 | 0 | Constrained,otherwise capacity available =462kVA. | --> | 0.598 | 0 | 0 | 0 | 0.01 | 0.5 | 0 |  | --> | C23 ex ATHLONE | ATHLONE: T41 | ATHLONE |  | 53.4319 | -7.9477
MV/LV Substation JO***885Y | 20 kV | 400V(3ph) & 230V(single ph) | LV | 400 kVA :Kiosk Substation | 0.4 | --> | 0.4 | 0 | 0 | Constrained,otherwise capacity available =309kVA. | --> | 0.38 | 0 | 0 | 0 | 0.01 | 0.403 | 0 |  | --> | E12 ex ACADEMY STREET | ACADEMY STREET: T421∥T422 | NAVAN |  | 53.6441 | -6.6579
MV/LV Substation JO***895X | 20 kV | 400V(3ph) & 230V(single ph) | LV | 100 kVA :Pole Substation | 0.1 | --> | 0.1 | 0.058 | 26.7 |  | --> | 0.095 | 0 | 0 | 0 | 0.078 | 0.024 | 0 |  | --> | E21 ex WEXFORD | WEXFORD: T121∥T122 | WEXFORD |  | 52.3758 | -6.4155
MV/LV Substation JO***909 | 10 kV | 400V(3ph) & 230V(single ph) | LV | 400 kVA :Kiosk Substation | 0.4 | --> | 0.4 | 0.147 | 0.1 | Constrained,otherwise capacity available =335kVA. | --> | 0.38 | 0 | 0 | 0 | 0 | 0.41 | 0 |  | --> | C12 ex JOHNSTOWN | JOHNSTOWN: T42 | KILTEEL |  | 53.2358 | -6.6251
MV/LV Substation JO***927X | 20 kV | 400V(3ph) & 230V(single ph) | LV | 100 kVA :Pole Substation | 0.1 | --> | 0.1 | 0 | 0 | Constrained,otherwise capacity available =98kVA. | --> | 0.095 | 0 | 0 | 0 | 0 | 0 | 0 | Constrained,otherwise capacity available =100kW. | --> | E13 ex ABBEYLEIX | ABBEYLEIX: T422 | PORTLAOISE |  | 52.9099 | -7.3237
MV/LV Substation JO***929X | 10 kV | 400V(3ph) & 230V(single ph) | LV | 50 kVA :Pole Substation | 0.05 | --> | 0.05 | 0.05 | 1.2 |  | --> | 0.047 | 0 | 0 | 0 | 0 | 0.049 | 0 |  | --> | C20 ex POLLERTON | POLLERTON: T42 | CARLOW |  | 52.83 | -6.8563
MV/LV Substation JO***953Z | 10 kV | 400V(3ph) & 230V(single ph) | LV | 630 kVA :Kiosk Substation | 0.63 | --> | 0.63 | 0 | 0 | Constrained,otherwise capacity available =500kVA. | --> | 0.598 | 0 | 0 | 0 | 0 | 0.5 | 0 |  | --> | C20 ex ROSEHILL | ROSEHILL: T42 | KILKENNY |  | 52.6326 | -7.2341
MV/LV Substation JO***954X | 20 kV | 400V(3ph) & 230V(single ph) | LV | 50 kVA :Pole Substation | 0.05 | --> | 0.05 | 0 | 0 | Constrained,otherwise capacity available =44kVA. | --> | 0.047 | 0 | 0 | 0 | 0 | 0.05 | 0 |  | --> | E16 ex GLENAMADDY | GLENAMADDY: T422 | ATHLONE |  | 53.5989 | -8.5648
MV/LV Substation JO***957 | 10 kV | 400V(3ph) & 230V(single ph) | LV | 400 kVA :Building Structure | 0.4 | --> | 0.4 | 0.23 | 1.6 |  | --> | 0.38 | 0 | 0 | 0 | 0 | 0.426 | 0 |  | --> | C14 ex BALLYMOUNT | BALLYMOUNT: T42 | INCHICORE 220KV |  | 53.3191 | -6.36
MV/LV Substation JO***976 | 10 kV | 400V(3ph) & 230V(single ph) | LV | 50 kVA :Pole Substation | 0.05 | --> | 0.05 | 0 | 0 | Constrained,otherwise capacity available =48kVA. | --> | 0.047 | 0 | 0 | 0 | 0 | 0.049 | 0 |  | --> | C16 ex KANTURK | KANTURK: T41∥T42 | GLENLARA |  | 52.2342 | -8.8841
MV/LV Substation JO***978X | 10 kV | 400V(3ph) & 230V(single ph) | LV | 400 kVA :Kiosk Substation | 0.4 | --> | 0.4 | 0.219 | 6.3 |  | --> | 0.38 | 0 | 0 | 0 | 0.003 | 0.424 | 0 |  | --> | C24 ex KILBARRY | KILBARRY: T43 | KILBARRY |  | 51.9114 | -8.4912
MV/LV Substation JO***982 | 10 kV | 400V(3ph) & 230V(single ph) | LV | 1000 kVA :Building Structure | 1 | --> | 1 | 0 | 0 | Constrained,otherwise capacity available =500kVA. | --> | 0.95 | 0 | 0 | 0 | 0 | 0.5 | 0 |  | --> | C17 ex BELGARD | BELGARD: T41 | COOKSTOWN |  | 53.2966 | -6.3728
MV/LV Substation JO***987X | 20 kV | 400V(3ph) & 230V(single ph) | LV | 50 kVA :Pole Substation | 0.05 | --> | 0.05 | 0.049 | 4.4 |  | --> | 0.047 | 0 | 0 | 0 | 0.003 | 0 | 0 | Constrained,otherwise capacity available =46kW. | --> | E21 ex SLANE | SLANE: T421 | DRYBRIDGE |  | 53.6885 | -6.5442
MV/LV Substation JO***988X | 20 kV | 400V(3ph) & 230V(single ph) | LV | 100 kVA :Pole Substation | 0.1 | --> | 0.1 | 0.075 | 4.4 |  | --> | 0.095 | 0 | 0 | 0 | 0 | 0 | 0 | Constrained,otherwise capacity available =103kW. | --> | E21 ex SLANE | SLANE: T421 | DRYBRIDGE |  | 53.686 | -6.5464
MV/LV Substation JO***992X | 20 kV | 400V(3ph) & 230V(single ph) | LV | 50 kVA :Pole Substation | 0.05 | --> | 0.05 | 0 | 0 | Constrained,otherwise capacity available =30kVA. | --> | 0.047 | 0 | 0 | 0 | 0 | 0 | 0 | Constrained,otherwise capacity available =52kW. | --> | C15 ex CLOONLOUGH | CLOONLOUGH: T41∥T42 | BARRYMORE |  | 52.2511 | -8.3267
MV/LV Substation JO***993X | 10 kV | 400V(3ph) & 230V(single ph) | LV | 630 kVA :Building Structure | 0.63 | --> | 0.63 | 0 | 0 | Constrained,otherwise capacity available =441kVA. | --> | 0.598 | 0 | 0 | 0 | 0.023 | 0.5 | 0 |  | --> | C39 ex CASTLEVIEW | CASTLEVIEW: T101 | CASTLEVIEW |  | 51.9049 | -8.3524
MV/LV Substation JP***4285 | 10 kV | 400V(3ph) & 230V(single ph) | LV | 200 kVA :Pole Substation | 0.2 | --> | 0.2 | 0 | 0 | Constrained,otherwise capacity available =101kVA. | --> | 0.19 | 0 | 0 | 0 | 0.085 | 0.122 | 0 |  | --> | C16 ex CLAREGALWAY | CLAREGALWAY: T42 | GALWAY 110KV |  | 53.3765 | -8.9175
MV/LV Substation JS***4180 | 20 kV | 400V(3ph) & 230V(single ph) | LV | 50 kVA :Pole Substation | 0.05 | --> | 0.05 | 0.05 | 8.3 |  | --> | 0.047 | 0 | 0 | 0 | 0 | 0.049 | 0 |  | --> | E14 ex BALTRASNA | BALTRASNA: T122 | BALTRASNA |  | 53.5548 | -6.4939
MV/LV Substation JU***012Y | 10 kV | 400V(3ph) & 230V(single ph) | LV | 630 kVA :Building Structure | 0.63 | --> | 0.63 | 0 | 0 | Constrained,otherwise capacity available =436kVA. | --> | 0.598 | 0 | 0 | 0 | 0 | 0.5 | 0 |  | --> | C20 ex ROCHES STREET | ROCHES STREET: T42 | LIMERICK |  | 52.6608 | -8.6327
MV/LV Substation JU***035 | 10 kV | 400V(3ph) & 230V(single ph) | LV | 200 kVA :Pole Substation | 0.2 | --> | 0.2 | 0.106 | 8.9 |  | --> | 0.19 | 0 | 0 | 0 | 0 | 0.213 | 0 |  | --> | C11 ex CARROWBEG | CARROWBEG: T41∥T42 | CARROWBEG |  | 53.7995 | -9.5398
MV/LV Substation JU***060 | 10 kV | 400V(3ph) & 230V(single ph) | LV | 630 kVA :Building Structure | 0.63 | --> | 0.63 | 0.5 | 2.3 |  | --> | 0.598 | 0 | 0 | 0 | 0 | 0.5 | 0 |  | --> | C22 ex RINEANNA | RINEANNA: T41 | DRUMLINE |  | 52.6933 | -8.9209
MV/LV Substation JU***107X | 10 kV | 400V(3ph) & 230V(single ph) | LV | 1000 kVA :Building Structure | 1 | --> | 1 | 0.5 | 1.5 |  | --> | 0.95 | 0 | 0 | 0 | 0 | 0.5 | 0 |  | --> | C12 ex SHERIFF STREET | SHERIFF STREET: T42 | FRANCIS STREET |  | 53.3484 | -6.2468
MV/LV Substation JU***118Z | 10 kV | 400V(3ph) & 230V(single ph) | LV | 200 kVA :Kiosk Substation | 0.2 | --> | 0.2 | 0 | 0 | Constrained,otherwise capacity available =154kVA. | --> | 0.19 | 0 | 0 | 0 | 0.039 | 0.166 | 0 |  | --> | C14 ex SWORDS | SWORDS: T42 | GLASMORE |  | 53.4667 | -6.2255
MV/LV Substation JU***183 | 10 kV | 400V(3ph) & 230V(single ph) | LV | 1000 kVA :Building Structure | 1 | --> | 1 | 0 | 0 | Constrained,otherwise capacity available =500kVA. | --> | 0.95 | 0 | 0 | 0 | 0 | 0.5 | 0 |  | --> | C13 ex BELGARD | BELGARD: T41 | COOKSTOWN |  | 53.294 | -6.3562
MV/LV Substation JU***417Y | 10 kV | 400V(3ph) & 230V(single ph) | LV | 400 kVA :Building Structure | 0.4 | --> | 0.4 | 0.293 | 6.7 |  | --> | 0.38 | 0 | 0 | 0 | 0 | 0.416 | 0 |  | --> | C23 ex LIBERTY STREET | LIBERTY STREET: T101 | LIBERTY STREET |  | 51.8993 | -8.4648
MV/LV Substation JU***449X | 10 kV | 400V(3ph) & 230V(single ph) | LV | 1000 kVA :Building Structure | 1 | --> | 1 | 0.5 | 4.6 |  | --> | 0.95 | 0 | 0 | 0 | 0 | 0.5 | 0 |  | --> | C15 ex BALLYRAINE | BALLYRAINE: T41∥T42 | LETTERKENNY |  | 54.951 | -7.7339
MV/LV Substation JU***483Z | 20 kV | 400V(3ph) & 230V(single ph) | LV | 400 kVA :Kiosk Substation | 0.4 | --> | 0.4 | 0 | 0 | Constrained,otherwise capacity available =354kVA. | --> | 0.38 | 0 | 0 | 0 | 0 | 0.407 | 0 |  | --> | E13 ex GLASMORE | GLASMORE: T421 | GLASMORE |  | 53.4698 | -6.2289
MV/LV Substation JU***652X | 10 kV | 400V(3ph) & 230V(single ph) | LV | 50 kVA :Pole Substation | 0.05 | --> | 0.05 | 0.036 | 2.3 |  | --> | 0.047 | 0 | 0 | 0 | 0 | 0.051 | 0 |  | --> | C11 ex CASTLECOMER | CASTLECOMER: T41∥T42 | BALLYRAGGET |  | 52.7586 | -7.2233
MV/LV Substation JU***718X | 20 kV | 400V(3ph) & 230V(single ph) | LV | 50 kVA :Pole Substation | 0.05 | --> | 0.05 | 0 | 0 | Constrained,otherwise capacity available =50kVA. | --> | 0.047 | 0 | 0 | 0 | 0 | 0.049 | 0 |  | --> | E17 ex JULIANSTOWN | JULIANSTOWN: T421∥T422 | DRYBRIDGE |  | 53.6704 | -6.2785
MV/LV Substation JU***821Z | 10 kV | 400V(3ph) & 230V(single ph) | LV | 1000 kVA :Building Structure | 1 | --> | 1 | 0.5 | 4.6 |  | --> | 0.95 | 0 | 0 | 0 | 0 | 0.5 | 0 |  | --> | C20 ex LIBERTY STREET | LIBERTY STREET: T102 | LIBERTY STREET |  | 51.8956 | -8.4854
MV/LV Substation JU***912Y | 20 kV | 400V(3ph) & 230V(single ph) | LV | 100 kVA :Pole Substation | 0.1 | --> | 0.1 | 0 | 0 | Constrained,otherwise capacity available =88kVA. | --> | 0.095 | 0 | 0 | 0 | 0 | 0.101 | 0 |  | --> | E17 ex JULIANSTOWN | JULIANSTOWN: T421∥T422 | DRYBRIDGE |  | 53.6711 | -6.2824
MV/LV Substation JU***943Y | 20 kV | 400V(3ph) & 230V(single ph) | LV | 200 kVA :Pole Substation | 0.2 | --> | 0.2 | 0 | 0 | Constrained,otherwise capacity available =86kVA. | --> | 0.19 | 0 | 0 | 0 | 0 | 0.216 | 0 |  | --> | E17 ex JULIANSTOWN | JULIANSTOWN: T421∥T422 | DRYBRIDGE |  | 53.6723 | -6.2836
MV/LV Substation JW***4424 | 10 kV | 400V(3ph) & 230V(single ph) | LV | 200 kVA :Pole Substation | 0.2 | --> | 0.2 | 0.136 | 0.7 |  | --> | 0.19 | 0 | 0 | 0 | 0 | 0.209 | 0 |  | --> | C17 ex AGHAMORE | AGHAMORE: T42 | LANESBORO |  | 53.7016 | -7.9275
MV/LV Substation JW***654Z | 10 kV | 400V(3ph) & 230V(single ph) | LV | 400 kVA :Building Structure | 0.4 | --> | 0.4 | 0 | 0 | Constrained,otherwise capacity available =353kVA. | --> | 0.38 | 0 | 0 | 0 | 0 | 0.407 | 0 |  | --> | C23 ex COLLEGE PARK | COLLEGE PARK: T101 | COLLEGE PARK |  | 53.4136 | -6.3555
MV/LV Substation JZ***4215 | 10 kV | 400V(3ph) & 230V(single ph) | LV | 630 kVA :Building Structure | 0.63 | --> | 0.63 | 0 | 0 | Constrained,otherwise capacity available =465kVA. | --> | 0.598 | 0 | 0 | 0 | 0 | 0.5 | 0 |  | --> | C17 ex NAAS | NAAS: T41 | NEWBRIDGE |  | 53.2064 | -6.7388
MV/LV Substation K ***069 | 10 kV | 400V(3ph) & 230V(single ph) | LV | 200 kVA :Pole Substation | 0.2 | --> | 0.2 | 0 | 0 | Constrained,otherwise capacity available =195kVA. | --> | 0.19 | 0 | 0 | 0 | 0.007 | 0.193 | 0 |  | --> | C15 ex CARRICK ON SHANNON | CARRICK ON SHANNON: T41∥T42 | CARRICK ON SHANNON |  | 53.9427 | -8.1146
MV/LV Substation K ***166Z | 10 kV | 400V(3ph) & 230V(single ph) | LV | 400 kVA :Building Structure | 0.4 | --> | 0.4 | 0.289 | 3.3 |  | --> | 0.38 | 0 | 0 | 0 | 0.009 | 0.407 | 0 |  | --> | C19 ex CELBRIDGE | CELBRIDGE: T41 | GRIFFINRATH |  | 53.3017 | -6.6167
MV/LV Substation K ***168X | 20 kV | 400V(3ph) & 230V(single ph) | LV | 400 kVA :Kiosk Substation | 0.4 | --> | 0.4 | 0.379 | 0.8 |  | --> | 0.38 | 0 | 0 | 0 | 0 | 0.403 | 0 |  | --> | E17 ex RATHMORE | RATHMORE: T421 | KNOCKEARAGH |  | 52.0535 | -9.0657
MV/LV Substation K ***222Z | 10 kV | 400V(3ph) & 230V(single ph) | LV | 200 kVA :Kiosk Substation | 0.2 | --> | 0.2 | 0.187 | 3.3 |  | --> | 0.19 | 0 | 0 | 0 | 0 | 0.201 | 0 |  | --> | C19 ex CELBRIDGE | CELBRIDGE: T41 | GRIFFINRATH |  | 53.3055 | -6.6202
MV/LV Substation K ***263Z | 10 kV | 400V(3ph) & 230V(single ph) | LV | 200 kVA :Kiosk Substation | 0.2 | --> | 0.2 | 0.199 | 3.3 |  | --> | 0.19 | 0 | 0 | 0 | 0 | 0.2 | 0 |  | --> | C19 ex CELBRIDGE | CELBRIDGE: T41 | GRIFFINRATH |  | 53.3073 | -6.62
MV/LV Substation K ***333 | 10 kV | 400V(3ph) & 230V(single ph) | LV | 400 kVA :Kiosk Substation | 0.4 | --> | 0.4 | 0 | 0 | Constrained,otherwise capacity available =374kVA. | --> | 0.38 | 0 | 0 | 0 | 0 | 0 | 0 | Constrained,otherwise capacity available =403kW. | --> | C13 ex DONEGAL | DONEGAL: T41∥T42 | CATHALEENS FALL |  | 54.6563 | -8.0906
MV/LV Substation K ***496Z | 10 kV | 400V(3ph) & 230V(single ph) | LV | 200 kVA :Kiosk Substation | 0.2 | --> | 0.2 | 0.172 | 3.3 |  | --> | 0.19 | 0 | 0 | 0 | 0 | 0.203 | 0 |  | --> | C19 ex CELBRIDGE | CELBRIDGE: T41 | GRIFFINRATH |  | 53.3113 | -6.6174
MV/LV Substation K ***553Y | 20 kV | 400V(3ph) & 230V(single ph) | LV | 200 kVA :Kiosk Substation | 0.2 | --> | 0.2 | 0 | 0 | Constrained,otherwise capacity available =200kVA. | --> | 0.19 | 0 | 0 | 0 | 0 | 0.2 | 0 |  | --> | E22 ex COLLOONEY | COLLOONEY: T422 | SLIGO |  | 54.1826 | -8.4839
MV/LV Substation K ***634Y | 10 kV | 400V(3ph) & 230V(single ph) | LV | 400 kVA :Kiosk Substation | 0.4 | --> | 0.4 | 0.342 | 3.3 |  | --> | 0.38 | 0 | 0 | 0 | 0 | 0.408 | 0 |  | --> | C19 ex CELBRIDGE | CELBRIDGE: T41 | GRIFFINRATH |  | 53.3109 | -6.6105
MV/LV Substation K ***752X | 10 kV | 400V(3ph) & 230V(single ph) | LV | 200 kVA :Pole Substation | 0.2 | --> | 0.2 | 0 | 0 | Constrained,otherwise capacity available =186kVA. | --> | 0.19 | 0 | 0 | 0 | 0 | 0.201 | 0 |  | --> | C14 ex ATHGARVAN | ATHGARVAN: T44 | NEWBRIDGE |  | 53.1693 | -6.7542
MV/LV Substation K ***753X | 10 kV | 400V(3ph) & 230V(single ph) | LV | 200 kVA :Pole Substation | 0.2 | --> | 0.2 | 0 | 0 | Constrained,otherwise capacity available =200kVA. | --> | 0.19 | 0 | 0 | 0 | 0 | 0.2 | 0 |  | --> | C14 ex ATHGARVAN | ATHGARVAN: T44 | NEWBRIDGE |  | 53.1697 | -6.7536
MV/LV Substation K ***868 | 10 kV | 400V(3ph) & 230V(single ph) | LV | 50 kVA :Pole Substation | 0.05 | --> | 0.05 | 0 | 0 | Constrained,otherwise capacity available =46kVA. | --> | 0.047 | 0 | 0 | 0 | 0 | 0.049 | 0 |  | --> | C28 ex CLAREGALWAY | CLAREGALWAY: T42 | GALWAY 110KV |  | 53.3319 | -8.9636
MV/LV Substation K.***174Z | 10 kV | 400V(3ph) & 230V(single ph) | LV | 200 kVA :Pole Substation | 0.2 | --> | 0.2 | 0.142 | 0.9 |  | --> | 0.19 | 0 | 0 | 0 | 0 | 0.208 | 0 |  | --> | C20 ex MULGANNON | MULGANNON: T42 | WEXFORD |  | 52.309 | -6.4553
MV/LV Substation K.***4058 | 10 kV | 400V(3ph) & 230V(single ph) | LV | 50 kVA :Pole Substation | 0.05 | --> | 0.05 | 0.04 | 1.7 |  | --> | 0.047 | 0 | 0 | 0 | 0 | 0.051 | 0 |  | --> | C11 ex RATHMORE | RATHMORE: T42 | KNOCKEARAGH |  | 52.0823 | -9.2407
MV/LV Substation K/***520 | 10 kV | 400V(3ph) & 230V(single ph) | LV | 100 kVA :Pole Substation | 0.1 | --> | 0.1 | 0.095 | 1.6 |  | --> | 0.095 | 0 | 0 | 0 | 0 | 0.1 | 0 |  | --> | C11 ex NEWTOWNCUNNINGHAM | NEWTOWNCUNNINGHAM: T41∥T42 | LETTERKENNY |  | 54.9841 | -7.4191
MV/LV Substation K/***531 | 10 kV | 400V(3ph) & 230V(single ph) | LV | 50 kVA :Pole Substation | 0.05 | --> | 0.05 | 0 | 0 | Constrained,otherwise capacity available =50kVA. | --> | 0.047 | 0 | 0 | 0 | 0 | 0.049 | 0 |  | --> | C20 ex COOLCORCORAN | COOLCORCORAN: T41∥T42 | KNOCKEARAGH |  | 52.1076 | -9.4839
MV/LV Substation K/***596 | 20 kV | 400V(3ph) & 230V(single ph) | LV | 100 kVA :Pole Substation | 0.1 | --> | 0.1 | 0.08 | 2.5 |  | --> | 0.095 | 0 | 0 | 0 | 0 | 0.103 | 0 |  | --> | C16 ex CURRA | CURRA: T41 | SOMERSET |  | 53.1343 | -8.4622
MV/LV Substation K/***637Y | 20 kV | 400V(3ph) & 230V(single ph) | LV | 200 kVA :Pole Substation | 0.2 | --> | 0.2 | 0 | 0 | Constrained,otherwise capacity available =122kVA. | --> | 0.19 | 0 | 0 | 0 | 0.005 | 0.206 | 0 |  | --> | E16 ex GLENAMADDY | GLENAMADDY: T422 | ATHLONE |  | 53.6053 | -8.5619
MV/LV Substation K/***824 | 20 kV | 400V(3ph) & 230V(single ph) | LV | 200 kVA :Pole Substation | 0.2 | --> | 0.2 | 0 | 0 | Constrained,otherwise capacity available =183kVA. | --> | 0.19 | 0 | 0 | 0 | 0 | 0.202 | 0 |  | --> | E14 ex DALTON | DALTON: T421∥T422 | DALTON |  | 53.7985 | -8.9257
MV/LV Substation K2***227Z | 10 kV | 400V(3ph) & 230V(single ph) | LV | 400 kVA :Kiosk Substation | 0.4 | --> | 0.4 | 0.378 | 3.3 |  | --> | 0.38 | 0 | 0 | 0 | 0 | 0.403 | 0 |  | --> | C19 ex CELBRIDGE | CELBRIDGE: T41 | GRIFFINRATH |  | 53.3034 | -6.6186
MV/LV Substation KA***058Y | 10 kV | 400V(3ph) & 230V(single ph) | LV | 100 kVA :Pole Substation | 0.1 | --> | 0.1 | 0.095 | 2.2 |  | --> | 0.095 | 0 | 0 | 0 | 0.148 | 0 | 0 |  | --> | C19 ex NEWCASTLEWEST | NEWCASTLEWEST: T41∥T42 | RATHKEALE |  | 52.3767 | -9.0518
MV/LV Substation KA***107 | 10 kV | 400V(3ph) & 230V(single ph) | LV | 630 kVA :Kiosk Substation | 0.63 | --> | 0.63 | 0.343 | 1 |  | --> | 0.598 | 0 | 0 | 0 | 0 | 0.5 | 0 |  | --> | C17 ex KILCULLEN | KILCULLEN: T41 | STRATFORD |  | 53.1374 | -6.7363
MV/LV Substation KA***122X | 20 kV | 400V(3ph) & 230V(single ph) | LV | 50 kVA :Pole Substation | 0.05 | --> | 0.05 | 0 | 0 | Constrained,otherwise capacity available =50kVA. | --> | 0.047 | 0 | 0 | 0 | 0 | 0.049 | 0 |  | --> | E11 ex FINEA | FINEA: T421∥T422 | SHANKILL |  | 53.7778 | -7.4901
MV/LV Substation KA***160 | 10 kV | 400V(3ph) & 230V(single ph) | LV | 100 kVA :Pole Substation | 0.1 | --> | 0.1 | 0.099 | 2.2 |  | --> | 0.095 | 0 | 0 | 0 | 0 | 0 | 0 | Constrained,otherwise capacity available =100kW. | --> | C19 ex NEWCASTLEWEST | NEWCASTLEWEST: T41∥T42 | RATHKEALE |  | 52.3792 | -9.0457
MV/LV Substation KA***205Y | 20 kV | 400V(3ph) & 230V(single ph) | LV | 630 kVA :Kiosk Substation | 0.63 | --> | 0.63 | 0.5 | 2.6 |  | --> | 0.598 | 0 | 0 | 0 | 0 | 0.5 | 0 |  | --> | E16 ex LISDRUM | LISDRUM: T422 | LISDRUM |  | 54.2539 | -6.8718
MV/LV Substation KA***209 | 10 kV | 400V(3ph) & 230V(single ph) | LV | 200 kVA :Pole Substation | 0.2 | --> | 0.2 | 0 | 0 | Constrained,otherwise capacity available =143kVA. | --> | 0.19 | 0 | 0 | 0 | 0 | 0.208 | 0 |  | --> | C18 ex COOLCORCORAN | COOLCORCORAN: T41∥T42 | KNOCKEARAGH |  | 52.0402 | -9.6305
MV/LV Substation KA***237 | 20 kV | 400V(3ph) & 230V(single ph) | LV | 100 kVA :Pole Substation | 0.1 | --> | 0.1 | 0.078 | 3.2 |  | --> | 0.095 | 0 | 0 | 0 | 0 | 0.103 | 0 |  | --> | C18 ex BOYLE | BOYLE: T41∥T42 | CARRICK ON SHANNON |  | 53.8464 | -8.204
MV/LV Substation KA***296 | 10 kV | 400V(3ph) & 230V(single ph) | LV | 200 kVA :Pole Substation | 0.2 | --> | 0.2 | 0 | 0 | Constrained,otherwise capacity available =200kVA. | --> | 0.19 | 0 | 0 | 0 | 0 | 0 | 0 | Constrained,otherwise capacity available =200kW. | --> | C14 ex TEMPLEMORE | TEMPLEMORE: T42 | IKERRIN |  | 52.7183 | -7.5876
MV/LV Substation KA***299 | 10 kV | 400V(3ph) & 230V(single ph) | LV | 50 kVA :Pole Substation | 0.05 | --> | 0.05 | 0 | 0 | Constrained,otherwise capacity available =11kVA. | --> | 0.047 | 0 | 0 | 0 | 0.022 | 0 | 0 | Constrained,otherwise capacity available =31kW. | --> | C14 ex TEMPLEMORE | TEMPLEMORE: T42 | IKERRIN |  | 52.7193 | -7.5879
MV/LV Substation KA***4117 | 20 kV | 400V(3ph) & 230V(single ph) | LV | 200 kVA :Pole Substation | 0.2 | --> | 0.2 | 0.2 | 7.4 |  | --> | 0.19 | 0 | 0 | 0 | 0 | 0.2 | 0 |  | --> | E21 ex BANOGE | BANOGE: T122 | BANOGE |  | 52.6777 | -6.3983
MV/LV Substation KA***4129 | 10 kV | 400V(3ph) & 230V(single ph) | LV | 400 kVA :Kiosk Substation | 0.4 | --> | 0.4 | 0 | 0 | Constrained,otherwise capacity available =376kVA. | --> | 0.38 | 0 | 0 | 0 | 0.008 | 0.394 | 0 |  | --> | C12 ex KANTURK | KANTURK: T41∥T42 | GLENLARA |  | 52.174 | -8.9118
MV/LV Substation KA***4181 | 10 kV | 400V(3ph) & 230V(single ph) | LV | 400 kVA :Kiosk Substation | 0.4 | --> | 0.4 | 0 | 0 | Constrained,otherwise capacity available =400kVA. | --> | 0.38 | 0 | 0 | 0 | 0 | 0.4 | 0 |  | --> | C13 ex LOUGHLINSTOWN | LOUGHLINSTOWN: T41 | CARRICKMINES |  | 53.254 | -6.1261
MV/LV Substation KA***512 | 10 kV | 400V(3ph) & 230V(single ph) | LV | 200 kVA :Pole Substation | 0.2 | --> | 0.2 | 0.143 | 2.1 |  | --> | 0.19 | 0 | 0 | 0 | 0.006 | 0.202 | 0 |  | --> | C11 ex KILSARAN | KILSARAN: T42 | DRYBRIDGE |  | 53.8884 | -6.3909
MV/LV Substation KA***692X | 10 kV | 400V(3ph) & 230V(single ph) | LV | 200 kVA :Pole Substation | 0.2 | --> | 0.2 | 0 | 0 | Constrained,otherwise capacity available =133kVA. | --> | 0.19 | 0 | 0 | 0 | 0 | 0.21 | 0 |  | --> | C11 ex KANTURK | KANTURK: T41∥T42 | GLENLARA |  | 52.1706 | -8.8988
MV/LV Substation KA***751 | 10 kV | 400V(3ph) & 230V(single ph) | LV | 630 kVA :Building Structure | 0.63 | --> | 0.63 | 0.5 | 2.9 |  | --> | 0.598 | 0 | 0 | 0 | 0 | 0.5 | 0 |  | --> | C14 ex WOLFE TONE STREET | WOLFE TONE STREET: T102 | FINGLAS |  | 53.35 | -6.2629
MV/LV Substation KA***802X | 10 kV | 400V(3ph) & 230V(single ph) | LV | 400 kVA :Kiosk Substation | 0.4 | --> | 0.4 | 0 | 0 | Constrained,otherwise capacity available =335kVA. | --> | 0.38 | 0 | 0 | 0 | 0.011 | 0.398 | 0 |  | --> | C15 ex BLAKE | BLAKE: T41∥T42 | BLAKE |  | 53.3035 | -6.8232
MV/LV Substation KA***852 | 20 kV | 400V(3ph) & 230V(single ph) | LV | 400 kVA :Kiosk Substation | 0.4 | --> | 0.4 | 0.362 | 3 |  | --> | 0.38 | 0 | 0 | 0 | 0 | 0 | 0 | Constrained,otherwise capacity available =405kW. | --> | C21 ex SWINFORD | SWINFORD: T41∥T42 | CASTLEBAR |  | 53.9831 | -9.1135
MV/LV Substation KB***325X | 10 kV | 400V(3ph) & 230V(single ph) | LV | 50 kVA :Pole Substation | 0.05 | --> | 0.05 | 0.044 | 2 |  | --> | 0.047 | 0 | 0 | 0 | 0 | 0.05 | 0 |  | --> | C15 ex BALLYTIVNAN | BALLYTIVNAN: T41 | SLIGO |  | 54.289 | -8.3621
MV/LV Substation KC***069Y | 10 kV | 400V(3ph) & 230V(single ph) | LV | 100 kVA :Pole Substation | 0.1 | --> | 0.1 | 0.088 | 1 |  | --> | 0.095 | 0 | 0 | 0 | 0 | 0.101 | 0 |  | --> | C17 ex KILCULLEN | KILCULLEN: T41 | STRATFORD |  | 53.1431 | -6.7326
MV/LV Substation KC***151 | 20 kV | 400V(3ph) & 230V(single ph) | LV | 200 kVA :Pole Substation | 0.2 | --> | 0.2 | 0.142 | 5.1 |  | --> | 0.19 | 0 | 0 | 0 | 0 | 0.208 | 0 |  | --> | E16 ex BALLYBUNION | BALLYBUNION: T421∥T422 | TRIEN |  | 52.4913 | -9.6704
MV/LV Substation KC***152 | 20 kV | 400V(3ph) & 230V(single ph) | LV | 400 kVA :Building Structure | 0.4 | --> | 0.4 | 0.375 | 5.1 |  | --> | 0.38 | 0 | 0 | 0 | 0 | 0.403 | 0 |  | --> | E18 ex BALLYBUNION | BALLYBUNION: T421∥T422 | TRIEN |  | 52.4996 | -9.6717
MV/LV Substation KC***353Z | 10 kV | 400V(3ph) & 230V(single ph) | LV | 50 kVA :Pole Substation | 0.05 | --> | 0.05 | 0.05 | 0.8 |  | --> | 0.047 | 0 | 0 | 0 | 0 | 0.049 | 0 |  | --> | C19 ex SMEARLA | SMEARLA: T41 | TRIEN |  | 52.4254 | -9.4279
MV/LV Substation KC***4011 | 10 kV | 400V(3ph) & 230V(single ph) | LV | 200 kVA :Pole Substation | 0.2 | --> | 0.2 | 0 | 0 | Constrained,otherwise capacity available =200kVA. | --> | 0.19 | 0 | 0 | 0 | 0 | 0.2 | 0 |  | --> | C18 ex COOLCORCORAN | COOLCORCORAN: T41∥T42 | KNOCKEARAGH |  | 52.0392 | -9.711
MV/LV Substation KC***4012 | 10 kV | 400V(3ph) & 230V(single ph) | LV | 200 kVA :Kiosk Substation | 0.2 | --> | 0.2 | 0.171 | 4.4 |  | --> | 0.19 | 0 | 0 | 0 | 0.039 | 0.162 | 0 |  | --> | C12 ex TYMON | TYMON: T42 | COOKSTOWN |  | 53.3101 | -6.3588
MV/LV Substation KC***4096 | 20 kV | 400V(3ph) & 230V(single ph) | LV | 100 kVA :Pole Substation | 0.1 | --> | 0.1 | 0.066 | 5.6 |  | --> | 0.095 | 0 | 0 | 0 | 0 | 0.104 | 0 |  | --> | E13 ex BLESSINGTON | BLESSINGTON: T421 | KILTEEL |  | 53.1386 | -6.6276
MV/LV Substation KC***4397 | 10 kV | 400V(3ph) & 230V(single ph) | LV | 630 kVA :Building Structure | 0.63 | --> | 0.63 | 0.247 | 2.2 |  | --> | 0.598 | 0 | 0 | 0 | 0 | 0 | 0 | Constrained,otherwise capacity available =500kW. | --> | C19 ex NEWCASTLEWEST | NEWCASTLEWEST: T41∥T42 | RATHKEALE |  | 52.3755 | -9.0517
MV/LV Substation KC***589Z | 10 kV | 400V(3ph) & 230V(single ph) | LV | 50 kVA :Pole Substation | 0.05 | --> | 0.05 | 0 | 0 | Constrained,otherwise capacity available =28kVA. | --> | 0.047 | 0 | 0 | 0 | 0.003 | 0.049 | 0 |  | --> | C18 ex KILDARE | KILDARE: T41∥T42 | NEWBRIDGE |  | 53.1539 | -6.9199
MV/LV Substation KC***649Z | 10 kV | 400V(3ph) & 230V(single ph) | LV | 200 kVA :Pole Substation | 0.2 | --> | 0.2 | 0 | 0 | Constrained,otherwise capacity available =159kVA. | --> | 0.19 | 0 | 0 | 0 | 0 | 0.206 | 0 |  | --> | C18 ex KILDARE | KILDARE: T41∥T42 | NEWBRIDGE |  | 53.1516 | -6.9036
MV/LV Substation KC***735 | 10 kV | 400V(3ph) & 230V(single ph) | LV | 630 kVA :Building Structure | 0.63 | --> | 0.63 | 0.5 | 5.6 |  | --> | 0.598 | 0 | 0 | 0 | 0.007 | 0.5 | 0 |  | --> | C19 ex HAROLDS CROSS | HAROLDS CROSS: T101 | POOLBEG |  | 53.3148 | -6.2996
MV/LV Substation KC***811Z | 10 kV | 400V(3ph) & 230V(single ph) | LV | 50 kVA :Pole Substation | 0.05 | --> | 0.05 | 0.007 | 0.1 |  | --> | 0.047 | 0 | 0 | 0 | 0 | 0.055 | 0 |  | --> | C16 ex JOHNSTOWN | JOHNSTOWN: T42 | KILTEEL |  | 53.2577 | -6.5554
MV/LV Substation KC***939Y | 10 kV | 400V(3ph) & 230V(single ph) | LV | 50 kVA :Pole Substation | 0.05 | --> | 0.05 | 0.048 | 2.5 |  | --> | 0.047 | 0 | 0 | 0 | 0 | 0.049 | 0 |  | --> | C26 ex ATHY | ATHY: T102 | ATHY |  | 53.0992 | -7.0113
MV/LV Substation KC***979Z | 10 kV | 400V(3ph) & 230V(single ph) | LV | 100 kVA :Pole Substation | 0.1 | --> | 0.1 | 0 | 0 | Constrained,otherwise capacity available =88kVA. | --> | 0.095 | 0 | 0 | 0 | 0 | 0.101 | 0 |  | --> | C19 ex KILDARE | KILDARE: T41∥T42 | NEWBRIDGE |  | 53.208 | -6.9923
MV/LV Substation KC***980Z | 20 kV | 400V(3ph) & 230V(single ph) | LV | 50 kVA :Pole Substation | 0.05 | --> | 0.05 | 0 | 0 | Constrained,otherwise capacity available =19kVA. | --> | 0.047 | 0 | 0 | 0 | 0 | 0.054 | 0 |  | --> | C11 ex KILDARE | KILDARE: T41∥T42 | NEWBRIDGE |  | 53.1544 | -7.0367
MV/LV Substation KE***001 | 10 kV | 400V(3ph) & 230V(single ph) | LV | 630 kVA :Kiosk Substation | 0.63 | --> | 0.63 | 0.204 | 2.5 |  | --> | 0.598 | 0 | 0 | 0 | 0.003 | 0.5 | 0 |  | --> | C18 ex NENAGH | NENAGH: T42 | NENAGH |  | 52.8619 | -8.1995
MV/LV Substation KE***004 | 20 kV | 400V(3ph) & 230V(single ph) | LV | 50 kVA :Pole Substation | 0.05 | --> | 0.05 | 0.036 | 2.4 |  | --> | 0.047 | 0 | 0 | 0 | 0 | 0.051 | 0 |  | --> | E11 ex KILGARVAN | KILGARVAN: T421 | KNOCKEARAGH |  | 51.8687 | -9.5732
MV/LV Substation KE***005Y | 20 kV | 400V(3ph) & 230V(single ph) | LV | 50 kVA :Pole Substation | 0.05 | --> | 0.05 | 0.026 | 0.2 |  | --> | 0.047 | 0 | 0 | 0 | 0 | 0.052 | 0 |  | --> | C18 ex NEWBROOK | NEWBROOK: T42 | MULLINGAR |  | 53.4422 | -7.5856
MV/LV Substation KE***006 | 10 kV | 400V(3ph) & 230V(single ph) | LV | 1000 kVA :Building Structure | 1 | --> | 1 | 0 | 0 |  | --> | 0.95 | 0 | 0 | 0 | 0.011 | 0.5 | 0 |  | --> | C11 ex DRUMCONDRA | DRUMCONDRA: T41 | MCDERMOTT |  | 53.3583 | -6.262
MV/LV Substation KE***006 | 10 kV | 400V(3ph) & 230V(single ph) | LV | 630 kVA :Building Structure | 0.63 | --> | 0.63 | 0 | 0 | Constrained,otherwise capacity available =443kVA. | --> | 0.598 | 0 | 0 | 0 | 0.003 | 0.5 | 0 |  | --> | C14 ex CAVAN | CAVAN: T42 | SHANKILL |  | 53.9955 | -7.3608
MV/LV Substation KE***007 | 20 kV | 400V(3ph) & 230V(single ph) | LV | 200 kVA :Pole Substation | 0.2 | --> | 0.2 | 0 | 0 |  | --> | 0.19 | 0 | 0 | 0 | 0 | 0.23 | 0 |  | --> | E13 ex BALTINGLASS | BALTINGLASS: T421∥T422 | STRATFORD |  | 52.9119 | -6.836
MV/LV Substation KE***008 | 10 kV | 400V(3ph) & 230V(single ph) | LV | 100 kVA :Pole Substation | 0.1 | --> | 0.1 | 0.045 | 1.9 |  | --> | 0.095 | 0 | 0 | 0 | 0.003 | 0.105 | 0 |  | --> | C17 ex VIRGINIA | VIRGINIA: T41∥T42 | MEATH HILL |  | 53.8332 | -7.0718
MV/LV Substation KE***009 | 10 kV | 400V(3ph) & 230V(single ph) | LV | 100 kVA :Pole Substation | 0.1 | --> | 0.1 | 0.084 | 1.9 |  | --> | 0.095 | 0 | 0 | 0 | 0.002 | 0.1 | 0 |  | --> | C17 ex VIRGINIA | VIRGINIA: T41∥T42 | MEATH HILL |  | 53.8308 | -7.067
MV/LV Substation KE***022Z | 10 kV | 400V(3ph) & 230V(single ph) | LV | 400 kVA :Kiosk Substation | 0.4 | --> | 0.4 | 0.244 | 8.3 |  | --> | 0.38 | 0 | 0 | 0 | 0.028 | 0.394 | 0 |  | --> | C20 ex MONREAD | MONREAD: T102 | MONREAD |  | 53.2352 | -6.6546
MV/LV Substation KE***025 | 10 kV | 400V(3ph) & 230V(single ph) | LV | 400 kVA :Kiosk Substation | 0.4 | --> | 0.4 | 0 | 0 |  | --> | 0.38 | 0 | 0 | 0 | 0 | 0.473 | 0 |  | --> | C15 ex CLONAKILTY | CLONAKILTY: T41∥T42 | DUNMANWAY |  | 51.6225 | -8.8894
MV/LV Substation KE***025 | 10 kV | 400V(3ph) & 230V(single ph) | LV | 50 kVA :Pole Substation | 0.05 | --> | 0.05 | 0 | 0 | Constrained,otherwise capacity available =46kVA. | --> | 0.047 | 0 | 0 | 0 | 0 | 0.049 | 0 |  | --> | C15 ex LOUGHSHINNY | LOUGHSHINNY: T41 | GLASMORE |  | 53.5364 | -6.1008
MV/LV Substation KE***027X | 10 kV | 400V(3ph) & 230V(single ph) | LV | 100 kVA :Pole Substation | 0.1 | --> | 0.1 | 0.097 | 0.9 |  | --> | 0.095 | 0 | 0 | 0 | 0.003 | 0.096 | 0 |  | --> | C15 ex DRUMQUIN | DRUMQUIN: T42 | ENNIS |  | 52.746 | -9.15
MV/LV Substation KE***029Y | 10 kV | 400V(3ph) & 230V(single ph) | LV | 400 kVA :Building Structure | 0.4 | --> | 0.4 | 0 | 0 | Constrained,otherwise capacity available =291kVA. | --> | 0.38 | 0 | 0 | 0 | 0.046 | 0.368 | 0 |  | --> | C16 ex MOUNTGORRY | MOUNTGORRY: T42 | GRANGE (DR) |  | 53.4499 | -6.2047
MV/LV Substation KE***032 | 10 kV | 400V(3ph) & 230V(single ph) | LV | 50 kVA :Pole Substation | 0.05 | --> | 0.05 | 0 | 0 | Constrained,otherwise capacity available =15kVA. | --> | 0.047 | 0 | 0 | 0 | 0 | 0.054 | 0 |  | --> | C15 ex CLIFDEN | CLIFDEN: T41∥T42 | GALWAY 110KV |  | 53.4314 | -10.0764
MV/LV Substation KE***033 | 10 kV | 400V(3ph) & 230V(single ph) | LV | 200 kVA :Pole Substation | 0.2 | --> | 0.2 | 0 | 0 | Constrained,otherwise capacity available =139kVA. | --> | 0.19 | 0 | 0 | 0 | 0 | 0.209 | 0 |  | --> | C12 ex CULLION | CULLION: T41∥T42 | LETTERKENNY |  | 54.9471 | -7.7458
MV/LV Substation KE***039 | 10 kV | 400V(3ph) & 230V(single ph) | LV | 400 kVA :Kiosk Substation | 0.4 | --> | 0.4 | 0.244 | 5.7 |  | --> | 0.38 | 0 | 0 | 0 | 0.029 | 0.393 | 0 |  | --> | C24 ex DEANSGRANGE | DEANSGRANGE: T42 | CARRICKMINES |  | 53.2615 | -6.1777
MV/LV Substation KE***040 | 10 kV | 400V(3ph) & 230V(single ph) | LV | 400 kVA :Kiosk Substation | 0.4 | --> | 0.4 | 0.212 | 2.2 |  | --> | 0.38 | 0 | 0 | 0 | 0 | 0.428 | 0 |  | --> | C25 ex KELLS | KELLS: T41∥T42 | NAVAN |  | 53.7288 | -6.8745
MV/LV Substation KE***040 | 10 kV | 400V(3ph) & 230V(single ph) | LV | 100 kVA :Pole Substation | 0.1 | --> | 0.1 | 0 | 0 | Constrained,otherwise capacity available =48kVA. | --> | 0.095 | 0 | 0 | 0 | 0.003 | 0 | 0 | Constrained,otherwise capacity available =104kW. | --> | C18 ex HOLYCROSS ROAD | HOLYCROSS ROAD: T41∥T42 | THURLES |  | 52.6775 | -7.8275
MV/LV Substation KE***041 | 10 kV | 400V(3ph) & 230V(single ph) | LV | 630 kVA :Kiosk Substation | 0.63 | --> | 0.63 | 0 | 0 | Constrained,otherwise capacity available =422kVA. | --> | 0.598 | 0 | 0 | 0 | 0.008 | 0.5 | 0 |  | --> | C13 ex BALLYBEGGAN | BALLYBEGGAN: T43∥T44 | TRALEE |  | 52.2658 | -9.6825
MV/LV Substation KE***043Z | 10 kV | 400V(3ph) & 230V(single ph) | LV | 200 kVA :Kiosk Substation | 0.2 | --> | 0.2 | 0 | 0 | Constrained,otherwise capacity available =156kVA. | --> | 0.19 | 0 | 0 | 0 | 0 | 0.206 | 0 |  | --> | C12 ex ATHGARVAN | ATHGARVAN: T44 | NEWBRIDGE |  | 53.1737 | -6.8003
MV/LV Substation KE***045 | 10 kV | 400V(3ph) & 230V(single ph) | LV | 400 kVA :Kiosk Substation | 0.4 | --> | 0.4 | 0 | 0 | Constrained,otherwise capacity available =305kVA. | --> | 0.38 | 0 | 0 | 0 | 0 | 0 | 0 | Constrained,otherwise capacity available =414kW. | --> | C19 ex COLLIGAN | COLLIGAN: T41 | DUNGARVAN |  | 52.0893 | -7.6242
MV/LV Substation KE***047 | 10 kV | 400V(3ph) & 230V(single ph) | LV | 400 kVA :Building Structure | 0.4 | --> | 0.4 | 0.334 | 5.4 |  | --> | 0.38 | 0 | 0 | 0 | 0.005 | 0.404 | 0 |  | --> | E17 ex MOY | MOY: T421∥T422 | MOY |  | 54.1126 | -9.1606
MV/LV Substation KE***047X | 20 kV | 400V(3ph) & 230V(single ph) | LV | 1000 kVA :Building Structure | 1 | --> | 1 | 0 | 0 | Constrained,otherwise capacity available =500kVA. | --> | 0.95 | 0 | 0 | 0 | 0 | 0 | 0 | Constrained,otherwise capacity available =500kW. | --> | C18 ex TOOMEVARA | TOOMEVARA: T42 | NENAGH |  | 52.7672 | -8.0213
MV/LV Substation KE***049 | 10 kV | 400V(3ph) & 230V(single ph) | LV | 50 kVA :Pole Substation | 0.05 | --> | 0.05 | 0.005 | 1.1 |  | --> | 0.047 | 0 | 0 | 0 | 0.003 | 0.053 | 0 |  | --> | C21 ex SCARTEEN | SCARTEEN: T41∥T42 | MALLOW |  | 52.141 | -8.6608
MV/LV Substation KE***049Y | 10 kV | 400V(3ph) & 230V(single ph) | LV | 200 kVA :Pole Substation | 0.2 | --> | 0.2 | 0.174 | 0.8 |  | --> | 0.19 | 0 | 0 | 0 | 0.003 | 0.2 | 0 |  | --> | C18 ex BALLYMOTE | BALLYMOTE: T41 | SLIGO |  | 54.0839 | -8.5089
MV/LV Substation KE***050X | 20 kV | 400V(3ph) & 230V(single ph) | LV | 50 kVA :Pole Substation | 0.05 | --> | 0.05 | 0.05 | 4.3 |  | --> | 0.047 | 0 | 0 | 0 | 0 | 0 | 0 | Constrained,otherwise capacity available =49kW. | --> | E13 ex MOVILLE | MOVILLE: T421∥T422 | TRILLICK |  | 55.294 | -7.2154
MV/LV Substation KE***050Y | 20 kV | 400V(3ph) & 230V(single ph) | LV | 50 kVA :Pole Substation | 0.05 | --> | 0.05 | 0 | 0 | Constrained,otherwise capacity available =46kVA. | --> | 0.047 | 0 | 0 | 0 | 0 | 0.049 | 0 |  | --> | E14 ex COLLOONEY | COLLOONEY: T422 | SLIGO |  | 54.1737 | -8.5982
MV/LV Substation KE***052Z | 10 kV | 400V(3ph) & 230V(single ph) | LV | 630 kVA :Kiosk Substation | 0.63 | --> | 0.63 | 0.466 | 8.9 |  | --> | 0.598 | 0 | 0 | 0 | 0.025 | 0.5 | 0 |  | --> | C25 ex STEPHENSTOWN | STEPHENSTOWN: T101 | FINGLAS |  | 53.5811 | -6.1298
MV/LV Substation KE***053Z | 10 kV | 400V(3ph) & 230V(single ph) | LV | 400 kVA :Kiosk Substation | 0.4 | --> | 0.4 | 0.233 | 8.9 |  | --> | 0.38 | 0 | 0 | 0 | 0.019 | 0.405 | 0 |  | --> | C25 ex STEPHENSTOWN | STEPHENSTOWN: T101 | FINGLAS |  | 53.5827 | -6.1298
MV/LV Substation KE***054 | 10 kV | 400V(3ph) & 230V(single ph) | LV | 630 kVA :Building Structure | 0.63 | --> | 0.63 | 0 | 0 | Constrained,otherwise capacity available =353kVA. | --> | 0.598 | 0 | 0 | 0 | 0.037 | 0.5 | 0 |  | --> | C37 ex INCHICORE CENTRAL | INCHICORE CENTRAL: T45 | INCHICORE 220KV |  | 53.3399 | -6.3134
MV/LV Substation KE***054 | 10 kV | 400V(3ph) & 230V(single ph) | LV | 400 kVA :Kiosk Substation | 0.4 | --> | 0.4 | 0.309 | 4 |  | --> | 0.38 | 0 | 0 | 0 | 0.044 | 0.367 | 0 |  | --> | C20 ex OAKFIELD | OAKFIELD: T42 | SLIGO |  | 54.2706 | -8.5025
MV/LV Substation KE***054Z | 10 kV | 400V(3ph) & 230V(single ph) | LV | 400 kVA :Kiosk Substation | 0.4 | --> | 0.4 | 0.31 | 8.9 |  | --> | 0.38 | 0 | 0 | 0 | 0.023 | 0.389 | 0 |  | --> | C25 ex STEPHENSTOWN | STEPHENSTOWN: T101 | FINGLAS |  | 53.5838 | -6.1301
MV/LV Substation KE***056 | 10 kV | 400V(3ph) & 230V(single ph) | LV | 200 kVA :Pole Substation | 0.2 | --> | 0.2 | 0 | 0 | Constrained,otherwise capacity available =138kVA. | --> | 0.19 | 0 | 0 | 0 | 0.001 | 0 | 0 | Constrained,otherwise capacity available =208kW. | --> | C17 ex ROSCREA | ROSCREA: T41 | IKERRIN |  | 52.9419 | -7.7919
MV/LV Substation KE***057 | 10 kV | 400V(3ph) & 230V(single ph) | LV | 400 kVA :Kiosk Substation | 0.4 | --> | 0.4 | 0.385 | 2.3 |  | --> | 0.38 | 0 | 0 | 0 | 0 | 0.402 | 0 |  | --> | C19 ex TRABEG | TRABEG: T102 | TRABEG |  | 51.8749 | -8.4666
MV/LV Substation KE***057 | 20 kV | 400V(3ph) & 230V(single ph) | LV | 200 kVA :Pole Substation | 0.2 | --> | 0.2 | 0 | 0 | Constrained,otherwise capacity available =182kVA. | --> | 0.19 | 0 | 0 | 0 | 0 | 0.202 | 0 |  | --> | E21 ex ATHENRY | ATHENRY: T423 | GALWAY 110KV |  | 53.3452 | -8.7122
MV/LV Substation KE***062 | 10 kV | 400V(3ph) & 230V(single ph) | LV | 400 kVA :Building Structure | 0.4 | --> | 0.4 | 0.139 | 2.8 |  | --> | 0.38 | 0 | 0 | 0 | 0.017 | 0.421 | 0 |  | --> | C15 ex CLONARD | CLONARD: T41∥T42 | WEXFORD |  | 52.3303 | -6.4719
MV/LV Substation KE***063 | 10 kV | 400V(3ph) & 230V(single ph) | LV | 400 kVA :Kiosk Substation | 0.4 | --> | 0.4 | 0 | 0 | Constrained,otherwise capacity available =235kVA. | --> | 0.38 | 0 | 0 | 0 | 0.008 | 0.417 | 0 |  | --> | C19 ex POLLERTON | POLLERTON: T41 | CARLOW |  | 52.8343 | -6.9274
MV/LV Substation KE***069Y | 10 kV | 400V(3ph) & 230V(single ph) | LV | 200 kVA :Pole Substation | 0.2 | --> | 0.2 | 0 | 0 | Constrained,otherwise capacity available =169kVA. | --> | 0.19 | 0 | 0 | 0 | 0 | 0.204 | 0 |  | --> | C21 ex KILBARRY | KILBARRY: T101 | KILBARRY |  | 51.9222 | -8.487
MV/LV Substation KE***070X | 10 kV | 400V(3ph) & 230V(single ph) | LV | 200 kVA :Pole Substation | 0.2 | --> | 0.2 | 0.185 | 3.4 |  | --> | 0.19 | 0 | 0 | 0 | 0 | 0.202 | 0 |  | --> | C19 ex CAUSEWAY | CAUSEWAY: T41∥T42 | TRALEE |  | 52.3937 | -9.8331
MV/LV Substation KE***071 | 10 kV | 400V(3ph) & 230V(single ph) | LV | 630 kVA :Kiosk Substation | 0.63 | --> | 0.63 | 0.336 | 3.6 |  | --> | 0.598 | 0 | 0 | 0 | 0.163 | 0.5 | 0 |  | --> | E18 ex KILLINICK | KILLINICK: T421∥T422 | WEXFORD |  | 52.2758 | -6.3879
MV/LV Substation KE***072X | 10 kV | 400V(3ph) & 230V(single ph) | LV | 200 kVA :Kiosk Substation | 0.2 | --> | 0.2 | 0.107 | 5.7 |  | --> | 0.19 | 0 | 0 | 0 | 0.04 | 0.171 | 0 |  | --> | C24 ex DEANSGRANGE | DEANSGRANGE: T42 | CARRICKMINES |  | 53.2658 | -6.1681
MV/LV Substation KE***072X | 20 kV | 400V(3ph) & 230V(single ph) | LV | 50 kVA :Pole Substation | 0.05 | --> | 0.05 | 0.027 | 1.2 |  | --> | 0.047 | 0 | 0 | 0 | 0 | 0 | 0 | Constrained,otherwise capacity available =52kW. | --> | E17 ex BUNCRANA | BUNCRANA: T421∥T422 | TRILLICK |  | 55.1527 | -7.4273
MV/LV Substation KE***073 | 10 kV | 400V(3ph) & 230V(single ph) | LV | 630 kVA :Building Structure | 0.63 | --> | 0.63 | 0.375 | 0.8 |  | --> | 0.598 | 0 | 0 | 0 | 0.02 | 0.5 | 0 |  | --> | C13 ex GARVILLE AVENUE | GARVILLE AVENUE: T42 | MILLTOWN (DR) |  | 53.3195 | -6.2809
MV/LV Substation KE***074X | 10 kV | 400V(3ph) & 230V(single ph) | LV | 200 kVA :Kiosk Substation | 0.2 | --> | 0.2 | 0.179 | 4.6 |  | --> | 0.19 | 0 | 0 | 0 | 0.007 | 0.195 | 0 |  | --> | C15 ex BALLINCLEA | BALLINCLEA: T41 | CHERRYWOOD |  | 53.2615 | -6.1202
MV/LV Substation KE***074Z | 10 kV | 400V(3ph) & 230V(single ph) | LV | 400 kVA :Kiosk Substation | 0.4 | --> | 0.4 | 0.344 | 6.7 |  | --> | 0.38 | 0 | 0 | 0 | 0 | 0.408 | 0 |  | --> | C12 ex COLLINSTOWN | COLLINSTOWN: T41∥T42 | GRANGE (DR) |  | 53.4249 | -6.2286
MV/LV Substation KE***075Y | 10 kV | 400V(3ph) & 230V(single ph) | LV | 400 kVA :Kiosk Substation | 0.4 | --> | 0.4 | 0.135 | 2.2 |  | --> | 0.38 | 0 | 0 | 0 | 0 | 0.438 | 0 |  | --> | C25 ex KELLS | KELLS: T41∥T42 | NAVAN |  | 53.7273 | -6.8743
MV/LV Substation KE***078 | 10 kV | 400V(3ph) & 230V(single ph) | LV | 400 kVA :Kiosk Substation | 0.4 | --> | 0.4 | 0.33 | 4.7 |  | --> | 0.38 | 0 | 0 | 0 | 0.031 | 0.378 | 0 |  | --> | C13 ex OAKFIELD | OAKFIELD: T41 | SLIGO |  | 54.2691 | -8.4993
MV/LV Substation KE***078 | 10 kV | 400V(3ph) & 230V(single ph) | LV | 400 kVA :Building Structure | 0.4 | --> | 0.4 | 0 | 0 | Constrained,otherwise capacity available =359kVA. | --> | 0.38 | 0 | 0 | 0 | 0 | 0.406 | 0 |  | --> | C11 ex BALLYBEGGAN | BALLYBEGGAN: T43∥T44 | TRALEE |  | 52.2734 | -9.6826
MV/LV Substation KE***079Z | 20 kV | 400V(3ph) & 230V(single ph) | LV | 630 kVA :Building Structure | 0.63 | --> | 0.63 | 0 | 0 | Constrained,otherwise capacity available =500kVA. | --> | 0.598 | 0 | 0 | 0 | 0 | 0.5 | 0 |  | --> | C21 ex MACETOWN | MACETOWN: T101 | MACETOWN |  | 53.431 | -6.4589
MV/LV Substation KE***085X | 10 kV | 400V(3ph) & 230V(single ph) | LV | 200 kVA :Pole Substation | 0.2 | --> | 0.2 | 0.184 | 0.3 |  | --> | 0.19 | 0 | 0 | 0 | 0 | 0.202 | 0 |  | --> | C23 ex NENAGH | NENAGH: T41 | NENAGH |  | 52.8237 | -8.1985
MV/LV Substation KE***086X | 10 kV | 400V(3ph) & 230V(single ph) | LV | 400 kVA :Kiosk Substation | 0.4 | --> | 0.4 | 0.203 | 3.1 |  | --> | 0.38 | 0 | 0 | 0 | 0.045 | 0.382 | 0 |  | --> | C21 ex MONKSTOWN | MONKSTOWN: T41 | BLACKROCK |  | 53.2774 | -6.1853
MV/LV Substation KE***088 | 10 kV | 400V(3ph) & 230V(single ph) | LV | 400 kVA :Kiosk Substation | 0.4 | --> | 0.4 | 0.249 | 0.6 |  | --> | 0.38 | 0 | 0 | 0 | 0.007 | 0.415 | 0 |  | --> | C28 ex ACADEMY STREET | ACADEMY STREET: T44 | NAVAN |  | 53.647 | -6.6943
MV/LV Substation KE***091X | 10 kV | 400V(3ph) & 230V(single ph) | LV | 630 kVA :Building Structure | 0.63 | --> | 0.63 | 0.5 | 3.2 |  | --> | 0.598 | 0 | 0 | 0 | 0.003 | 0.5 | 0 |  | --> | C11 ex BOYLE | BOYLE: T41∥T42 | CARRICK ON SHANNON |  | 53.9692 | -8.3036
MV/LV Substation KE***091X | 20 kV | 400V(3ph) & 230V(single ph) | LV | 50 kVA :Pole Substation | 0.05 | --> | 0.05 | 0.049 | 1.9 |  | --> | 0.047 | 0 | 0 | 0 | 0 | 0 | 0 | Constrained,otherwise capacity available =49kW. | --> | E15 ex GWEEDORE | GWEEDORE: T421 | ARDNAGAPPARY |  | 55.1415 | -8.1143
MV/LV Substation KE***095 | 10 kV | 400V(3ph) & 230V(single ph) | LV | 200 kVA :Kiosk Substation | 0.2 | --> | 0.2 | 0 | 0 | Constrained,otherwise capacity available =108kVA. | --> | 0.19 | 0 | 0 | 0 | 0.028 | 0.184 | 0 |  | --> | C15 ex LOUGHSHINNY | LOUGHSHINNY: T41 | GLASMORE |  | 53.5294 | -6.0997
MV/LV Substation KE***095 | 20 kV | 400V(3ph) & 230V(single ph) | LV | 50 kVA :Pole Substation | 0.05 | --> | 0.05 | 0.046 | 2.5 |  | --> | 0.047 | 0 | 0 | 0 | 0 | 0.049 | 0 |  | --> | E19 ex GARRANACANTY | GARRANACANTY: T421 | TIPPERARY |  | 52.4254 | -8.0929
MV/LV Substation KE***098 | 10 kV | 400V(3ph) & 230V(single ph) | LV | 200 kVA :Kiosk Substation | 0.2 | --> | 0.2 | 0.126 | 1.1 |  | --> | 0.19 | 0 | 0 | 0 | 0 | 0.21 | 0 |  | --> | C21 ex SCARTEEN | SCARTEEN: T41∥T42 | MALLOW |  | 52.1424 | -8.659
MV/LV Substation KE***100 | 10 kV | 400V(3ph) & 230V(single ph) | LV | 630 kVA :Kiosk Substation | 0.63 | --> | 0.63 | 0 | 0 | Constrained,otherwise capacity available =500kVA. | --> | 0.598 | 0 | 0 | 0 | 0 | 0.5 | 0 |  | --> | C18 ex COOLCORCORAN | COOLCORCORAN: T41∥T42 | KNOCKEARAGH |  | 52.0752 | -9.6205
MV/LV Substation KE***102Z | 10 kV | 400V(3ph) & 230V(single ph) | LV | 630 kVA :Kiosk Substation | 0.63 | --> | 0.63 | 0.5 | 8.9 |  | --> | 0.598 | 0 | 0 | 0 | 0.006 | 0.5 | 0 |  | --> | C25 ex STEPHENSTOWN | STEPHENSTOWN: T101 | FINGLAS |  | 53.5826 | -6.1329
MV/LV Substation KE***109X | 20 kV | 400V(3ph) & 230V(single ph) | LV | 400 kVA :Kiosk Substation | 0.4 | --> | 0.4 | 0 | 0 | Constrained,otherwise capacity available =245kVA. | --> | 0.38 | 0 | 0 | 0 | 0.007 | 0 | 0 | Constrained,otherwise capacity available =416kW. | --> | C13 ex DONEGAL | DONEGAL: T41∥T42 | CATHALEENS FALL |  | 54.6149 | -8.0883
MV/LV Substation KE***116 | 10 kV | 400V(3ph) & 230V(single ph) | LV | 400 kVA :Kiosk Substation | 0.4 | --> | 0.4 | 0 | 0 | Constrained,otherwise capacity available =291kVA. | --> | 0.38 | 0 | 0 | 0 | 0.007 | 0.409 | 0 |  | --> | C22 ex MIDLETON | MIDLETON: T102 | MIDLETON |  | 51.9141 | -8.1839
MV/LV Substation KE***116X | 10 kV | 400V(3ph) & 230V(single ph) | LV | 630 kVA :Kiosk Substation | 0.63 | --> | 0.63 | 0.5 | 3 |  | --> | 0.598 | 0 | 0 | 0 | 0 | 0 | 0 | Constrained,otherwise capacity available =500kW. | --> | C13 ex SWINFORD | SWINFORD: T41∥T42 | CASTLEBAR |  | 53.9426 | -8.9377
MV/LV Substation KE***118Z | 10 kV | 400V(3ph) & 230V(single ph) | LV | 200 kVA :Kiosk Substation | 0.2 | --> | 0.2 | 0.17 | 1 |  | --> | 0.19 | 0 | 0 | 0 | 0.007 | 0.197 | 0 |  | --> | C11 ex ABBEYLAND | ABBEYLAND: T41 | NAVAN |  | 53.6552 | -6.703
MV/LV Substation KE***121X | 20 kV | 400V(3ph) & 230V(single ph) | LV | 200 kVA :Kiosk Substation | 0.2 | --> | 0.2 | 0.19 | 2.4 |  | --> | 0.19 | 0 | 0 | 0 | 0 | 0.201 | 0 |  | --> | E19 ex KENMARE | KENMARE: T421 | KNOCKEARAGH |  | 51.8786 | -9.6709
MV/LV Substation KE***121Y | 20 kV | 400V(3ph) & 230V(single ph) | LV | 50 kVA :Pole Substation | 0.05 | --> | 0.05 | 0 | 0 | Constrained,otherwise capacity available =44kVA. | --> | 0.047 | 0 | 0 | 0 | 0 | 0.05 | 0 |  | --> | E20 ex EDENDERRY | EDENDERRY: T421∥T422 | BLAKE |  | 53.2963 | -7.0862
MV/LV Substation KE***124X | 20 kV | 400V(3ph) & 230V(single ph) | LV | 50 kVA :Pole Substation | 0.05 | --> | 0.05 | 0 | 0 | Constrained,otherwise capacity available =47kVA. | --> | 0.047 | 0 | 0 | 0 | 0 | 0.049 | 0 |  | --> | E18 ex PATRICKSWELL | PATRICKSWELL: T421∥T422 | LIMERICK |  | 52.5829 | -8.6749
MV/LV Substation KE***125X | 20 kV | 400V(3ph) & 230V(single ph) | LV | 400 kVA :Kiosk Substation | 0.4 | --> | 0.4 | 0.355 | 4.5 |  | --> | 0.38 | 0 | 0 | 0 | 0.003 | 0.403 | 0 |  | --> | E20 ex ENNISCRONE | ENNISCRONE: T421∥T422 | MOY |  | 54.2085 | -9.1014
MV/LV Substation KE***127 | 20 kV | 400V(3ph) & 230V(single ph) | LV | 50 kVA :Pole Substation | 0.05 | --> | 0.05 | 0 | 0 | Constrained,otherwise capacity available =49kVA. | --> | 0.047 | 0 | 0 | 0 | 0 | 0.049 | 0 |  | --> | E28 ex LOUGHREA | LOUGHREA: T41∥T42 | SOMERSET |  | 53.2148 | -8.5652
MV/LV Substation KE***130 | 20 kV | 400V(3ph) & 230V(single ph) | LV | 50 kVA :Pole Substation | 0.05 | --> | 0.05 | 0.05 | 1.6 |  | --> | 0.047 | 0 | 0 | 0 | 0 | 0.049 | 0 |  | --> | E17 ex INCH | INCH: T421∥T422 | OUGHTRAGH |  | 52.2406 | -10.0063
MV/LV Substation KE***131Y | 10 kV | 400V(3ph) & 230V(single ph) | LV | 630 kVA :Kiosk Substation | 0.63 | --> | 0.63 | 0.5 | 9.4 |  | --> | 0.598 | 0 | 0 | 0 | 0.031 | 0.5 | 0 |  | --> | C27 ex KILLOTERAN | KILLOTERAN: T101 | KILLOTERAN |  | 52.2442 | -7.1586
MV/LV Substation KE***132 | 10 kV | 400V(3ph) & 230V(single ph) | LV | 50 kVA :Pole Substation | 0.05 | --> | 0.05 | 0.042 | 0.8 |  | --> | 0.047 | 0 | 0 | 0 | 0 | 0 | 0 | Constrained,otherwise capacity available =50kW. | --> | C15 ex BANTRY | BANTRY: T41∥T42 | BALLYLICKY |  | 51.7505 | -9.3697
MV/LV Substation KE***133Y | 10 kV | 400V(3ph) & 230V(single ph) | LV | 630 kVA :Kiosk Substation | 0.63 | --> | 0.63 | 0.494 | 5.1 |  | --> | 0.598 | 0 | 0 | 0 | 0 | 0.5 | 0 |  | --> | C12 ex LLOYD | LLOYD: T41∥T42 | NAVAN |  | 53.7398 | -6.8958
MV/LV Substation KE***135 | 10 kV | 400V(3ph) & 230V(single ph) | LV | 400 kVA :Kiosk Substation | 0.4 | --> | 0.4 | 0.153 | 0.6 |  | --> | 0.38 | 0 | 0 | 0 | 0.007 | 0.429 | 0 |  | --> | C28 ex ACADEMY STREET | ACADEMY STREET: T44 | NAVAN |  | 53.6476 | -6.697
MV/LV Substation KE***140X | 10 kV | 400V(3ph) & 230V(single ph) | LV | 630 kVA :Building Structure | 0.63 | --> | 0.63 | 0.5 | 3.8 |  | --> | 0.598 | 0 | 0 | 0 | 0.009 | 0.5 | 0 |  | --> | C19 ex DUN LAOGHAIRE | DUN LAOGHAIRE: T41 | BLACKROCK |  | 53.295 | -6.139
MV/LV Substation KE***141Z | 10 kV | 400V(3ph) & 230V(single ph) | LV | 200 kVA :Kiosk Substation | 0.2 | --> | 0.2 | 0.17 | 0.6 |  | --> | 0.19 | 0 | 0 | 0 | 0 | 0.204 | 0 |  | --> | C30 ex ACADEMY STREET | ACADEMY STREET: T44 | NAVAN |  | 53.6479 | -6.6536
MV/LV Substation KE***143 | 10 kV | 400V(3ph) & 230V(single ph) | LV | 400 kVA :Kiosk Substation | 0.4 | --> | 0.4 | 0 | 0 | Constrained,otherwise capacity available =348kVA. | --> | 0.38 | 0 | 0 | 0 | 0 | 0.407 | 0 |  | --> | C11 ex MORRISTOWN | MORRISTOWN: T41∥T42 | NEWBRIDGE |  | 53.1709 | -6.8148
MV/LV Substation KE***145Y | 10 kV | 400V(3ph) & 230V(single ph) | LV | 400 kVA :Building Structure | 0.4 | --> | 0.4 | 0 | 0 | Constrained,otherwise capacity available =341kVA. | --> | 0.38 | 0 | 0 | 0 | 0 | 0.408 | 0 |  | --> | C22 ex GARRYOWEN | GARRYOWEN: T42 | LIMERICK |  | 52.6493 | -8.5792
MV/LV Substation KE***147 | 10 kV | 400V(3ph) & 230V(single ph) | LV | 100 kVA :Pole Substation | 0.1 | --> | 0.1 | 0.084 | 11.5 |  | --> | 0.095 | 0 | 0 | 0 | 0 | 0.102 | 0 |  | --> | C18 ex BALLYBEG | BALLYBEG: T102 | CARRICKMINES |  | 52.9653 | -6.1502
MV/LV Substation KE***150 | 10 kV | 400V(3ph) & 230V(single ph) | LV | 50 kVA :Pole Substation | 0.05 | --> | 0.05 | 0.05 | 8.3 |  | --> | 0.047 | 0 | 0 | 0 | 0 | 0.049 | 0 |  | --> | C20 ex MONREAD | MONREAD: T102 | MONREAD |  | 53.241 | -6.6432
MV/LV Substation KE***150 | 10 kV | 400V(3ph) & 230V(single ph) | LV | 400 kVA :Building Structure | 0.4 | --> | 0.4 | 0 | 0 | Constrained,otherwise capacity available =280kVA. | --> | 0.38 | 0 | 0 | 0 | 0.022 | 0.395 | 0 |  | --> | C11 ex GARRYOWEN | GARRYOWEN: T41 | LIMERICK |  | 52.6536 | -8.6125
MV/LV Substation KE***154 | 10 kV | 400V(3ph) & 230V(single ph) | LV | 400 kVA :Building Structure | 0.4 | --> | 0.4 | 0.389 | 2.7 |  | --> | 0.38 | 0 | 0 | 0 | 0 | 0.401 | 0 |  | --> | C17 ex OLDCASTLE | OLDCASTLE: T41 | MULLINGAR |  | 53.7752 | -7.1633
MV/LV Substation KE***161X | 20 kV | 400V(3ph) & 230V(single ph) | LV | 400 kVA :Kiosk Substation | 0.4 | --> | 0.4 | 0 | 0 | Constrained,otherwise capacity available =289kVA. | --> | 0.38 | 0 | 0 | 0 | 0.007 | 0.409 | 0 |  | --> | E20 ex GLASMORE | GLASMORE: T422 | GLASMORE |  | 53.5262 | -6.1728
MV/LV Substation KE***164 | 10 kV | 400V(3ph) & 230V(single ph) | LV | 400 kVA :Building Structure | 0.4 | --> | 0.4 | 0 | 0 | Constrained,otherwise capacity available =345kVA. | --> | 0.38 | 0 | 0 | 0 | 0.007 | 0.401 | 0 |  | --> | C20 ex GARRYOWEN | GARRYOWEN: T42 | LIMERICK |  | 52.6455 | -8.6114
MV/LV Substation KE***167Y | 20 kV | 400V(3ph) & 230V(single ph) | LV | 50 kVA :Pole Substation | 0.05 | --> | 0.05 | 0 | 0 | Constrained,otherwise capacity available =50kVA. | --> | 0.047 | 0 | 0 | 0 | 0 | 0.049 | 0 |  | --> | C17 ex CLONES | CLONES: T41∥T42 | SHANKILL |  | 54.2281 | -7.1038
MV/LV Substation KE***168 | 10 kV | 400V(3ph) & 230V(single ph) | LV | 400 kVA :Kiosk Substation | 0.4 | --> | 0.4 | 0.292 | 14.2 |  | --> | 0.38 | 0 | 0 | 0 | 0 | 0.416 | 0 |  | --> | C14 ex HEUSTON SQUARE | HEUSTON SQUARE: T102 | INCHICORE 220KV |  | 53.341 | -6.3052
MV/LV Substation KE***179Y | 10 kV | 400V(3ph) & 230V(single ph) | LV | 400 kVA :Kiosk Substation | 0.4 | --> | 0.4 | 0.369 | 6.3 |  | --> | 0.38 | 0 | 0 | 0 | 0.007 | 0.397 | 0 |  | --> | C12 ex KILBARRY | KILBARRY: T43 | KILBARRY |  | 51.9203 | -8.4559
MV/LV Substation KE***187 | 10 kV | 400V(3ph) & 230V(single ph) | LV | 200 kVA :Kiosk Substation | 0.2 | --> | 0.2 | 0.171 | 0.8 |  | --> | 0.19 | 0 | 0 | 0 | 0.003 | 0.2 | 0 |  | --> | C18 ex BALLYMOTE | BALLYMOTE: T41 | SLIGO |  | 54.0831 | -8.5132
MV/LV Substation KE***187 | 10 kV | 400V(3ph) & 230V(single ph) | LV | 630 kVA :Building Structure | 0.63 | --> | 0.63 | 0.245 | 0.8 |  | --> | 0.598 | 0 | 0 | 0 | 0.006 | 0.5 | 0 |  | --> | C17 ex GARVILLE AVENUE | GARVILLE AVENUE: T42 | MILLTOWN (DR) |  | 53.3193 | -6.2752
MV/LV Substation KE***187 | 20 kV | 400V(3ph) & 230V(single ph) | LV | 50 kVA :Pole Substation | 0.05 | --> | 0.05 | 0.043 | 1.4 |  | --> | 0.047 | 0 | 0 | 0 | 0 | 0 | 0 | Constrained,otherwise capacity available =50kW. | --> | C18 ex DEERPARK | DEERPARK: T41∥T42 | BALLYDINE |  | 52.4245 | -7.4088
MV/LV Substation KE***189 | 20 kV | 400V(3ph) & 230V(single ph) | LV | 50 kVA :Pole Substation | 0.05 | --> | 0.05 | 0 | 0 | Constrained,otherwise capacity available =45kVA. | --> | 0.047 | 0 | 0 | 0 | 0 | 0.05 | 0 |  | --> | C16 ex CARRICK ON SHANNON | CARRICK ON SHANNON: T41∥T42 | CARRICK ON SHANNON |  | 53.8284 | -8.0708
MV/LV Substation KE***195 | 10 kV | 400V(3ph) & 230V(single ph) | LV | 100 kVA :Pole Substation | 0.1 | --> | 0.1 | 0.073 | 2.4 |  | --> | 0.095 | 0 | 0 | 0 | 0.007 | 0.096 | 0 |  | --> | C18 ex BALLYMAHON | BALLYMAHON: T41∥T42 | ATHLONE |  | 53.5578 | -7.7608
MV/LV Substation KE***199 | 10 kV | 400V(3ph) & 230V(single ph) | LV | 630 kVA :Kiosk Substation | 0.63 | --> | 0.63 | 0.419 | 5 |  | --> | 0.598 | 0 | 0 | 0 | 0.002 | 0.5 | 0 |  | --> | C11 ex CRUMLIN | CRUMLIN: T41 | INCHICORE 220KV |  | 53.3322 | -6.3016
MV/LV Substation KE***207Z | 10 kV | 400V(3ph) & 230V(single ph) | LV | 50 kVA :Pole Substation | 0.05 | --> | 0.05 | 0 | 0 | Constrained,otherwise capacity available =49kVA. | --> | 0.047 | 0 | 0 | 0 | 0 | 0.049 | 0 |  | --> | C23 ex GORESBRIDGE | GORESBRIDGE: T41∥T42 | KILKENNY |  | 52.6854 | -7.0407
MV/LV Substation KE***208X | 20 kV | 400V(3ph) & 230V(single ph) | LV | 50 kVA :Pole Substation | 0.05 | --> | 0.05 | 0.044 | 2.8 |  | --> | 0.047 | 0 | 0 | 0 | 0 | 0.05 | 0 |  | --> | E18 ex LONGFORD | LONGFORD: T422 | RICHMOND |  | 53.7298 | -7.694
MV/LV Substation KE***211Z | 10 kV | 400V(3ph) & 230V(single ph) | LV | 200 kVA :Pole Substation | 0.2 | --> | 0.2 | 0.114 | 2.7 |  | --> | 0.19 | 0 | 0 | 0 | 0 | 0.213 | 0 |  | --> | C16 ex CALLAN | CALLAN: T41∥T42 | KILKENNY |  | 52.5329 | -7.2819
MV/LV Substation KE***212Y | 10 kV | 400V(3ph) & 230V(single ph) | LV | 50 kVA :Pole Substation | 0.05 | --> | 0.05 | 0.044 | 8.3 |  | --> | 0.047 | 0 | 0 | 0 | 0 | 0.05 | 0 |  | --> | C22 ex MONREAD | MONREAD: T102 | MONREAD |  | 53.2288 | -6.6722
MV/LV Substation KE***214X | 10 kV | 400V(3ph) & 230V(single ph) | LV | 630 kVA :Kiosk Substation | 0.63 | --> | 0.63 | 0 | 0 | Constrained,otherwise capacity available =500kVA. | --> | 0.598 | 0 | 0 | 0 | 0 | 0.5 | 0 |  | --> | C14 ex CARRICK ON SHANNON | CARRICK ON SHANNON: T41∥T42 | CARRICK ON SHANNON |  | 53.9498 | -8.0691
MV/LV Substation KE***216X | 10 kV | 400V(3ph) & 230V(single ph) | LV | 200 kVA :Kiosk Substation | 0.2 | --> | 0.2 | 0.151 | 4 |  | --> | 0.19 | 0 | 0 | 0 | 0.05 | 0.154 | 0 |  | --> | C20 ex OAKFIELD | OAKFIELD: T42 | SLIGO |  | 54.2706 | -8.5045
MV/LV Substation KE***222 | 10 kV | 400V(3ph) & 230V(single ph) | LV | 400 kVA :Kiosk Substation | 0.4 | --> | 0.4 | 0.239 | 1.4 |  | --> | 0.38 | 0 | 0 | 0 | 0.026 | 0.397 | 0 |  | --> | C15 ex LEIXLIP | LEIXLIP: T41 | GRIFFINRATH |  | 53.3557 | -6.4682
MV/LV Substation KE***222Z | 10 kV | 400V(3ph) & 230V(single ph) | LV | 630 kVA :Kiosk Substation | 0.63 | --> | 0.63 | 0.5 | 0.8 |  | --> | 0.598 | 0 | 0 | 0 | 0.01 | 0.5 | 0 |  | --> | C11 ex SMEARLA | SMEARLA: T41 | TRIEN |  | 52.4467 | -9.4687
MV/LV Substation KE***224 | 20 kV | 400V(3ph) & 230V(single ph) | LV | 50 kVA :Pole Substation | 0.05 | --> | 0.05 | 0.05 | 1.5 |  | --> | 0.047 | 0 | 0 | 0 | 0 | 0.049 | 0 |  | --> | E17 ex ACHILL | ACHILL: T422 | CARROWBEG |  | 53.9722 | -10.0985
MV/LV Substation KE***225Y | 10 kV | 400V(3ph) & 230V(single ph) | LV | 100 kVA :Pole Substation | 0.1 | --> | 0.1 | 0 | 0 | Constrained,otherwise capacity available =64kVA. | --> | 0.095 | 0 | 0 | 0 | 0 | 0.105 | 0 |  | --> | C23 ex GORESBRIDGE | GORESBRIDGE: T41∥T42 | KILKENNY |  | 52.6813 | -7.0273
MV/LV Substation KE***230X | 10 kV | 400V(3ph) & 230V(single ph) | LV | 200 kVA :Pole Substation | 0.2 | --> | 0.2 | 0.198 | 9.6 |  | --> | 0.19 | 0 | 0 | 0 | 0 | 0.2 | 0 |  | --> | C14 ex GORTLEE | GORTLEE: T41∥T42 | LETTERKENNY |  | 54.9596 | -7.7449
MV/LV Substation KE***233Z | 20 kV | 400V(3ph) & 230V(single ph) | LV | 50 kVA :Pole Substation | 0.05 | --> | 0.05 | 0.041 | 1 |  | --> | 0.047 | 0 | 0 | 0 | 0 | 0.05 | 0 |  | --> | E14 ex RANDALSTOWN | RANDALSTOWN: T422 | NAVAN |  | 53.7808 | -6.7279
MV/LV Substation KE***242Y | 10 kV | 400V(3ph) & 230V(single ph) | LV | 400 kVA :Building Structure | 0.4 | --> | 0.4 | 0.397 | 11.5 |  | --> | 0.38 | 0 | 0 | 0 | 0 | 0.4 | 0 |  | --> | C18 ex BALLYBEG | BALLYBEG: T102 | CARRICKMINES |  | 52.9563 | -6.1672
MV/LV Substation KE***250X | 20 kV | 400V(3ph) & 230V(single ph) | LV | 400 kVA :Kiosk Substation | 0.4 | --> | 0.4 | 0.347 | 12.2 |  | --> | 0.38 | 0 | 0 | 0 | 0 | 0.407 | 0 |  | --> | C36 ex SALTHILL | SALTHILL: T102 | SALTHILL |  | 53.2967 | -9.0935
MV/LV Substation KE***260Y | 10 kV | 400V(3ph) & 230V(single ph) | LV | 50 kVA :Pole Substation | 0.05 | --> | 0.05 | 0.05 | 5.9 |  | --> | 0.047 | 0 | 0 | 0 | 0 | 0.049 | 0 |  | --> | C15 ex NEWMARKET (SR) | NEWMARKET (SR): T41∥T42 | GLENLARA |  | 52.2972 | -9.1361
MV/LV Substation KE***263X | 10 kV | 400V(3ph) & 230V(single ph) | LV | 630 kVA :Building Structure | 0.63 | --> | 0.63 | 0.5 | 9.2 |  | --> | 0.598 | 0 | 0 | 0 | 0 | 0.5 | 0 |  | --> | C13 ex CENTRE PARK ROAD | MARINA: T105 | MARINA |  | 51.9013 | -8.4534
MV/LV Substation KE***263X | 10 kV | 400V(3ph) & 230V(single ph) | LV | 200 kVA :Pole Substation | 0.2 | --> | 0.2 | 0 | 0 | Constrained,otherwise capacity available =155kVA. | --> | 0.19 | 0 | 0 | 0 | 0 | 0.207 | 0 |  | --> | C12 ex CULLION | CULLION: T41∥T42 | LETTERKENNY |  | 54.9455 | -7.746
MV/LV Substation KE***268Y | 10 kV | 400V(3ph) & 230V(single ph) | LV | 400 kVA :Building Structure | 0.4 | --> | 0.4 | 0 | 0 | Constrained,otherwise capacity available =189kVA. | --> | 0.38 | 0 | 0 | 0 | 0.003 | 0.429 | 0 |  | --> | C15 ex TERMONFECKIN ROAD | TERMONFECKIN ROAD: T41∥T42 | DRYBRIDGE |  | 53.7151 | -6.3471
MV/LV Substation KE***270 | 20 kV | 400V(3ph) & 230V(single ph) | LV | 50 kVA :Pole Substation | 0.05 | --> | 0.05 | 0.041 | 9.9 |  | --> | 0.047 | 0 | 0 | 0 | 0.012 | 0.037 | 0 |  | --> | C19 ex ENNIS | ENNIS: T101 | ENNIS |  | 52.8311 | -8.88
MV/LV Substation KE***270 | 10 kV | 400V(3ph) & 230V(single ph) | LV | 50 kVA :Pole Substation | 0.05 | --> | 0.05 | 0.047 | 0.8 |  | --> | 0.047 | 0 | 0 | 0 | 0 | 0 | 0 | Constrained,otherwise capacity available =49kW. | --> | C15 ex BANTRY | BANTRY: T41∥T42 | BALLYLICKY |  | 51.7489 | -9.3817
MV/LV Substation KE***272X | 20 kV | 400V(3ph) & 230V(single ph) | LV | 200 kVA :Pole Substation | 0.2 | --> | 0.2 | 0.183 | 2.5 |  | --> | 0.19 | 0 | 0 | 0 | 0 | 0.202 | 0 |  | --> | E19 ex GARRANACANTY | GARRANACANTY: T421 | TIPPERARY |  | 52.4123 | -7.9772
MV/LV Substation KE***276 | 20 kV | 400V(3ph) & 230V(single ph) | LV | 50 kVA :Pole Substation | 0.05 | --> | 0.05 | 0.038 | 5.3 |  | --> | 0.047 | 0 | 0 | 0 | 0 | 0.051 | 0 |  | --> | C14 ex SMEARLA | SMEARLA: T42 | TRIEN |  | 52.4697 | -9.3712
MV/LV Substation KE***278 | 10 kV | 400V(3ph) & 230V(single ph) | LV | 50 kVA :Pole Substation | 0.05 | --> | 0.05 | 0.028 | 5 |  | --> | 0.047 | 0 | 0 | 0 | 0 | 0.052 | 0 |  | --> | C12 ex BALLYRICKARD | BALLYRICKARD: T41∥T42 | TRALEE |  | 52.2725 | -9.7496
MV/LV Substation KE***279Y | 20 kV | 400V(3ph) & 230V(single ph) | LV | 50 kVA :Pole Substation | 0.05 | --> | 0.05 | 0 | 0 | Constrained,otherwise capacity available =50kVA. | --> | 0.047 | 0 | 0 | 0 | 0 | 0.049 | 0 |  | --> | C17 ex CARRICKMACROSS | CARRICKMACROSS: T41 | MEATH HILL |  | 53.9956 | -6.6015
MV/LV Substation KE***281 | 20 kV | 400V(3ph) & 230V(single ph) | LV | 50 kVA :Pole Substation | 0.05 | --> | 0.05 | 0 | 0 | Constrained,otherwise capacity available =45kVA. | --> | 0.047 | 0 | 0 | 0 | 0 | 0.05 | 0 |  | --> | C14 ex MILFORD (NR) | MILFORD (NR): T41∥T42 | LETTERKENNY |  | 55.1404 | -7.6671
MV/LV Substation KE***288Z | 10 kV | 400V(3ph) & 230V(single ph) | LV | 50 kVA :Pole Substation | 0.05 | --> | 0.05 | 0.049 | 0.2 |  | --> | 0.047 | 0 | 0 | 0 | 0 | 0.049 | 0 |  | --> | C18 ex NEWBROOK | NEWBROOK: T42 | MULLINGAR |  | 53.5184 | -7.3908
MV/LV Substation KE***293X | 20 kV | 400V(3ph) & 230V(single ph) | LV | 50 kVA :Pole Substation | 0.05 | --> | 0.05 | 0.049 | 0.4 |  | --> | 0.047 | 0 | 0 | 0 | 0 | 0.049 | 0 |  | --> | E31 ex TRIM | TRIM: T421 | NAVAN |  | 53.5357 | -6.8298
MV/LV Substation KE***294X | 20 kV | 400V(3ph) & 230V(single ph) | LV | 50 kVA :Pole Substation | 0.05 | --> | 0.05 | 0.05 | 0.9 |  | --> | 0.047 | 0 | 0 | 0 | 0 | 0 | 0 | Constrained,otherwise capacity available =49kW. | --> | E23 ex ATHBOY | ATHBOY: T423 | NAVAN |  | 53.5899 | -6.9207
MV/LV Substation KE***298Y | 10 kV | 400V(3ph) & 230V(single ph) | LV | 50 kVA :Pole Substation | 0.05 | --> | 0.05 | 0.05 | 5.9 |  | --> | 0.047 | 0 | 0 | 0 | 0 | 0.049 | 0 |  | --> | C20 ex NEWMARKET (SR) | NEWMARKET (SR): T41∥T42 | GLENLARA |  | 52.24 | -8.982
MV/LV Substation KE***301 | 10 kV | 400V(3ph) & 230V(single ph) | LV | 630 kVA :Building Structure | 0.63 | --> | 0.63 | 0 | 0 | Constrained,otherwise capacity available =500kVA. | --> | 0.598 | 0 | 0 | 0 | 0 | 0.5 | 0 |  | --> | C20 ex BALLYBEGGAN | BALLYBEGGAN: T43∥T44 | TRALEE |  | 52.2711 | -9.7013
MV/LV Substation KE***301X | 10 kV | 400V(3ph) & 230V(single ph) | LV | 400 kVA :Kiosk Substation | 0.4 | --> | 0.4 | 0 | 0 | Constrained,otherwise capacity available =380kVA. | --> | 0.38 | 0 | 0 | 0 | 0 | 0.403 | 0 |  | --> | C18 ex CASTLEISLAND | CASTLEISLAND: T41∥T42 | TRALEE |  | 52.2347 | -9.4742
MV/LV Substation KE***309 | 20 kV | 400V(3ph) & 230V(single ph) | LV | 50 kVA :Pole Substation | 0.05 | --> | 0.05 | 0 | 7.4 |  | --> | 0.047 | 0 | 0 | 0 | 0.002 | 0 | 0 | Constrained,otherwise capacity available =57kW. | --> | E14 ex ARIGNA | ARIGNA: T121 | ARIGNA |  | 54.0187 | -7.9462
MV/LV Substation KE***310X | 10 kV | 400V(3ph) & 230V(single ph) | LV | 50 kVA :Pole Substation | 0.05 | --> | 0.05 | 0.034 | 2 |  | --> | 0.047 | 0 | 0 | 0 | 0.004 | 0.047 | 0 |  | --> | C15 ex KILCAR | KILCAR: T41 | BINBANE |  | 54.6357 | -8.5907
MV/LV Substation KE***314 | 10 kV | 400V(3ph) & 230V(single ph) | LV | 630 kVA :Building Structure | 0.63 | --> | 0.63 | 0.455 | 2 |  | --> | 0.598 | 0 | 0 | 0 | 0.014 | 0.5 | 0 |  | --> | C13 ex TYCOR | TYCOR: T41∥T42 | WATERFORD |  | 52.2548 | -7.1314
MV/LV Substation KE***314 | 20 kV | 400V(3ph) & 230V(single ph) | LV | 200 kVA :Pole Substation | 0.2 | --> | 0.2 | 0.185 | 1.5 |  | --> | 0.19 | 0 | 0 | 0 | 0 | 0.202 | 0 |  | --> | E17 ex ACHILL | ACHILL: T422 | CARROWBEG |  | 53.9723 | -10.1023
MV/LV Substation KE***328X | 10 kV | 400V(3ph) & 230V(single ph) | LV | 400 kVA :Kiosk Substation | 0.4 | --> | 0.4 | 0 | 0 | Constrained,otherwise capacity available =392kVA. | --> | 0.38 | 0 | 0 | 0 | 0 | 0.4 | 0 |  | --> | C11 ex CRANMORE | CRANMORE: T41∥T42 | SLIGO |  | 54.2722 | -8.4708
MV/LV Substation KE***351 | 10 kV | 400V(3ph) & 230V(single ph) | LV | 100 kVA :Pole Substation | 0.1 | --> | 0.1 | 0.062 | 2.2 |  | --> | 0.095 | 0 | 0 | 0 | 0.027 | 0.077 | 0 |  | --> | C13 ex MALLOW | MALLOW: T41 | MALLOW |  | 52.141 | -8.6316
MV/LV Substation KE***360Z | 20 kV | 400V(3ph) & 230V(single ph) | LV | 50 kVA :Pole Substation | 0.05 | --> | 0.05 | 0.049 | 8.4 |  | --> | 0.047 | 0 | 0 | 0 | 0 | 0.049 | 0 |  | --> | C25 ex MULLINGAR | MULLINGAR: T101 | MULLINGAR |  | 53.5528 | -7.4156
MV/LV Substation KE***363 | 10 kV | 400V(3ph) & 230V(single ph) | LV | 630 kVA :Building Structure | 0.63 | --> | 0.63 | 0 | 0 | Constrained,otherwise capacity available =456kVA. | --> | 0.598 | 0 | 0 | 0 | 0 | 0.5 | 0 |  | --> | C12 ex CULLION | CULLION: T41∥T42 | LETTERKENNY |  | 54.9798 | -7.8892
MV/LV Substation KE***374X | 10 kV | 400V(3ph) & 230V(single ph) | LV | 100 kVA :Pole Substation | 0.1 | --> | 0.1 | 0.039 | 2.4 |  | --> | 0.095 | 0 | 0 | 0 | 0.007 | 0.101 | 0 |  | --> | C14 ex BALLYMAHON | BALLYMAHON: T41∥T42 | ATHLONE |  | 53.6226 | -7.8132
MV/LV Substation KE***377 | 20 kV | 400V(3ph) & 230V(single ph) | LV | 100 kVA :Pole Substation | 0.1 | --> | 0.1 | 0.078 | 1.5 |  | --> | 0.095 | 0 | 0 | 0 | 0 | 0.103 | 0 |  | --> | E17 ex ACHILL | ACHILL: T422 | CARROWBEG |  | 53.9723 | -10.0951
MV/LV Substation KE***385Y | 20 kV | 400V(3ph) & 230V(single ph) | LV | 50 kVA :Pole Substation | 0.05 | --> | 0.05 | 0 | 0 | Constrained,otherwise capacity available =48kVA. | --> | 0.047 | 0 | 0 | 0 | 0 | 0.049 | 0 |  | --> | E18 ex COLLOONEY | COLLOONEY: T422 | SLIGO |  | 54.0571 | -8.4245
MV/LV Substation KE***396Z | 10 kV | 400V(3ph) & 230V(single ph) | LV | 630 kVA :Kiosk Substation | 0.63 | --> | 0.63 | 0.382 | 0.8 |  | --> | 0.598 | 0 | 0 | 0 | 0 | 0.5 | 0 |  | --> | C19 ex SMEARLA | SMEARLA: T41 | TRIEN |  | 52.4352 | -9.3899
MV/LV Substation KE***4002 | 20 kV | 400V(3ph) & 230V(single ph) | LV | 50 kVA :Pole Substation | 0.05 | --> | 0.05 | 0 | 0 | Constrained,otherwise capacity available =50kVA. | --> | 0.047 | 0 | 0 | 0 | 0 | 0 | 0 | Constrained,otherwise capacity available =49kW. | --> | E11 ex BEALNABLATH | BEALNABLATH: T421 | BANDON |  | 51.8465 | -8.7944
MV/LV Substation KE***4006 | 10 kV | 400V(3ph) & 230V(single ph) | LV | 630 kVA :Building Structure | 0.63 | --> | 0.63 | 0.5 | 3.9 |  | --> | 0.598 | 0 | 0 | 0 | 0 | 0.5 | 0 |  | --> | C16 ex BOGHALL ROAD | BOGHALL ROAD: T42 | FASSAROE |  | 53.1906 | -6.121
MV/LV Substation KE***4008 | 10 kV | 400V(3ph) & 230V(single ph) | LV | 630 kVA :Building Structure | 0.63 | --> | 0.63 | 0 | 0 | Constrained,otherwise capacity available =491kVA. | --> | 0.598 | 0 | 0 | 0 | 0 | 0.5 | 0 |  | --> | C25 ex POPPINTREE | POPPINTREE: T101 | FINGLAS |  | 53.4159 | -6.316
MV/LV Substation KE***4011 | 10 kV | 400V(3ph) & 230V(single ph) | LV | 400 kVA :Kiosk Substation | 0.4 | --> | 0.4 | 0.367 | 5 |  | --> | 0.38 | 0 | 0 | 0 | 0 | 0.404 | 0 |  | --> | C19 ex POTTERY ROAD | POTTERY ROAD: T101 | CARRICKMINES |  | 53.2777 | -6.1533
MV/LV Substation KE***402 | 10 kV | 400V(3ph) & 230V(single ph) | LV | 400 kVA :Kiosk Substation | 0.4 | --> | 0.4 | 0.305 | 2 |  | --> | 0.38 | 0 | 0 | 0 | 0.006 | 0.408 | 0 |  | --> | C16 ex KENMARE | KENMARE: T42 | KNOCKEARAGH |  | 51.8843 | -9.5897
MV/LV Substation KE***4039 | 10 kV | 400V(3ph) & 230V(single ph) | LV | 50 kVA :Pole Substation | 0.05 | --> | 0.05 | 0.041 | 9.8 |  | --> | 0.047 | 0 | 0 | 0 | 0 | 0.05 | 0 |  | --> | C14 ex KILCOOLE | KILCOOLE: T41∥T42 | FASSAROE |  | 53.1174 | -6.0952
MV/LV Substation KE***4040 | 10 kV | 400V(3ph) & 230V(single ph) | LV | 400 kVA :Kiosk Substation | 0.4 | --> | 0.4 | 0.297 | 0.9 |  | --> | 0.38 | 0 | 0 | 0 | 0 | 0.407 | 0 |  | --> | C14 ex DRUMQUIN | DRUMQUIN: T42 | ENNIS |  | 52.7667 | -9.0244
MV/LV Substation KE***4042 | 20 kV | 400V(3ph) & 230V(single ph) | LV | 200 kVA :Pole Substation | 0.2 | --> | 0.2 | 0.17 | 3.4 |  | --> | 0.19 | 0 | 0 | 0 | 0 | 0.204 | 0 |  | --> | E18 ex CLONMINCH | CLONMINCH: T422 | THORNSBERRY |  | 53.2497 | -7.5514
MV/LV Substation KE***4047 | 10 kV | 400V(3ph) & 230V(single ph) | LV | 1000 kVA :Building Structure | 1 | --> | 1 | 0 | 0 | Constrained,otherwise capacity available =500kVA. | --> | 0.95 | 0 | 0 | 0 | 0 | 0.5 | 0 |  | --> | C11 ex DRUMCONDRA | DRUMCONDRA: T41 | MCDERMOTT |  | 53.3583 | -6.262
MV/LV Substation KE***4053 | 10 kV | 400V(3ph) & 230V(single ph) | LV | 400 kVA :Kiosk Substation | 0.4 | --> | 0.4 | 0.32 | 2 |  | --> | 0.38 | 0 | 0 | 0 | 0 | 0.412 | 0 |  | --> | C16 ex KENMARE | KENMARE: T42 | KNOCKEARAGH |  | 51.8882 | -9.5818
MV/LV Substation KE***4057 | 20 kV | 400V(3ph) & 230V(single ph) | LV | 100 kVA :Pole Substation | 0.1 | --> | 0.1 | 0.082 | 0.4 |  | --> | 0.095 | 0 | 0 | 0 | 0 | 0.102 | 0 |  | --> | E31 ex TRIM | TRIM: T421 | NAVAN |  | 53.5158 | -6.8419
MV/LV Substation KE***406 | 20 kV | 400V(3ph) & 230V(single ph) | LV | 100 kVA :Pole Substation | 0.1 | --> | 0.1 | 0.068 | 7.4 |  | --> | 0.095 | 0 | 0 | 0 | 0 | 0 | 0 | Constrained,otherwise capacity available =104kW. | --> | E14 ex ARIGNA | ARIGNA: T121 | ARIGNA |  | 54.0512 | -8.1372
MV/LV Substation KE***4060 | 10 kV | 400V(3ph) & 230V(single ph) | LV | 200 kVA :Kiosk Substation | 0.2 | --> | 0.2 | 0.2 | 8.9 |  | --> | 0.19 | 0 | 0 | 0 | 0 | 0.2 | 0 |  | --> | C25 ex STEPHENSTOWN | STEPHENSTOWN: T101 | FINGLAS |  | 53.5843 | -6.127
MV/LV Substation KE***4064 | 10 kV | 400V(3ph) & 230V(single ph) | LV | 100 kVA :Pole Substation | 0.1 | --> | 0.1 | 0.088 | 2.2 |  | --> | 0.095 | 0 | 0 | 0 | 0 | 0.101 | 0 |  | --> | C23 ex KELLS | KELLS: T41∥T42 | NAVAN |  | 53.7318 | -6.9201
MV/LV Substation KE***4077 | 10 kV | 400V(3ph) & 230V(single ph) | LV | 50 kVA :Pole Substation | 0.05 | --> | 0.05 | 0.05 | 9.8 |  | --> | 0.047 | 0 | 0 | 0 | 0 | 0.049 | 0 |  | --> | C11 ex KILCOOLE | KILCOOLE: T41∥T42 | FASSAROE |  | 53.0659 | -6.1143
MV/LV Substation KE***4079 | 20 kV | 400V(3ph) & 230V(single ph) | LV | 50 kVA :Pole Substation | 0.05 | --> | 0.05 | 0.046 | 2.1 |  | --> | 0.047 | 0 | 0 | 0 | 0 | 0.049 | 0 |  | --> | E18 ex NEWPORT | NEWPORT: T421 | CARROWBEG |  | 53.8831 | -9.5384
MV/LV Substation KE***4086 | 10 kV | 400V(3ph) & 230V(single ph) | LV | 100 kVA :Pole Substation | 0.1 | --> | 0.1 | 0 | 0 | Constrained,otherwise capacity available =80kVA. | --> | 0.095 | 0 | 0 | 0 | 0 | 0.103 | 0 |  | --> | C14 ex SWORDS | SWORDS: T42 | GLASMORE |  | 53.4408 | -6.2832
MV/LV Substation KE***4096 | 10 kV | 400V(3ph) & 230V(single ph) | LV | 200 kVA :Kiosk Substation | 0.2 | --> | 0.2 | 0.167 | 2.2 |  | --> | 0.19 | 0 | 0 | 0 | 0 | 0.204 | 0 |  | --> | C14 ex KELLS | KELLS: T41∥T42 | NAVAN |  | 53.7251 | -6.8626
MV/LV Substation KE***4103 | 20 kV | 400V(3ph) & 230V(single ph) | LV | 400 kVA :Kiosk Substation | 0.4 | --> | 0.4 | 0 | 0 | Constrained,otherwise capacity available =382kVA. | --> | 0.38 | 0 | 0 | 0 | 0 | 0.402 | 0 |  | --> | C21 ex CASTLEISLAND | CASTLEISLAND: T41∥T42 | TRALEE |  | 52.1941 | -9.5372
MV/LV Substation KE***4111 | 20 kV | 400V(3ph) & 230V(single ph) | LV | 50 kVA :Pole Substation | 0.05 | --> | 0.05 | 0.044 | 6 |  | --> | 0.047 | 0 | 0 | 0 | 0 | 0 | 0 | Constrained,otherwise capacity available =50kW. | --> | E21 ex ABBEYFEALE | ABBEYFEALE: T421 | TRIEN |  | 52.39 | -9.2476
MV/LV Substation KE***4113 | 10 kV | 400V(3ph) & 230V(single ph) | LV | 400 kVA :Kiosk Substation | 0.4 | --> | 0.4 | 0.4 | 0.6 |  | --> | 0.38 | 0 | 0 | 0 | 0 | 0.4 | 0 |  | --> | C19 ex CLONDALKIN | CLONDALKIN: T41 | INCHICORE 220KV |  | 53.299 | -6.4263
MV/LV Substation KE***4114 | 20 kV | 400V(3ph) & 230V(single ph) | LV | 100 kVA :Pole Substation | 0.1 | --> | 0.1 | 0.076 | 7.4 |  | --> | 0.095 | 0 | 0 | 0 | 0.003 | 0 | 0 | Constrained,otherwise capacity available =99kW. | --> | E14 ex ARIGNA | ARIGNA: T121 | ARIGNA |  | 54.0181 | -7.9487
MV/LV Substation KE***4115 | 20 kV | 400V(3ph) & 230V(single ph) | LV | 100 kVA :Pole Substation | 0.1 | --> | 0.1 | 0 | 0 | Constrained,otherwise capacity available =100kVA. | --> | 0.095 | 0 | 0 | 0 | 0 | 0 | 0 | Constrained,otherwise capacity available =100kW. | --> | E12 ex LUMCLOON | LUMCLOON: T421∥T422 | DALLOW |  | 53.2741 | -7.8089
MV/LV Substation KE***4120 | 20 kV | 400V(3ph) & 230V(single ph) | LV | 400 kVA :Kiosk Substation | 0.4 | --> | 0.4 | 0.4 | 4.7 |  | --> | 0.38 | 0 | 0 | 0 | 0 | 0.4 | 0 |  | --> | E17 ex EDGEWORTHSTOWN | EDGEWORTHSTOWN: T421∥T422 | RICHMOND |  | 53.6972 | -7.6136
MV/LV Substation KE***4120 | 10 kV | 400V(3ph) & 230V(single ph) | LV | 50 kVA :Pole Substation | 0.05 | --> | 0.05 | 0.05 | 0.7 |  | --> | 0.047 | 0 | 0 | 0 | 0 | 0.049 | 0 |  | --> | C15 ex KILMARTIN | KILMARTIN: T41 | ARKLOW |  | 53.0323 | -6.1026
MV/LV Substation KE***4133 | 10 kV | 400V(3ph) & 230V(single ph) | LV | 1000 kVA :Building Structure | 1 | --> | 1 | 0.5 | 7 |  | --> | 0.95 | 0 | 0 | 0 | 0 | 0.5 | 0 |  | --> | C14 ex PEMBROKE | PEMBROKE: T41∥T43 | RINGSEND |  | 53.3385 | -6.2401
MV/LV Substation KE***4135 | 20 kV | 400V(3ph) & 230V(single ph) | LV | 100 kVA :Pole Substation | 0.1 | --> | 0.1 | 0 | 0 | Constrained,otherwise capacity available =100kVA. | --> | 0.095 | 0 | 0 | 0 | 0 | 0 | 0 | Constrained,otherwise capacity available =100kW. | --> | C18 ex LEE BRIDGE | LEE BRIDGE: T42 | MACROOM |  | 51.9351 | -9.0489
MV/LV Substation KE***4136 | 20 kV | 400V(3ph) & 230V(single ph) | LV | 400 kVA :Kiosk Substation | 0.4 | --> | 0.4 | 0.31 | 1.8 |  | --> | 0.38 | 0 | 0 | 0 | 0.007 | 0.406 | 0 |  | --> | E18 ex CURRALEIGH | CURRALEIGH: T421∥T422 | KILBARRY |  | 51.9088 | -8.5635
MV/LV Substation KE***4143 | 10 kV | 400V(3ph) & 230V(single ph) | LV | 400 kVA :Kiosk Substation | 0.4 | --> | 0.4 | 0.375 | 5.5 |  | --> | 0.38 | 0 | 0 | 0 | 0.018 | 0.385 | 0 |  | --> | C18 ex LOUGHSHINNY | LOUGHSHINNY: T42 | GLASMORE |  | 53.5258 | -6.099
MV/LV Substation KE***4150 | 20 kV | 400V(3ph) & 230V(single ph) | LV | 100 kVA :Pole Substation | 0.1 | --> | 0.1 | 0.1 | 5.6 |  | --> | 0.095 | 0 | 0 | 0 | 0 | 0.1 | 0 |  | --> | E13 ex CRANE | CRANE: T122 | CRANE |  | 52.4978 | -6.4901
MV/LV Substation KE***4158 | 20 kV | 400V(3ph) & 230V(single ph) | LV | 50 kVA :Pole Substation | 0.05 | --> | 0.05 | 0.05 | 1.6 |  | --> | 0.047 | 0 | 0 | 0 | 0 | 0.049 | 0 |  | --> | E11 ex MILLTOWN (SR) | MILLTOWN (SR): T421 | OUGHTRAGH |  | 52.1719 | -9.7788
MV/LV Substation KE***417 | 10 kV | 400V(3ph) & 230V(single ph) | LV | 630 kVA :Kiosk Substation | 0.63 | --> | 0.63 | 0 | 0 | Constrained,otherwise capacity available =231kVA. | --> | 0.598 | 0 | 0 | 0 | 0.004 | 0.5 | 0 |  | --> | C17 ex CARRIGALINE | CARRIGALINE: T41∥T42 | BARNAHELY |  | 51.802 | -8.2958
MV/LV Substation KE***4174 | 20 kV | 400V(3ph) & 230V(single ph) | LV | 100 kVA :Pole Substation | 0.1 | --> | 0.1 | 0.1 | 1.6 |  | --> | 0.095 | 0 | 0 | 0 | 0 | 0.1 | 0 |  | --> | E12 ex GURRANEBANE | GURRANEBANE: T421∥T422 | OUGHTRAGH |  | 52.0245 | -10.1002
MV/LV Substation KE***4179 | 10 kV | 400V(3ph) & 230V(single ph) | LV | 630 kVA :Building Structure | 0.63 | --> | 0.63 | 0 | 0 | Constrained,otherwise capacity available =341kVA. | --> | 0.598 | 0 | 0 | 0 | 0 | 0 | 0 | Constrained,otherwise capacity available =500kW. | --> | E11 ex ASHBOURNE | ASHBOURNE: T421 | FINGLAS |  | 53.4435 | -6.285
MV/LV Substation KE***4193 | 20 kV | 400V(3ph) & 230V(single ph) | LV | 50 kVA :Pole Substation | 0.05 | --> | 0.05 | 0.046 | 2.5 |  | --> | 0.047 | 0 | 0 | 0 | 0 | 0.049 | 0 |  | --> | C19 ex GRAIGUE | GRAIGUE: T41 | CARLOW |  | 52.7832 | -6.95
MV/LV Substation KE***4223 | 20 kV | 400V(3ph) & 230V(single ph) | LV | 50 kVA :Pole Substation | 0.05 | --> | 0.05 | 0.05 | 4.1 |  | --> | 0.047 | 0 | 0 | 0 | 0 | 0 | 0 | Constrained,otherwise capacity available =49kW. | --> | E14 ex CHARLEVILLE | CHARLEVILLE: T422 | CHARLEVILLE |  | 52.3577 | -8.7101
MV/LV Substation KE***425 | 10 kV | 400V(3ph) & 230V(single ph) | LV | 100 kVA :Pole Substation | 0.1 | --> | 0.1 | 0 | 0 | Constrained,otherwise capacity available =77kVA. | --> | 0.095 | 0 | 0 | 0 | 0.003 | 0.099 | 0 |  | --> | C19 ex RECESS | RECESS: T41 | GALWAY 110KV |  | 53.3939 | -9.9179
MV/LV Substation KE***4259 | 10 kV | 400V(3ph) & 230V(single ph) | LV | 400 kVA :Building Structure | 0.4 | --> | 0.4 | 0.348 | 0.9 |  | --> | 0.38 | 0 | 0 | 0 | 0 | 0.407 | 0 |  | --> | C18 ex MULGANNON | MULGANNON: T42 | WEXFORD |  | 52.3137 | -6.4529
MV/LV Substation KE***4269 | 10 kV | 400V(3ph) & 230V(single ph) | LV | 400 kVA :Kiosk Substation | 0.4 | --> | 0.4 | 0.075 | 2.8 |  | --> | 0.38 | 0 | 0 | 0 | 0.002 | 0 | 0 | Constrained,otherwise capacity available =446kW. | --> | C11 ex PALMERSTOWN | PALMERSTOWN: T41 | FINGLAS |  | 53.3561 | -6.373
MV/LV Substation KE***428 | 20 kV | 400V(3ph) & 230V(single ph) | LV | 100 kVA :Pole Substation | 0.1 | --> | 0.1 | 0 | 0 |  | --> | 0.095 | 0 | 0 | 0 | 0.013 | 0.102 | 0 |  | --> | C14 ex MILFORD (NR) | MILFORD (NR): T41∥T42 | LETTERKENNY |  | 55.1366 | -7.6665
MV/LV Substation KE***4282 | 20 kV | 400V(3ph) & 230V(single ph) | LV | 50 kVA :Pole Substation | 0.05 | --> | 0.05 | 0 | 0 | Constrained,otherwise capacity available =49kVA. | --> | 0.047 | 0 | 0 | 0 | 0 | 0.049 | 0 |  | --> | E18 ex JULIANSTOWN | JULIANSTOWN: T421∥T422 | DRYBRIDGE |  | 53.6382 | -6.3201
MV/LV Substation KE***4311 | 10 kV | 400V(3ph) & 230V(single ph) | LV | 630 kVA :Kiosk Substation | 0.63 | --> | 0.63 | 0.5 | 0.9 |  | --> | 0.598 | 0 | 0 | 0 | 0 | 0.5 | 0 |  | --> | C20 ex RATHMULLAN | RATHMULLAN: T42 | DRYBRIDGE |  | 53.6982 | -6.3676
MV/LV Substation KE***4327 | 10 kV | 400V(3ph) & 230V(single ph) | LV | 400 kVA :Kiosk Substation | 0.4 | --> | 0.4 | 0.258 | 1.2 |  | --> | 0.38 | 0 | 0 | 0 | 0.092 | 0.324 | 0 |  | --> | C12 ex SRAH | SRAH: T41∥T42 | THORNSBERRY |  | 53.2833 | -7.495
MV/LV Substation KE***4333 | 20 kV | 400V(3ph) & 230V(single ph) | LV | 50 kVA :Pole Substation | 0.05 | --> | 0.05 | 0.05 | 26.7 |  | --> | 0.047 | 0 | 0 | 0 | 0 | 0.049 | 0 |  | --> | E12 ex WEXFORD | WEXFORD: T121∥T122 | WEXFORD |  | 52.3465 | -6.5502
MV/LV Substation KE***4357 | 10 kV | 400V(3ph) & 230V(single ph) | LV | 630 kVA :Kiosk Substation | 0.63 | --> | 0.63 | 0.5 | 0.9 |  | --> | 0.598 | 0 | 0 | 0 | 0 | 0.5 | 0 |  | --> | C18 ex MULGANNON | MULGANNON: T42 | WEXFORD |  | 52.3178 | -6.454
MV/LV Substation KE***436Y | 10 kV | 400V(3ph) & 230V(single ph) | LV | 50 kVA :Pole Substation | 0.05 | --> | 0.05 | 0.05 | 1 |  | --> | 0.047 | 0 | 0 | 0 | 0 | 0 | 0 | Constrained,otherwise capacity available =49kW. | --> | C11 ex LOUGHTAGALLA | LOUGHTAGALLA: T41∥T42 | THURLES |  | 52.6263 | -7.7484
MV/LV Substation KE***438Z | 10 kV | 400V(3ph) & 230V(single ph) | LV | 400 kVA :Building Structure | 0.4 | --> | 0.4 | 0.312 | 5.6 |  | --> | 0.38 | 0 | 0 | 0 | 0 | 0.413 | 0 |  | --> | C13 ex PURCELLS INCH | PURCELLS INCH: T42 | KILKENNY |  | 52.6423 | -7.2111
MV/LV Substation KE***4391 | 20 kV | 400V(3ph) & 230V(single ph) | LV | 400 kVA :Kiosk Substation | 0.4 | --> | 0.4 | 0.4 | 12.5 |  | --> | 0.38 | 0 | 0 | 0 | 0 | 0.4 | 0 |  | --> | E21 ex ADAMSTOWN | ADAMSTOWN: T121 | INCHICORE 220KV |  | 53.3316 | -6.4028
MV/LV Substation KE***4394 | 10 kV | 400V(3ph) & 230V(single ph) | LV | 200 kVA :Pole Substation | 0.2 | --> | 0.2 | 0.2 | 5.6 |  | --> | 0.19 | 0 | 0 | 0 | 0 | 0.2 | 0 |  | --> | E14 ex CRANE | CRANE: T122 | CRANE |  | 52.5431 | -6.6698
MV/LV Substation KE***443Y | 20 kV | 400V(3ph) & 230V(single ph) | LV | 50 kVA :Pole Substation | 0.05 | --> | 0.05 | 0.05 | 4.1 |  | --> | 0.047 | 0 | 0 | 0 | 0 | 0 | 0 | Constrained,otherwise capacity available =49kW. | --> | E11 ex CHARLEVILLE | CHARLEVILLE: T422 | CHARLEVILLE |  | 52.3628 | -8.6517
MV/LV Substation KE***459Y | 10 kV | 400V(3ph) & 230V(single ph) | LV | 400 kVA :Building Structure | 0.4 | --> | 0.4 | 0.368 | 0.8 |  | --> | 0.38 | 0 | 0 | 0 | 0 | 0.404 | 0 |  | --> | C18 ex BALLYMOTE | BALLYMOTE: T41 | SLIGO |  | 54.0896 | -8.5143
MV/LV Substation KE***460 | 10 kV | 400V(3ph) & 230V(single ph) | LV | 400 kVA :Kiosk Substation | 0.4 | --> | 0.4 | 0.215 | 2.1 |  | --> | 0.38 | 0 | 0 | 0 | 0.051 | 0.374 | 0 |  | --> | C14 ex TEMPLEOGUE | TEMPLEOGUE: T42 | MILLTOWN (DR) |  | 53.3002 | -6.3309
MV/LV Substation KE***460X | 10 kV | 400V(3ph) & 230V(single ph) | LV | 400 kVA :Kiosk Substation | 0.4 | --> | 0.4 | 0.215 | 9.8 |  | --> | 0.38 | 0 | 0 | 0 | 0 | 0.428 | 0 |  | --> | C22 ex COOKSTOWN | COOKSTOWN: T102 | CARRICKMINES |  | 53.2971 | -6.3787
MV/LV Substation KE***461Z | 10 kV | 400V(3ph) & 230V(single ph) | LV | 50 kVA :Pole Substation | 0.05 | --> | 0.05 | 0 | 0 |  | --> | 0.047 | 0 | 0 | 0 | 0 | 0.058 | 0 |  | --> | C31 ex KILBARRY | KILBARRY: T101 | KILBARRY |  | 51.939 | -8.4278
MV/LV Substation KE***462 | 10 kV | 400V(3ph) & 230V(single ph) | LV | 50 kVA :Pole Substation | 0.05 | --> | 0.05 | 0 | 0 | Constrained,otherwise capacity available =48kVA. | --> | 0.047 | 0 | 0 | 0 | 0 | 0.049 | 0 |  | --> | C20 ex BALLYGAR | BALLYGAR: T42 | ATHLONE |  | 53.562 | -8.2459
MV/LV Substation KE***462X | 10 kV | 400V(3ph) & 230V(single ph) | LV | 400 kVA :Kiosk Substation | 0.4 | --> | 0.4 | 0 | 0 | Constrained,otherwise capacity available =332kVA. | --> | 0.38 | 0 | 0 | 0 | 0.006 | 0.403 | 0 |  | --> | C21 ex DOUGLAS | DOUGLAS: T42 | TRABEG |  | 51.8718 | -8.3981
MV/LV Substation KE***463Z | 10 kV | 400V(3ph) & 230V(single ph) | LV | 400 kVA :Kiosk Substation | 0.4 | --> | 0.4 | 0 | 0 | Constrained,otherwise capacity available =187kVA. | --> | 0.38 | 0 | 0 | 0 | 0.019 | 0.412 | 0 |  | --> | C13 ex MALAHIDE | MALAHIDE: T41 | GLASMORE |  | 53.4417 | -6.1964
MV/LV Substation KE***464Z | 10 kV | 400V(3ph) & 230V(single ph) | LV | 400 kVA :Kiosk Substation | 0.4 | --> | 0.4 | 0 | 0 | Constrained,otherwise capacity available =317kVA. | --> | 0.38 | 0 | 0 | 0 | 0.003 | 0.409 | 0 |  | --> | C13 ex MALAHIDE | MALAHIDE: T41 | GLASMORE |  | 53.442 | -6.1999
MV/LV Substation KE***469 | 20 kV | 400V(3ph) & 230V(single ph) | LV | 50 kVA :Pole Substation | 0.05 | --> | 0.05 | 0.043 | 3.7 |  | --> | 0.047 | 0 | 0 | 0 | 0 | 0 | 0 | Constrained,otherwise capacity available =50kW. | --> | E17 ex FOXHOLE | FOXHOLE: T421∥T422 | DUNGARVAN |  | 51.9419 | -7.885
MV/LV Substation KE***474Z | 10 kV | 400V(3ph) & 230V(single ph) | LV | 400 kVA :Building Structure | 0.4 | --> | 0.4 | 0.326 | 1.1 |  | --> | 0.38 | 0 | 0 | 0 | 0 | 0 | 0 | Constrained,otherwise capacity available =411kW. | --> | C25 ex BALLYCOOLIN | BALLYCOOLIN: T43 | FINGLAS |  | 53.4067 | -6.3419
MV/LV Substation KE***475 | 10 kV | 400V(3ph) & 230V(single ph) | LV | 50 kVA :Pole Substation | 0.05 | --> | 0.05 | 0 | 0 | Constrained,otherwise capacity available =41kVA. | --> | 0.047 | 0 | 0 | 0 | 0 | 0.05 | 0 |  | --> | C23 ex MACETOWN | MACETOWN: T101 | MACETOWN |  | 53.398 | -6.468
MV/LV Substation KE***481Z | 10 kV | 400V(3ph) & 230V(single ph) | LV | 50 kVA :Pole Substation | 0.05 | --> | 0.05 | 0 | 0 | Constrained,otherwise capacity available =36kVA. | --> | 0.047 | 0 | 0 | 0 | 0 | 0.051 | 0 |  | --> | C13 ex MALAHIDE | MALAHIDE: T41 | GLASMORE |  | 53.44 | -6.2071
MV/LV Substation KE***484Z | 10 kV | 400V(3ph) & 230V(single ph) | LV | 400 kVA :Kiosk Substation | 0.4 | --> | 0.4 | 0.372 | 8.9 |  | --> | 0.38 | 0 | 0 | 0 | 0.01 | 0.393 | 0 |  | --> | C25 ex STEPHENSTOWN | STEPHENSTOWN: T101 | FINGLAS |  | 53.5825 | -6.1347
MV/LV Substation KE***505X | 10 kV | 400V(3ph) & 230V(single ph) | LV | 200 kVA :Pole Substation | 0.2 | --> | 0.2 | 0.145 | 3.9 |  | --> | 0.19 | 0 | 0 | 0 | 0 | 0.208 | 0 |  | --> | C11 ex DUNMANWAY | DUNMANWAY: T43 | DUNMANWAY |  | 51.7173 | -9.1199
MV/LV Substation KE***516Y | 10 kV | 400V(3ph) & 230V(single ph) | LV | 200 kVA :Kiosk Substation | 0.2 | --> | 0.2 | 0 | 0 | Constrained,otherwise capacity available =167kVA. | --> | 0.19 | 0 | 0 | 0 | 0.028 | 0.175 | 0 |  | --> | C19 ex ROSEHILL | ROSEHILL: T41 | KILKENNY |  | 52.6431 | -7.2563
MV/LV Substation KE***524Y | 20 kV | 400V(3ph) & 230V(single ph) | LV | 100 kVA :Pole Substation | 0.1 | --> | 0.1 | 0.1 | 4.1 |  | --> | 0.095 | 0 | 0 | 0 | 0 | 0 | 0 | Constrained,otherwise capacity available =100kW. | --> | E11 ex CHARLEVILLE | CHARLEVILLE: T422 | CHARLEVILLE |  | 52.4929 | -8.6267
MV/LV Substation KE***525 | 20 kV | 400V(3ph) & 230V(single ph) | LV | 50 kVA :Pole Substation | 0.05 | --> | 0.05 | 0 | 0 | Constrained,otherwise capacity available =39kVA. | --> | 0.047 | 0 | 0 | 0 | 0 | 0.051 | 0 |  | --> | E17 ex DULEEK | DULEEK: T421∥T422 | DRYBRIDGE |  | 53.6347 | -6.5212
MV/LV Substation KE***528 | 20 kV | 400V(3ph) & 230V(single ph) | LV | 100 kVA :Pole Substation | 0.1 | --> | 0.1 | 0 | 0 | Constrained,otherwise capacity available =71kVA. | --> | 0.095 | 0 | 0 | 0 | 0.022 | 0.08 | 0 |  | --> | E17 ex DULEEK | DULEEK: T421∥T422 | DRYBRIDGE |  | 53.6273 | -6.5336
MV/LV Substation KE***543X | 20 kV | 400V(3ph) & 230V(single ph) | LV | 50 kVA :Pole Substation | 0.05 | --> | 0.05 | 0 | 0 | Constrained,otherwise capacity available =48kVA. | --> | 0.047 | 0 | 0 | 0 | 0 | 0.049 | 0 |  | --> | E17 ex CREAGH | CREAGH: T421∥T422 | ATHLONE |  | 53.3012 | -8.2453
MV/LV Substation KE***551Z | 10 kV | 400V(3ph) & 230V(single ph) | LV | 100 kVA :Pole Substation | 0.1 | --> | 0.1 | 0.052 | 0.9 |  | --> | 0.095 | 0 | 0 | 0 | 0.036 | 0.069 | 0 |  | --> | C18 ex MULGANNON | MULGANNON: T42 | WEXFORD |  | 52.3183 | -6.4554
MV/LV Substation KE***552 | 20 kV | 400V(3ph) & 230V(single ph) | LV | 200 kVA :Pole Substation | 0.2 | --> | 0.2 | 0.093 | 1.8 |  | --> | 0.19 | 0 | 0 | 0 | 0.007 | 0.208 | 0 |  | --> | E18 ex CURRALEIGH | CURRALEIGH: T421∥T422 | KILBARRY |  | 51.9119 | -8.5669
MV/LV Substation KE***552Y | 10 kV | 400V(3ph) & 230V(single ph) | LV | 50 kVA :Pole Substation | 0.05 | --> | 0.05 | 0.05 | 0.3 |  | --> | 0.047 | 0 | 0 | 0 | 0 | 0.049 | 0 |  | --> | C25 ex NENAGH | NENAGH: T41 | NENAGH |  | 52.8604 | -8.1637
MV/LV Substation KE***553X | 20 kV | 400V(3ph) & 230V(single ph) | LV | 50 kVA :Pole Substation | 0.05 | --> | 0.05 | 0.044 | 1.5 |  | --> | 0.047 | 0 | 0 | 0 | 0 | 0.05 | 0 |  | --> | E17 ex ACHILL | ACHILL: T422 | CARROWBEG |  | 53.9765 | -10.0819
MV/LV Substation KE***556 | 10 kV | 400V(3ph) & 230V(single ph) | LV | 400 kVA :Kiosk Substation | 0.4 | --> | 0.4 | 0.356 | 0.8 |  | --> | 0.38 | 0 | 0 | 0 | 0.007 | 0 | 0 | Constrained,otherwise capacity available =398kW. | --> | C15 ex BANTRY | BANTRY: T41∥T42 | BALLYLICKY |  | 51.7499 | -9.3784
MV/LV Substation KE***560Y | 20 kV | 400V(3ph) & 230V(single ph) | LV | 50 kVA :Pole Substation | 0.05 | --> | 0.05 | 0 | 0 | Constrained,otherwise capacity available =44kVA. | --> | 0.047 | 0 | 0 | 0 | 0.003 | 0.047 | 0 |  | --> | E16 ex ACADEMY STREET | ACADEMY STREET: T421∥T422 | NAVAN |  | 53.6226 | -6.6683
MV/LV Substation KE***563 | 10 kV | 400V(3ph) & 230V(single ph) | LV | 50 kVA :Pole Substation | 0.05 | --> | 0.05 | 0.046 | 0.7 |  | --> | 0.047 | 0 | 0 | 0 | 0 | 0.049 | 0 |  | --> | C15 ex KILMARTIN | KILMARTIN: T41 | ARKLOW |  | 53.0582 | -6.1366
MV/LV Substation KE***567 | 10 kV | 400V(3ph) & 230V(single ph) | LV | 50 kVA :Pole Substation | 0.05 | --> | 0.05 | 0.048 | 0.7 |  | --> | 0.047 | 0 | 0 | 0 | 0 | 0.049 | 0 |  | --> | C15 ex KILMARTIN | KILMARTIN: T41 | ARKLOW |  | 53.0304 | -6.0938
MV/LV Substation KE***569Z | 20 kV | 400V(3ph) & 230V(single ph) | LV | 50 kVA :Pole Substation | 0.05 | --> | 0.05 | 0 | 0 | Constrained,otherwise capacity available =50kVA. | --> | 0.047 | 0 | 0 | 0 | 0 | 0.049 | 0 |  | --> | E17 ex HEADFORD | HEADFORD: T42 | CLOON |  | 53.4221 | -9.1071
MV/LV Substation KE***574X | 10 kV | 400V(3ph) & 230V(single ph) | LV | 50 kVA :Pole Substation | 0.05 | --> | 0.05 | 0 | 0 | Constrained,otherwise capacity available =48kVA. | --> | 0.047 | 0 | 0 | 0 | 0 | 0.049 | 0 |  | --> | C20 ex BALLYGAR | BALLYGAR: T42 | ATHLONE |  | 53.5638 | -8.2466
MV/LV Substation KE***581X | 20 kV | 400V(3ph) & 230V(single ph) | LV | 50 kVA :Pole Substation | 0.05 | --> | 0.05 | 0 | 0 | Constrained,otherwise capacity available =45kVA. | --> | 0.047 | 0 | 0 | 0 | 0 | 0.05 | 0 |  | --> | E16 ex ACADEMY STREET | ACADEMY STREET: T421∥T422 | NAVAN |  | 53.6179 | -6.6698
MV/LV Substation KE***586X | 10 kV | 400V(3ph) & 230V(single ph) | LV | 100 kVA :Pole Substation | 0.1 | --> | 0.1 | 0.04 | 0 | Constrained,otherwise capacity available =99kVA. | --> | 0.095 | 0 | 0 | 0 | 0 | 0.1 | 0 |  | --> | C16 ex GRAIGUENAMANAGH | GRAIGUENAMANAGH: T41∥T42 | KILKENNY |  | 52.4826 | -7.0739
MV/LV Substation KE***592Z | 10 kV | 400V(3ph) & 230V(single ph) | LV | 200 kVA :Building Structure | 0.2 | --> | 0.2 | 0 | 0 | Constrained,otherwise capacity available =199kVA. | --> | 0.19 | 0 | 0 | 0 | 0 | 0 | 0 | Constrained,otherwise capacity available =200kW. | --> | E11 ex ASHBOURNE | ASHBOURNE: T421 | FINGLAS |  | 53.4451 | -6.28
MV/LV Substation KE***593Z | 10 kV | 400V(3ph) & 230V(single ph) | LV | 400 kVA :Kiosk Substation | 0.4 | --> | 0.4 | 0.138 | 9.1 |  | --> | 0.38 | 0 | 0 | 0 | 0 | 0.439 | 0 |  | --> | C14 ex TRABEG | TRABEG: T101 | TRABEG |  | 51.8738 | -8.4767
MV/LV Substation KE***595X | 10 kV | 400V(3ph) & 230V(single ph) | LV | 630 kVA :Kiosk Substation | 0.63 | --> | 0.63 | 0.5 | 2 |  | --> | 0.598 | 0 | 0 | 0 | 0 | 0.5 | 0 |  | --> | C16 ex FAIRVIEW | FAIRVIEW: T41 | MCDERMOTT |  | 53.3629 | -6.2435
MV/LV Substation KE***598Y | 20 kV | 400V(3ph) & 230V(single ph) | LV | 100 kVA :Pole Substation | 0.1 | --> | 0.1 | 0 | 0 | Constrained,otherwise capacity available =40kVA. | --> | 0.095 | 0 | 0 | 0 | 0.021 | 0.087 | 0 |  | --> | E17 ex DULEEK | DULEEK: T421∥T422 | DRYBRIDGE |  | 53.6274 | -6.5315
MV/LV Substation KE***598Z | 10 kV | 400V(3ph) & 230V(single ph) | LV | 400 kVA :Kiosk Substation | 0.4 | --> | 0.4 | 0.364 | 3.1 |  | --> | 0.38 | 0 | 0 | 0 | 0.011 | 0.393 | 0 |  | --> | C26 ex MONEYCOOLEY | MONEYCOOLEY: T44 | GRIFFINRATH |  | 53.3819 | -6.5921
MV/LV Substation KE***605Y | 10 kV | 400V(3ph) & 230V(single ph) | LV | 400 kVA :Kiosk Substation | 0.4 | --> | 0.4 | 0.368 | 8.3 |  | --> | 0.38 | 0 | 0 | 0 | 0.01 | 0.394 | 0 |  | --> | C25 ex BALLYBEG | BALLYBEG: T101 | CARRICKMINES |  | 52.9821 | -6.0635
MV/LV Substation KE***605Z | 10 kV | 400V(3ph) & 230V(single ph) | LV | 200 kVA :Pole Substation | 0.2 | --> | 0.2 | 0.145 | 0.9 |  | --> | 0.19 | 0 | 0 | 0 | 0.039 | 0.167 | 0 |  | --> | C18 ex MULGANNON | MULGANNON: T42 | WEXFORD |  | 52.3145 | -6.4534
MV/LV Substation KE***607X | 10 kV | 400V(3ph) & 230V(single ph) | LV | 400 kVA :Building Structure | 0.4 | --> | 0.4 | 0.396 | 1.3 |  | --> | 0.38 | 0 | 0 | 0 | 0 | 0.4 | 0 |  | --> | C19 ex ENNIS NORTH | ENNIS NORTH: T41∥T42 | ENNIS |  | 52.8732 | -8.9619
MV/LV Substation KE***614Z | 10 kV | 400V(3ph) & 230V(single ph) | LV | 100 kVA :Pole Substation | 0.1 | --> | 0.1 | 0 | 0 | Constrained,otherwise capacity available =39kVA. | --> | 0.095 | 0 | 0 | 0 | 0 | 0.109 | 0 |  | --> | C14 ex SWORDS | SWORDS: T42 | GLASMORE |  | 53.4459 | -6.2749
MV/LV Substation KE***615Z | 20 kV | 400V(3ph) & 230V(single ph) | LV | 50 kVA :Pole Substation | 0.05 | --> | 0.05 | 0.042 | 0.7 |  | --> | 0.047 | 0 | 0 | 0 | 0 | 0.05 | 0 |  | --> | C17 ex MONEYCOOLEY | MONEYCOOLEY: T41 | GRIFFINRATH |  | 53.3836 | -6.5315
MV/LV Substation KE***618 | 10 kV | 400V(3ph) & 230V(single ph) | LV | 50 kVA :Pole Substation | 0.05 | --> | 0.05 | 0.047 | 3.2 |  | --> | 0.047 | 0 | 0 | 0 | 0 | 0.049 | 0 |  | --> | C17 ex BOYLE | BOYLE: T41∥T42 | CARRICK ON SHANNON |  | 53.9694 | -8.2549
MV/LV Substation KE***638X | 10 kV | 400V(3ph) & 230V(single ph) | LV | 400 kVA :Kiosk Substation | 0.4 | --> | 0.4 | 0.308 | 2.3 |  | --> | 0.38 | 0 | 0 | 0 | 0.007 | 0.406 | 0 |  | --> | C17 ex GILLOGUE | GILLOGUE: T41∥T42 | ARDNACRUSHA |  | 52.7108 | -8.6128
MV/LV Substation KE***640X | 10 kV | 400V(3ph) & 230V(single ph) | LV | 50 kVA :Pole Substation | 0.05 | --> | 0.05 | 0 | 0 | Constrained,otherwise capacity available =45kVA. | --> | 0.047 | 0 | 0 | 0 | 0 | 0.05 | 0 |  | --> | C12 ex SAGGART | SAGGART: T41∥T42 | GRANGE CASTLE |  | 53.276 | -6.4955
MV/LV Substation KE***641 | 20 kV | 400V(3ph) & 230V(single ph) | LV | 100 kVA :Pole Substation | 0.1 | --> | 0.1 | 0.065 | 1.6 |  | --> | 0.095 | 0 | 0 | 0 | 0.003 | 0.102 | 0 |  | --> | E12 ex GURRANEBANE | GURRANEBANE: T421∥T422 | OUGHTRAGH |  | 52.0125 | -10.0988
MV/LV Substation KE***643 | 10 kV | 400V(3ph) & 230V(single ph) | LV | 200 kVA :Pole Substation | 0.2 | --> | 0.2 | 0 | 0 | Constrained,otherwise capacity available =181kVA. | --> | 0.19 | 0 | 0 | 0 | 0.039 | 0.161 | 0 |  | --> | C15 ex LOUGHSHINNY | LOUGHSHINNY: T41 | GLASMORE |  | 53.5311 | -6.0987
MV/LV Substation KE***644X | 20 kV | 400V(3ph) & 230V(single ph) | LV | 100 kVA :Pole Substation | 0.1 | --> | 0.1 | 0.091 | 1.6 |  | --> | 0.095 | 0 | 0 | 0 | 0 | 0.1 | 0 |  | --> | E12 ex GURRANEBANE | GURRANEBANE: T421∥T422 | OUGHTRAGH |  | 51.9979 | -10.1165
MV/LV Substation KE***646Z | 10 kV | 400V(3ph) & 230V(single ph) | LV | 200 kVA :Kiosk Substation | 0.2 | --> | 0.2 | 0.086 | 0.9 |  | --> | 0.19 | 0 | 0 | 0 | 0.017 | 0.198 | 0 |  | --> | C18 ex MULGANNON | MULGANNON: T42 | WEXFORD |  | 52.3136 | -6.4575
MV/LV Substation KE***646Z | 10 kV | 400V(3ph) & 230V(single ph) | LV | 100 kVA :Pole Substation | 0.1 | --> | 0.1 | 0.083 | 0.2 |  | --> | 0.095 | 0 | 0 | 0 | 0 | 0 | 0 | Constrained,otherwise capacity available =102kW. | --> | C11 ex COOLMINE | COOLMINE: T41 | FINGLAS |  | 53.3761 | -6.4098
MV/LV Substation KE***658 | 20 kV | 400V(3ph) & 230V(single ph) | LV | 630 kVA :Kiosk Substation | 0.63 | --> | 0.63 | 0.5 | 1.6 |  | --> | 0.598 | 0 | 0 | 0 | 0 | 0.5 | 0 |  | --> | E15 ex DINGLE | DINGLE: T421 | OUGHTRAGH |  | 52.1674 | -10.392
MV/LV Substation KE***661 | 20 kV | 400V(3ph) & 230V(single ph) | LV | 400 kVA :Building Structure | 0.4 | --> | 0.4 | 0.255 | 1.6 |  | --> | 0.38 | 0 | 0 | 0 | 0 | 0.422 | 0 |  | --> | E17 ex GURRANEBANE | GURRANEBANE: T421∥T422 | OUGHTRAGH |  | 51.9299 | -10.2771
MV/LV Substation KE***661X | 20 kV | 400V(3ph) & 230V(single ph) | LV | 50 kVA :Pole Substation | 0.05 | --> | 0.05 | 0 | 0 | Constrained,otherwise capacity available =47kVA. | --> | 0.047 | 0 | 0 | 0 | 0 | 0.049 | 0 |  | --> | E16 ex JULIANSTOWN | JULIANSTOWN: T421∥T422 | DRYBRIDGE |  | 53.6598 | -6.2688
MV/LV Substation KE***666X | 10 kV | 400V(3ph) & 230V(single ph) | LV | 630 kVA :Kiosk Substation | 0.63 | --> | 0.63 | 0 | 0 | Constrained,otherwise capacity available =500kVA. | --> | 0.598 | 0 | 0 | 0 | 0.015 | 0.5 | 0 |  | --> | C21 ex ENNISTYMON | ENNISTYMON: T41∥T42 | ENNIS |  | 52.9337 | -9.3339
MV/LV Substation KE***674 | 10 kV | 400V(3ph) & 230V(single ph) | LV | 100 kVA :Pole Substation | 0.1 | --> | 0.1 | 0.089 | 1.2 |  | --> | 0.095 | 0 | 0 | 0 | 0 | 0.101 | 0 |  | --> | C20 ex POLLERTON | POLLERTON: T42 | CARLOW |  | 52.8013 | -6.8323
MV/LV Substation KE***674X | 20 kV | 400V(3ph) & 230V(single ph) | LV | 50 kVA :Pole Substation | 0.05 | --> | 0.05 | 0 | 0 | Constrained,otherwise capacity available =49kVA. | --> | 0.047 | 0 | 0 | 0 | 0 | 0.049 | 0 |  | --> | E17 ex KILCOLGAN | KILCOLGAN: T421 | GALWAY 110KV |  | 53.2133 | -8.7573
MV/LV Substation KE***675 | 10 kV | 400V(3ph) & 230V(single ph) | LV | 50 kVA :Pole Substation | 0.05 | --> | 0.05 | 0.035 | 5 |  | --> | 0.047 | 0 | 0 | 0 | 0 | 0.051 | 0 |  | --> | C28 ex GALWAY 110KV | GALWAY 110KV: T102 | GALWAY 110KV |  | 53.3356 | -9.0221
MV/LV Substation KE***681Y | 10 kV | 400V(3ph) & 230V(single ph) | LV | 200 kVA :Kiosk Substation | 0.2 | --> | 0.2 | 0 | 0 | Constrained,otherwise capacity available =167kVA. | --> | 0.19 | 0 | 0 | 0 | 0 | 0.204 | 0 |  | --> | C17 ex KILLACLOYNE | KILLACLOYNE: T41∥T42 | MIDLETON |  | 51.9072 | -8.2697
MV/LV Substation KE***693Z | 20 kV | 400V(3ph) & 230V(single ph) | LV | 630 kVA :Kiosk Substation | 0.63 | --> | 0.63 | 0 | 0 | Constrained,otherwise capacity available =500kVA. | --> | 0.598 | 0 | 0 | 0 | 0 | 0.5 | 0 |  | --> | E11 ex GLASMORE | GLASMORE: T421 | GLASMORE |  | 53.4875 | -6.1494
MV/LV Substation KE***696Y | 10 kV | 400V(3ph) & 230V(single ph) | LV | 400 kVA :Kiosk Substation | 0.4 | --> | 0.4 | 0 | 0 | Constrained,otherwise capacity available =329kVA. | --> | 0.38 | 0 | 0 | 0 | 0 | 0.411 | 0 |  | --> | C22 ex CAVAN | CAVAN: T42 | SHANKILL |  | 53.9982 | -7.3487
MV/LV Substation KE***696Y | 20 kV | 400V(3ph) & 230V(single ph) | LV | 50 kVA :Pole Substation | 0.05 | --> | 0.05 | 0 | 0 | Constrained,otherwise capacity available =47kVA. | --> | 0.047 | 0 | 0 | 0 | 0 | 0.049 | 0 |  | --> | C24 ex ATHLONE | ATHLONE: T41 | ATHLONE |  | 53.3785 | -8.0586
MV/LV Substation KE***703Y | 20 kV | 400V(3ph) & 230V(single ph) | LV | 50 kVA :Pole Substation | 0.05 | --> | 0.05 | 0 | 0 | Constrained,otherwise capacity available =47kVA. | --> | 0.047 | 0 | 0 | 0 | 0 | 0.049 | 0 |  | --> | E16 ex ACADEMY STREET | ACADEMY STREET: T421∥T422 | NAVAN |  | 53.6196 | -6.6692
MV/LV Substation KE***719Y | 10 kV | 400V(3ph) & 230V(single ph) | LV | 30 kVA :Pole Substation | 0.03 | --> | 0.03 | 0.025 | 2.7 |  | --> | 0.028 | 0 | 0 | 0 | 0.003 | 0.027 | 0 |  | --> | C16 ex CALLAN | CALLAN: T41∥T42 | KILKENNY |  | 52.5385 | -7.2836
MV/LV Substation KE***722Y | 10 kV | 400V(3ph) & 230V(single ph) | LV | 100 kVA :Pole Substation | 0.1 | --> | 0.1 | 0.059 | 2.7 |  | --> | 0.095 | 0 | 0 | 0 | 0.011 | 0.094 | 0 |  | --> | C16 ex CALLAN | CALLAN: T41∥T42 | KILKENNY |  | 52.5408 | -7.2731
MV/LV Substation KE***725 | 10 kV | 400V(3ph) & 230V(single ph) | LV | 400 kVA :Kiosk Substation | 0.4 | --> | 0.4 | 0.324 | 5 |  | --> | 0.38 | 0 | 0 | 0 | 0.007 | 0.404 | 0 |  | --> | C21 ex BALLYRICKARD | BALLYRICKARD: T41∥T42 | TRALEE |  | 52.2686 | -9.7228
MV/LV Substation KE***726Y | 10 kV | 400V(3ph) & 230V(single ph) | LV | 200 kVA :Pole Substation | 0.2 | --> | 0.2 | 0.168 | 2.7 |  | --> | 0.19 | 0 | 0 | 0 | 0.003 | 0.201 | 0 |  | --> | C16 ex CALLAN | CALLAN: T41∥T42 | KILKENNY |  | 52.5434 | -7.2722
MV/LV Substation KE***742X | 10 kV | 400V(3ph) & 230V(single ph) | LV | 200 kVA :Pole Substation | 0.2 | --> | 0.2 | 0.179 | 0.9 |  | --> | 0.19 | 0 | 0 | 0 | 0.008 | 0.194 | 0 |  | --> | C20 ex MULGANNON | MULGANNON: T42 | WEXFORD |  | 52.3001 | -6.4579
MV/LV Substation KE***747Y | 10 kV | 400V(3ph) & 230V(single ph) | LV | 400 kVA :Kiosk Substation | 0.4 | --> | 0.4 | 0.355 | 1.5 |  | --> | 0.38 | 0 | 0 | 0 | 0 | 0.407 | 0 |  | --> | C11 ex DERRYCRAMPH | DERRYCRAMPH: T41∥T42 | SHANKILL |  | 53.976 | -7.3527
MV/LV Substation KE***753Y | 20 kV | 400V(3ph) & 230V(single ph) | LV | 50 kVA :Pole Substation | 0.05 | --> | 0.05 | 0 | 0 | Constrained,otherwise capacity available =24kVA. | --> | 0.047 | 0 | 0 | 0 | 0 | 0.053 | 0 |  | --> | E17 ex DULEEK | DULEEK: T421∥T422 | DRYBRIDGE |  | 53.6257 | -6.5279
MV/LV Substation KE***754X | 10 kV | 400V(3ph) & 230V(single ph) | LV | 200 kVA :Kiosk Substation | 0.2 | --> | 0.2 | 0.125 | 1.7 |  | --> | 0.19 | 0 | 0 | 0 | 0.011 | 0.2 | 0 |  | --> | C12 ex BISHOPSTOWN | BISHOPSTOWN: T42 | KILBARRY |  | 51.888 | -8.5247
MV/LV Substation KE***759 | 20 kV | 400V(3ph) & 230V(single ph) | LV | 100 kVA :Pole Substation | 0.1 | --> | 0.1 | 0.082 | 1 |  | --> | 0.095 | 0 | 0 | 0 | 0 | 0 | 0 | Constrained,otherwise capacity available =102kW. | --> | E17 ex CARNDONAGH | CARNDONAGH: T421∥T422 | TRILLICK |  | 55.2612 | -7.2542
MV/LV Substation KE***759X | 20 kV | 400V(3ph) & 230V(single ph) | LV | 400 kVA :Building Structure | 0.4 | --> | 0.4 | 0.258 | 6.2 |  | --> | 0.38 | 0 | 0 | 0 | 0 | 0.421 | 0 |  | --> | E12 ex BAGENALSTOWN | BAGENALSTOWN: T421∥T422 | CARLOW |  | 52.7015 | -6.955
MV/LV Substation KE***767X | 10 kV | 400V(3ph) & 230V(single ph) | LV | 50 kVA :Pole Substation | 0.05 | --> | 0.05 | 0 | 0 | Constrained,otherwise capacity available =38kVA. | --> | 0.047 | 0 | 0 | 0 | 0 | 0.051 | 0 |  | --> | C17 ex SKIBBEREEN | SKIBBEREEN: T41∥T42 | DUNMANWAY |  | 51.5576 | -9.1345
MV/LV Substation KE***768X | 20 kV | 400V(3ph) & 230V(single ph) | LV | 1000 kVA :Kiosk Substation | 1 | --> | 1 | 0 | 0 | Constrained,otherwise capacity available =500kVA. | --> | 0.95 | 0 | 0 | 0 | 0 | 0.5 | 0 |  | --> | E12 ex BALTINGLASS | BALTINGLASS: T421∥T422 | STRATFORD |  | 52.9824 | -6.5872
MV/LV Substation KE***774 | 20 kV | 400V(3ph) & 230V(single ph) | LV | 50 kVA :Pole Substation | 0.05 | --> | 0.05 | 0.038 | 5.3 |  | --> | 0.047 | 0 | 0 | 0 | 0 | 0.051 | 0 |  | --> | C14 ex SMEARLA | SMEARLA: T42 | TRIEN |  | 52.4785 | -9.3779
MV/LV Substation KE***774X | 20 kV | 400V(3ph) & 230V(single ph) | LV | 200 kVA :Pole Substation | 0.2 | --> | 0.2 | 0 | 0 | Constrained,otherwise capacity available =142kVA. | --> | 0.19 | 0 | 0 | 0 | 0 | 0.208 | 0 |  | --> | E16 ex JULIANSTOWN | JULIANSTOWN: T421∥T422 | DRYBRIDGE |  | 53.6588 | -6.2667
MV/LV Substation KE***778Y | 10 kV | 400V(3ph) & 230V(single ph) | LV | 630 kVA :Kiosk Substation | 0.63 | --> | 0.63 | 0.5 | 0.6 |  | --> | 0.598 | 0 | 0 | 0 | 0 | 0.5 | 0 |  | --> | C26 ex ACADEMY STREET | ACADEMY STREET: T44 | NAVAN |  | 53.6535 | -6.686
MV/LV Substation KE***784Y | 10 kV | 400V(3ph) & 230V(single ph) | LV | 200 kVA :Pole Substation | 0.2 | --> | 0.2 | 0.148 | 0.9 |  | --> | 0.19 | 0 | 0 | 0 | 0 | 0.207 | 0 |  | --> | C20 ex MULGANNON | MULGANNON: T42 | WEXFORD |  | 52.3041 | -6.4413
MV/LV Substation KE***785X | 20 kV | 400V(3ph) & 230V(single ph) | LV | 50 kVA :Pole Substation | 0.05 | --> | 0.05 | 0 | 0 | Constrained,otherwise capacity available =49kVA. | --> | 0.047 | 0 | 0 | 0 | 0 | 0.049 | 0 |  | --> | C12 ex SPIDDAL | SPIDDAL: T42 | SCREEB |  | 53.245 | -9.3349
MV/LV Substation KE***788 | 10 kV | 400V(3ph) & 230V(single ph) | LV | 400 kVA :Building Structure | 0.4 | --> | 0.4 | 0.398 | 9.2 |  | --> | 0.38 | 0 | 0 | 0 | 0 | 0.4 | 0 |  | --> | C25 ex CENTRE PARK ROAD | MARINA: T105 | MARINA |  | 51.8992 | -8.4543
MV/LV Substation KE***793 | 20 kV | 400V(3ph) & 230V(single ph) | LV | 200 kVA :Kiosk Substation | 0.2 | --> | 0.2 | 0 | 0 | Constrained,otherwise capacity available =148kVA. | --> | 0.19 | 0 | 0 | 0 | 0.003 | 0.204 | 0 |  | --> | C14 ex MILFORD (NR) | MILFORD (NR): T41∥T42 | LETTERKENNY |  | 55.1376 | -7.6625
MV/LV Substation KE***794X | 10 kV | 400V(3ph) & 230V(single ph) | LV | 100 kVA :Pole Substation | 0.1 | --> | 0.1 | 0.1 | 0.9 |  | --> | 0.095 | 0 | 0 | 0 | 0 | 0.1 | 0 |  | --> | C18 ex MULGANNON | MULGANNON: T42 | WEXFORD |  | 52.319 | -6.4547
MV/LV Substation KE***795X | 10 kV | 400V(3ph) & 230V(single ph) | LV | 630 kVA :Building Structure | 0.63 | --> | 0.63 | 0.095 | 0.9 |  | --> | 0.598 | 0 | 0 | 0 | 0.008 | 0.5 | 0 |  | --> | C18 ex MULGANNON | MULGANNON: T42 | WEXFORD |  | 52.3142 | -6.4553
MV/LV Substation KE***799 | 20 kV | 400V(3ph) & 230V(single ph) | LV | 100 kVA :Pole Substation | 0.1 | --> | 0.1 | 0.012 | 1.5 |  | --> | 0.095 | 0 | 0 | 0 | 0.003 | 0.109 | 0 |  | --> | E17 ex ACHILL | ACHILL: T422 | CARROWBEG |  | 53.9754 | -10.0824
MV/LV Substation KE***800 | 20 kV | 400V(3ph) & 230V(single ph) | LV | 100 kVA :Pole Substation | 0.1 | --> | 0.1 | 0.055 | 1.5 |  | --> | 0.095 | 0 | 0 | 0 | 0 | 0.106 | 0 |  | --> | E17 ex ACHILL | ACHILL: T422 | CARROWBEG |  | 53.975 | -10.0855
MV/LV Substation KE***802 | 20 kV | 400V(3ph) & 230V(single ph) | LV | 100 kVA :Pole Substation | 0.1 | --> | 0.1 | 0.099 | 1.5 |  | --> | 0.095 | 0 | 0 | 0 | 0 | 0.1 | 0 |  | --> | E17 ex ACHILL | ACHILL: T422 | CARROWBEG |  | 53.974 | -10.0907
MV/LV Substation KE***803X | 10 kV | 400V(3ph) & 230V(single ph) | LV | 100 kVA :Pole Substation | 0.1 | --> | 0.1 | 0 | 0 | Constrained,otherwise capacity available =79kVA. | --> | 0.095 | 0 | 0 | 0 | 0 | 0.103 | 0 |  | --> | C11 ex POLLERTON | POLLERTON: T41 | CARLOW |  | 52.8382 | -6.8966
MV/LV Substation KE***805 | 10 kV | 400V(3ph) & 230V(single ph) | LV | 100 kVA :Pole Substation | 0.1 | --> | 0.1 | 0 | 0 | Constrained,otherwise capacity available =74kVA. | --> | 0.095 | 0 | 0 | 0 | 0.004 | 0 | 0 | Constrained,otherwise capacity available =99kW. | --> | C11 ex DONEGAL | DONEGAL: T41∥T42 | CATHALEENS FALL |  | 54.6504 | -8.2259
MV/LV Substation KE***805X | 20 kV | 400V(3ph) & 230V(single ph) | LV | 400 kVA :Kiosk Substation | 0.4 | --> | 0.4 | 0 | 0 | Constrained,otherwise capacity available =304kVA. | --> | 0.38 | 0 | 0 | 0 | 0 | 0.414 | 0 |  | --> | E17 ex MANORHAMILTON | MANORHAMILTON: T422 | SLIGO |  | 54.2231 | -8.2081
MV/LV Substation KE***814Z | 10 kV | 400V(3ph) & 230V(single ph) | LV | 630 kVA :Kiosk Substation | 0.63 | --> | 0.63 | 0.5 | 0.9 |  | --> | 0.598 | 0 | 0 | 0 | 0 | 0.5 | 0 |  | --> | C14 ex MULGANNON | MULGANNON: T42 | WEXFORD |  | 52.3378 | -6.4609
MV/LV Substation KE***824X | 10 kV | 400V(3ph) & 230V(single ph) | LV | 200 kVA :Kiosk Substation | 0.2 | --> | 0.2 | 0.04 | 1.1 |  | --> | 0.19 | 0 | 0 | 0 | 0 | 0.224 | 0 |  | --> | C11 ex SCARTEEN | SCARTEEN: T41∥T42 | MALLOW |  | 52.1458 | -8.6568
MV/LV Substation KE***827 | 10 kV | 400V(3ph) & 230V(single ph) | LV | 630 kVA :Building Structure | 0.63 | --> | 0.63 | 0.5 | 2.7 |  | --> | 0.598 | 0 | 0 | 0 | 0 | 0.5 | 0 |  | --> | E18 ex TULLOW | TULLOW: T422 | CARLOW |  | 52.8667 | -6.56
MV/LV Substation KE***827Y | 10 kV | 400V(3ph) & 230V(single ph) | LV | 50 kVA :Pole Substation | 0.05 | --> | 0.05 | 0 | 0 | Constrained,otherwise capacity available =50kVA. | --> | 0.047 | 0 | 0 | 0 | 0 | 0.049 | 0 |  | --> | E17 ex ACADEMY STREET | ACADEMY STREET: T421∥T422 | NAVAN |  | 53.6249 | -6.8567
MV/LV Substation KE***834 | 20 kV | 400V(3ph) & 230V(single ph) | LV | 50 kVA :Pole Substation | 0.05 | --> | 0.05 | 0.027 | 2 |  | --> | 0.047 | 0 | 0 | 0 | 0 | 0.052 | 0 |  | --> | E33 ex CAPPAMORE | CAPPAMORE: T41∥T42 | ARDNACRUSHA |  | 52.5526 | -8.344
MV/LV Substation KE***839 | 10 kV | 400V(3ph) & 230V(single ph) | LV | 630 kVA :Kiosk Substation | 0.63 | --> | 0.63 | 0 | 0 | Constrained,otherwise capacity available =500kVA. | --> | 0.598 | 0 | 0 | 0 | 0 | 0.5 | 0 |  | --> | C14 ex WOODFORD | WOODFORD: T41∥T42 | KNOCKEARAGH |  | 52.064 | -9.4686
MV/LV Substation KE***846Z | 10 kV | 400V(3ph) & 230V(single ph) | LV | 630 kVA :Building Structure | 0.63 | --> | 0.63 | 0.468 | 0.9 |  | --> | 0.598 | 0 | 0 | 0 | 0 | 0.5 | 0 |  | --> | C14 ex MULGANNON | MULGANNON: T42 | WEXFORD |  | 52.3392 | -6.4607
MV/LV Substation KE***856X | 20 kV | 400V(3ph) & 230V(single ph) | LV | 50 kVA :Pole Substation | 0.05 | --> | 0.05 | 0 | 0 | Constrained,otherwise capacity available =50kVA. | --> | 0.047 | 0 | 0 | 0 | 0 | 0.049 | 0 |  | --> | C21 ex MILFORD (NR) | MILFORD (NR): T41∥T42 | LETTERKENNY |  | 55.1578 | -7.7172
MV/LV Substation KE***857X | 10 kV | 400V(3ph) & 230V(single ph) | LV | 630 kVA :Building Structure | 0.63 | --> | 0.63 | 0.241 | 5.1 |  | --> | 0.598 | 0 | 0 | 0 | 0.017 | 0.5 | 0 |  | --> | C12 ex LLOYD | LLOYD: T41∥T42 | NAVAN |  | 53.7388 | -6.8988
MV/LV Substation KE***860 | 10 kV | 400V(3ph) & 230V(single ph) | LV | 50 kVA :Pole Substation | 0.05 | --> | 0.05 | 0.025 | 3.8 |  | --> | 0.047 | 0 | 0 | 0 | 0 | 0 | 0 | Constrained,otherwise capacity available =53kW. | --> | C18 ex TURLOUGH ROAD | TURLOUGH ROAD: T41∥T42 | CASTLEBAR |  | 53.8462 | -9.169
MV/LV Substation KE***883 | 10 kV | 400V(3ph) & 230V(single ph) | LV | 50 kVA :Pole Substation | 0.05 | --> | 0.05 | 0 | 0 | Constrained,otherwise capacity available =21kVA. | --> | 0.047 | 0 | 0 | 0 | 0 | 0.053 | 0 |  | --> | C15 ex LOUGHSHINNY | LOUGHSHINNY: T41 | GLASMORE |  | 53.5378 | -6.0994
MV/LV Substation KE***888X | 10 kV | 400V(3ph) & 230V(single ph) | LV | 400 kVA :Kiosk Substation | 0.4 | --> | 0.4 | 0.067 | 0.1 | Constrained,otherwise capacity available =327kVA. | --> | 0.38 | 0 | 0 | 0 | 0.019 | 0.391 | 0 |  | --> | C21 ex BISHOPSTOWN | BISHOPSTOWN: T41 | KILBARRY |  | 51.8861 | -8.524
MV/LV Substation KE***897Y | 10 kV | 400V(3ph) & 230V(single ph) | LV | 50 kVA :Pole Substation | 0.05 | --> | 0.05 | 0.039 | 2.4 |  | --> | 0.047 | 0 | 0 | 0 | 0 | 0.051 | 0 |  | --> | C14 ex BALLYMAHON | BALLYMAHON: T41∥T42 | ATHLONE |  | 53.6146 | -7.7145
MV/LV Substation KE***902X | 20 kV | 400V(3ph) & 230V(single ph) | LV | 200 kVA :Pole Substation | 0.2 | --> | 0.2 | 0 | 0 | Constrained,otherwise capacity available =158kVA. | --> | 0.19 | 0 | 0 | 0 | 0 | 0.206 | 0 |  | --> | E11 ex ACADEMY STREET | ACADEMY STREET: T421∥T422 | NAVAN |  | 53.6077 | -6.5369
MV/LV Substation KE***908Y | 20 kV | 400V(3ph) & 230V(single ph) | LV | 100 kVA :Pole Substation | 0.1 | --> | 0.1 | 0 | 0 | Constrained,otherwise capacity available =96kVA. | --> | 0.095 | 0 | 0 | 0 | 0 | 0.1 | 0 |  | --> | E15 ex GLENAMADDY | GLENAMADDY: T422 | ATHLONE |  | 53.6149 | -8.5537
MV/LV Substation KE***909X | 10 kV | 400V(3ph) & 230V(single ph) | LV | 200 kVA :Kiosk Substation | 0.2 | --> | 0.2 | 0.142 | 8.3 |  | --> | 0.19 | 0 | 0 | 0 | 0.014 | 0.193 | 0 |  | --> | C25 ex BALLYBEG | BALLYBEG: T101 | CARRICKMINES |  | 52.983 | -6.0654
MV/LV Substation KE***910 | 20 kV | 400V(3ph) & 230V(single ph) | LV | 100 kVA :Pole Substation | 0.1 | --> | 0.1 | 0.1 | 0.2 |  | --> | 0.095 | 0 | 0 | 0 | 0 | 0.1 | 0 |  | --> | C16 ex MOATE | MOATE: T42 | ATHLONE |  | 53.4245 | -7.6464
MV/LV Substation KE***915 | 10 kV | 400V(3ph) & 230V(single ph) | LV | 200 kVA :Pole Substation | 0.2 | --> | 0.2 | 0.166 | 3.6 |  | --> | 0.19 | 0 | 0 | 0 | 0.01 | 0.194 | 0 |  | --> | C17 ex CASTLEREA | CASTLEREA: T41∥T42 | CARRICK ON SHANNON |  | 53.761 | -8.4789
MV/LV Substation KE***916 | 10 kV | 400V(3ph) & 230V(single ph) | LV | 200 kVA :Pole Substation | 0.2 | --> | 0.2 | 0.099 | 1.6 |  | --> | 0.19 | 0 | 0 | 0 | 0 | 0.215 | 0 |  | --> | C16 ex NEWTOWNCUNNINGHAM | NEWTOWNCUNNINGHAM: T41∥T42 | LETTERKENNY |  | 54.9978 | -7.5137
MV/LV Substation KE***916X | 10 kV | 400V(3ph) & 230V(single ph) | LV | 50 kVA :Pole Substation | 0.05 | --> | 0.05 | 0.037 | 2.3 |  | --> | 0.047 | 0 | 0 | 0 | 0 | 0 | 0 | Constrained,otherwise capacity available =51kW. | --> | C14 ex KILRUSH | KILRUSH: T41∥T42 | TULLABRACK |  | 52.646 | -9.4816
MV/LV Substation KE***919Y | 10 kV | 400V(3ph) & 230V(single ph) | LV | 200 kVA :Pole Substation | 0.2 | --> | 0.2 | 0 | 0 | Constrained,otherwise capacity available =143kVA. | --> | 0.19 | 0 | 0 | 0 | 0 | 0.208 | 0 |  | --> | C23 ex GORESBRIDGE | GORESBRIDGE: T41∥T42 | KILKENNY |  | 52.6889 | -7.0519
MV/LV Substation KE***920X | 20 kV | 400V(3ph) & 230V(single ph) | LV | 400 kVA :Building Structure | 0.4 | --> | 0.4 | 0.372 | 1.6 |  | --> | 0.38 | 0 | 0 | 0 | 0 | 0.403 | 0 |  | --> | E15 ex GURRANEBANE | GURRANEBANE: T421∥T422 | OUGHTRAGH |  | 51.9437 | -10.2338
MV/LV Substation KE***925 | 20 kV | 400V(3ph) & 230V(single ph) | LV | 50 kVA :Pole Substation | 0.05 | --> | 0.05 | 0.047 | 12.2 |  | --> | 0.047 | 0 | 0 | 0 | 0 | 0.049 | 0 |  | --> | C36 ex SALTHILL | SALTHILL: T102 | SALTHILL |  | 53.3008 | -9.1006
MV/LV Substation KE***927X | 20 kV | 400V(3ph) & 230V(single ph) | LV | 50 kVA :Pole Substation | 0.05 | --> | 0.05 | 0 | 0 | Constrained,otherwise capacity available =50kVA. | --> | 0.047 | 0 | 0 | 0 | 0 | 0.049 | 0 |  | --> | E12 ex BALTINGLASS | BALTINGLASS: T421∥T422 | STRATFORD |  | 52.9879 | -6.6098
MV/LV Substation KE***949 | 20 kV | 400V(3ph) & 230V(single ph) | LV | 200 kVA :Pole Substation | 0.2 | --> | 0.2 | 0 | 0 | Constrained,otherwise capacity available =134kVA. | --> | 0.19 | 0 | 0 | 0 | 0.021 | 0.188 | 0 |  | --> | E11 ex ACADEMY STREET | ACADEMY STREET: T421∥T422 | NAVAN |  | 53.6278 | -6.5396
MV/LV Substation KE***954 | 10 kV | 400V(3ph) & 230V(single ph) | LV | 200 kVA :Kiosk Substation | 0.2 | --> | 0.2 | 0 | 0 | Constrained,otherwise capacity available =168kVA. | --> | 0.19 | 0 | 0 | 0 | 0.012 | 0.192 | 0 |  | --> | C12 ex GREYSTONES | GREYSTONES: T42 | FASSAROE |  | 53.1468 | -6.0895
MV/LV Substation KE***958X | 10 kV | 400V(3ph) & 230V(single ph) | LV | 400 kVA :Kiosk Substation | 0.4 | --> | 0.4 | 0.151 | 1 |  | --> | 0.38 | 0 | 0 | 0 | 0 | 0.437 | 0 |  | --> | C17 ex MANOR STREET | MANOR STREET: T41 | WATERFORD |  | 52.2605 | -7.1086
MV/LV Substation KE***960 | 10 kV | 400V(3ph) & 230V(single ph) | LV | 50 kVA :Pole Substation | 0.05 | --> | 0.05 | 0.001 | 3.5 |  | --> | 0.047 | 0 | 0 | 0 | 0 | 0.056 | 0 |  | --> | C18 ex SALLINS | SALLINS: T42 | GRIFFINRATH |  | 53.2462 | -6.6331
MV/LV Substation KE***967X | 20 kV | 400V(3ph) & 230V(single ph) | LV | 630 kVA :Building Structure | 0.63 | --> | 0.63 | 0.187 | 2.8 |  | --> | 0.598 | 0 | 0 | 0 | 0.017 | 0.5 | 0 |  | --> | C12 ex CARRIGLAWN | CARRIGLAWN: T41∥T42 | WEXFORD |  | 52.3603 | -6.4487
MV/LV Substation KE***970 | 10 kV | 400V(3ph) & 230V(single ph) | LV | 200 kVA :Pole Substation | 0.2 | --> | 0.2 | 0 | 0 | Constrained,otherwise capacity available =153kVA. | --> | 0.19 | 0 | 0 | 0 | 0.006 | 0.2 | 0 |  | --> | C15 ex LOUGHSHINNY | LOUGHSHINNY: T41 | GLASMORE |  | 53.5354 | -6.1
MV/LV Substation KE***976Z | 10 kV | 400V(3ph) & 230V(single ph) | LV | 50 kVA :Pole Substation | 0.05 | --> | 0.05 | 0 | 0 | Constrained,otherwise capacity available =45kVA. | --> | 0.047 | 0 | 0 | 0 | 0 | 0.05 | 0 |  | --> | C14 ex ATHGARVAN | ATHGARVAN: T44 | NEWBRIDGE |  | 53.1463 | -6.7781
MV/LV Substation KE***983 | 10 kV | 400V(3ph) & 230V(single ph) | LV | 630 kVA :Building Structure | 0.63 | --> | 0.63 | 0.5 | 5 |  | --> | 0.598 | 0 | 0 | 0 | 0 | 0.5 | 0 |  | --> | C12 ex BALLYRICKARD | BALLYRICKARD: T41∥T42 | TRALEE |  | 52.2682 | -9.7379
MV/LV Substation KE***984Y | 10 kV | 400V(3ph) & 230V(single ph) | LV | 400 kVA :Building Structure | 0.4 | --> | 0.4 | 0 | 0 | Constrained,otherwise capacity available =299kVA. | --> | 0.38 | 0 | 0 | 0 | 0 | 0.415 | 0 |  | --> | C23 ex GORESBRIDGE | GORESBRIDGE: T41∥T42 | KILKENNY |  | 52.6914 | -7.0461
MV/LV Substation KE***988 | 10 kV | 400V(3ph) & 230V(single ph) | LV | 400 kVA :Kiosk Substation | 0.4 | --> | 0.4 | 0.324 | 0.8 |  | --> | 0.38 | 0 | 0 | 0 | 0 | 0.411 | 0 |  | --> | C18 ex BALLYMOTE | BALLYMOTE: T41 | SLIGO |  | 54.0856 | -8.5114
MV/LV Substation KE***996Y | 10 kV | 400V(3ph) & 230V(single ph) | LV | 400 kVA :Kiosk Substation | 0.4 | --> | 0.4 | 0.378 | 8.3 |  | --> | 0.38 | 0 | 0 | 0 | 0.003 | 0.4 | 0 |  | --> | C20 ex MONREAD | MONREAD: T102 | MONREAD |  | 53.2352 | -6.6527
MV/LV Substation KF***4204 | 10 kV | 400V(3ph) & 230V(single ph) | LV | 400 kVA :Kiosk Substation | 0.4 | --> | 0.4 | 0 | 0 | Constrained,otherwise capacity available =338kVA. | --> | 0.38 | 0 | 0 | 0 | 0 | 0.409 | 0 |  | --> | C21 ex DOUGLAS | DOUGLAS: T42 | TRABEG |  | 51.8791 | -8.4333
MV/LV Substation KG***090Z | 20 kV | 400V(3ph) & 230V(single ph) | LV | 630 kVA :Kiosk Substation | 0.63 | --> | 0.63 | 0 | 0 | Constrained,otherwise capacity available =500kVA. | --> | 0.598 | 0 | 0 | 0 | 0.002 | 0.5 | 0 |  | --> | E19 ex EDENDERRY | EDENDERRY: T421∥T422 | BLAKE |  | 53.4562 | -7.1014
MV/LV Substation KI***001X | 20 kV | 400V(3ph) & 230V(single ph) | LV | 100 kVA :Pole Substation | 0.1 | --> | 0.1 | 0.078 | 2 |  | --> | 0.095 | 0 | 0 | 0 | 0 | 0.103 | 0 |  | --> | E15 ex BALLYCONNELL | BALLYCONNELL: T421∥T422 | GORTAWEE |  | 54.1033 | -7.4507
MV/LV Substation KI***002 | 20 kV | 400V(3ph) & 230V(single ph) | LV | 50 kVA :Pole Substation | 0.05 | --> | 0.05 | 0.05 | 3.3 |  | --> | 0.047 | 0 | 0 | 0 | 0 | 0.049 | 0 |  | --> | E13 ex BIRDHILL | BIRDHILL: T421 | ARDNACRUSHA |  | 52.7687 | -8.4637
MV/LV Substation KI***002 | 20 kV | 400V(3ph) & 230V(single ph) | LV | 400 kVA :Kiosk Substation | 0.4 | --> | 0.4 | 0 | 0 | Constrained,otherwise capacity available =261kVA. | --> | 0.38 | 0 | 0 | 0 | 0.012 | 0.408 | 0 |  | --> | E17 ex DRUMLINE | DRUMLINE: T421∥T422 | DRUMLINE |  | 52.8067 | -8.7476
MV/LV Substation KI***002X | 20 kV | 400V(3ph) & 230V(single ph) | LV | 200 kVA :Pole Substation | 0.2 | --> | 0.2 | 0.107 | 2 |  | --> | 0.19 | 0 | 0 | 0 | 0 | 0.213 | 0 |  | --> | E15 ex BALLYCONNELL | BALLYCONNELL: T421∥T422 | GORTAWEE |  | 54.1022 | -7.4544
MV/LV Substation KI***003 | 20 kV | 400V(3ph) & 230V(single ph) | LV | 100 kVA :Pole Substation | 0.1 | --> | 0.1 | 0.089 | 3.3 |  | --> | 0.095 | 0 | 0 | 0 | 0 | 0.101 | 0 |  | --> | E13 ex BIRDHILL | BIRDHILL: T421 | ARDNACRUSHA |  | 52.7771 | -8.4515
MV/LV Substation KI***003 | 20 kV | 400V(3ph) & 230V(single ph) | LV | 400 kVA :Kiosk Substation | 0.4 | --> | 0.4 | 0.082 | 4.5 |  | --> | 0.38 | 0 | 0 | 0 | 0.013 | 0.433 | 0 |  | --> | E12 ex CLARA | CLARA: T422 | THORNSBERRY |  | 53.3676 | -7.4983
MV/LV Substation KI***003X | 20 kV | 400V(3ph) & 230V(single ph) | LV | 50 kVA :Pole Substation | 0.05 | --> | 0.05 | 0.046 | 2 |  | --> | 0.047 | 0 | 0 | 0 | 0 | 0.049 | 0 |  | --> | E15 ex BALLYCONNELL | BALLYCONNELL: T421∥T422 | GORTAWEE |  | 54.1045 | -7.4571
MV/LV Substation KI***003Z | 20 kV | 400V(3ph) & 230V(single ph) | LV | 400 kVA :Kiosk Substation | 0.4 | --> | 0.4 | 0.224 | 1.8 |  | --> | 0.38 | 0 | 0 | 0 | 0.035 | 0.39 | 0 |  | --> | E21 ex CURRALEIGH | CURRALEIGH: T421∥T422 | KILBARRY |  | 51.9257 | -8.5983
MV/LV Substation KI***006X | 20 kV | 400V(3ph) & 230V(single ph) | LV | 50 kVA :Pole Substation | 0.05 | --> | 0.05 | 0.014 | 2 |  | --> | 0.047 | 0 | 0 | 0 | 0 | 0.054 | 0 |  | --> | E15 ex BALLYCONNELL | BALLYCONNELL: T421∥T422 | GORTAWEE |  | 54.1007 | -7.4582
MV/LV Substation KI***007 | 10 kV | 400V(3ph) & 230V(single ph) | LV | 400 kVA :Building Structure | 0.4 | --> | 0.4 | 0.348 | 4.3 |  | --> | 0.38 | 0 | 0 | 0 | 0 | 0.407 | 0 |  | --> | C23 ex CITYWEST | CITYWEST: T101 | INCHICORE 220KV |  | 53.2923 | -6.4134
MV/LV Substation KI***007 | 10 kV | 400V(3ph) & 230V(single ph) | LV | 50 kVA :Pole Substation | 0.05 | --> | 0.05 | 0.03 | 1.1 |  | --> | 0.047 | 0 | 0 | 0 | 0.013 | 0.038 | 0 |  | --> | C20 ex CAHIRCALLA | CAHIRCALLA: T41∥T42 | ENNIS |  | 52.8341 | -9.0104
MV/LV Substation KI***007X | 20 kV | 400V(3ph) & 230V(single ph) | LV | 400 kVA :Kiosk Substation | 0.4 | --> | 0.4 | 0.33 | 2 |  | --> | 0.38 | 0 | 0 | 0 | 0.002 | 0.408 | 0 |  | --> | E15 ex BALLYCONNELL | BALLYCONNELL: T421∥T422 | GORTAWEE |  | 54.1 | -7.4572
MV/LV Substation KI***009 | 10 kV | 400V(3ph) & 230V(single ph) | LV | 200 kVA :Pole Substation | 0.2 | --> | 0.2 | 0.086 | 3.1 |  | --> | 0.19 | 0 | 0 | 0 | 0.003 | 0 | 0 | Constrained,otherwise capacity available =213kW. | --> | C18 ex GLENGOOLE | GLENGOOLE: T42 | THURLES |  | 52.5658 | -7.6725
MV/LV Substation KI***010 | 10 kV | 400V(3ph) & 230V(single ph) | LV | 200 kVA :Pole Substation | 0.2 | --> | 0.2 | 0.123 | 9.8 |  | --> | 0.19 | 0 | 0 | 0 | 0.013 | 0.197 | 0 |  | --> | C14 ex KILCOOLE | KILCOOLE: T41∥T42 | FASSAROE |  | 53.1058 | -6.0652
MV/LV Substation KI***011 | 10 kV | 400V(3ph) & 230V(single ph) | LV | 630 kVA :Building Structure | 0.63 | --> | 0.63 | 0.495 | 5 |  | --> | 0.598 | 0 | 0 | 0 | 0.006 | 0.5 | 0 |  | --> | C19 ex BALLYRICKARD | BALLYRICKARD: T41∥T42 | TRALEE |  | 52.2752 | -9.7045
MV/LV Substation KI***011 | 10 kV | 400V(3ph) & 230V(single ph) | LV | 50 kVA :Pole Substation | 0.05 | --> | 0.05 | 0.027 | 9.8 |  | --> | 0.047 | 0 | 0 | 0 | 0 | 0.052 | 0 |  | --> | C14 ex KILCOOLE | KILCOOLE: T41∥T42 | FASSAROE |  | 53.11 | -6.1044
MV/LV Substation KI***011 | 10 kV | 400V(3ph) & 230V(single ph) | LV | 200 kVA :Pole Substation | 0.2 | --> | 0.2 | 0.135 | 3.1 |  | --> | 0.19 | 0 | 0 | 0 | 0.003 | 0 | 0 | Constrained,otherwise capacity available =206kW. | --> | C18 ex GLENGOOLE | GLENGOOLE: T42 | THURLES |  | 52.5704 | -7.6655
MV/LV Substation KI***011 | 10 kV | 400V(3ph) & 230V(single ph) | LV | 200 kVA :Kiosk Substation | 0.2 | --> | 0.2 | 0 | 2.3 |  | --> | 0.19 | 0 | 0 | 0 | 0.007 | 0 | 0 | Constrained,otherwise capacity available =223kW. | --> | C14 ex KILRUSH | KILRUSH: T41∥T42 | TULLABRACK |  | 52.6411 | -9.4868
MV/LV Substation KI***011X | 20 kV | 400V(3ph) & 230V(single ph) | LV | 50 kVA :Pole Substation | 0.05 | --> | 0.05 | 0 | 0 | Constrained,otherwise capacity available =14kVA. | --> | 0.047 | 0 | 0 | 0 | 0 | 0.054 | 0 |  | --> | C11 ex KILDARE | KILDARE: T41∥T42 | NEWBRIDGE |  | 53.1585 | -6.9517
MV/LV Substation KI***012 | 10 kV | 400V(3ph) & 230V(single ph) | LV | 400 kVA :Kiosk Substation | 0.4 | --> | 0.4 | 0 | 0 | Constrained,otherwise capacity available =208kVA. | --> | 0.38 | 0 | 0 | 0 | 0.042 | 0.385 | 0 |  | --> | C22 ex CASTLEISLAND | CASTLEISLAND: T41∥T42 | TRALEE |  | 52.2295 | -9.4684
MV/LV Substation KI***013Y | 20 kV | 400V(3ph) & 230V(single ph) | LV | 200 kVA :Kiosk Substation | 0.2 | --> | 0.2 | 0 | 0 | Constrained,otherwise capacity available =106kVA. | --> | 0.19 | 0 | 0 | 0 | 0.005 | 0.208 | 0 |  | --> | E19 ex EDENDERRY | EDENDERRY: T421∥T422 | BLAKE |  | 53.4568 | -7.1038
MV/LV Substation KI***014Y | 20 kV | 400V(3ph) & 230V(single ph) | LV | 50 kVA :Pole Substation | 0.05 | --> | 0.05 | 0.049 | 2 |  | --> | 0.047 | 0 | 0 | 0 | 0 | 0.049 | 0 |  | --> | E15 ex BALLYCONNELL | BALLYCONNELL: T421∥T422 | GORTAWEE |  | 54.1194 | -7.5839
MV/LV Substation KI***015 | 10 kV | 400V(3ph) & 230V(single ph) | LV | 200 kVA :Kiosk Substation | 0.2 | --> | 0.2 | 0.116 | 4.3 |  | --> | 0.19 | 0 | 0 | 0 | 0.007 | 0.205 | 0 |  | --> | C26 ex BAILIEBORO | BAILIEBORO: T41∥T42 | MEATH HILL |  | 53.9175 | -6.967
MV/LV Substation KI***015 | 10 kV | 400V(3ph) & 230V(single ph) | LV | 50 kVA :Pole Substation | 0.05 | --> | 0.05 | 0.037 | 9.8 |  | --> | 0.047 | 0 | 0 | 0 | 0 | 0.051 | 0 |  | --> | C14 ex KILCOOLE | KILCOOLE: T41∥T42 | FASSAROE |  | 53.1092 | -6.0908
MV/LV Substation KI***015 | 10 kV | 400V(3ph) & 230V(single ph) | LV | 400 kVA :Kiosk Substation | 0.4 | --> | 0.4 | 0 | 0 | Constrained,otherwise capacity available =274kVA. | --> | 0.38 | 0 | 0 | 0 | 0.057 | 0.359 | 0 |  | --> | C15 ex KINSALE | KINSALE: T41∥T42 | BANDON |  | 51.7117 | -8.5247
MV/LV Substation KI***015X | 10 kV | 400V(3ph) & 230V(single ph) | LV | 50 kVA :Pole Substation | 0.05 | --> | 0.05 | 0.019 | 0.9 |  | --> | 0.047 | 0 | 0 | 0 | 0.005 | 0.048 | 0 |  | --> | C11 ex BRAY | BRAY: T41 | FASSAROE |  | 53.1938 | -6.1803
MV/LV Substation KI***015Y | 20 kV | 400V(3ph) & 230V(single ph) | LV | 100 kVA :Pole Substation | 0.1 | --> | 0.1 | 0 | 0 | Constrained,otherwise capacity available =88kVA. | --> | 0.095 | 0 | 0 | 0 | 0.004 | 0.097 | 0 |  | --> | E22 ex COLLOONEY | COLLOONEY: T422 | SLIGO |  | 54.1985 | -8.3658
MV/LV Substation KI***016 | 10 kV | 400V(3ph) & 230V(single ph) | LV | 200 kVA :Pole Substation | 0.2 | --> | 0.2 | 0.157 | 0.3 |  | --> | 0.19 | 0 | 0 | 0 | 0.003 | 0.203 | 0 |  | --> | C14 ex DRUMBEAR | DRUMBEAR: T41∥T42 | LISDRUM |  | 54.238 | -6.9671
MV/LV Substation KI***016 | 10 kV | 400V(3ph) & 230V(single ph) | LV | 400 kVA :Kiosk Substation | 0.4 | --> | 0.4 | 0.313 | 2.5 |  | --> | 0.38 | 0 | 0 | 0 | 0 | 0.413 | 0 |  | --> | C17 ex GRAIGUE | GRAIGUE: T41 | CARLOW |  | 52.8271 | -6.9377
MV/LV Substation KI***016Y | 10 kV | 400V(3ph) & 230V(single ph) | LV | 50 kVA :Pole Substation | 0.05 | --> | 0.05 | 0.038 | 1.5 |  | --> | 0.047 | 0 | 0 | 0 | 0 | 0.051 | 0 |  | --> | C13 ex MOUNT MISERY | MOUNT MISERY: T41 | WATERFORD |  | 52.2571 | -7.0841
MV/LV Substation KI***017 | 10 kV | 400V(3ph) & 230V(single ph) | LV | 400 kVA :Kiosk Substation | 0.4 | --> | 0.4 | 0.284 | 2.2 |  | --> | 0.38 | 0 | 0 | 0 | 0.041 | 0 | 0 | Constrained,otherwise capacity available =374kW. | --> | C15 ex NEWCASTLEWEST | NEWCASTLEWEST: T41∥T42 | RATHKEALE |  | 52.4447 | -9.0471
MV/LV Substation KI***017Z | 20 kV | 400V(3ph) & 230V(single ph) | LV | 200 kVA :Pole Substation | 0.2 | --> | 0.2 | 0.153 | 2.8 |  | --> | 0.19 | 0 | 0 | 0 | 0 | 0.207 | 0 |  | --> | E12 ex LONGFORD | LONGFORD: T422 | RICHMOND |  | 53.8188 | -7.7729
MV/LV Substation KI***018 | 20 kV | 400V(3ph) & 230V(single ph) | LV | 200 kVA :Pole Substation | 0.2 | --> | 0.2 | 0.095 | 2.7 |  | --> | 0.19 | 0 | 0 | 0 | 0 | 0.216 | 0 |  | --> | C17 ex KILLESHANDRA | KILLESHANDRA: T41∥T42 | GORTAWEE |  | 54.0584 | -7.6124
MV/LV Substation KI***018 | 10 kV | 400V(3ph) & 230V(single ph) | LV | 200 kVA :Pole Substation | 0.2 | --> | 0.2 | 0 | 1 |  | --> | 0.19 | 0 | 0 | 0 | 0 | 0.235 | 0 |  | --> | C17 ex KILCULLEN | KILCULLEN: T41 | STRATFORD |  | 53.132 | -6.7439
MV/LV Substation KI***018X | 20 kV | 400V(3ph) & 230V(single ph) | LV | 50 kVA :Pole Substation | 0.05 | --> | 0.05 | 0 | 0 | Constrained,otherwise capacity available =39kVA. | --> | 0.047 | 0 | 0 | 0 | 0.004 | 0.046 | 0 |  | --> | E17 ex KILCOLGAN | KILCOLGAN: T421 | GALWAY 110KV |  | 53.2096 | -8.8479
MV/LV Substation KI***018Y | 20 kV | 400V(3ph) & 230V(single ph) | LV | 630 kVA :Building Structure | 0.63 | --> | 0.63 | 0.5 | 2.7 |  | --> | 0.598 | 0 | 0 | 0 | 0 | 0.5 | 0 |  | --> | E17 ex LONGFORD | LONGFORD: T421 | RICHMOND |  | 53.7525 | -7.7414
MV/LV Substation KI***019 | 10 kV | 400V(3ph) & 230V(single ph) | LV | 50 kVA :Pole Substation | 0.05 | --> | 0.05 | 0.042 | 1.6 |  | --> | 0.047 | 0 | 0 | 0 | 0 | 0.05 | 0 |  | --> | C24 ex CAHIR | CAHIR: T42 | CAHIR |  | 52.3725 | -7.829
MV/LV Substation KI***019 | 10 kV | 400V(3ph) & 230V(single ph) | LV | 630 kVA :Building Structure | 0.63 | --> | 0.63 | 0 | 0 | Constrained,otherwise capacity available =500kVA. | --> | 0.598 | 0 | 0 | 0 | 0 | 0.5 | 0 |  | --> | C17 ex KILDARE | KILDARE: T41∥T42 | NEWBRIDGE |  | 53.1632 | -6.901
MV/LV Substation KI***019 | 20 kV | 400V(3ph) & 230V(single ph) | LV | 50 kVA :Pole Substation | 0.05 | --> | 0.05 | 0.047 | 2.5 |  | --> | 0.047 | 0 | 0 | 0 | 0 | 0.049 | 0 |  | --> | C12 ex ATHY | ATHY: T102 | ATHY |  | 52.9445 | -6.8973
MV/LV Substation KI***019X | 10 kV | 400V(3ph) & 230V(single ph) | LV | 400 kVA :Kiosk Substation | 0.4 | --> | 0.4 | 0.288 | 8.5 |  | --> | 0.38 | 0 | 0 | 0 | 0.012 | 0.404 | 0 |  | --> | C12 ex ARDGEEHA | ARDGEEHA: T41∥T42 | DOON |  | 52.357 | -7.6973
MV/LV Substation KI***019X | 10 kV | 400V(3ph) & 230V(single ph) | LV | 200 kVA :Kiosk Substation | 0.2 | --> | 0.2 | 0 | 0 | Constrained,otherwise capacity available =126kVA. | --> | 0.19 | 0 | 0 | 0 | 0.005 | 0.205 | 0 |  | --> | C14 ex BALLYBEGGAN | BALLYBEGGAN: T43∥T44 | TRALEE |  | 52.2852 | -9.6961
MV/LV Substation KI***020 | 20 kV | 400V(3ph) & 230V(single ph) | LV | 100 kVA :Pole Substation | 0.1 | --> | 0.1 | 0.041 | 3.3 |  | --> | 0.095 | 0 | 0 | 0 | 0.004 | 0.104 | 0 |  | --> | E12 ex BIRDHILL | BIRDHILL: T422 | ARDNACRUSHA |  | 52.8042 | -8.4451
MV/LV Substation KI***020Y | 10 kV | 400V(3ph) & 230V(single ph) | LV | 200 kVA :Building Structure | 0.2 | --> | 0.2 | 0 | 0 | Constrained,otherwise capacity available =149kVA. | --> | 0.19 | 0 | 0 | 0 | 0 | 0.207 | 0 |  | --> | C11 ex GRANGE (DR) | GRANGE (DR): T41 | GRANGE (DR) |  | 53.3903 | -6.154
MV/LV Substation KI***021 | 20 kV | 400V(3ph) & 230V(single ph) | LV | 50 kVA :Pole Substation | 0.05 | --> | 0.05 | 0.044 | 2.5 |  | --> | 0.047 | 0 | 0 | 0 | 0 | 0.05 | 0 |  | --> | C12 ex ATHY | ATHY: T102 | ATHY |  | 52.9491 | -6.8815
MV/LV Substation KI***021 | 10 kV | 400V(3ph) & 230V(single ph) | LV | 200 kVA :Pole Substation | 0.2 | --> | 0.2 | 0.173 | 0.4 |  | --> | 0.19 | 0 | 0 | 0 | 0 | 0 | 0 | Constrained,otherwise capacity available =203kW. | --> | C16 ex GARRYSPILLANE | GARRYSPILLANE: T41 | TIPPERARY |  | 52.3611 | -8.4675
MV/LV Substation KI***023Y | 20 kV | 400V(3ph) & 230V(single ph) | LV | 50 kVA :Pole Substation | 0.05 | --> | 0.05 | 0.044 | 6.9 |  | --> | 0.047 | 0 | 0 | 0 | 0 | 0 | 0 | Constrained,otherwise capacity available =50kW. | --> | E14 ex RATHKEALE | RATHKEALE: T421∥T422 | RATHKEALE |  | 52.5289 | -8.8309
MV/LV Substation KI***024 | 20 kV | 400V(3ph) & 230V(single ph) | LV | 200 kVA :Pole Substation | 0.2 | --> | 0.2 | 0.137 | 0.8 |  | --> | 0.19 | 0 | 0 | 0 | 0 | 0 | 0 | Constrained,otherwise capacity available =209kW. | --> | E12 ex KILMACTHOMAS | KILMACTHOMAS: T421∥T422 | DUNGARVAN |  | 52.2043 | -7.4238
MV/LV Substation KI***024 | 10 kV | 400V(3ph) & 230V(single ph) | LV | 200 kVA :Pole Substation | 0.2 | --> | 0.2 | 0 | 0 | Constrained,otherwise capacity available =170kVA. | --> | 0.19 | 0 | 0 | 0 | 0.003 | 0 | 0 | Constrained,otherwise capacity available =201kW. | --> | C11 ex CLOONLOUGH | CLOONLOUGH: T41∥T42 | BARRYMORE |  | 52.27 | -8.2757
MV/LV Substation KI***024 | 10 kV | 400V(3ph) & 230V(single ph) | LV | 400 kVA :Kiosk Substation | 0.4 | --> | 0.4 | 0 | 0 | Constrained,otherwise capacity available =314kVA. | --> | 0.38 | 0 | 0 | 0 | 0.014 | 0.398 | 0 |  | --> | C17 ex SANDYFORD | SANDYFORD: T41 | CARRICKMINES |  | 53.2625 | -6.2129
MV/LV Substation KI***024Y | 10 kV | 400V(3ph) & 230V(single ph) | LV | 50 kVA :Pole Substation | 0.05 | --> | 0.05 | 0.046 | 2.2 |  | --> | 0.047 | 0 | 0 | 0 | 0 | 0.049 | 0 |  | --> | C26 ex KELLS | KELLS: T41∥T42 | NAVAN |  | 53.7114 | -6.8259
MV/LV Substation KI***026 | 10 kV | 400V(3ph) & 230V(single ph) | LV | 400 kVA :Building Structure | 0.4 | --> | 0.4 | 0 | 0 | Constrained,otherwise capacity available =291kVA. | --> | 0.38 | 0 | 0 | 0 | 0.016 | 0.399 | 0 |  | --> | C18 ex GRANGE (DR) | GRANGE (DR): T42 | GRANGE (DR) |  | 53.3904 | -6.1679
MV/LV Substation KI***027 | 10 kV | 400V(3ph) & 230V(single ph) | LV | 400 kVA :Kiosk Substation | 0.4 | --> | 0.4 | 0.304 | 1.8 |  | --> | 0.38 | 0 | 0 | 0 | 0.046 | 0.366 | 0 |  | --> | C15 ex DUNDRUM | DUNDRUM: T41 | BLACKROCK |  | 53.2836 | -6.2064
MV/LV Substation KI***028X | 20 kV | 400V(3ph) & 230V(single ph) | LV | 50 kVA :Pole Substation | 0.05 | --> | 0.05 | 0.05 | 4.4 |  | --> | 0.047 | 0 | 0 | 0 | 0 | 0.049 | 0 |  | --> | E15 ex MOHILL | MOHILL: T421∥T422 | CARRICK ON SHANNON |  | 54.0388 | -7.785
MV/LV Substation KI***029Y | 10 kV | 400V(3ph) & 230V(single ph) | LV | 630 kVA :Kiosk Substation | 0.63 | --> | 0.63 | 0 | 0 | Constrained,otherwise capacity available =500kVA. | --> | 0.598 | 0 | 0 | 0 | 0 | 0 | 0 | Constrained,otherwise capacity available =500kW. | --> | C14 ex COLLIGAN | COLLIGAN: T41 | DUNGARVAN |  | 52.0919 | -7.6146
MV/LV Substation KI***030 | 10 kV | 400V(3ph) & 230V(single ph) | LV | 400 kVA :Building Structure | 0.4 | --> | 0.4 | 0.277 | 4.8 |  | --> | 0.38 | 0 | 0 | 0 | 0.01 | 0.408 | 0 |  | --> | C19 ex ATHY | ATHY: T101 | ATHY |  | 52.9932 | -6.9793
MV/LV Substation KI***030Y | 10 kV | 400V(3ph) & 230V(single ph) | LV | 50 kVA :Pole Substation | 0.05 | --> | 0.05 | 0.049 | 25.2 |  | --> | 0.047 | 0 | 0 | 0 | 0 | 0.049 | 0 |  | --> | C13 ex ARKLOW | ARKLOW: T101∥T102 | ARKLOW |  | 52.8132 | -6.1609
MV/LV Substation KI***031 | 10 kV | 400V(3ph) & 230V(single ph) | LV | 400 kVA :Kiosk Substation | 0.4 | --> | 0.4 | 0.23 | 2.5 |  | --> | 0.38 | 0 | 0 | 0 | 0.004 | 0.422 | 0 |  | --> | C20 ex ATHY | ATHY: T102 | ATHY |  | 52.9955 | -6.9718
MV/LV Substation KI***031X | 10 kV | 400V(3ph) & 230V(single ph) | LV | 50 kVA :Pole Substation | 0.05 | --> | 0.05 | 0.035 | 6.4 |  | --> | 0.047 | 0 | 0 | 0 | 0.019 | 0.031 | 0 |  | --> | C18 ex AGHAGAD | AGHAGAD: T41∥T42 | SLIGO |  | 54.346 | -8.6245
MV/LV Substation KI***031Z | 20 kV | 400V(3ph) & 230V(single ph) | LV | 100 kVA :Pole Substation | 0.1 | --> | 0.1 | 0.1 | 3.7 |  | --> | 0.095 | 0 | 0 | 0 | 0 | 0 | 0 | Constrained,otherwise capacity available =100kW. | --> | E13 ex FOXHOLE | FOXHOLE: T421∥T422 | DUNGARVAN |  | 51.9849 | -7.8087
MV/LV Substation KI***032 | 10 kV | 400V(3ph) & 230V(single ph) | LV | 50 kVA :Pole Substation | 0.05 | --> | 0.05 | 0 | 0 | Constrained,otherwise capacity available =42kVA. | --> | 0.047 | 0 | 0 | 0 | 0 | 0.05 | 0 |  | --> | C17 ex CARRICKMINES | CARRICKMINES: T41 | CARRICKMINES |  | 53.2487 | -6.1815
MV/LV Substation KI***032 | 10 kV | 400V(3ph) & 230V(single ph) | LV | 200 kVA :Pole Substation | 0.2 | --> | 0.2 | 0.18 | 0.4 |  | --> | 0.19 | 0 | 0 | 0 | 0.009 | 0 | 0 | Constrained,otherwise capacity available =193kW. | --> | C16 ex GARRYSPILLANE | GARRYSPILLANE: T41 | TIPPERARY |  | 52.3607 | -8.4627
MV/LV Substation KI***032Y | 20 kV | 400V(3ph) & 230V(single ph) | LV | 50 kVA :Pole Substation | 0.05 | --> | 0.05 | 0.043 | 1.1 |  | --> | 0.047 | 0 | 0 | 0 | 0 | 0.05 | 0 |  | --> | E23 ex LAWLESSTOWN | LAWLESSTOWN: T421 | DOON |  | 52.3796 | -7.7908
MV/LV Substation KI***033 | 10 kV | 400V(3ph) & 230V(single ph) | LV | 400 kVA :Kiosk Substation | 0.4 | --> | 0.4 | 0.273 | 0.3 | Constrained,otherwise capacity available =316kVA. | --> | 0.38 | 0 | 0 | 0 | 0.003 | 0.409 | 0 |  | --> | C14 ex DRUMBEAR | DRUMBEAR: T41∥T42 | LISDRUM |  | 54.2402 | -6.9651
MV/LV Substation KI***033 | 10 kV | 400V(3ph) & 230V(single ph) | LV | 1000 kVA :Kiosk Substation | 1 | --> | 1 | 0.231 | 1.2 |  | --> | 0.95 | 0 | 0 | 0 | 0.007 | 0.5 | 0 |  | --> | C17 ex TRIMMS LANE | TRIMMS LANE: T41 | SALTHILL |  | 53.271 | -9.0548
MV/LV Substation KI***034 | 10 kV | 400V(3ph) & 230V(single ph) | LV | 50 kVA :Pole Substation | 0.05 | --> | 0.05 | 0.029 | 10.8 |  | --> | 0.047 | 0 | 0 | 0 | 0 | 0.052 | 0 |  | --> | C33 ex SALTHILL | SALTHILL: T101 | SALTHILL |  | 53.2675 | -9.0981
MV/LV Substation KI***034 | 10 kV | 400V(3ph) & 230V(single ph) | LV | 400 kVA :Kiosk Substation | 0.4 | --> | 0.4 | 0.273 | 0.3 | Constrained,otherwise capacity available =339kVA. | --> | 0.38 | 0 | 0 | 0 | 0 | 0.409 | 0 |  | --> | C14 ex DRUMBEAR | DRUMBEAR: T41∥T42 | LISDRUM |  | 54.2419 | -6.9696
MV/LV Substation KI***035X | 10 kV | 400V(3ph) & 230V(single ph) | LV | 50 kVA :Pole Substation | 0.05 | --> | 0.05 | 0.05 | 0.7 |  | --> | 0.047 | 0 | 0 | 0 | 0 | 0.049 | 0 |  | --> | C26 ex GLENTIES | GLENTIES: T41 | BINBANE |  | 54.8262 | -8.4363
MV/LV Substation KI***035Y | 20 kV | 400V(3ph) & 230V(single ph) | LV | 50 kVA :Pole Substation | 0.05 | --> | 0.05 | 0 | 0 | Constrained,otherwise capacity available =48kVA. | --> | 0.047 | 0 | 0 | 0 | 0 | 0 | 0 | Constrained,otherwise capacity available =49kW. | --> | C18 ex COOLCARRON | COOLCARRON: T41 | BARRYMORE |  | 52.1564 | -8.1767
MV/LV Substation KI***036 | 10 kV | 400V(3ph) & 230V(single ph) | LV | 200 kVA :Pole Substation | 0.2 | --> | 0.2 | 0.114 | 4.6 |  | --> | 0.19 | 0 | 0 | 0 | 0.003 | 0.209 | 0 |  | --> | C15 ex BALLINCLEA | BALLINCLEA: T41 | CHERRYWOOD |  | 53.2626 | -6.1157
MV/LV Substation KI***036 | 10 kV | 400V(3ph) & 230V(single ph) | LV | 50 kVA :Pole Substation | 0.05 | --> | 0.05 | 0 | 0 | Constrained,otherwise capacity available =23kVA. | --> | 0.047 | 0 | 0 | 0 | 0 | 0.053 | 0 |  | --> | C30 ex BRUFF | BRUFF: T42 | LIMERICK |  | 52.4822 | -8.5027
MV/LV Substation KI***036X | 10 kV | 400V(3ph) & 230V(single ph) | LV | 400 kVA :Building Structure | 0.4 | --> | 0.4 | 0.294 | 5.8 |  | --> | 0.38 | 0 | 0 | 0 | 0 | 0.416 | 0 |  | --> | C19 ex WHITESTOWN | WHITESTOWN: T41 | COOKSTOWN |  | 53.2774 | -6.3798
MV/LV Substation KI***036Y | 20 kV | 400V(3ph) & 230V(single ph) | LV | 50 kVA :Pole Substation | 0.05 | --> | 0.05 | 0 | 0 | Constrained,otherwise capacity available =47kVA. | --> | 0.047 | 0 | 0 | 0 | 0 | 0 | 0 | Constrained,otherwise capacity available =49kW. | --> | C18 ex COOLCARRON | COOLCARRON: T41 | BARRYMORE |  | 52.1561 | -8.1733
MV/LV Substation KI***039 | 10 kV | 400V(3ph) & 230V(single ph) | LV | 1000 kVA :Building Structure | 1 | --> | 1 | 0.5 | 2.3 |  | --> | 0.95 | 0 | 0 | 0 | 0.085 | 0 | 0 | Constrained,otherwise capacity available =500kW. | --> | C15 ex KILRUSH | KILRUSH: T41∥T42 | TULLABRACK |  | 52.6445 | -9.4805
MV/LV Substation KI***039 | 20 kV | 400V(3ph) & 230V(single ph) | LV | 100 kVA :Pole Substation | 0.1 | --> | 0.1 | 0 | 0 | Constrained,otherwise capacity available =53kVA. | --> | 0.095 | 0 | 0 | 0 | 0 | 0 | 0 | Constrained,otherwise capacity available =106kW. | --> | E15 ex FERNS | FERNS: T421 | CRANE |  | 52.5874 | -6.494
MV/LV Substation KI***040 | 20 kV | 400V(3ph) & 230V(single ph) | LV | 50 kVA :Pole Substation | 0.05 | --> | 0.05 | 0.044 | 0.1 |  | --> | 0.047 | 0 | 0 | 0 | 0 | 0.05 | 0 |  | --> | C12 ex SCARIFF | SCARIFF: T42 | ENNIS |  | 52.9589 | -8.348
MV/LV Substation KI***041X | 10 kV | 400V(3ph) & 230V(single ph) | LV | 50 kVA :Pole Substation | 0.05 | --> | 0.05 | 0.046 | 1.5 |  | --> | 0.047 | 0 | 0 | 0 | 0 | 0.049 | 0 |  | --> | C11 ex DERRYCRAMPH | DERRYCRAMPH: T41∥T42 | SHANKILL |  | 53.9495 | -7.3673
MV/LV Substation KI***042 | 10 kV | 400V(3ph) & 230V(single ph) | LV | 630 kVA :Kiosk Substation | 0.63 | --> | 0.63 | 0.404 | 5.4 |  | --> | 0.598 | 0 | 0 | 0 | 0.007 | 0.5 | 0 |  | --> | C20 ex TRIMMS LANE | TRIMMS LANE: T42 | SALTHILL |  | 53.2632 | -9.0727
MV/LV Substation KI***042Z | 20 kV | 400V(3ph) & 230V(single ph) | LV | 50 kVA :Pole Substation | 0.05 | --> | 0.05 | 0.048 | 2.5 |  | --> | 0.047 | 0 | 0 | 0 | 0 | 0.049 | 0 |  | --> | E13 ex TULLOW | TULLOW: T421 | CARLOW |  | 52.7213 | -6.7262
MV/LV Substation KI***043X | 10 kV | 400V(3ph) & 230V(single ph) | LV | 400 kVA :Building Structure | 0.4 | --> | 0.4 | 0.2 | 3.3 |  | --> | 0.38 | 0 | 0 | 0 | 0 | 0 | 0 | Constrained,otherwise capacity available =430kW. | --> | C12 ex PALMERSTOWN | PALMERSTOWN: T42 | FINGLAS |  | 53.3586 | -6.3857
MV/LV Substation KI***043Y | 20 kV | 400V(3ph) & 230V(single ph) | LV | 100 kVA :Pole Substation | 0.1 | --> | 0.1 | 0.085 | 5.6 |  | --> | 0.095 | 0 | 0 | 0 | 0.003 | 0.099 | 0 |  | --> | E13 ex CRANE | CRANE: T122 | CRANE |  | 52.485 | -6.4396
MV/LV Substation KI***044 | 10 kV | 400V(3ph) & 230V(single ph) | LV | 400 kVA :Kiosk Substation | 0.4 | --> | 0.4 | 0.259 | 2.5 |  | --> | 0.38 | 0 | 0 | 0 | 0.022 | 0.398 | 0 |  | --> | C11 ex GREYSTONES | GREYSTONES: T41 | FASSAROE |  | 53.142 | -6.0795
MV/LV Substation KI***044 | 10 kV | 400V(3ph) & 230V(single ph) | LV | 50 kVA :Pole Substation | 0.05 | --> | 0.05 | 0 | 0 | Constrained,otherwise capacity available =43kVA. | --> | 0.047 | 0 | 0 | 0 | 0 | 0.05 | 0 |  | --> | C19 ex MILFORD (NR) | MILFORD (NR): T41∥T42 | LETTERKENNY |  | 55.1006 | -7.5337
MV/LV Substation KI***044 | 10 kV | 400V(3ph) & 230V(single ph) | LV | 200 kVA :Pole Substation | 0.2 | --> | 0.2 | 0.159 | 3.8 |  | --> | 0.19 | 0 | 0 | 0 | 0.004 | 0.202 | 0 |  | --> | C19 ex KINGSCOURT | KINGSCOURT: T41 | MEATH HILL |  | 53.8486 | -6.8041
MV/LV Substation KI***044 | 10 kV | 400V(3ph) & 230V(single ph) | LV | 400 kVA :Kiosk Substation | 0.4 | --> | 0.4 | 0.276 | 4.5 |  | --> | 0.38 | 0 | 0 | 0 | 0.04 | 0.376 | 0 |  | --> | C12 ex BRAY | BRAY: T42 | FASSAROE |  | 53.2015 | -6.1168
MV/LV Substation KI***044 | 20 kV | 400V(3ph) & 230V(single ph) | LV | 50 kVA :Pole Substation | 0.05 | --> | 0.05 | 0 | 0 | Constrained,otherwise capacity available =50kVA. | --> | 0.047 | 0 | 0 | 0 | 0 | 0.049 | 0 |  | --> | E16 ex PATRICKSWELL | PATRICKSWELL: T421∥T422 | LIMERICK |  | 52.5915 | -8.7931
MV/LV Substation KI***045X | 10 kV | 400V(3ph) & 230V(single ph) | LV | 630 kVA :Kiosk Substation | 0.63 | --> | 0.63 | 0.457 | 11.4 |  | --> | 0.598 | 0 | 0 | 0 | 0.035 | 0.5 | 0 |  | --> | C23 ex COOKSTOWN | COOKSTOWN: T101 | CARRICKMINES |  | 53.2812 | -6.3925
MV/LV Substation KI***045Z | 10 kV | 400V(3ph) & 230V(single ph) | LV | 50 kVA :Pole Substation | 0.05 | --> | 0.05 | 0.05 | 3.3 |  | --> | 0.047 | 0 | 0 | 0 | 0 | 0.049 | 0 |  | --> | C19 ex CELBRIDGE | CELBRIDGE: T41 | GRIFFINRATH |  | 53.3251 | -6.5615
MV/LV Substation KI***046 | 10 kV | 400V(3ph) & 230V(single ph) | LV | 200 kVA :Kiosk Substation | 0.2 | --> | 0.2 | 0.166 | 8.9 |  | --> | 0.19 | 0 | 0 | 0 | 0.018 | 0.185 | 0 |  | --> | C11 ex CARROWBEG | CARROWBEG: T41∥T42 | CARROWBEG |  | 53.8047 | -9.526
MV/LV Substation KI***046Y | 20 kV | 400V(3ph) & 230V(single ph) | LV | 200 kVA :Kiosk Substation | 0.2 | --> | 0.2 | 0 | 0 | Constrained,otherwise capacity available =193kVA. | --> | 0.19 | 0 | 0 | 0 | 0 | 0 | 0 | Constrained,otherwise capacity available =200kW. | --> | C15 ex CLOONLOUGH | CLOONLOUGH: T41∥T42 | BARRYMORE |  | 52.2443 | -8.4242
MV/LV Substation KI***047Y | 10 kV | 400V(3ph) & 230V(single ph) | LV | 200 kVA :Kiosk Substation | 0.2 | --> | 0.2 | 0 | 0 | Constrained,otherwise capacity available =83kVA. | --> | 0.19 | 0 | 0 | 0 | 0.007 | 0.21 | 0 |  | --> | C14 ex ATHGARVAN | ATHGARVAN: T44 | NEWBRIDGE |  | 53.167 | -6.7914
MV/LV Substation KI***048X | 10 kV | 400V(3ph) & 230V(single ph) | LV | 50 kVA :Pole Substation | 0.05 | --> | 0.05 | 0.011 | 6.3 |  | --> | 0.047 | 0 | 0 | 0 | 0 | 0.054 | 0 |  | --> | C26 ex KILBARRY | KILBARRY: T43 | KILBARRY |  | 51.9216 | -8.4799
MV/LV Substation KI***048Z | 10 kV | 400V(3ph) & 230V(single ph) | LV | 100 kVA :Pole Substation | 0.1 | --> | 0.1 | 0 | 0 | Constrained,otherwise capacity available =82kVA. | --> | 0.095 | 0 | 0 | 0 | 0 | 0.102 | 0 |  | --> | C11 ex ROSEHILL | ROSEHILL: T41 | KILKENNY |  | 52.6516 | -7.2787
MV/LV Substation KI***049 | 10 kV | 400V(3ph) & 230V(single ph) | LV | 100 kVA :Pole Substation | 0.1 | --> | 0.1 | 0 | 0 | Constrained,otherwise capacity available =76kVA. | --> | 0.095 | 0 | 0 | 0 | 0.003 | 0.099 | 0 |  | --> | C19 ex PARKMORE | PARKMORE: T41∥T42 | GALWAY 110KV |  | 53.3178 | -8.9664
MV/LV Substation KI***049 | 10 kV | 400V(3ph) & 230V(single ph) | LV | 200 kVA :Pole Substation | 0.2 | --> | 0.2 | 0.076 | 11.5 |  | --> | 0.19 | 0 | 0 | 0 | 0.046 | 0.169 | 0 |  | --> | C22 ex BALLYBEG | BALLYBEG: T102 | CARRICKMINES |  | 52.9777 | -6.0326
MV/LV Substation KI***049 | 20 kV | 400V(3ph) & 230V(single ph) | LV | 200 kVA :Pole Substation | 0.2 | --> | 0.2 | 0 | 0 | Constrained,otherwise capacity available =200kVA. | --> | 0.19 | 0 | 0 | 0 | 0 | 0.2 | 0 |  | --> | C16 ex KILSHANNY | KILSHANNY: T42 | CAHIR |  | 52.2463 | -8.2424
MV/LV Substation KI***049Y | 20 kV | 400V(3ph) & 230V(single ph) | LV | 50 kVA :Pole Substation | 0.05 | --> | 0.05 | 0.037 | 6.9 |  | --> | 0.047 | 0 | 0 | 0 | 0 | 0 | 0 | Constrained,otherwise capacity available =51kW. | --> | E17 ex SPRINGS | SPRINGS: T421∥T422 | DUNGARVAN |  | 52.1276 | -7.5499
MV/LV Substation KI***050 | 10 kV | 400V(3ph) & 230V(single ph) | LV | 630 kVA :Building Structure | 0.63 | --> | 0.63 | 0 | 0 | Constrained,otherwise capacity available =500kVA. | --> | 0.598 | 0 | 0 | 0 | 0 | 0.5 | 0 |  | --> | C12 ex COOLCORCORAN | COOLCORCORAN: T41∥T42 | KNOCKEARAGH |  | 52.0633 | -9.5115
MV/LV Substation KI***050 | 10 kV | 400V(3ph) & 230V(single ph) | LV | 630 kVA :Building Structure | 0.63 | --> | 0.63 | 0.5 | 3.1 |  | --> | 0.598 | 0 | 0 | 0 | 0.032 | 0.5 | 0 |  | --> | C16 ex KILROSS ROAD | KILROSS ROAD: T42 | TIPPERARY |  | 52.4727 | -8.1668
MV/LV Substation KI***050X | 10 kV | 400V(3ph) & 230V(single ph) | LV | 400 kVA :Kiosk Substation | 0.4 | --> | 0.4 | 0 | 0 | Constrained,otherwise capacity available =297kVA. | --> | 0.38 | 0 | 0 | 0 | 0 | 0.415 | 0 |  | --> | C17 ex BALLYBEGGAN | BALLYBEGGAN: T43∥T44 | TRALEE |  | 52.2843 | -9.6881
MV/LV Substation KI***050X | 20 kV | 400V(3ph) & 230V(single ph) | LV | 50 kVA :Pole Substation | 0.05 | --> | 0.05 | 0 | 0 | Constrained,otherwise capacity available =44kVA. | --> | 0.047 | 0 | 0 | 0 | 0.006 | 0.043 | 0 |  | --> | E14 ex KILCOCK | KILCOCK: T422 | GRIFFINRATH |  | 53.5331 | -6.6711
MV/LV Substation KI***051 | 20 kV | 400V(3ph) & 230V(single ph) | LV | 50 kVA :Pole Substation | 0.05 | --> | 0.05 | 0.047 | 1.4 |  | --> | 0.047 | 0 | 0 | 0 | 0 | 0 | 0 | Constrained,otherwise capacity available =49kW. | --> | C18 ex DEERPARK | DEERPARK: T41∥T42 | BALLYDINE |  | 52.5154 | -7.5073
MV/LV Substation KI***053Z | 10 kV | 400V(3ph) & 230V(single ph) | LV | 50 kVA :Pole Substation | 0.05 | --> | 0.05 | 0 | 0 | Constrained,otherwise capacity available =37kVA. | --> | 0.047 | 0 | 0 | 0 | 0.003 | 0.047 | 0 |  | --> | C29 ex GRANGE CASTLE | GRANGE CASTLE: T101 | INCHICORE 220KV |  | 53.3104 | -6.4683
MV/LV Substation KI***054 | 20 kV | 400V(3ph) & 230V(single ph) | LV | 100 kVA :Pole Substation | 0.1 | --> | 0.1 | 0.095 | 0.9 |  | --> | 0.095 | 0 | 0 | 0 | 0 | 0.1 | 0 |  | --> | C16 ex CARRAROE | CARRAROE: T42 | SCREEB |  | 53.1034 | -9.6559
MV/LV Substation KI***054X | 10 kV | 400V(3ph) & 230V(single ph) | LV | 50 kVA :Pole Substation | 0.05 | --> | 0.05 | 0 | 0 | Constrained,otherwise capacity available =50kVA. | --> | 0.047 | 0 | 0 | 0 | 0 | 0.049 | 0 |  | --> | C21 ex LITTLE BRAY | LITTLE BRAY: T41 | FASSAROE |  | 53.2138 | -6.174
MV/LV Substation KI***054Y | 20 kV | 400V(3ph) & 230V(single ph) | LV | 400 kVA :Kiosk Substation | 0.4 | --> | 0.4 | 0.34 | 4.1 |  | --> | 0.38 | 0 | 0 | 0 | 0.012 | 0 | 0 | Constrained,otherwise capacity available =396kW. | --> | E11 ex CHARLEVILLE | CHARLEVILLE: T422 | CHARLEVILLE |  | 52.4225 | -8.6539
MV/LV Substation KI***055Y | 10 kV | 400V(3ph) & 230V(single ph) | LV | 50 kVA :Pole Substation | 0.05 | --> | 0.05 | 0 | 0 | Constrained,otherwise capacity available =30kVA. | --> | 0.047 | 0 | 0 | 0 | 0 | 0.052 | 0 |  | --> | C20 ex CAVAN | CAVAN: T42 | SHANKILL |  | 53.9878 | -7.3253
MV/LV Substation KI***056 | 10 kV | 400V(3ph) & 230V(single ph) | LV | 400 kVA :Kiosk Substation | 0.4 | --> | 0.4 | 0.399 | 9.8 |  | --> | 0.38 | 0 | 0 | 0 | 0 | 0.4 | 0 |  | --> | C20 ex COOKSTOWN | COOKSTOWN: T102 | CARRICKMINES |  | 53.2706 | -6.3723
MV/LV Substation KI***056 | 10 kV | 400V(3ph) & 230V(single ph) | LV | 400 kVA :Kiosk Substation | 0.4 | --> | 0.4 | 0.354 | 3.9 |  | --> | 0.38 | 0 | 0 | 0 | 0 | 0.407 | 0 |  | --> | C11 ex DUNMANWAY | DUNMANWAY: T43 | DUNMANWAY |  | 51.7171 | -9.1198
MV/LV Substation KI***056 | 10 kV | 400V(3ph) & 230V(single ph) | LV | 400 kVA :Kiosk Substation | 0.4 | --> | 0.4 | 0.258 | 4.1 |  | --> | 0.38 | 0 | 0 | 0 | 0.027 | 0.393 | 0 |  | --> | C14 ex LOUGHLINSTOWN | LOUGHLINSTOWN: T42 | CARRICKMINES |  | 53.2575 | -6.1241
MV/LV Substation KI***057Z | 10 kV | 400V(3ph) & 230V(single ph) | LV | 200 kVA :Kiosk Substation | 0.2 | --> | 0.2 | 0.129 | 0.2 |  | --> | 0.19 | 0 | 0 | 0 | 0.012 | 0 | 0 | Constrained,otherwise capacity available =198kW. | --> | C13 ex COOLMINE | COOLMINE: T41 | FINGLAS |  | 53.3789 | -6.3922
MV/LV Substation KI***060 | 10 kV | 400V(3ph) & 230V(single ph) | LV | 630 kVA :Building Structure | 0.63 | --> | 0.63 | 0.494 | 9.8 |  | --> | 0.598 | 0 | 0 | 0 | 0 | 0.5 | 0 |  | --> | C20 ex COOKSTOWN | COOKSTOWN: T102 | CARRICKMINES |  | 53.2722 | -6.3727
MV/LV Substation KI***060 | 20 kV | 400V(3ph) & 230V(single ph) | LV | 50 kVA :Pole Substation | 0.05 | --> | 0.05 | 0.05 | 0.9 |  | --> | 0.047 | 0 | 0 | 0 | 0 | 0.049 | 0 |  | --> | C16 ex CARRAROE | CARRAROE: T42 | SCREEB |  | 53.1052 | -9.6642
MV/LV Substation KI***060 | 10 kV | 400V(3ph) & 230V(single ph) | LV | 200 kVA :Building Structure | 0.2 | --> | 0.2 | 0.2 | 3.1 |  | --> | 0.19 | 0 | 0 | 0 | 0 | 0.2 | 0 |  | --> | C16 ex KILROSS ROAD | KILROSS ROAD: T42 | TIPPERARY |  | 52.4723 | -8.1642
MV/LV Substation KI***060 | 10 kV | 400V(3ph) & 230V(single ph) | LV | 400 kVA :Kiosk Substation | 0.4 | --> | 0.4 | 0 | 0 | Constrained,otherwise capacity available =242kVA. | --> | 0.38 | 0 | 0 | 0 | 0.022 | 0 | 0 | Constrained,otherwise capacity available =400kW. | --> | C15 ex PORTARLINGTON | PORTARLINGTON: T41∥T42 | PORTLAOISE |  | 53.1616 | -7.2092
MV/LV Substation KI***061 | 10 kV | 400V(3ph) & 230V(single ph) | LV | 400 kVA :Kiosk Substation | 0.4 | --> | 0.4 | 0.147 | 0.1 | Constrained,otherwise capacity available =302kVA. | --> | 0.38 | 0 | 0 | 0 | 0.014 | 0.4 | 0 |  | --> | C16 ex JOHNSTOWN | JOHNSTOWN: T42 | KILTEEL |  | 53.239 | -6.5988
MV/LV Substation KI***061 | 10 kV | 400V(3ph) & 230V(single ph) | LV | 100 kVA :Pole Substation | 0.1 | --> | 0.1 | 0.052 | 3.1 |  | --> | 0.095 | 0 | 0 | 0 | 0.011 | 0 | 0 | Constrained,otherwise capacity available =95kW. | --> | C18 ex GLENGOOLE | GLENGOOLE: T42 | THURLES |  | 52.5687 | -7.6768
MV/LV Substation KI***061X | 20 kV | 400V(3ph) & 230V(single ph) | LV | 50 kVA :Pole Substation | 0.05 | --> | 0.05 | 0.034 | 3.5 |  | --> | 0.047 | 0 | 0 | 0 | 0 | 0.051 | 0 |  | --> | E19 ex STRANORLAR | STRANORLAR: T421 | LETTERKENNY |  | 54.898 | -8.0472
MV/LV Substation KI***061X | 20 kV | 400V(3ph) & 230V(single ph) | LV | 100 kVA :Pole Substation | 0.1 | --> | 0.1 | 0.074 | 1.7 |  | --> | 0.095 | 0 | 0 | 0 | 0.007 | 0 | 0 | Constrained,otherwise capacity available =96kW. | --> | E17 ex CREESLOUGH | CREESLOUGH: T421 | ARDNAGAPPARY |  | 55.182 | -7.9624
MV/LV Substation KI***062 | 10 kV | 400V(3ph) & 230V(single ph) | LV | 50 kVA :Pole Substation | 0.05 | --> | 0.05 | 0 | 0 | Constrained,otherwise capacity available =13kVA. | --> | 0.047 | 0 | 0 | 0 | 0.001 | 0.053 | 0 |  | --> | C17 ex CARRICKMINES | CARRICKMINES: T41 | CARRICKMINES |  | 53.2347 | -6.1914
MV/LV Substation KI***062 | 10 kV | 400V(3ph) & 230V(single ph) | LV | 100 kVA :Pole Substation | 0.1 | --> | 0.1 | 0.06 | 3.1 |  | --> | 0.095 | 0 | 0 | 0 | 0.004 | 0 | 0 | Constrained,otherwise capacity available =101kW. | --> | C18 ex GLENGOOLE | GLENGOOLE: T42 | THURLES |  | 52.5726 | -7.6773
MV/LV Substation KI***062Y | 20 kV | 400V(3ph) & 230V(single ph) | LV | 50 kVA :Pole Substation | 0.05 | --> | 0.05 | 0 | 2 |  | --> | 0.047 | 0 | 0 | 0 | 0 | 0.056 | 0 |  | --> | E17 ex BALLYCONNELL | BALLYCONNELL: T421∥T422 | GORTAWEE |  | 54.0489 | -7.6453
MV/LV Substation KI***063 | 10 kV | 400V(3ph) & 230V(single ph) | LV | 400 kVA :Kiosk Substation | 0.4 | --> | 0.4 | 0.206 | 2.7 |  | --> | 0.38 | 0 | 0 | 0 | 0.003 | 0.426 | 0 |  | --> | C17 ex BALLYARD | BALLYARD: T41∥T42 | TRALEE |  | 52.263 | -9.6847
MV/LV Substation KI***064Y | 10 kV | 400V(3ph) & 230V(single ph) | LV | 200 kVA :Kiosk Substation | 0.2 | --> | 0.2 | 0.148 | 1.2 |  | --> | 0.19 | 0 | 0 | 0 | 0 | 0.207 | 0 |  | --> | C24 ex MULLAGH | MULLAGH: T44 | MEATH HILL |  | 53.8114 | -6.9509
MV/LV Substation KI***065 | 10 kV | 400V(3ph) & 230V(single ph) | LV | 200 kVA :Pole Substation | 0.2 | --> | 0.2 | 0 | 0 | Constrained,otherwise capacity available =187kVA. | --> | 0.19 | 0 | 0 | 0 | 0 | 0.201 | 0 |  | --> | C12 ex KILMALLOCK | KILMALLOCK: T42 | CHARLEVILLE |  | 52.4004 | -8.5682
MV/LV Substation KI***065 | 20 kV | 400V(3ph) & 230V(single ph) | LV | 50 kVA :Pole Substation | 0.05 | --> | 0.05 | 0.032 | 0.8 |  | --> | 0.047 | 0 | 0 | 0 | 0 | 0 | 0 | Constrained,otherwise capacity available =51kW. | --> | E17 ex KILMACTHOMAS | KILMACTHOMAS: T421∥T422 | DUNGARVAN |  | 52.2433 | -7.4268
MV/LV Substation KI***065X | 10 kV | 400V(3ph) & 230V(single ph) | LV | 200 kVA :Pole Substation | 0.2 | --> | 0.2 | 0.153 | 4.2 |  | --> | 0.19 | 0 | 0 | 0 | 0.003 | 0 | 0 | Constrained,otherwise capacity available =203kW. | --> | C18 ex BUNDORAN | BUNDORAN: T41∥T42 | CATHALEENS FALL |  | 54.446 | -8.2816
MV/LV Substation KI***065X | 10 kV | 400V(3ph) & 230V(single ph) | LV | 50 kVA :Pole Substation | 0.05 | --> | 0.05 | 0.032 | 2.3 |  | --> | 0.047 | 0 | 0 | 0 | 0 | 0 | 0 | Constrained,otherwise capacity available =51kW. | --> | C11 ex KILRUSH | KILRUSH: T41∥T42 | TULLABRACK |  | 52.6173 | -9.3897
MV/LV Substation KI***065Y | 10 kV | 400V(3ph) & 230V(single ph) | LV | 400 kVA :Kiosk Substation | 0.4 | --> | 0.4 | 0.396 | 0.9 |  | --> | 0.38 | 0 | 0 | 0 | 0 | 0.4 | 0 |  | --> | C14 ex BALLYHALE | BALLYHALE: T42 | KILKENNY |  | 52.468 | -7.2029
MV/LV Substation KI***067 | 10 kV | 400V(3ph) & 230V(single ph) | LV | 50 kVA :Pole Substation | 0.05 | --> | 0.05 | 0.04 | 0.9 |  | --> | 0.047 | 0 | 0 | 0 | 0 | 0.051 | 0 |  | --> | C15 ex CRANNY | CRANNY: T41 | ENNIS |  | 52.7222 | -9.3235
MV/LV Substation KI***067X | 20 kV | 400V(3ph) & 230V(single ph) | LV | 50 kVA :Pole Substation | 0.05 | --> | 0.05 | 0.046 | 4.1 |  | --> | 0.047 | 0 | 0 | 0 | 0 | 0 | 0 | Constrained,otherwise capacity available =49kW. | --> | E12 ex CHARLEVILLE | CHARLEVILLE: T422 | CHARLEVILLE |  | 52.3424 | -8.716
MV/LV Substation KI***069 | 20 kV | 400V(3ph) & 230V(single ph) | LV | 200 kVA :Pole Substation | 0.2 | --> | 0.2 | 0.2 | 0.9 |  | --> | 0.19 | 0 | 0 | 0 | 0.002 | 0.197 | 0 |  | --> | C16 ex CARRAROE | CARRAROE: T42 | SCREEB |  | 53.1174 | -9.6831
MV/LV Substation KI***069X | 10 kV | 400V(3ph) & 230V(single ph) | LV | 50 kVA :Pole Substation | 0.05 | --> | 0.05 | 0 | 0 |  | --> | 0.047 | 0 | 0 | 0 | 0.007 | 0.049 | 0 |  | --> | C18 ex KILDARE | KILDARE: T41∥T42 | NEWBRIDGE |  | 53.1529 | -6.8928
MV/LV Substation KI***069X | 20 kV | 400V(3ph) & 230V(single ph) | LV | 100 kVA :Pole Substation | 0.1 | --> | 0.1 | 0 | 0 | Constrained,otherwise capacity available =86kVA. | --> | 0.095 | 0 | 0 | 0 | 0 | 0.101 | 0 |  | --> | C22 ex ENNISTYMON | ENNISTYMON: T41∥T42 | ENNIS |  | 52.9902 | -9.2219
MV/LV Substation KI***069X | 10 kV | 400V(3ph) & 230V(single ph) | LV | 100 kVA :Pole Substation | 0.1 | --> | 0.1 | 0 | 0 | Constrained,otherwise capacity available =85kVA. | --> | 0.095 | 0 | 0 | 0 | 0 | 0.102 | 0 |  | --> | C17 ex BALGADDY | BALGADDY: T41 | GRANGE CASTLE |  | 53.3152 | -6.4312
MV/LV Substation KI***069Z | 20 kV | 400V(3ph) & 230V(single ph) | LV | 50 kVA :Pole Substation | 0.05 | --> | 0.05 | 0 | 0 | Constrained,otherwise capacity available =40kVA. | --> | 0.047 | 0 | 0 | 0 | 0 | 0.051 | 0 |  | --> | E17 ex BALTINGLASS | BALTINGLASS: T421∥T422 | STRATFORD |  | 52.9066 | -6.6021
MV/LV Substation KI***070 | 20 kV | 400V(3ph) & 230V(single ph) | LV | 50 kVA :Pole Substation | 0.05 | --> | 0.05 | 0 | 0 | Constrained,otherwise capacity available =35kVA. | --> | 0.047 | 0 | 0 | 0 | 0 | 0 | 0 | Constrained,otherwise capacity available =51kW. | --> | E11 ex BEALNABLATH | BEALNABLATH: T421 | BANDON |  | 51.8541 | -8.719
MV/LV Substation KI***070 | 20 kV | 400V(3ph) & 230V(single ph) | LV | 200 kVA :Pole Substation | 0.2 | --> | 0.2 | 0 | 4.6 |  | --> | 0.19 | 0 | 0 | 0 | 0.055 | 0.172 | 0 |  | --> | E13 ex BALLYRAGGET | BALLYRAGGET: T421∥T422 | BALLYRAGGET |  | 52.733 | -7.3968
MV/LV Substation KI***071 | 10 kV | 400V(3ph) & 230V(single ph) | LV | 100 kVA :Pole Substation | 0.1 | --> | 0.1 | 0.098 | 3.9 |  | --> | 0.095 | 0 | 0 | 0 | 0 | 0.1 | 0 |  | --> | C17 ex DUNMANWAY | DUNMANWAY: T43 | DUNMANWAY |  | 51.6907 | -9
MV/LV Substation KI***071X | 20 kV | 400V(3ph) & 230V(single ph) | LV | 200 kVA :Pole Substation | 0.2 | --> | 0.2 | 0 | 0 | Constrained,otherwise capacity available =100kVA. | --> | 0.19 | 0 | 0 | 0 | 0.007 | 0.208 | 0 |  | --> | C22 ex ENNISTYMON | ENNISTYMON: T41∥T42 | ENNIS |  | 52.9901 | -9.2187
MV/LV Substation KI***072 | 10 kV | 400V(3ph) & 230V(single ph) | LV | 50 kVA :Pole Substation | 0.05 | --> | 0.05 | 0.044 | 0.7 |  | --> | 0.047 | 0 | 0 | 0 | 0 | 0.05 | 0 |  | --> | C15 ex KILMARTIN | KILMARTIN: T41 | ARKLOW |  | 53.0503 | -6.0847
MV/LV Substation KI***072X | 20 kV | 400V(3ph) & 230V(single ph) | LV | 50 kVA :Pole Substation | 0.05 | --> | 0.05 | 0 | 0 | Constrained,otherwise capacity available =26kVA. | --> | 0.047 | 0 | 0 | 0 | 0 | 0.052 | 0 |  | --> | C22 ex ENNISTYMON | ENNISTYMON: T41∥T42 | ENNIS |  | 52.9917 | -9.2149
MV/LV Substation KI***072Y | 20 kV | 400V(3ph) & 230V(single ph) | LV | 50 kVA :Pole Substation | 0.05 | --> | 0.05 | 0 | 0 | Constrained,otherwise capacity available =47kVA. | --> | 0.047 | 0 | 0 | 0 | 0 | 0.049 | 0 |  | --> | E18 ex CREAGH | CREAGH: T421∥T422 | ATHLONE |  | 53.3419 | -8.2649
MV/LV Substation KI***073 | 20 kV | 400V(3ph) & 230V(single ph) | LV | 50 kVA :Pole Substation | 0.05 | --> | 0.05 | 0.044 | 0.9 |  | --> | 0.047 | 0 | 0 | 0 | 0.007 | 0.042 | 0 |  | --> | C16 ex CARRAROE | CARRAROE: T42 | SCREEB |  | 53.1188 | -9.6728
MV/LV Substation KI***073 | 10 kV | 400V(3ph) & 230V(single ph) | LV | 400 kVA :Kiosk Substation | 0.4 | --> | 0.4 | 0.238 | 2.1 |  | --> | 0.38 | 0 | 0 | 0 | 0.035 | 0.387 | 0 |  | --> | C16 ex LITTLE BRAY | LITTLE BRAY: T42 | FASSAROE |  | 53.23 | -6.1199
MV/LV Substation KI***073Y | 10 kV | 400V(3ph) & 230V(single ph) | LV | 200 kVA :Kiosk Substation | 0.2 | --> | 0.2 | 0 | 0 | Constrained,otherwise capacity available =115kVA. | --> | 0.19 | 0 | 0 | 0 | 0.022 | 0.189 | 0 |  | --> | C18 ex MOUNTGORRY | MOUNTGORRY: T42 | GRANGE (DR) |  | 53.4497 | -6.1798
MV/LV Substation KI***073Y | 10 kV | 400V(3ph) & 230V(single ph) | LV | 50 kVA :Pole Substation | 0.05 | --> | 0.05 | 0.042 | 1.3 |  | --> | 0.047 | 0 | 0 | 0 | 0 | 0.05 | 0 |  | --> | C14 ex ROOSKY | ROOSKY: T41 | RICHMOND |  | 53.8384 | -7.9149
MV/LV Substation KI***074 | 10 kV | 400V(3ph) & 230V(single ph) | LV | 400 kVA :Building Structure | 0.4 | --> | 0.4 | 0.22 | 0.9 |  | --> | 0.38 | 0 | 0 | 0 | 0 | 0.427 | 0 |  | --> | C11 ex BRAY | BRAY: T41 | FASSAROE |  | 53.178 | -6.3316
MV/LV Substation KI***076 | 20 kV | 400V(3ph) & 230V(single ph) | LV | 200 kVA :Pole Substation | 0.2 | --> | 0.2 | 0.145 | 0.9 |  | --> | 0.19 | 0 | 0 | 0 | 0.014 | 0.193 | 0 |  | --> | C16 ex CARRAROE | CARRAROE: T42 | SCREEB |  | 53.1217 | -9.67
MV/LV Substation KI***077 | 10 kV | 400V(3ph) & 230V(single ph) | LV | 400 kVA :Building Structure | 0.4 | --> | 0.4 | 0.12 | 3.6 |  | --> | 0.38 | 0 | 0 | 0 | 0.092 | 0.345 | 0 |  | --> | C21 ex DEANSGRANGE | DEANSGRANGE: T41 | CARRICKMINES |  | 53.2755 | -6.1692
MV/LV Substation KI***078 | 20 kV | 400V(3ph) & 230V(single ph) | LV | 50 kVA :Pole Substation | 0.05 | --> | 0.05 | 0 | 0 | Constrained,otherwise capacity available =48kVA. | --> | 0.047 | 0 | 0 | 0 | 0 | 0.049 | 0 |  | --> | E28 ex LOUGHREA | LOUGHREA: T41∥T42 | SOMERSET |  | 53.2227 | -8.5408
MV/LV Substation KI***079 | 20 kV | 400V(3ph) & 230V(single ph) | LV | 400 kVA :Kiosk Substation | 0.4 | --> | 0.4 | 0.394 | 1 |  | --> | 0.38 | 0 | 0 | 0 | 0 | 0.4 | 0 |  | --> | E11 ex BALLYHALE | BALLYHALE: T421 | KILKENNY |  | 52.5352 | -7.1372
MV/LV Substation KI***079Y | 10 kV | 400V(3ph) & 230V(single ph) | LV | 200 kVA :Kiosk Substation | 0.2 | --> | 0.2 | 0.128 | 2.8 |  | --> | 0.19 | 0 | 0 | 0 | 0.021 | 0.188 | 0 |  | --> | C15 ex COES ROAD | COES ROAD: T41∥T42 | DUNDALK |  | 53.9908 | -6.3722
MV/LV Substation KI***079Z | 10 kV | 400V(3ph) & 230V(single ph) | LV | 200 kVA :Pole Substation | 0.2 | --> | 0.2 | 0 | 0 | Constrained,otherwise capacity available =200kVA. | --> | 0.19 | 0 | 0 | 0 | 0 | 0.2 | 0 |  | --> | C15 ex KINSALE | KINSALE: T41∥T42 | BANDON |  | 51.711 | -8.5152
MV/LV Substation KI***080 | 10 kV | 400V(3ph) & 230V(single ph) | LV | 400 kVA :Kiosk Substation | 0.4 | --> | 0.4 | 0.188 | 2.5 |  | --> | 0.38 | 0 | 0 | 0 | 0.047 | 0.382 | 0 |  | --> | C11 ex GREYSTONES | GREYSTONES: T41 | FASSAROE |  | 53.1415 | -6.0862
MV/LV Substation KI***081 | 10 kV | 400V(3ph) & 230V(single ph) | LV | 400 kVA :Kiosk Substation | 0.4 | --> | 0.4 | 0.295 | 1.1 |  | --> | 0.38 | 0 | 0 | 0 | 0.021 | 0.394 | 0 |  | --> | C22 ex KIMMAGE | KIMMAGE: T42 | INCHICORE 220KV |  | 53.3086 | -6.3154
MV/LV Substation KI***081 | 10 kV | 400V(3ph) & 230V(single ph) | LV | 630 kVA :Building Structure | 0.63 | --> | 0.63 | 0.136 | 9.8 |  | --> | 0.598 | 0 | 0 | 0 | 0 | 0.5 | 0 |  | --> | C20 ex COOKSTOWN | COOKSTOWN: T102 | CARRICKMINES |  | 53.2786 | -6.3749
MV/LV Substation KI***081 | 10 kV | 400V(3ph) & 230V(single ph) | LV | 200 kVA :Pole Substation | 0.2 | --> | 0.2 | 0.144 | 6.3 |  | --> | 0.19 | 0 | 0 | 0 | 0.011 | 0.197 | 0 |  | --> | C26 ex KILBARRY | KILBARRY: T43 | KILBARRY |  | 51.9291 | -8.4891
MV/LV Substation KI***081X | 10 kV | 400V(3ph) & 230V(single ph) | LV | 400 kVA :Kiosk Substation | 0.4 | --> | 0.4 | 0 | 0 | Constrained,otherwise capacity available =369kVA. | --> | 0.38 | 0 | 0 | 0 | 0 | 0.404 | 0 |  | --> | C12 ex CHARLESTOWN | CHARLESTOWN: T41 | TONROE |  | 53.9621 | -8.7913
MV/LV Substation KI***082Z | 10 kV | 400V(3ph) & 230V(single ph) | LV | 400 kVA :Building Structure | 0.4 | --> | 0.4 | 0 | 0 | Constrained,otherwise capacity available =145kVA. | --> | 0.38 | 0 | 0 | 0 | 0 | 0.433 | 0 |  | --> | C13 ex DENNEHYS CROSS | DENNEHYS CROSS: T41 | TRABEG |  | 51.8937 | -8.5094
MV/LV Substation KI***083 | 10 kV | 400V(3ph) & 230V(single ph) | LV | 400 kVA :Kiosk Substation | 0.4 | --> | 0.4 | 0.371 | 1.3 |  | --> | 0.38 | 0 | 0 | 0 | 0 | 0.403 | 0 |  | --> | C12 ex GRANGE (SR) | GRANGE (SR): T41∥T42 | BUTLERSTOWN |  | 52.2424 | -7.1132
MV/LV Substation KI***084 | 10 kV | 400V(3ph) & 230V(single ph) | LV | 200 kVA :Kiosk Substation | 0.2 | --> | 0.2 | 0.153 | 9.8 |  | --> | 0.19 | 0 | 0 | 0 | 0.014 | 0.192 | 0 |  | --> | C13 ex KILCOOLE | KILCOOLE: T41∥T42 | FASSAROE |  | 53.1013 | -6.085
MV/LV Substation KI***084Z | 10 kV | 400V(3ph) & 230V(single ph) | LV | 630 kVA :Kiosk Substation | 0.63 | --> | 0.63 | 0.5 | 5.9 |  | --> | 0.598 | 0 | 0 | 0 | 0 | 0.5 | 0 |  | --> | C12 ex BANDON | BANDON: T101 | BANDON |  | 51.7484 | -8.7386
MV/LV Substation KI***085X | 10 kV | 400V(3ph) & 230V(single ph) | LV | 50 kVA :Pole Substation | 0.05 | --> | 0.05 | 0.05 | 0.6 |  | --> | 0.047 | 0 | 0 | 0 | 0 | 0.049 | 0 |  | --> | C19 ex CLONDALKIN | CLONDALKIN: T41 | INCHICORE 220KV |  | 53.3024 | -6.4167
MV/LV Substation KI***086X | 10 kV | 400V(3ph) & 230V(single ph) | LV | 50 kVA :Pole Substation | 0.05 | --> | 0.05 | 0.037 | 0.6 |  | --> | 0.047 | 0 | 0 | 0 | 0 | 0.051 | 0 |  | --> | C17 ex ATHBOY | ATHBOY: T42 | NAVAN |  | 53.6844 | -6.9964
MV/LV Substation KI***086X | 10 kV | 400V(3ph) & 230V(single ph) | LV | 50 kVA :Pole Substation | 0.05 | --> | 0.05 | 0.048 | 1.2 |  | --> | 0.047 | 0 | 0 | 0 | 0 | 0.049 | 0 |  | --> | C12 ex ABBEYFEALE | ABBEYFEALE: T42 | TRIEN |  | 52.3557 | -9.3225
MV/LV Substation KI***086X | 10 kV | 400V(3ph) & 230V(single ph) | LV | 50 kVA :Pole Substation | 0.05 | --> | 0.05 | 0.044 | 0.3 |  | --> | 0.047 | 0 | 0 | 0 | 0 | 0.05 | 0 |  | --> | C23 ex NENAGH | NENAGH: T41 | NENAGH |  | 52.8153 | -8.1903
MV/LV Substation KI***087X | 20 kV | 400V(3ph) & 230V(single ph) | LV | 50 kVA :Pole Substation | 0.05 | --> | 0.05 | 0.047 | 5.4 |  | --> | 0.047 | 0 | 0 | 0 | 0 | 0.049 | 0 |  | --> | E14 ex MOY | MOY: T421∥T422 | MOY |  | 54.2142 | -9.226
MV/LV Substation KI***087Z | 10 kV | 400V(3ph) & 230V(single ph) | LV | 50 kVA :Pole Substation | 0.05 | --> | 0.05 | 0.048 | 3.9 |  | --> | 0.047 | 0 | 0 | 0 | 0 | 0.049 | 0 |  | --> | C19 ex BALLYJAMESDUFF | BALLYJAMESDUFF: T41 | SHANKILL |  | 53.8477 | -7.1926
MV/LV Substation KI***089Y | 10 kV | 400V(3ph) & 230V(single ph) | LV | 200 kVA :Kiosk Substation | 0.2 | --> | 0.2 | 0.117 | 1 |  | --> | 0.19 | 0 | 0 | 0 | 0.043 | 0.167 | 0 |  | --> | C11 ex MANOR STREET | MANOR STREET: T41 | WATERFORD |  | 52.2515 | -7.0714
MV/LV Substation KI***089Z | 20 kV | 400V(3ph) & 230V(single ph) | LV | 100 kVA :Pole Substation | 0.1 | --> | 0.1 | 0.087 | 7.7 |  | --> | 0.095 | 0 | 0 | 0 | 0.016 | 0 | 0 | Constrained,otherwise capacity available =84kW. | --> | E12 ex CHURCHTOWN | CHURCHTOWN: T422 | RATHKEALE |  | 52.4426 | -9.1128
MV/LV Substation KI***090 | 10 kV | 400V(3ph) & 230V(single ph) | LV | 100 kVA :Pole Substation | 0.1 | --> | 0.1 | 0.096 | 5.6 |  | --> | 0.095 | 0 | 0 | 0 | 0 | 0.1 | 0 |  | --> | E14 ex CRANE | CRANE: T122 | CRANE |  | 52.5107 | -6.6447
MV/LV Substation KI***090X | 10 kV | 400V(3ph) & 230V(single ph) | LV | 200 kVA :Pole Substation | 0.2 | --> | 0.2 | 0.126 | 0.6 |  | --> | 0.19 | 0 | 0 | 0 | 0.028 | 0.181 | 0 |  | --> | C19 ex CLONDALKIN | CLONDALKIN: T41 | INCHICORE 220KV |  | 53.2963 | -6.4227
MV/LV Substation KI***091 | 20 kV | 400V(3ph) & 230V(single ph) | LV | 50 kVA :Pole Substation | 0.05 | --> | 0.05 | 0.048 | 1.6 |  | --> | 0.047 | 0 | 0 | 0 | 0 | 0.049 | 0 |  | --> | E12 ex DINGLE | DINGLE: T422 | OUGHTRAGH |  | 52.2054 | -10.3156
MV/LV Substation KI***091X | 20 kV | 400V(3ph) & 230V(single ph) | LV | 50 kVA :Pole Substation | 0.05 | --> | 0.05 | 0.018 | 0.4 |  | --> | 0.047 | 0 | 0 | 0 | 0 | 0.054 | 0 |  | --> | E31 ex TRIM | TRIM: T421 | NAVAN |  | 53.5714 | -6.8996
MV/LV Substation KI***091Y | 10 kV | 400V(3ph) & 230V(single ph) | LV | 50 kVA :Pole Substation | 0.05 | --> | 0.05 | 0.048 | 2.3 |  | --> | 0.047 | 0 | 0 | 0 | 0 | 0.049 | 0 |  | --> | E18 ex BLESSINGTON | BLESSINGTON: T422 | KILTEEL |  | 53.1915 | -6.4637
MV/LV Substation KI***091Z | 10 kV | 400V(3ph) & 230V(single ph) | LV | 50 kVA :Pole Substation | 0.05 | --> | 0.05 | 0.045 | 5.5 |  | --> | 0.047 | 0 | 0 | 0 | 0.016 | 0.033 | 0 |  | --> | C16 ex LOUGHSHINNY | LOUGHSHINNY: T42 | GLASMORE |  | 53.5643 | -6.1672
MV/LV Substation KI***092Y | 20 kV | 400V(3ph) & 230V(single ph) | LV | 400 kVA :Kiosk Substation | 0.4 | --> | 0.4 | 0.382 | 3.7 |  | --> | 0.38 | 0 | 0 | 0 | 0 | 0 | 0 | Constrained,otherwise capacity available =402kW. | --> | E13 ex FOXHOLE | FOXHOLE: T421∥T422 | DUNGARVAN |  | 51.9525 | -7.7242
MV/LV Substation KI***093Y | 20 kV | 400V(3ph) & 230V(single ph) | LV | 50 kVA :Pole Substation | 0.05 | --> | 0.05 | 0.039 | 1.4 |  | --> | 0.047 | 0 | 0 | 0 | 0 | 0.051 | 0 |  | --> | E20 ex GARRANACANTY | GARRANACANTY: T422 | TIPPERARY |  | 52.4849 | -8.068
MV/LV Substation KI***097 | 20 kV | 400V(3ph) & 230V(single ph) | LV | 50 kVA :Pole Substation | 0.05 | --> | 0.05 | 0.05 | 0.9 |  | --> | 0.047 | 0 | 0 | 0 | 0 | 0.049 | 0 |  | --> | C11 ex DRUMQUIN | DRUMQUIN: T42 | ENNIS |  | 52.7848 | -9.2149
MV/LV Substation KI***097X | 10 kV | 400V(3ph) & 230V(single ph) | LV | 50 kVA :Pole Substation | 0.05 | --> | 0.05 | 0.043 | 0.4 |  | --> | 0.047 | 0 | 0 | 0 | 0 | 0 | 0 | Constrained,otherwise capacity available =50kW. | --> | C16 ex GARRYSPILLANE | GARRYSPILLANE: T41 | TIPPERARY |  | 52.3655 | -8.4708
MV/LV Substation KI***097Y | 20 kV | 400V(3ph) & 230V(single ph) | LV | 50 kVA :Pole Substation | 0.05 | --> | 0.05 | 0 | 0 | Constrained,otherwise capacity available =32kVA. | --> | 0.047 | 0 | 0 | 0 | 0 | 0 | 0 | Constrained,otherwise capacity available =51kW. | --> | C14 ex FERMOY NORTH | FERMOY NORTH: T41∥T42 | BARRYMORE |  | 52.1738 | -8.2338
MV/LV Substation KI***097Y | 10 kV | 400V(3ph) & 230V(single ph) | LV | 100 kVA :Pole Substation | 0.1 | --> | 0.1 | 0 | 0 | Constrained,otherwise capacity available =91kVA. | --> | 0.095 | 0 | 0 | 0 | 0 | 0.1 | 0 |  | --> | C29 ex GRANGE CASTLE | GRANGE CASTLE: T101 | INCHICORE 220KV |  | 53.3122 | -6.4643
MV/LV Substation KI***098Z | 20 kV | 400V(3ph) & 230V(single ph) | LV | 50 kVA :Pole Substation | 0.05 | --> | 0.05 | 0 | 0 | Constrained,otherwise capacity available =50kVA. | --> | 0.047 | 0 | 0 | 0 | 0 | 0.049 | 0 |  | --> | E12 ex KILCULLEN | KILCULLEN: T424 | STRATFORD |  | 53.0802 | -6.7702
MV/LV Substation KI***099Z | 10 kV | 400V(3ph) & 230V(single ph) | LV | 400 kVA :Building Structure | 0.4 | --> | 0.4 | 0 | 0 | Constrained,otherwise capacity available =379kVA. | --> | 0.38 | 0 | 0 | 0 | 0 | 0.403 | 0 |  | --> | C11 ex JOHNSTOWN | JOHNSTOWN: T41 | KILTEEL |  | 53.232 | -6.575
MV/LV Substation KI***100X | 10 kV | 400V(3ph) & 230V(single ph) | LV | 200 kVA :Kiosk Substation | 0.2 | --> | 0.2 | 0.14 | 4.6 |  | --> | 0.19 | 0 | 0 | 0 | 0.005 | 0.204 | 0 |  | --> | C18 ex BALLYJAMESDUFF | BALLYJAMESDUFF: T42 | SHANKILL |  | 53.8666 | -7.1927
MV/LV Substation KI***101 | 10 kV | 400V(3ph) & 230V(single ph) | LV | 50 kVA :Pole Substation | 0.05 | --> | 0.05 | 0.019 | 10.8 |  | --> | 0.047 | 0 | 0 | 0 | 0.015 | 0.038 | 0 |  | --> | C33 ex SALTHILL | SALTHILL: T101 | SALTHILL |  | 53.2655 | -9.1011
MV/LV Substation KI***101 | 20 kV | 400V(3ph) & 230V(single ph) | LV | 50 kVA :Pole Substation | 0.05 | --> | 0.05 | 0 | 0 | Constrained,otherwise capacity available =24kVA. | --> | 0.047 | 0 | 0 | 0 | 0 | 0.053 | 0 |  | --> | E18 ex CREAGH | CREAGH: T421∥T422 | ATHLONE |  | 53.409 | -8.5056
MV/LV Substation KI***101X | 10 kV | 400V(3ph) & 230V(single ph) | LV | 400 kVA :Kiosk Substation | 0.4 | --> | 0.4 | 0.269 | 4.1 |  | --> | 0.38 | 0 | 0 | 0 | 0.004 | 0.416 | 0 |  | --> | C22 ex LOUGHLINSTOWN | LOUGHLINSTOWN: T42 | CARRICKMINES |  | 53.2546 | -6.1445
MV/LV Substation KI***101X | 10 kV | 400V(3ph) & 230V(single ph) | LV | 200 kVA :Pole Substation | 0.2 | --> | 0.2 | 0.169 | 3.9 |  | --> | 0.19 | 0 | 0 | 0 | 0 | 0.204 | 0 |  | --> | C19 ex BALLYJAMESDUFF | BALLYJAMESDUFF: T41 | SHANKILL |  | 53.8433 | -7.2077
MV/LV Substation KI***101X | 10 kV | 400V(3ph) & 230V(single ph) | LV | 50 kVA :Pole Substation | 0.05 | --> | 0.05 | 0 | 0 | Constrained,otherwise capacity available =50kVA. | --> | 0.047 | 0 | 0 | 0 | 0 | 0.049 | 0 |  | --> | C15 ex BALLAGHADERREEN | BALLAGHADERREEN: T41∥T42 | TONROE |  | 53.8808 | -8.4496
MV/LV Substation KI***102 | 20 kV | 400V(3ph) & 230V(single ph) | LV | 100 kVA :Pole Substation | 0.1 | --> | 0.1 | 0.1 | 1.6 |  | --> | 0.095 | 0 | 0 | 0 | 0 | 0.1 | 0 |  | --> | E17 ex INCH | INCH: T421∥T422 | OUGHTRAGH |  | 52.3131 | -10.0149
MV/LV Substation KI***102 | 10 kV | 400V(3ph) & 230V(single ph) | LV | 200 kVA :Pole Substation | 0.2 | --> | 0.2 | 0.192 | 5.6 |  | --> | 0.19 | 0 | 0 | 0 | 0 | 0.2 | 0 |  | --> | E11 ex CRANE | CRANE: T122 | CRANE |  | 52.5218 | -6.5521
MV/LV Substation KI***102Y | 10 kV | 400V(3ph) & 230V(single ph) | LV | 630 kVA :Kiosk Substation | 0.63 | --> | 0.63 | 0 | 0 | Constrained,otherwise capacity available =466kVA. | --> | 0.598 | 0 | 0 | 0 | 0 | 0.5 | 0 |  | --> | C21 ex CASTLETROY | CASTLETROY: T41∥T42 | ARDNACRUSHA |  | 52.6688 | -8.5546
MV/LV Substation KI***103 | 10 kV | 400V(3ph) & 230V(single ph) | LV | 50 kVA :Pole Substation | 0.05 | --> | 0.05 | 0.039 | 0.7 |  | --> | 0.047 | 0 | 0 | 0 | 0 | 0.051 | 0 |  | --> | C15 ex KILMAGIG | KILMAGIG: T42 | ARKLOW |  | 52.8518 | -6.3177
MV/LV Substation KI***103Z | 20 kV | 400V(3ph) & 230V(single ph) | LV | 50 kVA :Pole Substation | 0.05 | --> | 0.05 | 0.041 | 5.6 |  | --> | 0.047 | 0 | 0 | 0 | 0.003 | 0.047 | 0 |  | --> | E13 ex BLESSINGTON | BLESSINGTON: T421 | KILTEEL |  | 53.1619 | -6.552
MV/LV Substation KI***105Y | 20 kV | 400V(3ph) & 230V(single ph) | LV | 200 kVA :Pole Substation | 0.2 | --> | 0.2 | 0.192 | 9.9 |  | --> | 0.19 | 0 | 0 | 0 | 0 | 0.2 | 0 |  | --> | C19 ex ENNIS | ENNIS: T101 | ENNIS |  | 52.8277 | -8.9346
MV/LV Substation KI***107 | 10 kV | 400V(3ph) & 230V(single ph) | LV | 100 kVA :Pole Substation | 0.1 | --> | 0.1 | 0.056 | 3 |  | --> | 0.095 | 0 | 0 | 0 | 0 | 0 | 0 | Constrained,otherwise capacity available =106kW. | --> | C20 ex SWINFORD | SWINFORD: T41∥T42 | CASTLEBAR |  | 53.937 | -8.9195
MV/LV Substation KI***108 | 20 kV | 400V(3ph) & 230V(single ph) | LV | 50 kVA :Pole Substation | 0.05 | --> | 0.05 | 0.045 | 0.9 |  | --> | 0.047 | 0 | 0 | 0 | 0 | 0.05 | 0 |  | --> | C16 ex CARRAROE | CARRAROE: T42 | SCREEB |  | 53.1335 | -9.7535
MV/LV Substation KI***108 | 10 kV | 400V(3ph) & 230V(single ph) | LV | 50 kVA :Pole Substation | 0.05 | --> | 0.05 | 0 | 0 | Constrained,otherwise capacity available =47kVA. | --> | 0.047 | 0 | 0 | 0 | 0 | 0 | 0 | Constrained,otherwise capacity available =49kW. | --> | C16 ex CLOONLOUGH | CLOONLOUGH: T41∥T42 | BARRYMORE |  | 52.2641 | -8.2779
MV/LV Substation KI***109 | 20 kV | 400V(3ph) & 230V(single ph) | LV | 50 kVA :Pole Substation | 0.05 | --> | 0.05 | 0.036 | 1.4 |  | --> | 0.047 | 0 | 0 | 0 | 0.003 | 0 | 0 | Constrained,otherwise capacity available =47kW. | --> | C18 ex DEERPARK | DEERPARK: T41∥T42 | BALLYDINE |  | 52.3864 | -7.3288
MV/LV Substation KI***109X | 10 kV | 400V(3ph) & 230V(single ph) | LV | 400 kVA :Kiosk Substation | 0.4 | --> | 0.4 | 0 | 0 | Constrained,otherwise capacity available =306kVA. | --> | 0.38 | 0 | 0 | 0 | 0.014 | 0.399 | 0 |  | --> | C19 ex CARRICKMINES | CARRICKMINES: T41 | CARRICKMINES |  | 53.2604 | -6.2087
MV/LV Substation KI***110 | 20 kV | 400V(3ph) & 230V(single ph) | LV | 100 kVA :Pole Substation | 0.1 | --> | 0.1 | 0.086 | 0.9 |  | --> | 0.095 | 0 | 0 | 0 | 0 | 0.101 | 0 |  | --> | C16 ex CARRAROE | CARRAROE: T42 | SCREEB |  | 53.1305 | -9.7568
MV/LV Substation KI***110Z | 10 kV | 400V(3ph) & 230V(single ph) | LV | 100 kVA :Pole Substation | 0.1 | --> | 0.1 | 0 | 0 | Constrained,otherwise capacity available =88kVA. | --> | 0.095 | 0 | 0 | 0 | 0 | 0.101 | 0 |  | --> | C31 ex KILBARRY | KILBARRY: T101 | KILBARRY |  | 51.9275 | -8.4812
MV/LV Substation KI***112 | 10 kV | 400V(3ph) & 230V(single ph) | LV | 630 kVA :Building Structure | 0.63 | --> | 0.63 | 0.026 | 6.1 |  | --> | 0.598 | 0 | 0 | 0 | 0 | 0.5 | 0 |  | --> | C14 ex BEDFORD ROW | BEDFORD ROW: T43 | FRANCIS STREET |  | 53.3402 | -6.2564
MV/LV Substation KI***112X | 10 kV | 400V(3ph) & 230V(single ph) | LV | 50 kVA :Pole Substation | 0.05 | --> | 0.05 | 0.032 | 2 |  | --> | 0.047 | 0 | 0 | 0 | 0 | 0.051 | 0 |  | --> | C17 ex CAPPAMORE | CAPPAMORE: T41∥T42 | ARDNACRUSHA |  | 52.5905 | -8.4364
MV/LV Substation KI***112X | 20 kV | 400V(3ph) & 230V(single ph) | LV | 50 kVA :Pole Substation | 0.05 | --> | 0.05 | 0.042 | 1.3 |  | --> | 0.047 | 0 | 0 | 0 | 0 | 0.05 | 0 |  | --> | C11 ex ENNIS NORTH | ENNIS NORTH: T41∥T42 | ENNIS |  | 52.9656 | -9.0818
MV/LV Substation KI***115Z | 10 kV | 400V(3ph) & 230V(single ph) | LV | 100 kVA :Pole Substation | 0.1 | --> | 0.1 | 0 | 0 | Constrained,otherwise capacity available =56kVA. | --> | 0.095 | 0 | 0 | 0 | 0 | 0.106 | 0 |  | --> | C31 ex KILBARRY | KILBARRY: T101 | KILBARRY |  | 51.9366 | -8.4718
MV/LV Substation KI***116Y | 20 kV | 400V(3ph) & 230V(single ph) | LV | 50 kVA :Pole Substation | 0.05 | --> | 0.05 | 0 | 0 | Constrained,otherwise capacity available =48kVA. | --> | 0.047 | 0 | 0 | 0 | 0 | 0 | 0 | Constrained,otherwise capacity available =49kW. | --> | C17 ex COLLIGAN | COLLIGAN: T41 | DUNGARVAN |  | 52.0851 | -7.6829
MV/LV Substation KI***117X | 10 kV | 400V(3ph) & 230V(single ph) | LV | 630 kVA :Kiosk Substation | 0.63 | --> | 0.63 | 0 | 0 | Constrained,otherwise capacity available =500kVA. | --> | 0.598 | 0 | 0 | 0 | 0 | 0.5 | 0 |  | --> | C17 ex BALLYBEGGAN | BALLYBEGGAN: T43∥T44 | TRALEE |  | 52.2842 | -9.6861
MV/LV Substation KI***118Y | 20 kV | 400V(3ph) & 230V(single ph) | LV | 200 kVA :Kiosk Substation | 0.2 | --> | 0.2 | 0 | 0 | Constrained,otherwise capacity available =102kVA. | --> | 0.19 | 0 | 0 | 0 | 0.014 | 0.199 | 0 |  | --> | E11 ex EDENDERRY | EDENDERRY: T421∥T422 | BLAKE |  | 53.3369 | -7.0663
MV/LV Substation KI***118Z | 10 kV | 400V(3ph) & 230V(single ph) | LV | 200 kVA :Pole Substation | 0.2 | --> | 0.2 | 0.16 | 1 |  | --> | 0.19 | 0 | 0 | 0 | 0 | 0.206 | 0 |  | --> | C17 ex KILCULLEN | KILCULLEN: T41 | STRATFORD |  | 53.1336 | -6.7445
MV/LV Substation KI***119X | 20 kV | 400V(3ph) & 230V(single ph) | LV | 200 kVA :Building Structure | 0.2 | --> | 0.2 | 0 | 0 | Constrained,otherwise capacity available =172kVA. | --> | 0.19 | 0 | 0 | 0 | 0 | 0.203 | 0 |  | --> | E19 ex CAVAN | CAVAN: T421 | SHANKILL |  | 53.9996 | -7.473
MV/LV Substation KI***120 | 10 kV | 400V(3ph) & 230V(single ph) | LV | 33 kVA :Pole Substation | 0.033 | --> | 0.033 | 0.007 | 2.7 |  | --> | 0.031 | 0 | 0 | 0 | 0 | 0.036 | 0 |  | --> | C18 ex CALLAN | CALLAN: T41∥T42 | KILKENNY |  | 52.5151 | -7.4988
MV/LV Substation KI***120 | 10 kV | 400V(3ph) & 230V(single ph) | LV | 400 kVA :Kiosk Substation | 0.4 | --> | 0.4 | 0 | 0 | Constrained,otherwise capacity available =349kVA. | --> | 0.38 | 0 | 0 | 0 | 0.003 | 0.404 | 0 |  | --> | C16 ex SANTRY | SANTRY: T42 | FINGLAS |  | 53.3964 | -6.2234
MV/LV Substation KI***120X | 10 kV | 400V(3ph) & 230V(single ph) | LV | 1000 kVA :Building Structure | 1 | --> | 1 | 0 | 0 | Constrained,otherwise capacity available =500kVA. | --> | 0.95 | 0 | 0 | 0 | 0 | 0.5 | 0 |  | --> | C21 ex GRANBY ROW | GRANBY ROW: T41 | MCDERMOTT |  | 53.3504 | -6.2656
MV/LV Substation KI***121 | 10 kV | 400V(3ph) & 230V(single ph) | LV | 630 kVA :Building Structure | 0.63 | --> | 0.63 | 0.397 | 9.6 |  | --> | 0.598 | 0 | 0 | 0 | 0.025 | 0.5 | 0 |  | --> | C22 ex ARTANE | ARTANE: T102 | FINGLAS |  | 53.3925 | -6.2197
MV/LV Substation KI***121Z | 10 kV | 400V(3ph) & 230V(single ph) | LV | 400 kVA :Kiosk Substation | 0.4 | --> | 0.4 | 0 | 0 | Constrained,otherwise capacity available =384kVA. | --> | 0.38 | 0 | 0 | 0 | 0.016 | 0.385 | 0 |  | --> | C30 ex KINSALE | KINSALE: T41∥T42 | BANDON |  | 51.6614 | -8.5913
MV/LV Substation KI***122Z | 10 kV | 400V(3ph) & 230V(single ph) | LV | 200 kVA :Pole Substation | 0.2 | --> | 0.2 | 0 | 0 | Constrained,otherwise capacity available =192kVA. | --> | 0.19 | 0 | 0 | 0 | 0 | 0.2 | 0 |  | --> | C31 ex KILBARRY | KILBARRY: T101 | KILBARRY |  | 51.9256 | -8.47
MV/LV Substation KI***123 | 10 kV | 400V(3ph) & 230V(single ph) | LV | 400 kVA :Kiosk Substation | 0.4 | --> | 0.4 | 0.277 | 10.8 |  | --> | 0.38 | 0 | 0 | 0 | 0.063 | 0.352 | 0 |  | --> | C33 ex SALTHILL | SALTHILL: T101 | SALTHILL |  | 53.2682 | -9.0944
MV/LV Substation KI***123 | 10 kV | 400V(3ph) & 230V(single ph) | LV | 50 kVA :Pole Substation | 0.05 | --> | 0.05 | 0.044 | 0.3 |  | --> | 0.047 | 0 | 0 | 0 | 0 | 0.05 | 0 |  | --> | C25 ex NENAGH | NENAGH: T41 | NENAGH |  | 52.8372 | -8.1337
MV/LV Substation KI***125 | 10 kV | 400V(3ph) & 230V(single ph) | LV | 50 kVA :Pole Substation | 0.05 | --> | 0.05 | 0.049 | 0.7 |  | --> | 0.047 | 0 | 0 | 0 | 0 | 0.049 | 0 |  | --> | C15 ex KILMARTIN | KILMARTIN: T41 | ARKLOW |  | 53.0621 | -6.096
MV/LV Substation KI***126Z | 10 kV | 400V(3ph) & 230V(single ph) | LV | 400 kVA :Building Structure | 0.4 | --> | 0.4 | 0 | 0 | Constrained,otherwise capacity available =348kVA. | --> | 0.38 | 0 | 0 | 0 | 0 | 0.407 | 0 |  | --> | C17 ex TOGHER | TOGHER: T41 | TRABEG |  | 51.879 | -8.4638
MV/LV Substation KI***127 | 10 kV | 400V(3ph) & 230V(single ph) | LV | 400 kVA :Kiosk Substation | 0.4 | --> | 0.4 | 0.351 | 0.9 |  | --> | 0.38 | 0 | 0 | 0 | 0.004 | 0.402 | 0 |  | --> | C13 ex BRAY | BRAY: T41 | FASSAROE |  | 53.1951 | -6.1241
MV/LV Substation KI***128 | 10 kV | 400V(3ph) & 230V(single ph) | LV | 50 kVA :Pole Substation | 0.05 | --> | 0.05 | 0.021 | 9.8 |  | --> | 0.047 | 0 | 0 | 0 | 0 | 0.053 | 0 |  | --> | C14 ex KILCOOLE | KILCOOLE: T41∥T42 | FASSAROE |  | 53.1101 | -6.1061
MV/LV Substation KI***129Z | 20 kV | 400V(3ph) & 230V(single ph) | LV | 630 kVA :Building Structure | 0.63 | --> | 0.63 | 0.435 | 12.5 |  | --> | 0.598 | 0 | 0 | 0 | 0 | 0.5 | 0 |  | --> | E19 ex ADAMSTOWN | ADAMSTOWN: T121 | INCHICORE 220KV |  | 53.3332 | -6.4585
MV/LV Substation KI***132 | 10 kV | 400V(3ph) & 230V(single ph) | LV | 50 kVA :Pole Substation | 0.05 | --> | 0.05 | 0 | 0 | Constrained,otherwise capacity available =39kVA. | --> | 0.047 | 0 | 0 | 0 | 0 | 0.051 | 0 |  | --> | C31 ex KILBARRY | KILBARRY: T101 | KILBARRY |  | 51.9376 | -8.4752
MV/LV Substation KI***132X | 20 kV | 400V(3ph) & 230V(single ph) | LV | 50 kVA :Pole Substation | 0.05 | --> | 0.05 | 0.035 | 2.9 |  | --> | 0.047 | 0 | 0 | 0 | 0 | 0.051 | 0 |  | --> | C12 ex DUNLEER | DUNLEER: T41∥T42 | DRYBRIDGE |  | 53.7913 | -6.3136
MV/LV Substation KI***133 | 10 kV | 400V(3ph) & 230V(single ph) | LV | 400 kVA :Building Structure | 0.4 | --> | 0.4 | 0.331 | 1.3 |  | --> | 0.38 | 0 | 0 | 0 | 0.003 | 0.407 | 0 |  | --> | C17 ex ENNIS NORTH | ENNIS NORTH: T41∥T42 | ENNIS |  | 52.8624 | -8.9831
MV/LV Substation KI***134 | 10 kV | 400V(3ph) & 230V(single ph) | LV | 400 kVA :Kiosk Substation | 0.4 | --> | 0.4 | 0.259 | 0.9 |  | --> | 0.38 | 0 | 0 | 0 | 0.011 | 0.41 | 0 |  | --> | C13 ex BRAY | BRAY: T41 | FASSAROE |  | 53.1962 | -6.1216
MV/LV Substation KI***135 | 10 kV | 400V(3ph) & 230V(single ph) | LV | 400 kVA :Kiosk Substation | 0.4 | --> | 0.4 | 0.278 | 6.3 |  | --> | 0.38 | 0 | 0 | 0 | 0.013 | 0.405 | 0 |  | --> | C12 ex KILBARRY | KILBARRY: T43 | KILBARRY |  | 51.9243 | -8.4608
MV/LV Substation KI***136 | 10 kV | 400V(3ph) & 230V(single ph) | LV | 200 kVA :Kiosk Substation | 0.2 | --> | 0.2 | 0 | 0 | Constrained,otherwise capacity available =155kVA. | --> | 0.19 | 0 | 0 | 0 | 0 | 0.207 | 0 |  | --> | C12 ex ATHGARVAN | ATHGARVAN: T44 | NEWBRIDGE |  | 53.1741 | -6.7994
MV/LV Substation KI***136X | 20 kV | 400V(3ph) & 230V(single ph) | LV | 200 kVA :Kiosk Substation | 0.2 | --> | 0.2 | 0.09 | 0.4 |  | --> | 0.19 | 0 | 0 | 0 | 0.012 | 0.204 | 0 |  | --> | E31 ex TRIM | TRIM: T421 | NAVAN |  | 53.5703 | -6.9074
MV/LV Substation KI***137X | 10 kV | 400V(3ph) & 230V(single ph) | LV | 50 kVA :Pole Substation | 0.05 | --> | 0.05 | 0.048 | 3.4 |  | --> | 0.047 | 0 | 0 | 0 | 0 | 0 | 0 | Constrained,otherwise capacity available =49kW. | --> | C17 ex BALLYSHANNON | BALLYSHANNON: T41∥T42 | CATHALEENS FALL |  | 54.4888 | -8.159
MV/LV Substation KI***138 | 10 kV | 400V(3ph) & 230V(single ph) | LV | 50 kVA :Pole Substation | 0.05 | --> | 0.05 | 0 | 0 | Constrained,otherwise capacity available =47kVA. | --> | 0.047 | 0 | 0 | 0 | 0 | 0.049 | 0 |  | --> | C12 ex KILMALLOCK | KILMALLOCK: T42 | CHARLEVILLE |  | 52.3777 | -8.5579
MV/LV Substation KI***138Y | 10 kV | 400V(3ph) & 230V(single ph) | LV | 50 kVA :Pole Substation | 0.05 | --> | 0.05 | 0.048 | 1.1 |  | --> | 0.047 | 0 | 0 | 0 | 0 | 0.049 | 0 |  | --> | C20 ex CAHIRCALLA | CAHIRCALLA: T41∥T42 | ENNIS |  | 52.7996 | -9.0099
MV/LV Substation KI***139Z | 20 kV | 400V(3ph) & 230V(single ph) | LV | 400 kVA :Kiosk Substation | 0.4 | --> | 0.4 | 0 | 0 | Constrained,otherwise capacity available =254kVA. | --> | 0.38 | 0 | 0 | 0 | 0 | 0.422 | 0 |  | --> | E17 ex ACADEMY STREET | ACADEMY STREET: T421∥T422 | NAVAN |  | 53.5596 | -6.6599
MV/LV Substation KI***140X | 20 kV | 400V(3ph) & 230V(single ph) | LV | 50 kVA :Pole Substation | 0.05 | --> | 0.05 | 0 | 0 | Constrained,otherwise capacity available =50kVA. | --> | 0.047 | 0 | 0 | 0 | 0 | 0.049 | 0 |  | --> | E16 ex GLENAMADDY | GLENAMADDY: T422 | ATHLONE |  | 53.5643 | -8.6454
MV/LV Substation KI***142Z | 10 kV | 400V(3ph) & 230V(single ph) | LV | 400 kVA :Kiosk Substation | 0.4 | --> | 0.4 | 0 | 0 | Constrained,otherwise capacity available =275kVA. | --> | 0.38 | 0 | 0 | 0 | 0.026 | 0.392 | 0 |  | --> | C15 ex LOUGHSHINNY | LOUGHSHINNY: T41 | GLASMORE |  | 53.5225 | -6.0876
MV/LV Substation KI***143X | 10 kV | 400V(3ph) & 230V(single ph) | LV | 200 kVA :Pole Substation | 0.2 | --> | 0.2 | 0 | 0 | Constrained,otherwise capacity available =153kVA. | --> | 0.19 | 0 | 0 | 0 | 0.001 | 0.206 | 0 |  | --> | C18 ex BLAKE | BLAKE: T41∥T42 | BLAKE |  | 53.2497 | -6.8442
MV/LV Substation KI***144 | 20 kV | 400V(3ph) & 230V(single ph) | LV | 50 kVA :Pole Substation | 0.05 | --> | 0.05 | 0 | 0 | Constrained,otherwise capacity available =46kVA. | --> | 0.047 | 0 | 0 | 0 | 0 | 0.049 | 0 |  | --> | E16 ex ACADEMY STREET | ACADEMY STREET: T421∥T422 | NAVAN |  | 53.5652 | -6.6474
MV/LV Substation KI***144 | 10 kV | 400V(3ph) & 230V(single ph) | LV | 630 kVA :Kiosk Substation | 0.63 | --> | 0.63 | 0 | 0 | Constrained,otherwise capacity available =420kVA. | --> | 0.598 | 0 | 0 | 0 | 0 | 0 | 0 | Constrained,otherwise capacity available =500kW. | --> | C20 ex COLLIGAN | COLLIGAN: T41 | DUNGARVAN |  | 52.0927 | -7.6348
MV/LV Substation KI***144Z | 10 kV | 400V(3ph) & 230V(single ph) | LV | 400 kVA :Kiosk Substation | 0.4 | --> | 0.4 | 0.342 | 3.2 |  | --> | 0.38 | 0 | 0 | 0 | 0.01 | 0.398 | 0 |  | --> | C14 ex MCDONAGH | MCDONAGH: T42 | KILKENNY |  | 52.6611 | -7.2274
MV/LV Substation KI***144Z | 20 kV | 400V(3ph) & 230V(single ph) | LV | 100 kVA :Pole Substation | 0.1 | --> | 0.1 | 0.074 | 2.6 |  | --> | 0.095 | 0 | 0 | 0 | 0.019 | 0.083 | 0 |  | --> | E16 ex LISDRUM | LISDRUM: T422 | LISDRUM |  | 54.2713 | -6.8768
MV/LV Substation KI***145X | 10 kV | 400V(3ph) & 230V(single ph) | LV | 50 kVA :Pole Substation | 0.05 | --> | 0.05 | 0 | 0 | Constrained,otherwise capacity available =26kVA. | --> | 0.047 | 0 | 0 | 0 | 0 | 0.052 | 0 |  | --> | C22 ex ENNISTYMON | ENNISTYMON: T41∥T42 | ENNIS |  | 52.9401 | -9.2858
MV/LV Substation KI***146X | 20 kV | 400V(3ph) & 230V(single ph) | LV | 400 kVA :Building Structure | 0.4 | --> | 0.4 | 0.016 | 5.4 |  | --> | 0.38 | 0 | 0 | 0 | 0 | 0.456 | 0 |  | --> | E14 ex MOY | MOY: T421∥T422 | MOY |  | 54.2181 | -9.2167
MV/LV Substation KI***149X | 10 kV | 400V(3ph) & 230V(single ph) | LV | 400 kVA :Building Structure | 0.4 | --> | 0.4 | 0.108 | 7.7 |  | --> | 0.38 | 0 | 0 | 0 | 0 | 0.443 | 0 |  | --> | C12 ex GARRYCASTLE | GARRYCASTLE: T42 | ATHLONE |  | 53.4109 | -7.8951
MV/LV Substation KI***149X | 10 kV | 400V(3ph) & 230V(single ph) | LV | 400 kVA :Building Structure | 0.4 | --> | 0.4 | 0 | 0 | Constrained,otherwise capacity available =400kVA. | --> | 0.38 | 0 | 0 | 0 | 0 | 0.4 | 0 |  | --> | C17 ex SEMPERIT | SEMPERIT: T41 | GRANGE CASTLE |  | 53.3327 | -6.3531
MV/LV Substation KI***153 | 20 kV | 400V(3ph) & 230V(single ph) | LV | 50 kVA :Pole Substation | 0.05 | --> | 0.05 | 0 | 0 | Constrained,otherwise capacity available =42kVA. | --> | 0.047 | 0 | 0 | 0 | 0 | 0 | 0 | Constrained,otherwise capacity available =50kW. | --> | E18 ex BUNCLODY | BUNCLODY: T421∥T422 | CRANE |  | 52.6257 | -6.6525
MV/LV Substation KI***154 | 20 kV | 400V(3ph) & 230V(single ph) | LV | 50 kVA :Pole Substation | 0.05 | --> | 0.05 | 0 | 0 | Constrained,otherwise capacity available =33kVA. | --> | 0.047 | 0 | 0 | 0 | 0 | 0 | 0 | Constrained,otherwise capacity available =51kW. | --> | E18 ex BUNCLODY | BUNCLODY: T421∥T422 | CRANE |  | 52.6265 | -6.6534
MV/LV Substation KI***154 | 20 kV | 400V(3ph) & 230V(single ph) | LV | 50 kVA :Pole Substation | 0.05 | --> | 0.05 | 0.045 | 1.8 |  | --> | 0.047 | 0 | 0 | 0 | 0 | 0.05 | 0 |  | --> | E11 ex CARRIGALLEN | CARRIGALLEN: T421 | CARRICK ON SHANNON |  | 54.0581 | -7.7601
MV/LV Substation KI***154 | 10 kV | 400V(3ph) & 230V(single ph) | LV | 400 kVA :Building Structure | 0.4 | --> | 0.4 | 0.4 | 25.2 |  | --> | 0.38 | 0 | 0 | 0 | 0 | 0.4 | 0 |  | --> | C20 ex ARKLOW | ARKLOW: T101∥T102 | ARKLOW |  | 52.8128 | -6.1547
MV/LV Substation KI***154Y | 20 kV | 400V(3ph) & 230V(single ph) | LV | 50 kVA :Pole Substation | 0.05 | --> | 0.05 | 0.031 | 1.3 |  | --> | 0.047 | 0 | 0 | 0 | 0.015 | 0.036 | 0 |  | --> | E13 ex KILCARRAGH | KILCARRAGH: T421∥T422 | BUTLERSTOWN |  | 52.1631 | -7.0009
MV/LV Substation KI***154Z | 10 kV | 400V(3ph) & 230V(single ph) | LV | 400 kVA :Kiosk Substation | 0.4 | --> | 0.4 | 0.045 | 0 | Constrained,otherwise capacity available =348kVA. | --> | 0.38 | 0 | 0 | 0 | 0 | 0.407 | 0 |  | --> | C16 ex TALBOTS INCH | TALBOTS INCH: T41∥T42 | KILKENNY |  | 52.655 | -7.2486
MV/LV Substation KI***155X | 20 kV | 400V(3ph) & 230V(single ph) | LV | 50 kVA :Pole Substation | 0.05 | --> | 0.05 | 0.048 | 4.4 |  | --> | 0.047 | 0 | 0 | 0 | 0 | 0.049 | 0 |  | --> | E15 ex MOHILL | MOHILL: T421∥T422 | CARRICK ON SHANNON |  | 54.0507 | -7.806
MV/LV Substation KI***156 | 10 kV | 400V(3ph) & 230V(single ph) | LV | 400 kVA :Building Structure | 0.4 | --> | 0.4 | 0 | 0 | Constrained,otherwise capacity available =400kVA. | --> | 0.38 | 0 | 0 | 0 | 0 | 0.4 | 0 |  | --> | C14 ex WOODFORD | WOODFORD: T41∥T42 | KNOCKEARAGH |  | 52.0646 | -9.4715
MV/LV Substation KI***156Y | 20 kV | 400V(3ph) & 230V(single ph) | LV | 50 kVA :Pole Substation | 0.05 | --> | 0.05 | 0.033 | 1.1 |  | --> | 0.047 | 0 | 0 | 0 | 0 | 0.051 | 0 |  | --> | E23 ex LAWLESSTOWN | LAWLESSTOWN: T421 | DOON |  | 52.378 | -7.7904
MV/LV Substation KI***157 | 20 kV | 400V(3ph) & 230V(single ph) | LV | 200 kVA :Kiosk Substation | 0.2 | --> | 0.2 | 0 | 0 | Constrained,otherwise capacity available =149kVA. | --> | 0.19 | 0 | 0 | 0 | 0.003 | 0.204 | 0 |  | --> | C15 ex KANTURK | KANTURK: T41∥T42 | GLENLARA |  | 52.12 | -8.7877
MV/LV Substation KI***157X | 20 kV | 400V(3ph) & 230V(single ph) | LV | 400 kVA :Kiosk Substation | 0.4 | --> | 0.4 | 0.359 | 3.7 |  | --> | 0.38 | 0 | 0 | 0 | 0.008 | 0 | 0 | Constrained,otherwise capacity available =397kW. | --> | E14 ex FOXHOLE | FOXHOLE: T421∥T422 | DUNGARVAN |  | 51.9441 | -7.8547
MV/LV Substation KI***158 | 10 kV | 400V(3ph) & 230V(single ph) | LV | 100 kVA :Pole Substation | 0.1 | --> | 0.1 | 0.045 | 0.9 |  | --> | 0.095 | 0 | 0 | 0 | 0 | 0.108 | 0 |  | --> | C15 ex CRANNY | CRANNY: T41 | ENNIS |  | 52.7204 | -9.3146
MV/LV Substation KI***158 | 10 kV | 400V(3ph) & 230V(single ph) | LV | 400 kVA :Kiosk Substation | 0.4 | --> | 0.4 | 0.327 | 4.6 |  | --> | 0.38 | 0 | 0 | 0 | 0.003 | 0.407 | 0 |  | --> | C15 ex BALLINCLEA | BALLINCLEA: T41 | CHERRYWOOD |  | 53.2678 | -6.1146
MV/LV Substation KI***158 | 20 kV | 400V(3ph) & 230V(single ph) | LV | 50 kVA :Pole Substation | 0.05 | --> | 0.05 | 0.035 | 3 |  | --> | 0.047 | 0 | 0 | 0 | 0 | 0 | 0 | Constrained,otherwise capacity available =51kW. | --> | C20 ex SWINFORD | SWINFORD: T41∥T42 | CASTLEBAR |  | 53.87 | -8.8537
MV/LV Substation KI***158X | 10 kV | 400V(3ph) & 230V(single ph) | LV | 200 kVA :Kiosk Substation | 0.2 | --> | 0.2 | 0.086 | 2.6 |  | --> | 0.19 | 0 | 0 | 0 | 0.003 | 0.213 | 0 |  | --> | C12 ex FORTUNESTOWN | FORTUNESTOWN: T102 | INCHICORE 220KV |  | 53.2915 | -6.3994
MV/LV Substation KI***159 | 10 kV | 400V(3ph) & 230V(single ph) | LV | 400 kVA :Kiosk Substation | 0.4 | --> | 0.4 | 0.228 | 4.4 |  | --> | 0.38 | 0 | 0 | 0 | 0.02 | 0.405 | 0 |  | --> | C11 ex HOWTH JUNCTION | HOWTH JUNCTION: T41 | GRANGE (DR) |  | 53.3865 | -6.147
MV/LV Substation KI***159Z | 10 kV | 400V(3ph) & 230V(single ph) | LV | 200 kVA :Kiosk Substation | 0.2 | --> | 0.2 | 0.113 | 6.3 |  | --> | 0.19 | 0 | 0 | 0 | 0.013 | 0.199 | 0 |  | --> | C12 ex KILBARRY | KILBARRY: T43 | KILBARRY |  | 51.9239 | -8.4636
MV/LV Substation KI***161 | 10 kV | 400V(3ph) & 230V(single ph) | LV | 630 kVA :Kiosk Substation | 0.63 | --> | 0.63 | 0 | 0 | Constrained,otherwise capacity available =428kVA. | --> | 0.598 | 0 | 0 | 0 | 0.03 | 0.5 | 0 |  | --> | C14 ex GARRYOWEN | GARRYOWEN: T42 | LIMERICK |  | 52.6644 | -8.6087
MV/LV Substation KI***162 | 10 kV | 400V(3ph) & 230V(single ph) | LV | 630 kVA :Kiosk Substation | 0.63 | --> | 0.63 | 0 | 0 | Constrained,otherwise capacity available =500kVA. | --> | 0.598 | 0 | 0 | 0 | 0 | 0.5 | 0 |  | --> | C16 ex COOLCORCORAN | COOLCORCORAN: T41∥T42 | KNOCKEARAGH |  | 52.0576 | -9.5092
MV/LV Substation KI***162Y | 10 kV | 400V(3ph) & 230V(single ph) | LV | 200 kVA :Pole Substation | 0.2 | --> | 0.2 | 0.158 | 3.1 |  | --> | 0.19 | 0 | 0 | 0 | 0 | 0 | 0 | Constrained,otherwise capacity available =206kW. | --> | C18 ex GLENGOOLE | GLENGOOLE: T42 | THURLES |  | 52.5677 | -7.6709
MV/LV Substation KI***164 | 10 kV | 400V(3ph) & 230V(single ph) | LV | 50 kVA :Pole Substation | 0.05 | --> | 0.05 | 0.039 | 4 |  | --> | 0.047 | 0 | 0 | 0 | 0 | 0 | 0 | Constrained,otherwise capacity available =51kW. | --> | C21 ex LISMORE | LISMORE: T41∥T42 | DUNGARVAN |  | 52.1453 | -7.8679
MV/LV Substation KI***165X | 10 kV | 400V(3ph) & 230V(single ph) | LV | 400 kVA :Kiosk Substation | 0.4 | --> | 0.4 | 0.237 | 8.9 |  | --> | 0.38 | 0 | 0 | 0 | 0.056 | 0.365 | 0 |  | --> | C19 ex SINGLAND | SINGLAND: T101 | SINGLAND |  | 52.6573 | -8.5704
MV/LV Substation KI***165X | 10 kV | 400V(3ph) & 230V(single ph) | LV | 400 kVA :Building Structure | 0.4 | --> | 0.4 | 0.355 | 2.8 |  | --> | 0.38 | 0 | 0 | 0 | 0 | 0.407 | 0 |  | --> | C19 ex CLONARD | CLONARD: T41∥T42 | WEXFORD |  | 52.3263 | -6.4921
MV/LV Substation KI***167 | 10 kV | 400V(3ph) & 230V(single ph) | LV | 400 kVA :Building Structure | 0.4 | --> | 0.4 | 0.274 | 11.1 |  | --> | 0.38 | 0 | 0 | 0 | 0 | 0.419 | 0 |  | --> | C11 ex FORTUNESTOWN | FORTUNESTOWN: T101 | INCHICORE 220KV |  | 53.2946 | -6.4172
MV/LV Substation KI***167 | 10 kV | 400V(3ph) & 230V(single ph) | LV | 200 kVA :Building Structure | 0.2 | --> | 0.2 | 0 | 0 | Constrained,otherwise capacity available =178kVA. | --> | 0.19 | 0 | 0 | 0 | 0 | 0.203 | 0 |  | --> | C12 ex KILMALLOCK | KILMALLOCK: T42 | CHARLEVILLE |  | 52.4026 | -8.5698
MV/LV Substation KI***167X | 10 kV | 400V(3ph) & 230V(single ph) | LV | 200 kVA :Kiosk Substation | 0.2 | --> | 0.2 | 0.15 | 3.3 |  | --> | 0.19 | 0 | 0 | 0 | 0 | 0.207 | 0 |  | --> | C14 ex MOYLISH | MOYLISH: T41∥T42 | ARDNACRUSHA |  | 52.6761 | -8.6391
MV/LV Substation KI***169X | 20 kV | 400V(3ph) & 230V(single ph) | LV | 50 kVA :Pole Substation | 0.05 | --> | 0.05 | 0 | 0 | Constrained,otherwise capacity available =39kVA. | --> | 0.047 | 0 | 0 | 0 | 0.011 | 0.039 | 0 |  | --> | E11 ex KILCOLGAN | KILCOLGAN: T421 | GALWAY 110KV |  | 53.1402 | -8.9436
MV/LV Substation KI***170X | 10 kV | 400V(3ph) & 230V(single ph) | LV | 630 kVA :Building Structure | 0.63 | --> | 0.63 | 0 | 0 | Constrained,otherwise capacity available =500kVA. | --> | 0.598 | 0 | 0 | 0 | 0 | 0.5 | 0 |  | --> | C19 ex CARRICKMINES | CARRICKMINES: T41 | CARRICKMINES |  | 53.2601 | -6.2076
MV/LV Substation KI***172X | 10 kV | 400V(3ph) & 230V(single ph) | LV | 50 kVA :Pole Substation | 0.05 | --> | 0.05 | 0 | 0 | Constrained,otherwise capacity available =33kVA. | --> | 0.047 | 0 | 0 | 0 | 0.008 | 0 | 0 | Constrained,otherwise capacity available =43kW. | --> | C11 ex TEMPLEMORE | TEMPLEMORE: T41 | IKERRIN |  | 52.7595 | -7.7981
MV/LV Substation KI***173 | 10 kV | 400V(3ph) & 230V(single ph) | LV | 630 kVA :Building Structure | 0.63 | --> | 0.63 | 0 | 0 | Constrained,otherwise capacity available =379kVA. | --> | 0.598 | 0 | 0 | 0 | 0.039 | 0.5 | 0 |  | --> | C11 ex CLONTARF | CLONTARF: T42 | FINGLAS |  | 53.376 | -6.2093
MV/LV Substation KI***174 | 10 kV | 400V(3ph) & 230V(single ph) | LV | 50 kVA :Pole Substation | 0.05 | --> | 0.05 | 0 | 0 | Constrained,otherwise capacity available =8kVA. | --> | 0.047 | 0 | 0 | 0 | 0 | 0.055 | 0 |  | --> | C17 ex CARRIGSHANE | CARRIGSHANE: T41 | MIDLETON |  | 51.8734 | -8.1391
MV/LV Substation KI***174X | 10 kV | 400V(3ph) & 230V(single ph) | LV | 50 kVA :Pole Substation | 0.05 | --> | 0.05 | 0.05 | 2 |  | --> | 0.047 | 0 | 0 | 0 | 0 | 0.049 | 0 |  | --> | C17 ex KILCAR | KILCAR: T41 | BINBANE |  | 54.6522 | -8.5908
MV/LV Substation KI***175 | 10 kV | 400V(3ph) & 230V(single ph) | LV | 200 kVA :Kiosk Substation | 0.2 | --> | 0.2 | 0.134 | 3.6 |  | --> | 0.19 | 0 | 0 | 0 | 0.053 | 0.154 | 0 |  | --> | C17 ex DEANSGRANGE | DEANSGRANGE: T41 | CARRICKMINES |  | 53.2801 | -6.1624
MV/LV Substation KI***176 | 10 kV | 400V(3ph) & 230V(single ph) | LV | 200 kVA :Kiosk Substation | 0.2 | --> | 0.2 | 0.131 | 4.5 |  | --> | 0.19 | 0 | 0 | 0 | 0.008 | 0.201 | 0 |  | --> | C12 ex BRAY | BRAY: T42 | FASSAROE |  | 53.1946 | -6.126
MV/LV Substation KI***176X | 20 kV | 400V(3ph) & 230V(single ph) | LV | 50 kVA :Pole Substation | 0.05 | --> | 0.05 | 0.039 | 3.3 |  | --> | 0.047 | 0 | 0 | 0 | 0.014 | 0.036 | 0 |  | --> | E13 ex BIRDHILL | BIRDHILL: T421 | ARDNACRUSHA |  | 52.739 | -8.5253
MV/LV Substation KI***176Z | 10 kV | 400V(3ph) & 230V(single ph) | LV | 400 kVA :Building Structure | 0.4 | --> | 0.4 | 0 | 0 | Constrained,otherwise capacity available =235kVA. | --> | 0.38 | 0 | 0 | 0 | 0 | 0.425 | 0 |  | --> | C18 ex GRANGE (DR) | GRANGE (DR): T42 | GRANGE (DR) |  | 53.3889 | -6.1666
MV/LV Substation KI***179Y | 10 kV | 400V(3ph) & 230V(single ph) | LV | 200 kVA :Kiosk Substation | 0.2 | --> | 0.2 | 0.164 | 0.3 |  | --> | 0.19 | 0 | 0 | 0 | 0.006 | 0.199 | 0 |  | --> | C21 ex NENAGH | NENAGH: T41 | NENAGH |  | 52.8726 | -8.2249
MV/LV Substation KI***180 | 10 kV | 400V(3ph) & 230V(single ph) | LV | 200 kVA :Building Structure | 0.2 | --> | 0.2 | 0.117 | 11.2 |  | --> | 0.19 | 0 | 0 | 0 | 0.021 | 0.19 | 0 |  | --> | C19 ex ARTANE | ARTANE: T101 | FINGLAS |  | 53.3913 | -6.2097
MV/LV Substation KI***180X | 10 kV | 400V(3ph) & 230V(single ph) | LV | 50 kVA :Pole Substation | 0.05 | --> | 0.05 | 0.047 | 4.7 |  | --> | 0.047 | 0 | 0 | 0 | 0 | 0.049 | 0 |  | --> | C25 ex EDGEWORTHSTOWN | EDGEWORTHSTOWN: T421∥T422 | RICHMOND |  | 53.6966 | -7.4828
MV/LV Substation KI***180Y | 20 kV | 400V(3ph) & 230V(single ph) | LV | 50 kVA :Pole Substation | 0.05 | --> | 0.05 | 0.043 | 6.7 |  | --> | 0.047 | 0 | 0 | 0 | 0 | 0 | 0 | Constrained,otherwise capacity available =50kW. | --> | E28 ex MILFORD (MWR) | MILFORD (MWR): T422 | CHARLEVILLE |  | 52.3879 | -8.8581
MV/LV Substation KI***181 | 10 kV | 400V(3ph) & 230V(single ph) | LV | 400 kVA :Kiosk Substation | 0.4 | --> | 0.4 | 0 | 0 | Constrained,otherwise capacity available =351kVA. | --> | 0.38 | 0 | 0 | 0 | 0 | 0.407 | 0 |  | --> | C17 ex KILMALLOCK | KILMALLOCK: T42 | CHARLEVILLE |  | 52.4057 | -8.5783
MV/LV Substation KI***181 | 10 kV | 400V(3ph) & 230V(single ph) | LV | 400 kVA :Kiosk Substation | 0.4 | --> | 0.4 | 0.303 | 9.6 |  | --> | 0.38 | 0 | 0 | 0 | 0.015 | 0.399 | 0 |  | --> | C22 ex ARTANE | ARTANE: T102 | FINGLAS |  | 53.3905 | -6.213
MV/LV Substation KI***182Y | 10 kV | 400V(3ph) & 230V(single ph) | LV | 100 kVA :Pole Substation | 0.1 | --> | 0.1 | 0 | 0 | Constrained,otherwise capacity available =98kVA. | --> | 0.095 | 0 | 0 | 0 | 0 | 0.1 | 0 |  | --> | C15 ex SAGGART | SAGGART: T41∥T42 | GRANGE CASTLE |  | 53.2681 | -6.379
MV/LV Substation KI***183 | 10 kV | 400V(3ph) & 230V(single ph) | LV | 200 kVA :Pole Substation | 0.2 | --> | 0.2 | 0 | 0 | Constrained,otherwise capacity available =156kVA. | --> | 0.19 | 0 | 0 | 0 | 0 | 0.206 | 0 |  | --> | C17 ex KILMALLOCK | KILMALLOCK: T42 | CHARLEVILLE |  | 52.4066 | -8.5818
MV/LV Substation KI***183X | 20 kV | 400V(3ph) & 230V(single ph) | LV | 50 kVA :Pole Substation | 0.05 | --> | 0.05 | 0 | 0 | Constrained,otherwise capacity available =36kVA. | --> | 0.047 | 0 | 0 | 0 | 0 | 0.051 | 0 |  | --> | E19 ex CAVAN | CAVAN: T421 | SHANKILL |  | 54.0005 | -7.4704
MV/LV Substation KI***184 | 10 kV | 400V(3ph) & 230V(single ph) | LV | 50 kVA :Pole Substation | 0.05 | --> | 0.05 | 0.039 | 5.2 |  | --> | 0.047 | 0 | 0 | 0 | 0 | 0.051 | 0 |  | --> | C11 ex KILFLYNN | KILFLYNN: T41∥T42 | TRALEE |  | 52.3381 | -9.7485
MV/LV Substation KI***184 | 10 kV | 400V(3ph) & 230V(single ph) | LV | 200 kVA :Kiosk Substation | 0.2 | --> | 0.2 | 0.088 | 0.9 |  | --> | 0.19 | 0 | 0 | 0 | 0.003 | 0.213 | 0 |  | --> | C15 ex BRAY | BRAY: T41 | FASSAROE |  | 53.1914 | -6.1256
MV/LV Substation KI***184X | 10 kV | 400V(3ph) & 230V(single ph) | LV | 630 kVA :Kiosk Substation | 0.63 | --> | 0.63 | 0 | 0 | Constrained,otherwise capacity available =406kVA. | --> | 0.598 | 0 | 0 | 0 | 0 | 0.5 | 0 |  | --> | C19 ex BALLYBEGGAN | BALLYBEGGAN: T43∥T44 | TRALEE |  | 52.2628 | -9.6796
MV/LV Substation KI***185Y | 10 kV | 400V(3ph) & 230V(single ph) | LV | 200 kVA :Kiosk Substation | 0.2 | --> | 0.2 | 0.146 | 1.3 |  | --> | 0.19 | 0 | 0 | 0 | 0 | 0.207 | 0 |  | --> | C12 ex GRANGE (SR) | GRANGE (SR): T41∥T42 | BUTLERSTOWN |  | 52.2384 | -7.107
MV/LV Substation KI***185Z | 20 kV | 400V(3ph) & 230V(single ph) | LV | 50 kVA :Pole Substation | 0.05 | --> | 0.05 | 0 | 0 | Constrained,otherwise capacity available =41kVA. | --> | 0.047 | 0 | 0 | 0 | 0 | 0.05 | 0 |  | --> | E16 ex FINEA | FINEA: T421∥T422 | SHANKILL |  | 53.8336 | -7.4234
MV/LV Substation KI***188 | 10 kV | 400V(3ph) & 230V(single ph) | LV | 200 kVA :Pole Substation | 0.2 | --> | 0.2 | 0.176 | 0.9 |  | --> | 0.19 | 0 | 0 | 0 | 0 | 0.203 | 0 |  | --> | C15 ex DRUMQUIN | DRUMQUIN: T42 | ENNIS |  | 52.6753 | -9.1058
MV/LV Substation KI***188Z | 20 kV | 400V(3ph) & 230V(single ph) | LV | 200 kVA :Kiosk Substation | 0.2 | --> | 0.2 | 0 | 0 | Constrained,otherwise capacity available =199kVA. | --> | 0.19 | 0 | 0 | 0 | 0 | 0.2 | 0 |  | --> | E11 ex ACADEMY STREET | ACADEMY STREET: T421∥T422 | NAVAN |  | 53.5392 | -6.6011
MV/LV Substation KI***189Z | 20 kV | 400V(3ph) & 230V(single ph) | LV | 200 kVA :Kiosk Substation | 0.2 | --> | 0.2 | 0 | 0 | Constrained,otherwise capacity available =178kVA. | --> | 0.19 | 0 | 0 | 0 | 0 | 0.203 | 0 |  | --> | E11 ex ACADEMY STREET | ACADEMY STREET: T421∥T422 | NAVAN |  | 53.5415 | -6.5825
MV/LV Substation KI***190X | 10 kV | 400V(3ph) & 230V(single ph) | LV | 50 kVA :Pole Substation | 0.05 | --> | 0.05 | 0.015 | 0.6 |  | --> | 0.047 | 0 | 0 | 0 | 0.006 | 0.048 | 0 |  | --> | C17 ex ATHBOY | ATHBOY: T42 | NAVAN |  | 53.6612 | -6.9945
MV/LV Substation KI***191X | 20 kV | 400V(3ph) & 230V(single ph) | LV | 630 kVA :Kiosk Substation | 0.63 | --> | 0.63 | 0.411 | 0.4 | Constrained,otherwise capacity available =500kVA. | --> | 0.598 | 0 | 0 | 0 | 0.052 | 0.5 | 0 |  | --> | E31 ex TRIM | TRIM: T421 | NAVAN |  | 53.5673 | -6.9024
MV/LV Substation KI***191Y | 10 kV | 400V(3ph) & 230V(single ph) | LV | 50 kVA :Pole Substation | 0.05 | --> | 0.05 | 0 | 0 | Constrained,otherwise capacity available =48kVA. | --> | 0.047 | 0 | 0 | 0 | 0.003 | 0.046 | 0 |  | --> | E18 ex CREAGH | CREAGH: T421∥T422 | ATHLONE |  | 53.334 | -8.2674
MV/LV Substation KI***192Y | 10 kV | 400V(3ph) & 230V(single ph) | LV | 50 kVA :Pole Substation | 0.05 | --> | 0.05 | 0.046 | 5.6 |  | --> | 0.047 | 0 | 0 | 0 | 0 | 0.049 | 0 |  | --> | E14 ex CRANE | CRANE: T122 | CRANE |  | 52.5052 | -6.6467
MV/LV Substation KI***193X | 20 kV | 400V(3ph) & 230V(single ph) | LV | 50 kVA :Pole Substation | 0.05 | --> | 0.05 | 0 | 0 | Constrained,otherwise capacity available =45kVA. | --> | 0.047 | 0 | 0 | 0 | 0 | 0.05 | 0 |  | --> | E43 ex CLAREGALWAY | CLAREGALWAY: T421 | GALWAY 110KV |  | 53.3509 | -8.9254
MV/LV Substation KI***194 | 20 kV | 400V(3ph) & 230V(single ph) | LV | 100 kVA :Pole Substation | 0.1 | --> | 0.1 | 0.097 | 1.1 |  | --> | 0.095 | 0 | 0 | 0 | 0 | 0.1 | 0 |  | --> | E19 ex LAWLESSTOWN | LAWLESSTOWN: T421 | DOON |  | 52.4753 | -7.6924
MV/LV Substation KI***195X | 20 kV | 400V(3ph) & 230V(single ph) | LV | 50 kVA :Pole Substation | 0.05 | --> | 0.05 | 0 | 0 | Constrained,otherwise capacity available =50kVA. | --> | 0.047 | 0 | 0 | 0 | 0 | 0.049 | 0 |  | --> | E43 ex CLAREGALWAY | CLAREGALWAY: T421 | GALWAY 110KV |  | 53.3493 | -8.9125
MV/LV Substation KI***197 | 20 kV | 400V(3ph) & 230V(single ph) | LV | 50 kVA :Pole Substation | 0.05 | --> | 0.05 | 0.006 | 0.8 |  | --> | 0.047 | 0 | 0 | 0 | 0 | 0 | 0 | Constrained,otherwise capacity available =55kW. | --> | E17 ex KILMACTHOMAS | KILMACTHOMAS: T421∥T422 | DUNGARVAN |  | 52.2019 | -7.4299
MV/LV Substation KI***197 | 20 kV | 400V(3ph) & 230V(single ph) | LV | 100 kVA :Pole Substation | 0.1 | --> | 0.1 | 0.099 | 1.8 |  | --> | 0.095 | 0 | 0 | 0 | 0 | 0.1 | 0 |  | --> | E13 ex CARRIGALLEN | CARRIGALLEN: T421 | CARRICK ON SHANNON |  | 53.9786 | -7.6334
MV/LV Substation KI***197Y | 10 kV | 400V(3ph) & 230V(single ph) | LV | 400 kVA :Kiosk Substation | 0.4 | --> | 0.4 | 0.39 | 2.5 |  | --> | 0.38 | 0 | 0 | 0 | 0.003 | 0.398 | 0 |  | --> | C11 ex GRAIGUE | GRAIGUE: T41 | CARLOW |  | 52.8316 | -6.9325
MV/LV Substation KI***198 | 10 kV | 400V(3ph) & 230V(single ph) | LV | 400 kVA :Building Structure | 0.4 | --> | 0.4 | 0.139 | 2.3 |  | --> | 0.38 | 0 | 0 | 0 | 0.016 | 0.422 | 0 |  | --> | C14 ex RINEANNA | RINEANNA: T41 | DRUMLINE |  | 52.7611 | -8.8982
MV/LV Substation KI***199 | 20 kV | 400V(3ph) & 230V(single ph) | LV | 50 kVA :Pole Substation | 0.05 | --> | 0.05 | 0.046 | 0.3 |  | --> | 0.047 | 0 | 0 | 0 | 0 | 0.049 | 0 |  | --> | C23 ex TUAM NORTH | TUAM NORTH: T41∥T42 | CLOON |  | 53.5471 | -8.8953
MV/LV Substation KI***199 | 10 kV | 400V(3ph) & 230V(single ph) | LV | 50 kVA :Pole Substation | 0.05 | --> | 0.05 | 0 | 0 | Constrained,otherwise capacity available =33kVA. | --> | 0.047 | 0 | 0 | 0 | 0 | 0 | 0 | Constrained,otherwise capacity available =51kW. | --> | E14 ex CASTLELYONS | CASTLELYONS: T421∥T422 | BARRYMORE |  | 52.0675 | -8.2149
MV/LV Substation KI***200X | 20 kV | 400V(3ph) & 230V(single ph) | LV | 50 kVA :Pole Substation | 0.05 | --> | 0.05 | 0.019 | 2.5 |  | --> | 0.047 | 0 | 0 | 0 | 0 | 0.054 | 0 |  | --> | E19 ex GARRANACANTY | GARRANACANTY: T421 | TIPPERARY |  | 52.4282 | -8.1442
MV/LV Substation KI***200Y | 20 kV | 400V(3ph) & 230V(single ph) | LV | 50 kVA :Pole Substation | 0.05 | --> | 0.05 | 0 | 0 | Constrained,otherwise capacity available =42kVA. | --> | 0.047 | 0 | 0 | 0 | 0 | 0.05 | 0 |  | --> | C19 ex ENNISTYMON | ENNISTYMON: T41∥T42 | ENNIS |  | 53.0471 | -9.2724
MV/LV Substation KI***200Y | 20 kV | 400V(3ph) & 230V(single ph) | LV | 200 kVA :Pole Substation | 0.2 | --> | 0.2 | 0.2 | 2.5 |  | --> | 0.19 | 0 | 0 | 0 | 0 | 0.2 | 0 |  | --> | C19 ex GRAIGUE | GRAIGUE: T41 | CARLOW |  | 52.7634 | -6.9554
MV/LV Substation KI***202 | 20 kV | 400V(3ph) & 230V(single ph) | LV | 50 kVA :Pole Substation | 0.05 | --> | 0.05 | 0 | 0 | Constrained,otherwise capacity available =49kVA. | --> | 0.047 | 0 | 0 | 0 | 0 | 0.049 | 0 |  | --> | E17 ex CREAGH | CREAGH: T421∥T422 | ATHLONE |  | 53.3297 | -8.3954
MV/LV Substation KI***203 | 10 kV | 400V(3ph) & 230V(single ph) | LV | 400 kVA :Kiosk Substation | 0.4 | --> | 0.4 | 0.301 | 4.3 |  | --> | 0.38 | 0 | 0 | 0 | 0 | 0.414 | 0 |  | --> | C12 ex WHITESTOWN | WHITESTOWN: T42 | COOKSTOWN |  | 53.2779 | -6.4054
MV/LV Substation KI***203X | 20 kV | 400V(3ph) & 230V(single ph) | LV | 50 kVA :Pole Substation | 0.05 | --> | 0.05 | 0.037 | 2 |  | --> | 0.047 | 0 | 0 | 0 | 0 | 0.051 | 0 |  | --> | E15 ex BALLYCONNELL | BALLYCONNELL: T421∥T422 | GORTAWEE |  | 54.1041 | -7.4485
MV/LV Substation KI***204Z | 20 kV | 400V(3ph) & 230V(single ph) | LV | 200 kVA :Pole Substation | 0.2 | --> | 0.2 | 0.191 | 4.5 |  | --> | 0.19 | 0 | 0 | 0 | 0 | 0.2 | 0 |  | --> | E13 ex TELAYDON | TELAYDON: T421 | LISDRUM |  | 54.2308 | -7.1257
MV/LV Substation KI***206 | 10 kV | 400V(3ph) & 230V(single ph) | LV | 50 kVA :Pole Substation | 0.05 | --> | 0.05 | 0.045 | 4.7 |  | --> | 0.047 | 0 | 0 | 0 | 0 | 0.05 | 0 |  | --> | C25 ex EDGEWORTHSTOWN | EDGEWORTHSTOWN: T421∥T422 | RICHMOND |  | 53.7265 | -7.4639
MV/LV Substation KI***208X | 10 kV | 400V(3ph) & 230V(single ph) | LV | 50 kVA :Pole Substation | 0.05 | --> | 0.05 | 0.03 | 3.4 |  | --> | 0.047 | 0 | 0 | 0 | 0.003 | 0.049 | 0 |  | --> | C15 ex CAUSEWAY | CAUSEWAY: T41∥T42 | TRALEE |  | 52.3675 | -9.7725
MV/LV Substation KI***209 | 20 kV | 400V(3ph) & 230V(single ph) | LV | 400 kVA :Kiosk Substation | 0.4 | --> | 0.4 | 0.337 | 5.6 |  | --> | 0.38 | 0 | 0 | 0 | 0 | 0.409 | 0 |  | --> | E13 ex CRANE | CRANE: T122 | CRANE |  | 52.4287 | -6.4842
MV/LV Substation KI***209X | 10 kV | 400V(3ph) & 230V(single ph) | LV | 50 kVA :Pole Substation | 0.05 | --> | 0.05 | 0 | 0 | Constrained,otherwise capacity available =50kVA. | --> | 0.047 | 0 | 0 | 0 | 0 | 0.049 | 0 |  | --> | C12 ex PARKMORE | PARKMORE: T41∥T42 | GALWAY 110KV |  | 53.3165 | -8.9847
MV/LV Substation KI***211 | 10 kV | 400V(3ph) & 230V(single ph) | LV | 200 kVA :Pole Substation | 0.2 | --> | 0.2 | 0.117 | 9.8 |  | --> | 0.19 | 0 | 0 | 0 | 0.007 | 0.205 | 0 |  | --> | C14 ex KILCOOLE | KILCOOLE: T41∥T42 | FASSAROE |  | 53.1079 | -6.0664
MV/LV Substation KI***212 | 10 kV | 400V(3ph) & 230V(single ph) | LV | 400 kVA :Kiosk Substation | 0.4 | --> | 0.4 | 0.224 | 3.6 |  | --> | 0.38 | 0 | 0 | 0 | 0.06 | 0.363 | 0 |  | --> | C17 ex DEANSGRANGE | DEANSGRANGE: T41 | CARRICKMINES |  | 53.282 | -6.1597
MV/LV Substation KI***212 | 10 kV | 400V(3ph) & 230V(single ph) | LV | 50 kVA :Pole Substation | 0.05 | --> | 0.05 | 0.036 | 15.8 |  | --> | 0.047 | 0 | 0 | 0 | 0 | 0.051 | 0 |  | --> | C16 ex CASTLEVIEW | CASTLEVIEW: T102 | CASTLEVIEW |  | 51.91 | -8.3632
MV/LV Substation KI***212X | 10 kV | 400V(3ph) & 230V(single ph) | LV | 50 kVA :Pole Substation | 0.05 | --> | 0.05 | 0.02 | 3.1 |  | --> | 0.047 | 0 | 0 | 0 | 0 | 0.054 | 0 |  | --> | C17 ex ERRIGAL | ERRIGAL: T41 | SHANKILL |  | 54.1334 | -7.0764
MV/LV Substation KI***212X | 20 kV | 400V(3ph) & 230V(single ph) | LV | 50 kVA :Pole Substation | 0.05 | --> | 0.05 | 0 | 0 | Constrained,otherwise capacity available =50kVA. | --> | 0.047 | 0 | 0 | 0 | 0 | 0.049 | 0 |  | --> | C21 ex MILFORD (NR) | MILFORD (NR): T41∥T42 | LETTERKENNY |  | 55.1453 | -7.8139
MV/LV Substation KI***212Z | 10 kV | 400V(3ph) & 230V(single ph) | LV | 400 kVA :Kiosk Substation | 0.4 | --> | 0.4 | 0.309 | 3.2 |  | --> | 0.38 | 0 | 0 | 0 | 0.047 | 0.364 | 0 |  | --> | C14 ex MCDONAGH | MCDONAGH: T42 | KILKENNY |  | 52.6534 | -7.2282
MV/LV Substation KI***213 | 20 kV | 400V(3ph) & 230V(single ph) | LV | 200 kVA :Pole Substation | 0.2 | --> | 0.2 | 0.164 | 7.4 |  | --> | 0.19 | 0 | 0 | 0 | 0 | 0.205 | 0 |  | --> | E21 ex BANOGE | BANOGE: T122 | BANOGE |  | 52.6724 | -6.3187
MV/LV Substation KI***213 | 10 kV | 400V(3ph) & 230V(single ph) | LV | 50 kVA :Pole Substation | 0.05 | --> | 0.05 | 0.039 | 2.8 |  | --> | 0.047 | 0 | 0 | 0 | 0 | 0.051 | 0 |  | --> | C20 ex SUTTON | SUTTON: T42 | GRANGE (DR) |  | 53.3853 | -6.0512
MV/LV Substation KI***214 | 10 kV | 400V(3ph) & 230V(single ph) | LV | 50 kVA :Pole Substation | 0.05 | --> | 0.05 | 0 | 0 | Constrained,otherwise capacity available =45kVA. | --> | 0.047 | 0 | 0 | 0 | 0.007 | 0.042 | 0 |  | --> | C21 ex CLONMINCH | CLONMINCH: T41 | THORNSBERRY |  | 53.2147 | -7.4547
MV/LV Substation KI***214X | 20 kV | 400V(3ph) & 230V(single ph) | LV | 100 kVA :Pole Substation | 0.1 | --> | 0.1 | 0.092 | 1.4 |  | --> | 0.095 | 0 | 0 | 0 | 0 | 0.1 | 0 |  | --> | E20 ex GARRANACANTY | GARRANACANTY: T422 | TIPPERARY |  | 52.4855 | -8.063
MV/LV Substation KI***215 | 20 kV | 400V(3ph) & 230V(single ph) | LV | 50 kVA :Pole Substation | 0.05 | --> | 0.05 | 0.042 | 7.4 |  | --> | 0.047 | 0 | 0 | 0 | 0 | 0 | 0 | Constrained,otherwise capacity available =50kW. | --> | E14 ex ARIGNA | ARIGNA: T121 | ARIGNA |  | 54.0398 | -7.8411
MV/LV Substation KI***216 | 20 kV | 400V(3ph) & 230V(single ph) | LV | 50 kVA :Pole Substation | 0.05 | --> | 0.05 | 0.045 | 7.4 |  | --> | 0.047 | 0 | 0 | 0 | 0 | 0 | 0 | Constrained,otherwise capacity available =50kW. | --> | E14 ex ARIGNA | ARIGNA: T121 | ARIGNA |  | 54.0392 | -7.8426
MV/LV Substation KI***216Y | 10 kV | 400V(3ph) & 230V(single ph) | LV | 400 kVA :Kiosk Substation | 0.4 | --> | 0.4 | 0 | 0 | Constrained,otherwise capacity available =261kVA. | --> | 0.38 | 0 | 0 | 0 | 0.014 | 0.406 | 0 |  | --> | C16 ex BALLINACURRA | BALLINACURRA: T42 | LIMERICK |  | 52.6376 | -8.6422
MV/LV Substation KI***216Y | 10 kV | 400V(3ph) & 230V(single ph) | LV | 100 kVA :Pole Substation | 0.1 | --> | 0.1 | 0.055 | 3.1 |  | --> | 0.095 | 0 | 0 | 0 | 0 | 0.106 | 0 |  | --> | C19 ex ERRIGAL | ERRIGAL: T41 | SHANKILL |  | 54.0761 | -7.0799
MV/LV Substation KI***216Y | 20 kV | 400V(3ph) & 230V(single ph) | LV | 100 kVA :Pole Substation | 0.1 | --> | 0.1 | 0.079 | 1.3 |  | --> | 0.095 | 0 | 0 | 0 | 0.005 | 0.097 | 0 |  | --> | C17 ex ROOSKY | ROOSKY: T41 | RICHMOND |  | 53.7831 | -8.1035
MV/LV Substation KI***217Z | 20 kV | 400V(3ph) & 230V(single ph) | LV | 100 kVA :Pole Substation | 0.1 | --> | 0.1 | 0.08 | 1.5 |  | --> | 0.095 | 0 | 0 | 0 | 0 | 0 | 0 | Constrained,otherwise capacity available =103kW. | --> | C17 ex FOYNES | FOYNES: T41 | RATHKEALE |  | 52.5673 | -9.2717
MV/LV Substation KI***219Y | 20 kV | 400V(3ph) & 230V(single ph) | LV | 50 kVA :Pole Substation | 0.05 | --> | 0.05 | 0.028 | 6.3 |  | --> | 0.047 | 0 | 0 | 0 | 0 | 0.052 | 0 |  | --> | C26 ex KILBARRY | KILBARRY: T43 | KILBARRY |  | 51.9296 | -8.5191
MV/LV Substation KI***220 | 10 kV | 400V(3ph) & 230V(single ph) | LV | 630 kVA :Kiosk Substation | 0.63 | --> | 0.63 | 0.285 | 4.6 |  | --> | 0.598 | 0 | 0 | 0 | 0.037 | 0.5 | 0 |  | --> | C28 ex CABRA | CABRA: T101 | FINGLAS |  | 53.3691 | -6.3179
MV/LV Substation KI***220Y | 10 kV | 400V(3ph) & 230V(single ph) | LV | 50 kVA :Pole Substation | 0.05 | --> | 0.05 | 0 | 0 | Constrained,otherwise capacity available =32kVA. | --> | 0.047 | 0 | 0 | 0 | 0 | 0.051 | 0 |  | --> | C12 ex SAGGART | SAGGART: T41∥T42 | GRANGE CASTLE |  | 53.281 | -6.4803
MV/LV Substation KI***221X | 20 kV | 400V(3ph) & 230V(single ph) | LV | 400 kVA :Kiosk Substation | 0.4 | --> | 0.4 | 0.217 | 3.7 |  | --> | 0.38 | 0 | 0 | 0 | 0.01 | 0 | 0 | Constrained,otherwise capacity available =417kW. | --> | E20 ex FOXHOLE | FOXHOLE: T421∥T422 | DUNGARVAN |  | 51.9412 | -7.9978
MV/LV Substation KI***222X | 10 kV | 400V(3ph) & 230V(single ph) | LV | 50 kVA :Pole Substation | 0.05 | --> | 0.05 | 0.025 | 2.5 |  | --> | 0.047 | 0 | 0 | 0 | 0 | 0.053 | 0 |  | --> | C26 ex ATHY | ATHY: T102 | ATHY |  | 53.1001 | -7.0167
MV/LV Substation KI***222Y | 20 kV | 400V(3ph) & 230V(single ph) | LV | 50 kVA :Pole Substation | 0.05 | --> | 0.05 | 0 | 0 | Constrained,otherwise capacity available =50kVA. | --> | 0.047 | 0 | 0 | 0 | 0 | 0.049 | 0 |  | --> | E11 ex CAVAN | CAVAN: T421 | SHANKILL |  | 54.0953 | -7.3315
MV/LV Substation KI***224X | 10 kV | 400V(3ph) & 230V(single ph) | LV | 50 kVA :Pole Substation | 0.05 | --> | 0.05 | 0.048 | 3.1 |  | --> | 0.047 | 0 | 0 | 0 | 0 | 0.049 | 0 |  | --> | C19 ex ERRIGAL | ERRIGAL: T41 | SHANKILL |  | 54.0709 | -7.0424
MV/LV Substation KI***224Z | 10 kV | 400V(3ph) & 230V(single ph) | LV | 100 kVA :Pole Substation | 0.1 | --> | 0.1 | 0.095 | 6.7 |  | --> | 0.095 | 0 | 0 | 0 | 0 | 0.1 | 0 |  | --> | C20 ex COLLINSTOWN | COLLINSTOWN: T41∥T42 | GRANGE (DR) |  | 53.4397 | -6.2246
MV/LV Substation KI***225 | 10 kV | 400V(3ph) & 230V(single ph) | LV | 30 kVA :Pole Substation | 0.03 | --> | 0.03 | 0.015 | 6.5 |  | --> | 0.028 | 0 | 0 | 0 | 0.004 | 0.027 | 0 |  | --> | C21 ex CAHIR | CAHIR: T41 | CAHIR |  | 52.3723 | -7.9086
MV/LV Substation KI***226 | 20 kV | 400V(3ph) & 230V(single ph) | LV | 50 kVA :Pole Substation | 0.05 | --> | 0.05 | 0.035 | 5.6 |  | --> | 0.047 | 0 | 0 | 0 | 0 | 0.051 | 0 |  | --> | E18 ex CRANE | CRANE: T122 | CRANE |  | 52.5151 | -6.2876
MV/LV Substation KI***227Y | 10 kV | 400V(3ph) & 230V(single ph) | LV | 400 kVA :Building Structure | 0.4 | --> | 0.4 | 0 | 0 | Constrained,otherwise capacity available =348kVA. | --> | 0.38 | 0 | 0 | 0 | 0 | 0.407 | 0 |  | --> | C12 ex ROCHES STREET | ROCHES STREET: T42 | LIMERICK |  | 52.6631 | -8.6212
MV/LV Substation KI***229 | 10 kV | 400V(3ph) & 230V(single ph) | LV | 630 kVA :Building Structure | 0.63 | --> | 0.63 | 0.482 | 4.3 |  | --> | 0.598 | 0 | 0 | 0 | 0.018 | 0.5 | 0 |  | --> | C23 ex CITYWEST | CITYWEST: T101 | INCHICORE 220KV |  | 53.2954 | -6.4209
MV/LV Substation KI***229X | 10 kV | 400V(3ph) & 230V(single ph) | LV | 400 kVA :Kiosk Substation | 0.4 | --> | 0.4 | 0.221 | 5.8 |  | --> | 0.38 | 0 | 0 | 0 | 0.008 | 0.418 | 0 |  | --> | C17 ex WHITESTOWN | WHITESTOWN: T41 | COOKSTOWN |  | 53.2923 | -6.3925
MV/LV Substation KI***230 | 10 kV | 400V(3ph) & 230V(single ph) | LV | 400 kVA :Kiosk Substation | 0.4 | --> | 0.4 | 0.286 | 4.8 |  | --> | 0.38 | 0 | 0 | 0 | 0.009 | 0.407 | 0 |  | --> | C18 ex BREWERY ROAD | BREWERY ROAD: T42 | CARRICKMINES |  | 53.2877 | -6.2081
MV/LV Substation KI***230X | 10 kV | 400V(3ph) & 230V(single ph) | LV | 400 kVA :Kiosk Substation | 0.4 | --> | 0.4 | 0.291 | 12.2 |  | --> | 0.38 | 0 | 0 | 0 | 0.018 | 0.397 | 0 |  | --> | C18 ex SALTHILL | SALTHILL: T102 | SALTHILL |  | 53.2642 | -9.1239
MV/LV Substation KI***230Z | 10 kV | 400V(3ph) & 230V(single ph) | LV | 100 kVA :Pole Substation | 0.1 | --> | 0.1 | 0 | 0 | Constrained,otherwise capacity available =84kVA. | --> | 0.095 | 0 | 0 | 0 | 0 | 0.102 | 0 |  | --> | C18 ex NAAS | NAAS: T42 | NEWBRIDGE |  | 53.191 | -6.679
MV/LV Substation KI***232 | 10 kV | 400V(3ph) & 230V(single ph) | LV | 630 kVA :Building Structure | 0.63 | --> | 0.63 | 0.428 | 4.6 |  | --> | 0.598 | 0 | 0 | 0 | 0 | 0.5 | 0 |  | --> | C15 ex BALLINCLEA | BALLINCLEA: T41 | CHERRYWOOD |  | 53.2692 | -6.1125
MV/LV Substation KI***232Z | 10 kV | 400V(3ph) & 230V(single ph) | LV | 50 kVA :Pole Substation | 0.05 | --> | 0.05 | 0.046 | 1 |  | --> | 0.047 | 0 | 0 | 0 | 0 | 0 | 0 | Constrained,otherwise capacity available =49kW. | --> | C12 ex LOUGHTAGALLA | LOUGHTAGALLA: T41∥T42 | THURLES |  | 52.6247 | -7.7755
MV/LV Substation KI***232Z | 10 kV | 400V(3ph) & 230V(single ph) | LV | 50 kVA :Pole Substation | 0.05 | --> | 0.05 | 0.046 | 0.1 |  | --> | 0.047 | 0 | 0 | 0 | 0 | 0.049 | 0 |  | --> | C16 ex JOHNSTOWN | JOHNSTOWN: T42 | KILTEEL |  | 53.2552 | -6.587
MV/LV Substation KI***233 | 10 kV | 400V(3ph) & 230V(single ph) | LV | 50 kVA :Pole Substation | 0.05 | --> | 0.05 | 0.033 | 4 |  | --> | 0.047 | 0 | 0 | 0 | 0 | 0.051 | 0 |  | --> | C20 ex OAKFIELD | OAKFIELD: T42 | SLIGO |  | 54.2688 | -8.5932
MV/LV Substation KI***233Z | 10 kV | 400V(3ph) & 230V(single ph) | LV | 50 kVA :Pole Substation | 0.05 | --> | 0.05 | 0.047 | 0.3 |  | --> | 0.047 | 0 | 0 | 0 | 0 | 0.049 | 0 |  | --> | C14 ex DRUMBEAR | DRUMBEAR: T41∥T42 | LISDRUM |  | 54.2402 | -6.9611
MV/LV Substation KI***234 | 10 kV | 400V(3ph) & 230V(single ph) | LV | 50 kVA :Pole Substation | 0.05 | --> | 0.05 | 0.042 | 5.5 |  | --> | 0.047 | 0 | 0 | 0 | 0.007 | 0 | 0 | Constrained,otherwise capacity available =42kW. | --> | C22 ex ENNISKEANE | ENNISKEANE: T41∥T42 | BANDON |  | 51.6932 | -8.9764
MV/LV Substation KI***234X | 10 kV | 400V(3ph) & 230V(single ph) | LV | 630 kVA :Building Structure | 0.63 | --> | 0.63 | 0.5 | 7 |  | --> | 0.598 | 0 | 0 | 0 | 0.002 | 0.5 | 0 |  | --> | C19 ex WOLFE TONE STREET | WOLFE TONE STREET: T101 | FINGLAS |  | 53.3511 | -6.2707
MV/LV Substation KI***235X | 10 kV | 400V(3ph) & 230V(single ph) | LV | 400 kVA :Kiosk Substation | 0.4 | --> | 0.4 | 0.342 | 12.2 |  | --> | 0.38 | 0 | 0 | 0 | 0 | 0.408 | 0 |  | --> | C18 ex SALTHILL | SALTHILL: T102 | SALTHILL |  | 53.2631 | -9.1257
MV/LV Substation KI***237 | 20 kV | 400V(3ph) & 230V(single ph) | LV | 50 kVA :Pole Substation | 0.05 | --> | 0.05 | 0 | 0 | Constrained,otherwise capacity available =33kVA. | --> | 0.047 | 0 | 0 | 0 | 0 | 0.051 | 0 |  | --> | C16 ex KILSHANNY | KILSHANNY: T42 | CAHIR |  | 52.2695 | -8.1256
MV/LV Substation KI***238 | 10 kV | 400V(3ph) & 230V(single ph) | LV | 50 kVA :Pole Substation | 0.05 | --> | 0.05 | 0.043 | 2.3 |  | --> | 0.047 | 0 | 0 | 0 | 0.007 | 0.042 | 0 |  | --> | C14 ex RINEANNA | RINEANNA: T41 | DRUMLINE |  | 52.7594 | -8.9119
MV/LV Substation KI***238 | 20 kV | 400V(3ph) & 230V(single ph) | LV | 200 kVA :Pole Substation | 0.2 | --> | 0.2 | 0.2 | 3.6 |  | --> | 0.19 | 0 | 0 | 0 | 0 | 0.2 | 0 |  | --> | E17 ex CLARA | CLARA: T421 | THORNSBERRY |  | 53.3732 | -7.5024
MV/LV Substation KI***238 | 10 kV | 400V(3ph) & 230V(single ph) | LV | 400 kVA :Building Structure | 0.4 | --> | 0.4 | 0 | 0 | Constrained,otherwise capacity available =81kVA. | --> | 0.38 | 0 | 0 | 0 | 0 | 0.447 | 0 |  | --> | C12 ex OLDBAWN | OLDBAWN: T42 | COOKSTOWN |  | 53.2818 | -6.3447
MV/LV Substation KI***238X | 10 kV | 400V(3ph) & 230V(single ph) | LV | 400 kVA :Building Structure | 0.4 | --> | 0.4 | 0 | 0 | Constrained,otherwise capacity available =339kVA. | --> | 0.38 | 0 | 0 | 0 | 0.018 | 0.39 | 0 |  | --> | C13 ex SANDYFORD | SANDYFORD: T41 | CARRICKMINES |  | 53.2673 | -6.2533
MV/LV Substation KI***239 | 10 kV | 400V(3ph) & 230V(single ph) | LV | 1000 kVA :Building Structure | 1 | --> | 1 | 0.5 | 11.1 |  | --> | 0.95 | 0 | 0 | 0 | 0 | 0.5 | 0 |  | --> | C11 ex FORTUNESTOWN | FORTUNESTOWN: T101 | INCHICORE 220KV |  | 53.2936 | -6.4262
MV/LV Substation KI***239 | 20 kV | 400V(3ph) & 230V(single ph) | LV | 200 kVA :Kiosk Substation | 0.2 | --> | 0.2 | 0.161 | 3.3 |  | --> | 0.19 | 0 | 0 | 0 | 0.003 | 0.202 | 0 |  | --> | E12 ex BIRDHILL | BIRDHILL: T422 | ARDNACRUSHA |  | 52.8029 | -8.4413
MV/LV Substation KI***239 | 20 kV | 400V(3ph) & 230V(single ph) | LV | 100 kVA :Pole Substation | 0.1 | --> | 0.1 | 0.086 | 2.2 |  | --> | 0.095 | 0 | 0 | 0 | 0 | 0 | 0 | Constrained,otherwise capacity available =101kW. | --> | C16 ex NEWCASTLEWEST | NEWCASTLEWEST: T41∥T42 | RATHKEALE |  | 52.5325 | -9.0845
MV/LV Substation KI***240X | 10 kV | 400V(3ph) & 230V(single ph) | LV | 200 kVA :Kiosk Substation | 0.2 | --> | 0.2 | 0 | 0 | Constrained,otherwise capacity available =132kVA. | --> | 0.19 | 0 | 0 | 0 | 0.007 | 0.202 | 0 |  | --> | C15 ex BALLAGHADERREEN | BALLAGHADERREEN: T41∥T42 | TONROE |  | 53.9047 | -8.5654
MV/LV Substation KI***240Z | 10 kV | 400V(3ph) & 230V(single ph) | LV | 400 kVA :Kiosk Substation | 0.4 | --> | 0.4 | 0 | 0 | Constrained,otherwise capacity available =393kVA. | --> | 0.38 | 0 | 0 | 0 | 0 | 0.4 | 0 |  | --> | C20 ex MERVILLE | MERVILLE: T42 | FINGLAS |  | 53.3908 | -6.3108
MV/LV Substation KI***241 | 20 kV | 400V(3ph) & 230V(single ph) | LV | 50 kVA :Pole Substation | 0.05 | --> | 0.05 | 0.035 | 2 |  | --> | 0.047 | 0 | 0 | 0 | 0 | 0.051 | 0 |  | --> | C16 ex CAPPAMORE | CAPPAMORE: T41∥T42 | ARDNACRUSHA |  | 52.5913 | -8.1461
MV/LV Substation KI***241 | 20 kV | 400V(3ph) & 230V(single ph) | LV | 100 kVA :Pole Substation | 0.1 | --> | 0.1 | 0.087 | 1.2 |  | --> | 0.095 | 0 | 0 | 0 | 0 | 0.101 | 0 |  | --> | E16 ex BALLYDEHOB | BALLYDEHOB: T421 | DUNMANWAY |  | 51.4654 | -9.7564
MV/LV Substation KI***241X | 10 kV | 400V(3ph) & 230V(single ph) | LV | 400 kVA :Kiosk Substation | 0.4 | --> | 0.4 | 0.369 | 2.8 |  | --> | 0.38 | 0 | 0 | 0 | 0 | 0.404 | 0 |  | --> | C20 ex SUTTON | SUTTON: T42 | GRANGE (DR) |  | 53.3856 | -6.0602
MV/LV Substation KI***242 | 10 kV | 400V(3ph) & 230V(single ph) | LV | 400 kVA :Kiosk Substation | 0.4 | --> | 0.4 | 0 | 0 | Constrained,otherwise capacity available =329kVA. | --> | 0.38 | 0 | 0 | 0 | 0.016 | 0.394 | 0 |  | --> | C11 ex SANDYFORD | SANDYFORD: T41 | CARRICKMINES |  | 53.2708 | -6.2318
MV/LV Substation KI***243 | 20 kV | 400V(3ph) & 230V(single ph) | LV | 100 kVA :Pole Substation | 0.1 | --> | 0.1 | 0 | 0 | Constrained,otherwise capacity available =94kVA. | --> | 0.095 | 0 | 0 | 0 | 0 | 0.1 | 0 |  | --> | E15 ex GLENAMADDY | GLENAMADDY: T422 | ATHLONE |  | 53.6545 | -8.681
MV/LV Substation KI***243 | 10 kV | 400V(3ph) & 230V(single ph) | LV | 400 kVA :Kiosk Substation | 0.4 | --> | 0.4 | 0 | 0 | Constrained,otherwise capacity available =315kVA. | --> | 0.38 | 0 | 0 | 0 | 0.003 | 0.41 | 0 |  | --> | C11 ex SANDYFORD | SANDYFORD: T41 | CARRICKMINES |  | 53.2702 | -6.2335
MV/LV Substation KI***243 | 10 kV | 400V(3ph) & 230V(single ph) | LV | 200 kVA :Pole Substation | 0.2 | --> | 0.2 | 0 | 0 | Constrained,otherwise capacity available =183kVA. | --> | 0.19 | 0 | 0 | 0 | 0 | 0.202 | 0 |  | --> | C11 ex GARDEN CITY | GARDEN CITY: T41∥T42 | ARKLOW |  | 52.7097 | -6.1743
MV/LV Substation KI***245 | 20 kV | 400V(3ph) & 230V(single ph) | LV | 50 kVA :Pole Substation | 0.05 | --> | 0.05 | 0.03 | 6.2 |  | --> | 0.047 | 0 | 0 | 0 | 0 | 0.052 | 0 |  | --> | E18 ex BAGENALSTOWN | BAGENALSTOWN: T421∥T422 | CARLOW |  | 52.7363 | -6.802
MV/LV Substation KI***246 | 10 kV | 400V(3ph) & 230V(single ph) | LV | 50 kVA :Pole Substation | 0.05 | --> | 0.05 | 0.05 | 2.3 |  | --> | 0.047 | 0 | 0 | 0 | 0 | 0.049 | 0 |  | --> | C14 ex RINEANNA | RINEANNA: T41 | DRUMLINE |  | 52.7937 | -8.8923
MV/LV Substation KI***247Z | 10 kV | 400V(3ph) & 230V(single ph) | LV | 400 kVA :Kiosk Substation | 0.4 | --> | 0.4 | 0 | 0 | Constrained,otherwise capacity available =348kVA. | --> | 0.38 | 0 | 0 | 0 | 0 | 0.407 | 0 |  | --> | C39 ex COLLEGE PARK | COLLEGE PARK: T103 | COLLEGE PARK |  | 53.4518 | -6.3953
MV/LV Substation KI***248X | 10 kV | 400V(3ph) & 230V(single ph) | LV | 400 kVA :Building Structure | 0.4 | --> | 0.4 | 0.331 | 5.4 |  | --> | 0.38 | 0 | 0 | 0 | 0 | 0.41 | 0 |  | --> | C18 ex TRIMMS LANE | TRIMMS LANE: T42 | SALTHILL |  | 53.2695 | -9.058
MV/LV Substation KI***248Y | 10 kV | 400V(3ph) & 230V(single ph) | LV | 50 kVA :Pole Substation | 0.05 | --> | 0.05 | 0.033 | 0.7 |  | --> | 0.047 | 0 | 0 | 0 | 0 | 0.051 | 0 |  | --> | C20 ex KILMARTIN | KILMARTIN: T41 | ARKLOW |  | 53.0137 | -6.2728
MV/LV Substation KI***248Z | 10 kV | 400V(3ph) & 230V(single ph) | LV | 630 kVA :Building Structure | 0.63 | --> | 0.63 | 0 | 0 | Constrained,otherwise capacity available =457kVA. | --> | 0.598 | 0 | 0 | 0 | 0 | 0.5 | 0 |  | --> | C17 ex CARRIGALINE | CARRIGALINE: T41∥T42 | BARNAHELY |  | 51.8096 | -8.3668
MV/LV Substation KI***249 | 20 kV | 400V(3ph) & 230V(single ph) | LV | 100 kVA :Pole Substation | 0.1 | --> | 0.1 | 0 | 0 | Constrained,otherwise capacity available =75kVA. | --> | 0.095 | 0 | 0 | 0 | 0.003 | 0 | 0 | Constrained,otherwise capacity available =100kW. | --> | E14 ex BEALNABLATH | BEALNABLATH: T421 | BANDON |  | 51.8425 | -8.8822
MV/LV Substation KI***249X | 10 kV | 400V(3ph) & 230V(single ph) | LV | 50 kVA :Pole Substation | 0.05 | --> | 0.05 | 0.035 | 2.5 |  | --> | 0.047 | 0 | 0 | 0 | 0 | 0.051 | 0 |  | --> | C26 ex ATHY | ATHY: T102 | ATHY |  | 53.1066 | -7.0084
MV/LV Substation KI***249Y | 20 kV | 400V(3ph) & 230V(single ph) | LV | 50 kVA :Pole Substation | 0.05 | --> | 0.05 | 0 | 0 | Constrained,otherwise capacity available =45kVA. | --> | 0.047 | 0 | 0 | 0 | 0 | 0 | 0 | Constrained,otherwise capacity available =50kW. | --> | C16 ex HOLYCROSS ROAD | HOLYCROSS ROAD: T41∥T42 | THURLES |  | 52.6361 | -7.8848
MV/LV Substation KI***250X | 20 kV | 400V(3ph) & 230V(single ph) | LV | 400 kVA :Building Structure | 0.4 | --> | 0.4 | 0.225 | 3.3 |  | --> | 0.38 | 0 | 0 | 0 | 0 | 0.427 | 0 |  | --> | E12 ex BIRDHILL | BIRDHILL: T422 | ARDNACRUSHA |  | 52.8115 | -8.4537
MV/LV Substation KI***250X | 20 kV | 400V(3ph) & 230V(single ph) | LV | 50 kVA :Pole Substation | 0.05 | --> | 0.05 | 0.032 | 4.5 |  | --> | 0.047 | 0 | 0 | 0 | 0.003 | 0.048 | 0 |  | --> | E12 ex CLARA | CLARA: T422 | THORNSBERRY |  | 53.3453 | -7.5873
MV/LV Substation KI***250Y | 20 kV | 400V(3ph) & 230V(single ph) | LV | 100 kVA :Pole Substation | 0.1 | --> | 0.1 | 0.06 | 1.1 |  | --> | 0.095 | 0 | 0 | 0 | 0 | 0.106 | 0 |  | --> | E19 ex LAWLESSTOWN | LAWLESSTOWN: T421 | DOON |  | 52.4769 | -7.6936
MV/LV Substation KI***251 | 10 kV | 400V(3ph) & 230V(single ph) | LV | 50 kVA :Pole Substation | 0.05 | --> | 0.05 | 0 | 0 | Constrained,otherwise capacity available =48kVA. | --> | 0.047 | 0 | 0 | 0 | 0 | 0 | 0 | Constrained,otherwise capacity available =49kW. | --> | C11 ex TEMPLEMORE | TEMPLEMORE: T41 | IKERRIN |  | 52.7845 | -7.9129
MV/LV Substation KI***252 | 10 kV | 400V(3ph) & 230V(single ph) | LV | 400 kVA :Kiosk Substation | 0.4 | --> | 0.4 | 0.222 | 4.6 |  | --> | 0.38 | 0 | 0 | 0 | 0.037 | 0.388 | 0 |  | --> | C19 ex BALLINCLEA | BALLINCLEA: T41 | CHERRYWOOD |  | 53.2635 | -6.135
MV/LV Substation KI***252 | 10 kV | 400V(3ph) & 230V(single ph) | LV | 100 kVA :Pole Substation | 0.1 | --> | 0.1 | 0.074 | 1.7 |  | --> | 0.095 | 0 | 0 | 0 | 0 | 0.103 | 0 |  | --> | C11 ex RATHMORE | RATHMORE: T42 | KNOCKEARAGH |  | 52.0772 | -9.2486
MV/LV Substation KI***252Y | 10 kV | 400V(3ph) & 230V(single ph) | LV | 400 kVA :Kiosk Substation | 0.4 | --> | 0.4 | 0.361 | 1.5 |  | --> | 0.38 | 0 | 0 | 0 | 0 | 0.405 | 0 |  | --> | C15 ex DERRYCRAMPH | DERRYCRAMPH: T41∥T42 | SHANKILL |  | 53.9856 | -7.367
MV/LV Substation KI***253Y | 10 kV | 400V(3ph) & 230V(single ph) | LV | 200 kVA :Pole Substation | 0.2 | --> | 0.2 | 0.2 | 3.1 |  | --> | 0.19 | 0 | 0 | 0 | 0 | 0 | 0 | Constrained,otherwise capacity available =200kW. | --> | C18 ex GLENGOOLE | GLENGOOLE: T42 | THURLES |  | 52.5686 | -7.6702
MV/LV Substation KI***254X | 10 kV | 400V(3ph) & 230V(single ph) | LV | 400 kVA :Kiosk Substation | 0.4 | --> | 0.4 | 0.277 | 4.3 |  | --> | 0.38 | 0 | 0 | 0 | 0 | 0.418 | 0 |  | --> | C12 ex WHITESTOWN | WHITESTOWN: T42 | COOKSTOWN |  | 53.2772 | -6.4067
MV/LV Substation KI***255X | 10 kV | 400V(3ph) & 230V(single ph) | LV | 400 kVA :Kiosk Substation | 0.4 | --> | 0.4 | 0.264 | 4.3 |  | --> | 0.38 | 0 | 0 | 0 | 0 | 0.421 | 0 |  | --> | C12 ex WHITESTOWN | WHITESTOWN: T42 | COOKSTOWN |  | 53.2776 | -6.402
MV/LV Substation KI***256Y | 20 kV | 400V(3ph) & 230V(single ph) | LV | 200 kVA :Kiosk Substation | 0.2 | --> | 0.2 | 0.158 | 6.9 |  | --> | 0.19 | 0 | 0 | 0 | 0.007 | 0 | 0 | Constrained,otherwise capacity available =198kW. | --> | E17 ex SPRINGS | SPRINGS: T421∥T422 | DUNGARVAN |  | 52.1032 | -7.5787
MV/LV Substation KI***256Y | 20 kV | 400V(3ph) & 230V(single ph) | LV | 50 kVA :Pole Substation | 0.05 | --> | 0.05 | 0 | 0 | Constrained,otherwise capacity available =35kVA. | --> | 0.047 | 0 | 0 | 0 | 0 | 0.051 | 0 |  | --> | E14 ex EMYVALE | EMYVALE: T422 | LISDRUM |  | 54.3542 | -6.9958
MV/LV Substation KI***258X | 20 kV | 400V(3ph) & 230V(single ph) | LV | 200 kVA :Kiosk Substation | 0.2 | --> | 0.2 | 0.156 | 0.9 |  | --> | 0.19 | 0 | 0 | 0 | 0 | 0 | 0 | Constrained,otherwise capacity available =206kW. | --> | E23 ex ATHBOY | ATHBOY: T423 | NAVAN |  | 53.5351 | -6.962
MV/LV Substation KI***259X | 20 kV | 400V(3ph) & 230V(single ph) | LV | 200 kVA :Pole Substation | 0.2 | --> | 0.2 | 0 | 0 | Constrained,otherwise capacity available =97kVA. | --> | 0.19 | 0 | 0 | 0 | 0.011 | 0 | 0 | Constrained,otherwise capacity available =203kW. | --> | E24 ex BIRR | BIRR: T422 | DALLOW |  | 53.175 | -7.7247
MV/LV Substation KI***259Z | 10 kV | 400V(3ph) & 230V(single ph) | LV | 200 kVA :Kiosk Substation | 0.2 | --> | 0.2 | 0 | 0 | Constrained,otherwise capacity available =184kVA. | --> | 0.19 | 0 | 0 | 0 | 0 | 0.202 | 0 |  | --> | C11 ex KILBARRY | KILBARRY: T101 | KILBARRY |  | 51.9206 | -8.4755
MV/LV Substation KI***260 | 10 kV | 400V(3ph) & 230V(single ph) | LV | 50 kVA :Pole Substation | 0.05 | --> | 0.05 | 0.047 | 2.1 |  | --> | 0.047 | 0 | 0 | 0 | 0 | 0.049 | 0 |  | --> | C15 ex GRANAGH | GRANAGH: T41∥T42 | WATERFORD |  | 52.3085 | -7.1727
MV/LV Substation KI***260 | 20 kV | 400V(3ph) & 230V(single ph) | LV | 50 kVA :Pole Substation | 0.05 | --> | 0.05 | 0.046 | 2.5 |  | --> | 0.047 | 0 | 0 | 0 | 0 | 0.049 | 0 |  | --> | E62 ex ATHY | ATHY: T102 | ATHY |  | 53.0615 | -6.8707
MV/LV Substation KI***260X | 20 kV | 400V(3ph) & 230V(single ph) | LV | 200 kVA :Pole Substation | 0.2 | --> | 0.2 | 0 | 0 | Constrained,otherwise capacity available =149kVA. | --> | 0.19 | 0 | 0 | 0 | 0 | 0 | 0 | Constrained,otherwise capacity available =207kW. | --> | E24 ex BIRR | BIRR: T422 | DALLOW |  | 53.1785 | -7.7199
MV/LV Substation KI***260Y | 20 kV | 400V(3ph) & 230V(single ph) | LV | 100 kVA :Pole Substation | 0.1 | --> | 0.1 | 0 | 0 | Constrained,otherwise capacity available =71kVA. | --> | 0.095 | 0 | 0 | 0 | 0 | 0 | 0 | Constrained,otherwise capacity available =103kW. | --> | E17 ex FERNS | FERNS: T421 | CRANE |  | 52.6215 | -6.4392
MV/LV Substation KI***260Z | 10 kV | 400V(3ph) & 230V(single ph) | LV | 400 kVA :Kiosk Substation | 0.4 | --> | 0.4 | 0 | 0 | Constrained,otherwise capacity available =274kVA. | --> | 0.38 | 0 | 0 | 0 | 0.006 | 0.413 | 0 |  | --> | C19 ex GRANGE (DR) | GRANGE (DR): T41 | GRANGE (DR) |  | 53.3954 | -6.1671
MV/LV Substation KI***262Y | 10 kV | 400V(3ph) & 230V(single ph) | LV | 400 kVA :Building Structure | 0.4 | --> | 0.4 | 0 | 0 | Constrained,otherwise capacity available =295kVA. | --> | 0.38 | 0 | 0 | 0 | 0 | 0.416 | 0 |  | --> | C11 ex GARRYOWEN | GARRYOWEN: T41 | LIMERICK |  | 52.6524 | -8.6024
MV/LV Substation KI***264 | 10 kV | 400V(3ph) & 230V(single ph) | LV | 50 kVA :Pole Substation | 0.05 | --> | 0.05 | 0.024 | 3.7 |  | --> | 0.047 | 0 | 0 | 0 | 0.015 | 0 | 0 | Constrained,otherwise capacity available =37kW. | --> | E19 ex FOXHOLE | FOXHOLE: T421∥T422 | DUNGARVAN |  | 52.0616 | -7.9077
MV/LV Substation KI***265 | 10 kV | 400V(3ph) & 230V(single ph) | LV | 100 kVA :Pole Substation | 0.1 | --> | 0.1 | 0.1 | 15.8 |  | --> | 0.095 | 0 | 0 | 0 | 0 | 0.1 | 0 |  | --> | C16 ex CASTLEVIEW | CASTLEVIEW: T102 | CASTLEVIEW |  | 51.9084 | -8.3607
MV/LV Substation KI***266X | 20 kV | 400V(3ph) & 230V(single ph) | LV | 200 kVA :Pole Substation | 0.2 | --> | 0.2 | 0.198 | 2.5 |  | --> | 0.19 | 0 | 0 | 0 | 0 | 0.2 | 0 |  | --> | E19 ex GARRANACANTY | GARRANACANTY: T421 | TIPPERARY |  | 52.4192 | -7.9983
MV/LV Substation KI***266X | 10 kV | 400V(3ph) & 230V(single ph) | LV | 200 kVA :Kiosk Substation | 0.2 | --> | 0.2 | 0.171 | 2.5 |  | --> | 0.19 | 0 | 0 | 0 | 0.021 | 0.181 | 0 |  | --> | C26 ex ATHY | ATHY: T102 | ATHY |  | 53.1037 | -6.9914
MV/LV Substation KI***267 | 10 kV | 400V(3ph) & 230V(single ph) | LV | 630 kVA :Kiosk Substation | 0.63 | --> | 0.63 | 0.399 | 5.6 |  | --> | 0.598 | 0 | 0 | 0 | 0.008 | 0.5 | 0 |  | --> | C16 ex MILLTOWN (DR) | MILLTOWN (DR): T102 | INCHICORE 220KV |  | 53.3203 | -6.258
MV/LV Substation KI***268 | 10 kV | 400V(3ph) & 230V(single ph) | LV | 200 kVA :Building Structure | 0.2 | --> | 0.2 | 0 | 0 | Constrained,otherwise capacity available =148kVA. | --> | 0.19 | 0 | 0 | 0 | 0 | 0.207 | 0 |  | --> | C17 ex SANDYFORD | SANDYFORD: T41 | CARRICKMINES |  | 53.261 | -6.2111
MV/LV Substation KI***268X | 20 kV | 400V(3ph) & 230V(single ph) | LV | 50 kVA :Pole Substation | 0.05 | --> | 0.05 | 0.03 | 6.9 |  | --> | 0.047 | 0 | 0 | 0 | 0 | 0 | 0 | Constrained,otherwise capacity available =52kW. | --> | E12 ex RATHKEALE | RATHKEALE: T421∥T422 | RATHKEALE |  | 52.478 | -8.9459
MV/LV Substation KI***268X | 10 kV | 400V(3ph) & 230V(single ph) | LV | 200 kVA :Building Structure | 0.2 | --> | 0.2 | 0.155 | 4.3 |  | --> | 0.19 | 0 | 0 | 0 | 0.001 | 0.206 | 0 |  | --> | C18 ex WHITESTOWN | WHITESTOWN: T42 | COOKSTOWN |  | 53.2761 | -6.3965
MV/LV Substation KI***269 | 10 kV | 400V(3ph) & 230V(single ph) | LV | 50 kVA :Pole Substation | 0.05 | --> | 0.05 | 0.042 | 7.4 |  | --> | 0.047 | 0 | 0 | 0 | 0.003 | 0.047 | 0 |  | --> | E24 ex BANOGE | BANOGE: T122 | BANOGE |  | 52.6678 | -6.2256
MV/LV Substation KI***269Y | 10 kV | 400V(3ph) & 230V(single ph) | LV | 630 kVA :Kiosk Substation | 0.63 | --> | 0.63 | 0.5 | 3.5 |  | --> | 0.598 | 0 | 0 | 0 | 0 | 0.5 | 0 |  | --> | C18 ex TELAYDON | TELAYDON: T42 | LISDRUM |  | 54.2522 | -6.9816
MV/LV Substation KI***271 | 20 kV | 400V(3ph) & 230V(single ph) | LV | 100 kVA :Pole Substation | 0.1 | --> | 0.1 | 0 | 0 | Constrained,otherwise capacity available =59kVA. | --> | 0.095 | 0 | 0 | 0 | 0 | 0.106 | 0 |  | --> | E17 ex KILCOLGAN | KILCOLGAN: T421 | GALWAY 110KV |  | 53.2108 | -8.858
MV/LV Substation KI***271 | 10 kV | 400V(3ph) & 230V(single ph) | LV | 630 kVA :Building Structure | 0.63 | --> | 0.63 | 0 | 0 | Constrained,otherwise capacity available =335kVA. | --> | 0.598 | 0 | 0 | 0 | 0.033 | 0.5 | 0 |  | --> | C18 ex CLONTARF | CLONTARF: T42 | FINGLAS |  | 53.3721 | -6.2084
MV/LV Substation KI***272 | 10 kV | 400V(3ph) & 230V(single ph) | LV | 1000 kVA :Building Structure | 1 | --> | 1 | 0.5 | 11.1 |  | --> | 0.95 | 0 | 0 | 0 | 0.039 | 0.5 | 0 |  | --> | C11 ex FORTUNESTOWN | FORTUNESTOWN: T101 | INCHICORE 220KV |  | 53.2947 | -6.4263
MV/LV Substation KI***272 | 10 kV | 400V(3ph) & 230V(single ph) | LV | 630 kVA :Kiosk Substation | 0.63 | --> | 0.63 | 0.314 | 7.7 |  | --> | 0.598 | 0 | 0 | 0 | 0.014 | 0.5 | 0 |  | --> | C12 ex GARRYCASTLE | GARRYCASTLE: T42 | ATHLONE |  | 53.4159 | -7.9025
MV/LV Substation KI***273 | 10 kV | 400V(3ph) & 230V(single ph) | LV | 100 kVA :Pole Substation | 0.1 | --> | 0.1 | 0.051 | 2.5 |  | --> | 0.095 | 0 | 0 | 0 | 0 | 0.106 | 0 |  | --> | C26 ex ATHY | ATHY: T102 | ATHY |  | 53.0416 | -7.0172
MV/LV Substation KI***274 | 20 kV | 400V(3ph) & 230V(single ph) | LV | 100 kVA :Pole Substation | 0.1 | --> | 0.1 | 0.056 | 2.5 |  | --> | 0.095 | 0 | 0 | 0 | 0 | 0.106 | 0 |  | --> | E62 ex ATHY | ATHY: T102 | ATHY |  | 53.036 | -6.8995
MV/LV Substation KI***275 | 20 kV | 400V(3ph) & 230V(single ph) | LV | 50 kVA :Pole Substation | 0.05 | --> | 0.05 | 0.046 | 2.5 |  | --> | 0.047 | 0 | 0 | 0 | 0 | 0.049 | 0 |  | --> | E62 ex ATHY | ATHY: T102 | ATHY |  | 53.0347 | -6.9059
MV/LV Substation KI***276 | 20 kV | 400V(3ph) & 230V(single ph) | LV | 100 kVA :Pole Substation | 0.1 | --> | 0.1 | 0 | 0 | Constrained,otherwise capacity available =80kVA. | --> | 0.095 | 0 | 0 | 0 | 0.007 | 0.095 | 0 |  | --> | E16 ex FINEA | FINEA: T421∥T422 | SHANKILL |  | 53.8272 | -7.4247
MV/LV Substation KI***276Z | 20 kV | 400V(3ph) & 230V(single ph) | LV | 200 kVA :Kiosk Substation | 0.2 | --> | 0.2 | 0 | 0 | Constrained,otherwise capacity available =200kVA. | --> | 0.19 | 0 | 0 | 0 | 0 | 0.2 | 0 |  | --> | E11 ex ACADEMY STREET | ACADEMY STREET: T421∥T422 | NAVAN |  | 53.5334 | -6.5942
MV/LV Substation KI***277 | 20 kV | 400V(3ph) & 230V(single ph) | LV | 50 kVA :Pole Substation | 0.05 | --> | 0.05 | 0 | 0 | Constrained,otherwise capacity available =32kVA. | --> | 0.047 | 0 | 0 | 0 | 0.007 | 0.044 | 0 |  | --> | E20 ex EDENDERRY | EDENDERRY: T421∥T422 | BLAKE |  | 53.332 | -7.071
MV/LV Substation KI***278X | 10 kV | 400V(3ph) & 230V(single ph) | LV | 200 kVA :Kiosk Substation | 0.2 | --> | 0.2 | 0.183 | 4.5 |  | --> | 0.19 | 0 | 0 | 0 | 0 | 0.202 | 0 |  | --> | C13 ex KILMORE | KILMORE: T101 | FINGLAS |  | 53.3939 | -6.2222
MV/LV Substation KI***278X | 20 kV | 400V(3ph) & 230V(single ph) | LV | 200 kVA :Pole Substation | 0.2 | --> | 0.2 | 0 | 0 | Constrained,otherwise capacity available =34kVA. | --> | 0.19 | 0 | 0 | 0 | 0 | 0 | 0 | Constrained,otherwise capacity available =224kW. | --> | E24 ex BIRR | BIRR: T422 | DALLOW |  | 53.1752 | -7.7283
MV/LV Substation KI***279 | 10 kV | 400V(3ph) & 230V(single ph) | LV | 50 kVA :Pole Substation | 0.05 | --> | 0.05 | 0.049 | 1.1 |  | --> | 0.047 | 0 | 0 | 0 | 0 | 0.049 | 0 |  | --> | C18 ex SCARTEEN | SCARTEEN: T41∥T42 | MALLOW |  | 52.1522 | -8.7603
MV/LV Substation KI***279Y | 20 kV | 400V(3ph) & 230V(single ph) | LV | 50 kVA :Pole Substation | 0.05 | --> | 0.05 | 0.042 | 1.1 |  | --> | 0.047 | 0 | 0 | 0 | 0 | 0.05 | 0 |  | --> | E23 ex LAWLESSTOWN | LAWLESSTOWN: T421 | DOON |  | 52.3303 | -7.7776
MV/LV Substation KI***279Y | 10 kV | 400V(3ph) & 230V(single ph) | LV | 50 kVA :Pole Substation | 0.05 | --> | 0.05 | 0.042 | 3.3 |  | --> | 0.047 | 0 | 0 | 0 | 0.003 | 0.047 | 0 |  | --> | C19 ex CELBRIDGE | CELBRIDGE: T41 | GRIFFINRATH |  | 53.3253 | -6.5647
MV/LV Substation KI***279Z | 20 kV | 400V(3ph) & 230V(single ph) | LV | 200 kVA :Kiosk Substation | 0.2 | --> | 0.2 | 0.162 | 3.9 |  | --> | 0.19 | 0 | 0 | 0 | 0 | 0 | 0 | Constrained,otherwise capacity available =205kW. | --> | E16 ex ASHBOURNE | ASHBOURNE: T422 | FINGLAS |  | 53.5147 | -6.4053
MV/LV Substation KI***280 | 10 kV | 400V(3ph) & 230V(single ph) | LV | 200 kVA :Pole Substation | 0.2 | --> | 0.2 | 0.196 | 2.4 |  | --> | 0.19 | 0 | 0 | 0 | 0 | 0.2 | 0 |  | --> | C13 ex CASTLETOWNROCHE | CASTLETOWNROCHE: T41 | MALLOW |  | 52.1548 | -8.5373
MV/LV Substation KI***281 | 10 kV | 400V(3ph) & 230V(single ph) | LV | 200 kVA :Pole Substation | 0.2 | --> | 0.2 | 0.189 | 5.2 |  | --> | 0.19 | 0 | 0 | 0 | 0.004 | 0.197 | 0 |  | --> | C12 ex KILFLYNN | KILFLYNN: T41∥T42 | TRALEE |  | 52.3496 | -9.6246
MV/LV Substation KI***282X | 10 kV | 400V(3ph) & 230V(single ph) | LV | 200 kVA :Pole Substation | 0.2 | --> | 0.2 | 0.137 | 4.3 |  | --> | 0.19 | 0 | 0 | 0 | 0 | 0.209 | 0 |  | --> | C19 ex BAILIEBORO | BAILIEBORO: T41∥T42 | MEATH HILL |  | 53.9463 | -7.0186
MV/LV Substation KI***283 | 20 kV | 400V(3ph) & 230V(single ph) | LV | 50 kVA :Pole Substation | 0.05 | --> | 0.05 | 0.045 | 1.1 |  | --> | 0.047 | 0 | 0 | 0 | 0 | 0.05 | 0 |  | --> | C18 ex SCARTEEN | SCARTEEN: T41∥T42 | MALLOW |  | 52.1349 | -8.679
MV/LV Substation KI***284 | 10 kV | 400V(3ph) & 230V(single ph) | LV | 200 kVA :Kiosk Substation | 0.2 | --> | 0.2 | 0.111 | 1.2 |  | --> | 0.19 | 0 | 0 | 0 | 0 | 0.213 | 0 |  | --> | C12 ex ABBEYFEALE | ABBEYFEALE: T42 | TRIEN |  | 52.3773 | -9.3081
MV/LV Substation KI***286Z | 10 kV | 400V(3ph) & 230V(single ph) | LV | 400 kVA :Building Structure | 0.4 | --> | 0.4 | 0.243 | 11.2 |  | --> | 0.38 | 0 | 0 | 0 | 0.023 | 0.399 | 0 |  | --> | C23 ex ARTANE | ARTANE: T101 | FINGLAS |  | 53.3832 | -6.212
MV/LV Substation KI***286Z | 10 kV | 400V(3ph) & 230V(single ph) | LV | 50 kVA :Pole Substation | 0.05 | --> | 0.05 | 0 | 0 | Constrained,otherwise capacity available =28kVA. | --> | 0.047 | 0 | 0 | 0 | 0 | 0.052 | 0 |  | --> | C12 ex MONEYCOOLEY | MONEYCOOLEY: T42 | GRIFFINRATH |  | 53.3655 | -6.5279
MV/LV Substation KI***287 | 20 kV | 400V(3ph) & 230V(single ph) | LV | 50 kVA :Pole Substation | 0.05 | --> | 0.05 | 0.047 | 0.8 |  | --> | 0.047 | 0 | 0 | 0 | 0 | 0 | 0 | Constrained,otherwise capacity available =49kW. | --> | E12 ex KILMACTHOMAS | KILMACTHOMAS: T421∥T422 | DUNGARVAN |  | 52.2035 | -7.4204
MV/LV Substation KI***289 | 20 kV | 400V(3ph) & 230V(single ph) | LV | 200 kVA :Pole Substation | 0.2 | --> | 0.2 | 0.177 | 0.8 |  | --> | 0.19 | 0 | 0 | 0 | 0 | 0 | 0 | Constrained,otherwise capacity available =203kW. | --> | E17 ex KILMACTHOMAS | KILMACTHOMAS: T421∥T422 | DUNGARVAN |  | 52.205 | -7.4289
MV/LV Substation KI***289X | 10 kV | 400V(3ph) & 230V(single ph) | LV | 50 kVA :Pole Substation | 0.05 | --> | 0.05 | 0.042 | 3.9 |  | --> | 0.047 | 0 | 0 | 0 | 0 | 0.05 | 0 |  | --> | C17 ex BALLYJAMESDUFF | BALLYJAMESDUFF: T41 | SHANKILL |  | 53.8987 | -7.2454
MV/LV Substation KI***289X | 10 kV | 400V(3ph) & 230V(single ph) | LV | 400 kVA :Kiosk Substation | 0.4 | --> | 0.4 | 0 | 0 | Constrained,otherwise capacity available =367kVA. | --> | 0.38 | 0 | 0 | 0 | 0.003 | 0 | 0 | Constrained,otherwise capacity available =401kW. | --> | C18 ex MOUNTRATH | MOUNTRATH: T41∥T42 | PORTLAOISE |  | 53.006 | -7.4718
MV/LV Substation KI***289Y | 10 kV | 400V(3ph) & 230V(single ph) | LV | 400 kVA :Kiosk Substation | 0.4 | --> | 0.4 | 0 | 0 | Constrained,otherwise capacity available =308kVA. | --> | 0.38 | 0 | 0 | 0 | 0.007 | 0.406 | 0 |  | --> | C20 ex MONEYCOOLEY | MONEYCOOLEY: T42 | GRIFFINRATH |  | 53.3723 | -6.5937
MV/LV Substation KI***289Z | 20 kV | 400V(3ph) & 230V(single ph) | LV | 100 kVA :Pole Substation | 0.1 | --> | 0.1 | 0 | 0 | Constrained,otherwise capacity available =100kVA. | --> | 0.095 | 0 | 0 | 0 | 0 | 0.1 | 0 |  | --> | E18 ex JULIANSTOWN | JULIANSTOWN: T421∥T422 | DRYBRIDGE |  | 53.6689 | -6.3488
MV/LV Substation KI***290 | 20 kV | 400V(3ph) & 230V(single ph) | LV | 100 kVA :Pole Substation | 0.1 | --> | 0.1 | 0.067 | 0.8 |  | --> | 0.095 | 0 | 0 | 0 | 0 | 0 | 0 | Constrained,otherwise capacity available =104kW. | --> | E12 ex KILMACTHOMAS | KILMACTHOMAS: T421∥T422 | DUNGARVAN |  | 52.208 | -7.423
MV/LV Substation KI***290Z | 10 kV | 400V(3ph) & 230V(single ph) | LV | 50 kVA :Pole Substation | 0.05 | --> | 0.05 | 0.017 | 2.7 |  | --> | 0.047 | 0 | 0 | 0 | 0 | 0.054 | 0 |  | --> | C16 ex CALLAN | CALLAN: T41∥T42 | KILKENNY |  | 52.5557 | -7.3491
MV/LV Substation KI***292 | 20 kV | 400V(3ph) & 230V(single ph) | LV | 50 kVA :Pole Substation | 0.05 | --> | 0.05 | 0.046 | 0.3 |  | --> | 0.047 | 0 | 0 | 0 | 0 | 0.049 | 0 |  | --> | C23 ex TUAM NORTH | TUAM NORTH: T41∥T42 | CLOON |  | 53.5775 | -9.1201
MV/LV Substation KI***292 | 20 kV | 400V(3ph) & 230V(single ph) | LV | 50 kVA :Pole Substation | 0.05 | --> | 0.05 | 0 | 0 | Constrained,otherwise capacity available =31kVA. | --> | 0.047 | 0 | 0 | 0 | 0 | 0.051 | 0 |  | --> | C21 ex CASTLEISLAND | CASTLEISLAND: T41∥T42 | TRALEE |  | 52.1618 | -9.4368
MV/LV Substation KI***292 | 20 kV | 400V(3ph) & 230V(single ph) | LV | 400 kVA :Building Structure | 0.4 | --> | 0.4 | 0.4 | 3.3 |  | --> | 0.38 | 0 | 0 | 0 | 0 | 0.4 | 0 |  | --> | E17 ex BIRDHILL | BIRDHILL: T421 | ARDNACRUSHA |  | 52.8579 | -8.3735
MV/LV Substation KI***292 | 20 kV | 400V(3ph) & 230V(single ph) | LV | 100 kVA :Pole Substation | 0.1 | --> | 0.1 | 0.09 | 11.3 |  | --> | 0.095 | 0 | 0 | 0 | 0.007 | 0.094 | 0 |  | --> | C14 ex SINGLAND | SINGLAND: T102 | SINGLAND |  | 52.6472 | -8.5216
MV/LV Substation KI***292Y | 20 kV | 400V(3ph) & 230V(single ph) | LV | 100 kVA :Pole Substation | 0.1 | --> | 0.1 | 0 | 0 | Constrained,otherwise capacity available =51kVA. | --> | 0.095 | 0 | 0 | 0 | 0 | 0.106 | 0 |  | --> | C11 ex KILDARE | KILDARE: T41∥T42 | NEWBRIDGE |  | 53.1335 | -7.0462
MV/LV Substation KI***293 | 10 kV | 400V(3ph) & 230V(single ph) | LV | 400 kVA :Kiosk Substation | 0.4 | --> | 0.4 | 0.155 | 2 |  | --> | 0.38 | 0 | 0 | 0 | 0.035 | 0.4 | 0 |  | --> | C12 ex FAIRVIEW | FAIRVIEW: T41 | MCDERMOTT |  | 53.3627 | -6.1966
MV/LV Substation KI***293 | 20 kV | 400V(3ph) & 230V(single ph) | LV | 50 kVA :Pole Substation | 0.05 | --> | 0.05 | 0 | 0 | Constrained,otherwise capacity available =39kVA. | --> | 0.047 | 0 | 0 | 0 | 0 | 0.051 | 0 |  | --> | E16 ex FINEA | FINEA: T421∥T422 | SHANKILL |  | 53.8374 | -7.4341
MV/LV Substation KI***293Z | 10 kV | 400V(3ph) & 230V(single ph) | LV | 200 kVA :Pole Substation | 0.2 | --> | 0.2 | 0.142 | 0.3 |  | --> | 0.19 | 0 | 0 | 0 | 0 | 0.208 | 0 |  | --> | C14 ex DRUMBEAR | DRUMBEAR: T41∥T42 | LISDRUM |  | 54.2386 | -6.9669
MV/LV Substation KI***294 | 10 kV | 400V(3ph) & 230V(single ph) | LV | 200 kVA :Kiosk Substation | 0.2 | --> | 0.2 | 0.106 | 0.9 |  | --> | 0.19 | 0 | 0 | 0 | 0.009 | 0.204 | 0 |  | --> | C15 ex CRANNY | CRANNY: T41 | ENNIS |  | 52.7235 | -9.3198
MV/LV Substation KI***296Z | 10 kV | 400V(3ph) & 230V(single ph) | LV | 100 kVA :Pole Substation | 0.1 | --> | 0.1 | 0.062 | 3.5 |  | --> | 0.095 | 0 | 0 | 0 | 0.023 | 0.081 | 0 |  | --> | C18 ex SALLINS | SALLINS: T42 | GRIFFINRATH |  | 53.2652 | -6.6185
MV/LV Substation KI***297Y | 20 kV | 400V(3ph) & 230V(single ph) | LV | 50 kVA :Pole Substation | 0.05 | --> | 0.05 | 0.045 | 2.5 |  | --> | 0.047 | 0 | 0 | 0 | 0 | 0.05 | 0 |  | --> | C26 ex ATHY | ATHY: T102 | ATHY |  | 53.1295 | -7.0338
MV/LV Substation KI***297Z | 10 kV | 400V(3ph) & 230V(single ph) | LV | 200 kVA :Pole Substation | 0.2 | --> | 0.2 | 0 | 0 | Constrained,otherwise capacity available =175kVA. | --> | 0.19 | 0 | 0 | 0 | 0.003 | 0.2 | 0 |  | --> | C39 ex COLLEGE PARK | COLLEGE PARK: T103 | COLLEGE PARK |  | 53.45 | -6.3947
MV/LV Substation KI***299Y | 20 kV | 400V(3ph) & 230V(single ph) | LV | 200 kVA :Pole Substation | 0.2 | --> | 0.2 | 0 | 0 | Constrained,otherwise capacity available =121kVA. | --> | 0.19 | 0 | 0 | 0 | 0 | 0.211 | 0 |  | --> | E19 ex EDENDERRY | EDENDERRY: T421∥T422 | BLAKE |  | 53.456 | -7.0914
MV/LV Substation KI***300X | 20 kV | 400V(3ph) & 230V(single ph) | LV | 100 kVA :Pole Substation | 0.1 | --> | 0.1 | 0 | 0 | Constrained,otherwise capacity available =73kVA. | --> | 0.095 | 0 | 0 | 0 | 0 | 0.103 | 0 |  | --> | E14 ex KILCOCK | KILCOCK: T422 | GRIFFINRATH |  | 53.4328 | -6.7065
MV/LV Substation KI***300Y | 20 kV | 400V(3ph) & 230V(single ph) | LV | 100 kVA :Pole Substation | 0.1 | --> | 0.1 | 0.096 | 1.3 |  | --> | 0.095 | 0 | 0 | 0 | 0 | 0.1 | 0 |  | --> | C11 ex ENNIS NORTH | ENNIS NORTH: T41∥T42 | ENNIS |  | 52.9443 | -9.0598
MV/LV Substation KI***300Y | 20 kV | 400V(3ph) & 230V(single ph) | LV | 50 kVA :Pole Substation | 0.05 | --> | 0.05 | 0.05 | 1.1 |  | --> | 0.047 | 0 | 0 | 0 | 0 | 0.049 | 0 |  | --> | E19 ex LAWLESSTOWN | LAWLESSTOWN: T421 | DOON |  | 52.4511 | -7.7256
MV/LV Substation KI***301Y | 20 kV | 400V(3ph) & 230V(single ph) | LV | 100 kVA :Pole Substation | 0.1 | --> | 0.1 | 0 | 0 | Constrained,otherwise capacity available =100kVA. | --> | 0.095 | 0 | 0 | 0 | 0 | 0.1 | 0 |  | --> | E17 ex JULIANSTOWN | JULIANSTOWN: T421∥T422 | DRYBRIDGE |  | 53.6923 | -6.3155
MV/LV Substation KI***303X | 20 kV | 400V(3ph) & 230V(single ph) | LV | 200 kVA :Pole Substation | 0.2 | --> | 0.2 | 0.159 | 3.6 |  | --> | 0.19 | 0 | 0 | 0 | 0.007 | 0.198 | 0 |  | --> | E12 ex KILLINICK | KILLINICK: T421∥T422 | WEXFORD |  | 52.2415 | -6.3501
MV/LV Substation KI***303Y | 10 kV | 400V(3ph) & 230V(single ph) | LV | 200 kVA :Pole Substation | 0.2 | --> | 0.2 | 0.074 | 7.7 |  | --> | 0.19 | 0 | 0 | 0 | 0 | 0.219 | 0 |  | --> | C12 ex GARRYCASTLE | GARRYCASTLE: T42 | ATHLONE |  | 53.4127 | -7.8971
MV/LV Substation KI***305X | 20 kV | 400V(3ph) & 230V(single ph) | LV | 100 kVA :Pole Substation | 0.1 | --> | 0.1 | 0 | 0 | Constrained,otherwise capacity available =100kVA. | --> | 0.095 | 0 | 0 | 0 | 0 | 0 | 0 | Constrained,otherwise capacity available =100kW. | --> | E18 ex BIRR | BIRR: T422 | DALLOW |  | 53.0939 | -7.9355
MV/LV Substation KI***306 | 10 kV | 400V(3ph) & 230V(single ph) | LV | 400 kVA :Kiosk Substation | 0.4 | --> | 0.4 | 0 | 0 | Constrained,otherwise capacity available =202kVA. | --> | 0.38 | 0 | 0 | 0 | 0.038 | 0.39 | 0 |  | --> | C16 ex MOUNTGORRY | MOUNTGORRY: T42 | GRANGE (DR) |  | 53.4464 | -6.1955
MV/LV Substation KI***307Y | 20 kV | 400V(3ph) & 230V(single ph) | LV | 50 kVA :Pole Substation | 0.05 | --> | 0.05 | 0 | 0 | Constrained,otherwise capacity available =45kVA. | --> | 0.047 | 0 | 0 | 0 | 0 | 0 | 0 | Constrained,otherwise capacity available =50kW. | --> | E12 ex BIRR | BIRR: T422 | DALLOW |  | 53.1042 | -7.7316
MV/LV Substation KI***310 | 20 kV | 400V(3ph) & 230V(single ph) | LV | 100 kVA :Pole Substation | 0.1 | --> | 0.1 | 0.087 | 2 |  | --> | 0.095 | 0 | 0 | 0 | 0 | 0.101 | 0 |  | --> | E31 ex CAPPAMORE | CAPPAMORE: T41∥T42 | ARDNACRUSHA |  | 52.6909 | -8.1463
MV/LV Substation KI***310X | 10 kV | 400V(3ph) & 230V(single ph) | LV | 100 kVA :Pole Substation | 0.1 | --> | 0.1 | 0.04 | 0 | Constrained,otherwise capacity available =55kVA. | --> | 0.095 | 0 | 0 | 0 | 0 | 0.106 | 0 |  | --> | C11 ex GRAIGUENAMANAGH | GRAIGUENAMANAGH: T41∥T42 | KILKENNY |  | 52.5324 | -6.9575
MV/LV Substation KI***311 | 10 kV | 400V(3ph) & 230V(single ph) | LV | 400 kVA :Building Structure | 0.4 | --> | 0.4 | 0 | 1.5 |  | --> | 0.38 | 0 | 0 | 0 | 0.312 | 0.132 | 0 |  | --> | C11 ex MOUNT MISERY | MOUNT MISERY: T41 | WATERFORD |  | 52.2799 | -7.1641
MV/LV Substation KI***312 | 10 kV | 400V(3ph) & 230V(single ph) | LV | 400 kVA :Kiosk Substation | 0.4 | --> | 0.4 | 0 | 0 | Constrained,otherwise capacity available =259kVA. | --> | 0.38 | 0 | 0 | 0 | 0 | 0.421 | 0 |  | --> | C11 ex MERVILLE | MERVILLE: T41 | FINGLAS |  | 53.3797 | -6.3085
MV/LV Substation KI***312Y | 10 kV | 400V(3ph) & 230V(single ph) | LV | 50 kVA :Pole Substation | 0.05 | --> | 0.05 | 0.05 | 25.2 |  | --> | 0.047 | 0 | 0 | 0 | 0 | 0.049 | 0 |  | --> | C22 ex ARKLOW | ARKLOW: T101∥T102 | ARKLOW |  | 52.8121 | -6.1587
MV/LV Substation KI***313 | 10 kV | 400V(3ph) & 230V(single ph) | LV | 400 kVA :Kiosk Substation | 0.4 | --> | 0.4 | 0 | 0 | Constrained,otherwise capacity available =263kVA. | --> | 0.38 | 0 | 0 | 0 | 0.047 | 0.371 | 0 |  | --> | C19 ex SANDYFORD | SANDYFORD: T41 | CARRICKMINES |  | 53.2705 | -6.2518
MV/LV Substation KI***313Z | 10 kV | 400V(3ph) & 230V(single ph) | LV | 630 kVA :Building Structure | 0.63 | --> | 0.63 | 0.5 | 0.6 |  | --> | 0.598 | 0 | 0 | 0 | 0 | 0.5 | 0 |  | --> | C19 ex CLONDALKIN | CLONDALKIN: T41 | INCHICORE 220KV |  | 53.3166 | -6.3975
MV/LV Substation KI***314Z | 10 kV | 400V(3ph) & 230V(single ph) | LV | 200 kVA :Kiosk Substation | 0.2 | --> | 0.2 | 0 | 0 | Constrained,otherwise capacity available =136kVA. | --> | 0.19 | 0 | 0 | 0 | 0.028 | 0.179 | 0 |  | --> | C17 ex ATHGARVAN | ATHGARVAN: T41 | NEWBRIDGE |  | 53.1712 | -6.7923
MV/LV Substation KI***315Y | 10 kV | 400V(3ph) & 230V(single ph) | LV | 200 kVA :Kiosk Substation | 0.2 | --> | 0.2 | 0 | 0 | Constrained,otherwise capacity available =50kVA. | --> | 0.19 | 0 | 0 | 0 | 0.026 | 0.195 | 0 |  | --> | C21 ex DOUGLAS | DOUGLAS: T42 | TRABEG |  | 51.8775 | -8.4231
MV/LV Substation KI***316 | 10 kV | 400V(3ph) & 230V(single ph) | LV | 200 kVA :Pole Substation | 0.2 | --> | 0.2 | 0 | 0 | Constrained,otherwise capacity available =156kVA. | --> | 0.19 | 0 | 0 | 0 | 0.007 | 0 | 0 | Constrained,otherwise capacity available =198kW. | --> | C14 ex DONEGAL | DONEGAL: T41∥T42 | CATHALEENS FALL |  | 54.6569 | -8.1183
MV/LV Substation KI***316 | 10 kV | 400V(3ph) & 230V(single ph) | LV | 1000 kVA :Kiosk Substation | 1 | --> | 1 | 0 | 0 | Constrained,otherwise capacity available =500kVA. | --> | 0.95 | 0 | 0 | 0 | 0.023 | 0.5 | 0 |  | --> | C19 ex HEADFORD ROAD | HEADFORD ROAD: T41 | GALWAY 110KV |  | 53.2747 | -9.0462
MV/LV Substation KI***316 | 10 kV | 400V(3ph) & 230V(single ph) | LV | 50 kVA :Pole Substation | 0.05 | --> | 0.05 | 0.049 | 5.6 |  | --> | 0.047 | 0 | 0 | 0 | 0 | 0.049 | 0 |  | --> | C13 ex PURCELLS INCH | PURCELLS INCH: T42 | KILKENNY |  | 52.6237 | -7.2015
MV/LV Substation KI***316X | 10 kV | 400V(3ph) & 230V(single ph) | LV | 50 kVA :Pole Substation | 0.05 | --> | 0.05 | 0.048 | 3.4 |  | --> | 0.047 | 0 | 0 | 0 | 0 | 0.049 | 0 |  | --> | C15 ex CAUSEWAY | CAUSEWAY: T41∥T42 | TRALEE |  | 52.3702 | -9.7709
MV/LV Substation KI***316Z | 20 kV | 400V(3ph) & 230V(single ph) | LV | 200 kVA :Building Structure | 0.2 | --> | 0.2 | 0.169 | 8.3 |  | --> | 0.19 | 0 | 0 | 0 | 0 | 0.204 | 0 |  | --> | E14 ex BALTRASNA | BALTRASNA: T122 | BALTRASNA |  | 53.5473 | -6.447
MV/LV Substation KI***317 | 10 kV | 400V(3ph) & 230V(single ph) | LV | 200 kVA :Kiosk Substation | 0.2 | --> | 0.2 | 0 | 0 | Constrained,otherwise capacity available =143kVA. | --> | 0.19 | 0 | 0 | 0 | 0.006 | 0.202 | 0 |  | --> | C13 ex SANDYFORD | SANDYFORD: T41 | CARRICKMINES |  | 53.2691 | -6.2523
MV/LV Substation KI***318 | 10 kV | 400V(3ph) & 230V(single ph) | LV | 50 kVA :Pole Substation | 0.05 | --> | 0.05 | 0.037 | 3.9 |  | --> | 0.047 | 0 | 0 | 0 | 0.015 | 0.035 | 0 |  | --> | C17 ex BALLYJAMESDUFF | BALLYJAMESDUFF: T41 | SHANKILL |  | 53.8828 | -7.264
MV/LV Substation KI***319 | 10 kV | 400V(3ph) & 230V(single ph) | LV | 50 kVA :Pole Substation | 0.05 | --> | 0.05 | 0.049 | 3.9 |  | --> | 0.047 | 0 | 0 | 0 | 0 | 0.049 | 0 |  | --> | C17 ex BALLYJAMESDUFF | BALLYJAMESDUFF: T41 | SHANKILL |  | 53.88 | -7.2627
MV/LV Substation KI***319X | 10 kV | 400V(3ph) & 230V(single ph) | LV | 630 kVA :Building Structure | 0.63 | --> | 0.63 | 0 | 0 | Constrained,otherwise capacity available =482kVA. | --> | 0.598 | 0 | 0 | 0 | 0 | 0.5 | 0 |  | --> | C17 ex SEMPERIT | SEMPERIT: T41 | GRANGE CASTLE |  | 53.3329 | -6.354
MV/LV Substation KI***322X | 10 kV | 400V(3ph) & 230V(single ph) | LV | 50 kVA :Pole Substation | 0.05 | --> | 0.05 | 0.05 | 3.4 |  | --> | 0.047 | 0 | 0 | 0 | 0 | 0.049 | 0 |  | --> | C15 ex CAUSEWAY | CAUSEWAY: T41∥T42 | TRALEE |  | 52.3447 | -9.8131
MV/LV Substation KI***322X | 20 kV | 400V(3ph) & 230V(single ph) | LV | 200 kVA :Building Structure | 0.2 | --> | 0.2 | 0.2 | 2.5 |  | --> | 0.19 | 0 | 0 | 0 | 0 | 0.2 | 0 |  | --> | C26 ex ATHY | ATHY: T102 | ATHY |  | 53.1113 | -7.0016
MV/LV Substation KI***323 | 20 kV | 400V(3ph) & 230V(single ph) | LV | 50 kVA :Pole Substation | 0.05 | --> | 0.05 | 0.043 | 6.9 |  | --> | 0.047 | 0 | 0 | 0 | 0 | 0 | 0 | Constrained,otherwise capacity available =50kW. | --> | E11 ex RATHKEALE | RATHKEALE: T421∥T422 | RATHKEALE |  | 52.5856 | -8.9356
MV/LV Substation KI***326 | 20 kV | 400V(3ph) & 230V(single ph) | LV | 100 kVA :Pole Substation | 0.1 | --> | 0.1 | 0.08 | 3.3 |  | --> | 0.095 | 0 | 0 | 0 | 0.004 | 0.098 | 0 |  | --> | E12 ex BIRDHILL | BIRDHILL: T422 | ARDNACRUSHA |  | 52.8118 | -8.4559
MV/LV Substation KI***326Z | 10 kV | 400V(3ph) & 230V(single ph) | LV | 100 kVA :Pole Substation | 0.1 | --> | 0.1 | 0.099 | 4.9 |  | --> | 0.095 | 0 | 0 | 0 | 0 | 0.1 | 0 |  | --> | C11 ex BALLINCOLLIG | BALLINCOLLIG: T41 | KILBARRY |  | 51.8433 | -8.5329
MV/LV Substation KI***328X | 20 kV | 400V(3ph) & 230V(single ph) | LV | 50 kVA :Pole Substation | 0.05 | --> | 0.05 | 0.05 | 1.8 |  | --> | 0.047 | 0 | 0 | 0 | 0 | 0.049 | 0 |  | --> | E13 ex CARRIGALLEN | CARRIGALLEN: T421 | CARRICK ON SHANNON |  | 53.9814 | -7.629
MV/LV Substation KI***328Z | 10 kV | 400V(3ph) & 230V(single ph) | LV | 400 kVA :Building Structure | 0.4 | --> | 0.4 | 0.35 | 5.9 |  | --> | 0.38 | 0 | 0 | 0 | 0 | 0.407 | 0 |  | --> | C11 ex BANDON | BANDON: T101 | BANDON |  | 51.7588 | -8.7288
MV/LV Substation KI***330Z | 20 kV | 400V(3ph) & 230V(single ph) | LV | 200 kVA :Pole Substation | 0.2 | --> | 0.2 | 0.087 | 2.5 |  | --> | 0.19 | 0 | 0 | 0 | 0.014 | 0.202 | 0 |  | --> | C26 ex ATHY | ATHY: T102 | ATHY |  | 53.0941 | -6.9476
MV/LV Substation KI***331 | 20 kV | 400V(3ph) & 230V(single ph) | LV | 50 kVA :Pole Substation | 0.05 | --> | 0.05 | 0.021 | 5.2 |  | --> | 0.047 | 0 | 0 | 0 | 0 | 0.053 | 0 |  | --> | E12 ex WHITECHURCH | WHITECHURCH: T422 | KILBARRY |  | 52.0036 | -8.455
MV/LV Substation KI***332 | 10 kV | 400V(3ph) & 230V(single ph) | LV | 50 kVA :Pole Substation | 0.05 | --> | 0.05 | 0.05 | 2 |  | --> | 0.047 | 0 | 0 | 0 | 0 | 0.049 | 0 |  | --> | C16 ex KENMARE | KENMARE: T42 | KNOCKEARAGH |  | 51.8858 | -9.5765
MV/LV Substation KI***332X | 10 kV | 400V(3ph) & 230V(single ph) | LV | 100 kVA :Pole Substation | 0.1 | --> | 0.1 | 0.099 | 4.6 |  | --> | 0.095 | 0 | 0 | 0 | 0 | 0.1 | 0 |  | --> | C18 ex BALLYJAMESDUFF | BALLYJAMESDUFF: T42 | SHANKILL |  | 53.88 | -7.1313
MV/LV Substation KI***332Y | 20 kV | 400V(3ph) & 230V(single ph) | LV | 50 kVA :Pole Substation | 0.05 | --> | 0.05 | 0 | 0 | Constrained,otherwise capacity available =11kVA. | --> | 0.047 | 0 | 0 | 0 | 0.007 | 0.047 | 0 |  | --> | E11 ex ACADEMY STREET | ACADEMY STREET: T421∥T422 | NAVAN |  | 53.5529 | -6.5834
MV/LV Substation KI***333 | 10 kV | 400V(3ph) & 230V(single ph) | LV | 200 kVA :Pole Substation | 0.2 | --> | 0.2 | 0.2 | 2.2 |  | --> | 0.19 | 0 | 0 | 0 | 0 | 0.2 | 0 |  | --> | C18 ex SPA ROAD | SPA ROAD: T41∥T42 | DOON |  | 52.3744 | -7.5873
MV/LV Substation KI***333 | 20 kV | 400V(3ph) & 230V(single ph) | LV | 50 kVA :Pole Substation | 0.05 | --> | 0.05 | 0.026 | 5.2 |  | --> | 0.047 | 0 | 0 | 0 | 0 | 0.052 | 0 |  | --> | E12 ex WHITECHURCH | WHITECHURCH: T422 | KILBARRY |  | 52.0038 | -8.4499
MV/LV Substation KI***333X | 20 kV | 400V(3ph) & 230V(single ph) | LV | 50 kVA :Pole Substation | 0.05 | --> | 0.05 | 0 | 0 | Constrained,otherwise capacity available =47kVA. | --> | 0.047 | 0 | 0 | 0 | 0 | 0.049 | 0 |  | --> | E17 ex KILCOLGAN | KILCOLGAN: T421 | GALWAY 110KV |  | 53.2251 | -8.7979
MV/LV Substation KI***334X | 10 kV | 400V(3ph) & 230V(single ph) | LV | 200 kVA :Kiosk Substation | 0.2 | --> | 0.2 | 0.157 | 4.3 |  | --> | 0.19 | 0 | 0 | 0 | 0.007 | 0.198 | 0 |  | --> | C12 ex WHITESTOWN | WHITESTOWN: T42 | COOKSTOWN |  | 53.2754 | -6.4068
MV/LV Substation KI***335Z | 10 kV | 400V(3ph) & 230V(single ph) | LV | 200 kVA :Kiosk Substation | 0.2 | --> | 0.2 | 0 | 0 | Constrained,otherwise capacity available =160kVA. | --> | 0.19 | 0 | 0 | 0 | 0.017 | 0.188 | 0 |  | --> | C12 ex MONEYCOOLEY | MONEYCOOLEY: T42 | GRIFFINRATH |  | 53.3527 | -6.5577
MV/LV Substation KI***337 | 20 kV | 400V(3ph) & 230V(single ph) | LV | 50 kVA :Pole Substation | 0.05 | --> | 0.05 | 0.033 | 5.6 |  | --> | 0.047 | 0 | 0 | 0 | 0 | 0.051 | 0 |  | --> | E18 ex CRANE | CRANE: T122 | CRANE |  | 52.5093 | -6.2893
MV/LV Substation KI***338X | 10 kV | 400V(3ph) & 230V(single ph) | LV | 400 kVA :Kiosk Substation | 0.4 | --> | 0.4 | 0 | 0 | Constrained,otherwise capacity available =274kVA. | --> | 0.38 | 0 | 0 | 0 | 0.003 | 0.416 | 0 |  | --> | C16 ex MOUNTGORRY | MOUNTGORRY: T42 | GRANGE (DR) |  | 53.4448 | -6.1978
MV/LV Substation KI***338X | 10 kV | 400V(3ph) & 230V(single ph) | LV | 200 kVA :Kiosk Substation | 0.2 | --> | 0.2 | 0.067 | 0.3 |  | --> | 0.19 | 0 | 0 | 0 | 0.021 | 0.197 | 0 |  | --> | C19 ex DRUMBEAR | DRUMBEAR: T41∥T42 | LISDRUM |  | 54.2421 | -6.9864
MV/LV Substation KI***338Z | 20 kV | 400V(3ph) & 230V(single ph) | LV | 50 kVA :Pole Substation | 0.05 | --> | 0.05 | 0.049 | 6.9 |  | --> | 0.047 | 0 | 0 | 0 | 0 | 0 | 0 | Constrained,otherwise capacity available =49kW. | --> | E14 ex RATHKEALE | RATHKEALE: T421∥T422 | RATHKEALE |  | 52.4807 | -8.7906
MV/LV Substation KI***339Y | 20 kV | 400V(3ph) & 230V(single ph) | LV | 50 kVA :Pole Substation | 0.05 | --> | 0.05 | 0 | 0 | Constrained,otherwise capacity available =50kVA. | --> | 0.047 | 0 | 0 | 0 | 0 | 0.049 | 0 |  | --> | E17 ex BALTINGLASS | BALTINGLASS: T421∥T422 | STRATFORD |  | 52.847 | -6.6605
MV/LV Substation KI***341 | 10 kV | 400V(3ph) & 230V(single ph) | LV | 630 kVA :Kiosk Substation | 0.63 | --> | 0.63 | 0 | 0 | Constrained,otherwise capacity available =292kVA. | --> | 0.598 | 0 | 0 | 0 | 0.013 | 0.5 | 0 |  | --> | C31 ex INCHICORE CENTRAL | INCHICORE CENTRAL: T45 | INCHICORE 220KV |  | 53.3317 | -6.3275
MV/LV Substation KI***341 | 20 kV | 400V(3ph) & 230V(single ph) | LV | 200 kVA :Pole Substation | 0.2 | --> | 0.2 | 0.179 | 1.6 |  | --> | 0.19 | 0 | 0 | 0 | 0.003 | 0.2 | 0 |  | --> | E16 ex MILLTOWN (SR) | MILLTOWN (SR): T422 | OUGHTRAGH |  | 52.0999 | -9.783
MV/LV Substation KI***341Y | 20 kV | 400V(3ph) & 230V(single ph) | LV | 50 kVA :Pole Substation | 0.05 | --> | 0.05 | 0 | 0 | Constrained,otherwise capacity available =43kVA. | --> | 0.047 | 0 | 0 | 0 | 0 | 0.05 | 0 |  | --> | E21 ex FINEA | FINEA: T421∥T422 | SHANKILL |  | 53.8626 | -7.3247
MV/LV Substation KI***344X | 20 kV | 400V(3ph) & 230V(single ph) | LV | 200 kVA :Kiosk Substation | 0.2 | --> | 0.2 | 0.191 | 3 |  | --> | 0.19 | 0 | 0 | 0 | 0 | 0 | 0 | Constrained,otherwise capacity available =200kW. | --> | C20 ex SWINFORD | SWINFORD: T41∥T42 | CASTLEBAR |  | 53.8738 | -8.8403
MV/LV Substation KI***345 | 20 kV | 400V(3ph) & 230V(single ph) | LV | 50 kVA :Pole Substation | 0.05 | --> | 0.05 | 0.047 | 11.9 |  | --> | 0.047 | 0 | 0 | 0 | 0 | 0 | 0 | Constrained,otherwise capacity available =49kW. | --> | E12 ex WESTPORT | WESTPORT: T421∥T422 | CASTLEBAR |  | 53.7482 | -9.3586
MV/LV Substation KI***345X | 20 kV | 400V(3ph) & 230V(single ph) | LV | 200 kVA :Pole Substation | 0.2 | --> | 0.2 | 0.191 | 5.8 |  | --> | 0.19 | 0 | 0 | 0 | 0 | 0.2 | 0 |  | --> | E12 ex DUNMANWAY | DUNMANWAY: T422 | DUNMANWAY |  | 51.672 | -9.2099
MV/LV Substation KI***346Y | 10 kV | 400V(3ph) & 230V(single ph) | LV | 400 kVA :Kiosk Substation | 0.4 | --> | 0.4 | 0 | 0 | Constrained,otherwise capacity available =152kVA. | --> | 0.38 | 0 | 0 | 0 | 0.056 | 0.378 | 0 |  | --> | C20 ex CAVAN | CAVAN: T42 | SHANKILL |  | 53.9863 | -7.3253
MV/LV Substation KI***346Z | 10 kV | 400V(3ph) & 230V(single ph) | LV | 400 kVA :Kiosk Substation | 0.4 | --> | 0.4 | 0 | 0 | Constrained,otherwise capacity available =313kVA. | --> | 0.38 | 0 | 0 | 0 | 0.003 | 0.41 | 0 |  | --> | C18 ex GRANGE (DR) | GRANGE (DR): T42 | GRANGE (DR) |  | 53.3914 | -6.1671
MV/LV Substation KI***348 | 10 kV | 400V(3ph) & 230V(single ph) | LV | 50 kVA :Pole Substation | 0.05 | --> | 0.05 | 0 | 0 | Constrained,otherwise capacity available =36kVA. | --> | 0.047 | 0 | 0 | 0 | 0 | 0.051 | 0 |  | --> | C11 ex JOHNSTOWN | JOHNSTOWN: T41 | KILTEEL |  | 53.221 | -6.6301
MV/LV Substation KI***348X | 10 kV | 400V(3ph) & 230V(single ph) | LV | 100 kVA :Pole Substation | 0.1 | --> | 0.1 | 0.082 | 4.5 |  | --> | 0.095 | 0 | 0 | 0 | 0 | 0.102 | 0 |  | --> | E14 ex CLARA | CLARA: T422 | THORNSBERRY |  | 53.3429 | -7.6017
MV/LV Substation KI***349X | 20 kV | 400V(3ph) & 230V(single ph) | LV | 200 kVA :Pole Substation | 0.2 | --> | 0.2 | 0.172 | 5.2 |  | --> | 0.19 | 0 | 0 | 0 | 0 | 0.203 | 0 |  | --> | E18 ex WHITECHURCH | WHITECHURCH: T422 | KILBARRY |  | 51.9714 | -8.6449
MV/LV Substation KI***350 | 10 kV | 400V(3ph) & 230V(single ph) | LV | 50 kVA :Pole Substation | 0.05 | --> | 0.05 | 0.05 | 1.1 |  | --> | 0.047 | 0 | 0 | 0 | 0 | 0.049 | 0 |  | --> | C20 ex CAHIRCALLA | CAHIRCALLA: T41∥T42 | ENNIS |  | 52.8151 | -9.0348
MV/LV Substation KI***350 | 20 kV | 400V(3ph) & 230V(single ph) | LV | 200 kVA :Pole Substation | 0.2 | --> | 0.2 | 0 | 0 | Constrained,otherwise capacity available =159kVA. | --> | 0.19 | 0 | 0 | 0 | 0.004 | 0.202 | 0 |  | --> | E15 ex ACADEMY STREET | ACADEMY STREET: T421∥T422 | NAVAN |  | 53.6329 | -6.6579
MV/LV Substation KI***350Z | 10 kV | 400V(3ph) & 230V(single ph) | LV | 50 kVA :Pole Substation | 0.05 | --> | 0.05 | 0 | 0 | Constrained,otherwise capacity available =42kVA. | --> | 0.047 | 0 | 0 | 0 | 0 | 0.05 | 0 |  | --> | C29 ex GRANGE CASTLE | GRANGE CASTLE: T101 | INCHICORE 220KV |  | 53.3104 | -6.4662
MV/LV Substation KI***351 | 10 kV | 400V(3ph) & 230V(single ph) | LV | 100 kVA :Pole Substation | 0.1 | --> | 0.1 | 0 | 0 | Constrained,otherwise capacity available =63kVA. | --> | 0.095 | 0 | 0 | 0 | 0 | 0 | 0 | Constrained,otherwise capacity available =105kW. | --> | C20 ex TEMPLEMORE | TEMPLEMORE: T42 | IKERRIN |  | 52.8357 | -7.91
MV/LV Substation KI***351X | 10 kV | 400V(3ph) & 230V(single ph) | LV | 50 kVA :Pole Substation | 0.05 | --> | 0.05 | 0.047 | 3.4 |  | --> | 0.047 | 0 | 0 | 0 | 0 | 0.049 | 0 |  | --> | C12 ex CAUSEWAY | CAUSEWAY: T41∥T42 | TRALEE |  | 52.4718 | -9.7063
MV/LV Substation KI***351Y | 10 kV | 400V(3ph) & 230V(single ph) | LV | 630 kVA :Building Structure | 0.63 | --> | 0.63 | 0 | 0 | Constrained,otherwise capacity available =420kVA. | --> | 0.598 | 0 | 0 | 0 | 0 | 0 | 0 | Constrained,otherwise capacity available =500kW. | --> | C14 ex PORTLAOISE | PORTLAOISE: T42 | PORTLAOISE |  | 53.0406 | -7.272
MV/LV Substation KI***351Z | 10 kV | 400V(3ph) & 230V(single ph) | LV | 630 kVA :Building Structure | 0.63 | --> | 0.63 | 0 | 0 | Constrained,otherwise capacity available =500kVA. | --> | 0.598 | 0 | 0 | 0 | 0 | 0.5 | 0 |  | --> | C11 ex NAAS | NAAS: T41 | NEWBRIDGE |  | 53.1915 | -6.6737
MV/LV Substation KI***352 | 20 kV | 400V(3ph) & 230V(single ph) | LV | 100 kVA :Pole Substation | 0.1 | --> | 0.1 | 0.059 | 2.2 |  | --> | 0.095 | 0 | 0 | 0 | 0.014 | 0.091 | 0 |  | --> | E16 ex CLONROCHE | CLONROCHE: T421∥T422 | WEXFORD |  | 52.5232 | -6.7449
MV/LV Substation KI***352 | 10 kV | 400V(3ph) & 230V(single ph) | LV | 50 kVA :Pole Substation | 0.05 | --> | 0.05 | 0.033 | 0.9 |  | --> | 0.047 | 0 | 0 | 0 | 0.042 | 0.007 | 0 |  | --> | C20 ex MULGANNON | MULGANNON: T42 | WEXFORD |  | 52.2919 | -6.4492
MV/LV Substation KI***352 | 20 kV | 400V(3ph) & 230V(single ph) | LV | 400 kVA :Kiosk Substation | 0.4 | --> | 0.4 | 0.319 | 3 |  | --> | 0.38 | 0 | 0 | 0 | 0.005 | 0 | 0 | Constrained,otherwise capacity available =407kW. | --> | C20 ex SWINFORD | SWINFORD: T41∥T42 | CASTLEBAR |  | 53.8718 | -8.8507
MV/LV Substation KI***353 | 20 kV | 400V(3ph) & 230V(single ph) | LV | 50 kVA :Pole Substation | 0.05 | --> | 0.05 | 0.029 | 3 |  | --> | 0.047 | 0 | 0 | 0 | 0.006 | 0 | 0 | Constrained,otherwise capacity available =46kW. | --> | E17 ex WINDSOR | WINDSOR: T421∥T422 | CASTLEBAR |  | 53.8523 | -9.2598
MV/LV Substation KI***356 | 20 kV | 400V(3ph) & 230V(single ph) | LV | 100 kVA :Pole Substation | 0.1 | --> | 0.1 | 0.079 | 1.6 |  | --> | 0.095 | 0 | 0 | 0 | 0 | 0.103 | 0 |  | --> | E16 ex MILLTOWN (SR) | MILLTOWN (SR): T422 | OUGHTRAGH |  | 52.1172 | -9.7791
MV/LV Substation KI***357 | 20 kV | 400V(3ph) & 230V(single ph) | LV | 200 kVA :Pole Substation | 0.2 | --> | 0.2 | 0.171 | 2.8 |  | --> | 0.19 | 0 | 0 | 0 | 0 | 0 | 0 | Constrained,otherwise capacity available =203kW. | --> | C21 ex LEE BRIDGE | LEE BRIDGE: T41 | MACROOM |  | 51.9002 | -9.0833
MV/LV Substation KI***357Y | 20 kV | 400V(3ph) & 230V(single ph) | LV | 50 kVA :Pole Substation | 0.05 | --> | 0.05 | 0.038 | 7.4 |  | --> | 0.047 | 0 | 0 | 0 | 0 | 0.051 | 0 |  | --> | C24 ex MULLINGAR | MULLINGAR: T102 | MULLINGAR |  | 53.6077 | -7.3846
MV/LV Substation KI***358Z | 10 kV | 400V(3ph) & 230V(single ph) | LV | 100 kVA :Pole Substation | 0.1 | --> | 0.1 | 0 | 0 | Constrained,otherwise capacity available =41kVA. | --> | 0.095 | 0 | 0 | 0 | 0 | 0.108 | 0 |  | --> | C31 ex KILBARRY | KILBARRY: T101 | KILBARRY |  | 51.9415 | -8.4516
MV/LV Substation KI***359 | 10 kV | 400V(3ph) & 230V(single ph) | LV | 400 kVA :Building Structure | 0.4 | --> | 0.4 | 0.4 | 5.6 |  | --> | 0.38 | 0 | 0 | 0 | 0 | 0.4 | 0 |  | --> | C18 ex PURCELLS INCH | PURCELLS INCH: T42 | KILKENNY |  | 52.6447 | -7.2117
MV/LV Substation KI***359Z | 10 kV | 400V(3ph) & 230V(single ph) | LV | 50 kVA :Pole Substation | 0.05 | --> | 0.05 | 0.05 | 0.6 |  | --> | 0.047 | 0 | 0 | 0 | 0 | 0.049 | 0 |  | --> | C19 ex CLONDALKIN | CLONDALKIN: T41 | INCHICORE 220KV |  | 53.3036 | -6.4171
MV/LV Substation KI***359Z | 10 kV | 400V(3ph) & 230V(single ph) | LV | 50 kVA :Pole Substation | 0.05 | --> | 0.05 | 0.039 | 2.8 |  | --> | 0.047 | 0 | 0 | 0 | 0.004 | 0.046 | 0 |  | --> | C19 ex CLONARD | CLONARD: T41∥T42 | WEXFORD |  | 52.323 | -6.4898
MV/LV Substation KI***360 | 20 kV | 400V(3ph) & 230V(single ph) | LV | 50 kVA :Pole Substation | 0.05 | --> | 0.05 | 0 | 0 | Constrained,otherwise capacity available =47kVA. | --> | 0.047 | 0 | 0 | 0 | 0.007 | 0.042 | 0 |  | --> | C21 ex MILFORD (NR) | MILFORD (NR): T41∥T42 | LETTERKENNY |  | 55.203 | -7.8157
MV/LV Substation KI***360 | 10 kV | 400V(3ph) & 230V(single ph) | LV | 50 kVA :Pole Substation | 0.05 | --> | 0.05 | 0.039 | 1.4 |  | --> | 0.047 | 0 | 0 | 0 | 0 | 0 | 0 | Constrained,otherwise capacity available =51kW. | --> | C16 ex DEERPARK | DEERPARK: T41∥T42 | BALLYDINE |  | 52.4032 | -7.5297
MV/LV Substation KI***360Y | 10 kV | 400V(3ph) & 230V(single ph) | LV | 50 kVA :Pole Substation | 0.05 | --> | 0.05 | 0.03 | 1.5 |  | --> | 0.047 | 0 | 0 | 0 | 0 | 0.052 | 0 |  | --> | C15 ex DERRYCRAMPH | DERRYCRAMPH: T41∥T42 | SHANKILL |  | 53.9839 | -7.3674
MV/LV Substation KI***360Z | 10 kV | 400V(3ph) & 230V(single ph) | LV | 200 kVA :Pole Substation | 0.2 | --> | 0.2 | 0 | 0 | Constrained,otherwise capacity available =163kVA. | --> | 0.19 | 0 | 0 | 0 | 0 | 0.205 | 0 |  | --> | C14 ex BALGADDY | BALGADDY: T42 | GRANGE CASTLE |  | 53.3334 | -6.4316
MV/LV Substation KI***361 | 20 kV | 400V(3ph) & 230V(single ph) | LV | 100 kVA :Pole Substation | 0.1 | --> | 0.1 | 0.094 | 2.6 |  | --> | 0.095 | 0 | 0 | 0 | 0 | 0.1 | 0 |  | --> | E16 ex LISDRUM | LISDRUM: T422 | LISDRUM |  | 54.272 | -6.8747
MV/LV Substation KI***361Z | 10 kV | 400V(3ph) & 230V(single ph) | LV | 50 kVA :Pole Substation | 0.05 | --> | 0.05 | 0.05 | 0.6 |  | --> | 0.047 | 0 | 0 | 0 | 0 | 0.049 | 0 |  | --> | C19 ex CLONDALKIN | CLONDALKIN: T41 | INCHICORE 220KV |  | 53.3009 | -6.4165
MV/LV Substation KI***363X | 20 kV | 400V(3ph) & 230V(single ph) | LV | 50 kVA :Pole Substation | 0.05 | --> | 0.05 | 0.04 | 6.9 |  | --> | 0.047 | 0 | 0 | 0 | 0 | 0 | 0 | Constrained,otherwise capacity available =51kW. | --> | E12 ex RATHKEALE | RATHKEALE: T421∥T422 | RATHKEALE |  | 52.4791 | -8.9357
MV/LV Substation KI***363Z | 10 kV | 400V(3ph) & 230V(single ph) | LV | 200 kVA :Kiosk Substation | 0.2 | --> | 0.2 | 0.186 | 8.9 |  | --> | 0.19 | 0 | 0 | 0 | 0 | 0.201 | 0 |  | --> | C29 ex STEPHENSTOWN | STEPHENSTOWN: T101 | FINGLAS |  | 53.5958 | -6.1821
MV/LV Substation KI***366 | 10 kV | 400V(3ph) & 230V(single ph) | LV | 400 kVA :Kiosk Substation | 0.4 | --> | 0.4 | 0.31 | 2.2 |  | --> | 0.38 | 0 | 0 | 0 | 0 | 0.414 | 0 |  | --> | C17 ex SPA ROAD | SPA ROAD: T41∥T42 | DOON |  | 52.3551 | -7.6945
MV/LV Substation KI***369 | 10 kV | 400V(3ph) & 230V(single ph) | LV | 400 kVA :Kiosk Substation | 0.4 | --> | 0.4 | 0.124 | 2.1 |  | --> | 0.38 | 0 | 0 | 0 | 0.018 | 0.422 | 0 |  | --> | C16 ex SALLYNOGGIN ROAD | SALLYNOGGIN ROAD: T42 | CHERRYWOOD |  | 53.2772 | -6.1267
MV/LV Substation KI***370Y | 20 kV | 400V(3ph) & 230V(single ph) | LV | 50 kVA :Pole Substation | 0.05 | --> | 0.05 | 0.025 | 10.7 |  | --> | 0.047 | 0 | 0 | 0 | 0.011 | 0.041 | 0 |  | --> | E13 ex COOLROE | COOLROE: T121 | COOLROE |  | 51.8678 | -8.662
MV/LV Substation KI***373 | 20 kV | 400V(3ph) & 230V(single ph) | LV | 50 kVA :Pole Substation | 0.05 | --> | 0.05 | 0.031 | 1.3 |  | --> | 0.047 | 0 | 0 | 0 | 0.012 | 0.039 | 0 |  | --> | E13 ex KILCARRAGH | KILCARRAGH: T421∥T422 | BUTLERSTOWN |  | 52.1642 | -7.0062
MV/LV Substation KI***373X | 20 kV | 400V(3ph) & 230V(single ph) | LV | 50 kVA :Pole Substation | 0.05 | --> | 0.05 | 0.039 | 4.5 |  | --> | 0.047 | 0 | 0 | 0 | 0 | 0.051 | 0 |  | --> | E13 ex TELAYDON | TELAYDON: T421 | LISDRUM |  | 54.2545 | -7.0775
MV/LV Substation KI***376Y | 10 kV | 400V(3ph) & 230V(single ph) | LV | 100 kVA :Pole Substation | 0.1 | --> | 0.1 | 0 | 0 | Constrained,otherwise capacity available =80kVA. | --> | 0.095 | 0 | 0 | 0 | 0 | 0 | 0 | Constrained,otherwise capacity available =103kW. | --> | C20 ex TEMPLEMORE | TEMPLEMORE: T42 | IKERRIN |  | 52.7991 | -7.8273
MV/LV Substation KI***378 | 10 kV | 400V(3ph) & 230V(single ph) | LV | 50 kVA :Pole Substation | 0.05 | --> | 0.05 | 0.01 | 1.2 |  | --> | 0.047 | 0 | 0 | 0 | 0 | 0.055 | 0 |  | --> | C15 ex SCREEB | SCREEB: T41 | SCREEB |  | 53.3225 | -9.7364
MV/LV Substation KI***378Y | 10 kV | 400V(3ph) & 230V(single ph) | LV | 400 kVA :Kiosk Substation | 0.4 | --> | 0.4 | 0 | 0 | Constrained,otherwise capacity available =320kVA. | --> | 0.38 | 0 | 0 | 0 | 0.012 | 0 | 0 | Constrained,otherwise capacity available =399kW. | --> | C22 ex PORTLAOISE | PORTLAOISE: T42 | PORTLAOISE |  | 53.0458 | -7.2643
MV/LV Substation KI***378Y | 10 kV | 400V(3ph) & 230V(single ph) | LV | 200 kVA :Kiosk Substation | 0.2 | --> | 0.2 | 0 | 0 | Constrained,otherwise capacity available =108kVA. | --> | 0.19 | 0 | 0 | 0 | 0.01 | 0.203 | 0 |  | --> | C20 ex MONEYCOOLEY | MONEYCOOLEY: T42 | GRIFFINRATH |  | 53.3727 | -6.5906
MV/LV Substation KI***379 | 20 kV | 400V(3ph) & 230V(single ph) | LV | 50 kVA :Pole Substation | 0.05 | --> | 0.05 | 0 | 0 | Constrained,otherwise capacity available =43kVA. | --> | 0.047 | 0 | 0 | 0 | 0 | 0.05 | 0 |  | --> | E28 ex LOUGHREA | LOUGHREA: T41∥T42 | SOMERSET |  | 53.2136 | -8.5037
MV/LV Substation KI***379 | 20 kV | 400V(3ph) & 230V(single ph) | LV | 200 kVA :Pole Substation | 0.2 | --> | 0.2 | 0 | 0 | Constrained,otherwise capacity available =190kVA. | --> | 0.19 | 0 | 0 | 0 | 0 | 0.201 | 0 |  | --> | C24 ex CLIFDEN | CLIFDEN: T41∥T42 | GALWAY 110KV |  | 53.6212 | -9.8634
MV/LV Substation KI***379X | 20 kV | 400V(3ph) & 230V(single ph) | LV | 50 kVA :Pole Substation | 0.05 | --> | 0.05 | 0 | 0 | Constrained,otherwise capacity available =50kVA. | --> | 0.047 | 0 | 0 | 0 | 0 | 0.049 | 0 |  | --> | E17 ex KILCOLGAN | KILCOLGAN: T421 | GALWAY 110KV |  | 53.2126 | -8.8641
MV/LV Substation KI***379Z | 20 kV | 400V(3ph) & 230V(single ph) | LV | 50 kVA :Pole Substation | 0.05 | --> | 0.05 | 0.037 | 6.2 |  | --> | 0.047 | 0 | 0 | 0 | 0 | 0.051 | 0 |  | --> | E18 ex BAGENALSTOWN | BAGENALSTOWN: T421∥T422 | CARLOW |  | 52.7167 | -6.8971
MV/LV Substation KI***380X | 20 kV | 400V(3ph) & 230V(single ph) | LV | 50 kVA :Pole Substation | 0.05 | --> | 0.05 | 0.05 | 1.9 |  | --> | 0.047 | 0 | 0 | 0 | 0 | 0 | 0 | Constrained,otherwise capacity available =49kW. | --> | E15 ex GWEEDORE | GWEEDORE: T421 | ARDNAGAPPARY |  | 55.1323 | -8.1292
MV/LV Substation KI***382 | 10 kV | 400V(3ph) & 230V(single ph) | LV | 200 kVA :Kiosk Substation | 0.2 | --> | 0.2 | 0.16 | 5.4 |  | --> | 0.19 | 0 | 0 | 0 | 0.007 | 0.198 | 0 |  | --> | E18 ex MOY | MOY: T421∥T422 | MOY |  | 54.1218 | -9.1583
MV/LV Substation KI***386 | 20 kV | 400V(3ph) & 230V(single ph) | LV | 50 kVA :Pole Substation | 0.05 | --> | 0.05 | 0.036 | 2.2 |  | --> | 0.047 | 0 | 0 | 0 | 0 | 0.051 | 0 |  | --> | E16 ex CLONROCHE | CLONROCHE: T421∥T422 | WEXFORD |  | 52.4695 | -6.7194
MV/LV Substation KI***386X | 10 kV | 400V(3ph) & 230V(single ph) | LV | 100 kVA :Pole Substation | 0.1 | --> | 0.1 | 0.075 | 0.3 |  | --> | 0.095 | 0 | 0 | 0 | 0 | 0.103 | 0 |  | --> | C19 ex DRUMBEAR | DRUMBEAR: T41∥T42 | LISDRUM |  | 54.2413 | -6.9906
MV/LV Substation KI***387 | 20 kV | 400V(3ph) & 230V(single ph) | LV | 50 kVA :Pole Substation | 0.05 | --> | 0.05 | 0.034 | 4.5 |  | --> | 0.047 | 0 | 0 | 0 | 0 | 0.051 | 0 |  | --> | E19 ex TELAYDON | TELAYDON: T421 | LISDRUM |  | 54.3074 | -6.9946
MV/LV Substation KI***388 | 20 kV | 400V(3ph) & 230V(single ph) | LV | 100 kVA :Pole Substation | 0.1 | --> | 0.1 | 0.091 | 4.5 |  | --> | 0.095 | 0 | 0 | 0 | 0 | 0.1 | 0 |  | --> | E19 ex TELAYDON | TELAYDON: T421 | LISDRUM |  | 54.3023 | -6.9964
MV/LV Substation KI***389 | 20 kV | 400V(3ph) & 230V(single ph) | LV | 100 kVA :Pole Substation | 0.1 | --> | 0.1 | 0 | 0 | Constrained,otherwise capacity available =6kVA. | --> | 0.095 | 0 | 0 | 0 | 0.01 | 0 | 0 | Constrained,otherwise capacity available =102kW. | --> | C14 ex FERMOY NORTH | FERMOY NORTH: T41∥T42 | BARRYMORE |  | 52.1758 | -8.2478
MV/LV Substation KI***389 | 10 kV | 400V(3ph) & 230V(single ph) | LV | 50 kVA :Pole Substation | 0.05 | --> | 0.05 | 0 | 0 | Constrained,otherwise capacity available =34kVA. | --> | 0.047 | 0 | 0 | 0 | 0 | 0.051 | 0 |  | --> | C21 ex CLONMINCH | CLONMINCH: T41 | THORNSBERRY |  | 53.2107 | -7.4528
MV/LV Substation KI***389Y | 10 kV | 400V(3ph) & 230V(single ph) | LV | 400 kVA :Kiosk Substation | 0.4 | --> | 0.4 | 0.385 | 2.5 |  | --> | 0.38 | 0 | 0 | 0 | 0 | 0.402 | 0 |  | --> | C11 ex GRAIGUE | GRAIGUE: T41 | CARLOW |  | 52.8321 | -6.9339
MV/LV Substation KI***389Z | 20 kV | 400V(3ph) & 230V(single ph) | LV | 50 kVA :Pole Substation | 0.05 | --> | 0.05 | 0 | 0 | Constrained,otherwise capacity available =48kVA. | --> | 0.047 | 0 | 0 | 0 | 0 | 0.049 | 0 |  | --> | E15 ex JULIANSTOWN | JULIANSTOWN: T421∥T422 | DRYBRIDGE |  | 53.6307 | -6.2796
MV/LV Substation KI***390 | 20 kV | 400V(3ph) & 230V(single ph) | LV | 50 kVA :Pole Substation | 0.05 | --> | 0.05 | 0.03 | 5.6 |  | --> | 0.047 | 0 | 0 | 0 | 0.011 | 0.04 | 0 |  | --> | E18 ex CRANE | CRANE: T122 | CRANE |  | 52.5044 | -6.2923
MV/LV Substation KI***390X | 10 kV | 400V(3ph) & 230V(single ph) | LV | 400 kVA :Kiosk Substation | 0.4 | --> | 0.4 | 0 | 0 | Constrained,otherwise capacity available =241kVA. | --> | 0.38 | 0 | 0 | 0 | 0.003 | 0.42 | 0 |  | --> | C17 ex BALGADDY | BALGADDY: T41 | GRANGE CASTLE |  | 53.327 | -6.4272
MV/LV Substation KI***390Y | 20 kV | 400V(3ph) & 230V(single ph) | LV | 50 kVA :Pole Substation | 0.05 | --> | 0.05 | 0 | 0 | Constrained,otherwise capacity available =43kVA. | --> | 0.047 | 0 | 0 | 0 | 0 | 0 | 0 | Constrained,otherwise capacity available =50kW. | --> | E18 ex BUNCLODY | BUNCLODY: T421∥T422 | CRANE |  | 52.6236 | -6.654
MV/LV Substation KI***390Y | 20 kV | 400V(3ph) & 230V(single ph) | LV | 50 kVA :Pole Substation | 0.05 | --> | 0.05 | 0.046 | 4.5 |  | --> | 0.047 | 0 | 0 | 0 | 0 | 0.049 | 0 |  | --> | E13 ex TELAYDON | TELAYDON: T421 | LISDRUM |  | 54.267 | -7.0539
MV/LV Substation KI***391X | 10 kV | 400V(3ph) & 230V(single ph) | LV | 400 kVA :Kiosk Substation | 0.4 | --> | 0.4 | 0 | 0 | Constrained,otherwise capacity available =340kVA. | --> | 0.38 | 0 | 0 | 0 | 0 | 0.409 | 0 |  | --> | C17 ex BALGADDY | BALGADDY: T41 | GRANGE CASTLE |  | 53.327 | -6.4299
MV/LV Substation KI***391Y | 10 kV | 400V(3ph) & 230V(single ph) | LV | 50 kVA :Pole Substation | 0.05 | --> | 0.05 | 0 | 0 | Constrained,otherwise capacity available =48kVA. | --> | 0.047 | 0 | 0 | 0 | 0 | 0 | 0 | Constrained,otherwise capacity available =49kW. | --> | C18 ex RATHDOWNEY | RATHDOWNEY: T42 | IKERRIN |  | 52.8955 | -7.6429
MV/LV Substation KI***391Z | 20 kV | 400V(3ph) & 230V(single ph) | LV | 100 kVA :Pole Substation | 0.1 | --> | 0.1 | 0.083 | 8.3 |  | --> | 0.095 | 0 | 0 | 0 | 0 | 0.102 | 0 |  | --> | E14 ex BALTRASNA | BALTRASNA: T122 | BALTRASNA |  | 53.5503 | -6.4482
MV/LV Substation KI***392 | 10 kV | 400V(3ph) & 230V(single ph) | LV | 200 kVA :Kiosk Substation | 0.2 | --> | 0.2 | 0.121 | 4.1 |  | --> | 0.19 | 0 | 0 | 0 | 0.003 | 0.208 | 0 |  | --> | C14 ex LOUGHLINSTOWN | LOUGHLINSTOWN: T42 | CARRICKMINES |  | 53.2544 | -6.1243
MV/LV Substation KI***392Z | 10 kV | 400V(3ph) & 230V(single ph) | LV | 200 kVA :Kiosk Substation | 0.2 | --> | 0.2 | 0.166 | 1.8 |  | --> | 0.19 | 0 | 0 | 0 | 0 | 0.204 | 0 |  | --> | C17 ex RATHMULLAN | RATHMULLAN: T41 | DRYBRIDGE |  | 53.7147 | -6.3803
MV/LV Substation KI***395 | 20 kV | 400V(3ph) & 230V(single ph) | LV | 100 kVA :Pole Substation | 0.1 | --> | 0.1 | 0 | 0 | Constrained,otherwise capacity available =48kVA. | --> | 0.095 | 0 | 0 | 0 | 0.014 | 0.092 | 0 |  | --> | E20 ex EDENDERRY | EDENDERRY: T421∥T422 | BLAKE |  | 53.3335 | -7.0676
MV/LV Substation KI***400 | 10 kV | 400V(3ph) & 230V(single ph) | LV | 100 kVA :Pole Substation | 0.1 | --> | 0.1 | 0.075 | 4.3 |  | --> | 0.095 | 0 | 0 | 0 | 0 | 0.103 | 0 |  | --> | C12 ex WHITESTOWN | WHITESTOWN: T42 | COOKSTOWN |  | 53.2745 | -6.4031
MV/LV Substation KI***400 | 10 kV | 400V(3ph) & 230V(single ph) | LV | 100 kVA :Pole Substation | 0.1 | --> | 0.1 | 0.075 | 4.6 |  | --> | 0.095 | 0 | 0 | 0 | 0.008 | 0.095 | 0 |  | --> | C21 ex BALLYRAINE | BALLYRAINE: T41∥T42 | LETTERKENNY |  | 54.9626 | -7.6974
MV/LV Substation KI***4001 | 10 kV | 400V(3ph) & 230V(single ph) | LV | 630 kVA :Kiosk Substation | 0.63 | --> | 0.63 | 0.302 | 5.6 |  | --> | 0.598 | 0 | 0 | 0 | 0.005 | 0.5 | 0 |  | --> | C23 ex HAROLDS CROSS | HAROLDS CROSS: T101 | POOLBEG |  | 53.3316 | -6.2688
MV/LV Substation KI***4003 | 10 kV | 400V(3ph) & 230V(single ph) | LV | 50 kVA :Pole Substation | 0.05 | --> | 0.05 | 0.049 | 2.5 |  | --> | 0.047 | 0 | 0 | 0 | 0 | 0.049 | 0 |  | --> | C26 ex ATHY | ATHY: T102 | ATHY |  | 53.0998 | -7.0024
MV/LV Substation KI***4003 | 10 kV | 400V(3ph) & 230V(single ph) | LV | 100 kVA :Pole Substation | 0.1 | --> | 0.1 | 0 | 0 | Constrained,otherwise capacity available =100kVA. | --> | 0.095 | 0 | 0 | 0 | 0 | 0.1 | 0 |  | --> | C18 ex COOLCORCORAN | COOLCORCORAN: T41∥T42 | KNOCKEARAGH |  | 52.0879 | -9.5514
MV/LV Substation KI***4005 | 10 kV | 400V(3ph) & 230V(single ph) | LV | 100 kVA :Pole Substation | 0.1 | --> | 0.1 | 0.098 | 1.6 |  | --> | 0.095 | 0 | 0 | 0 | 0 | 0.1 | 0 |  | --> | C11 ex NEWTOWNCUNNINGHAM | NEWTOWNCUNNINGHAM: T41∥T42 | LETTERKENNY |  | 54.9787 | -7.4176
MV/LV Substation KI***4006 | 10 kV | 400V(3ph) & 230V(single ph) | LV | 50 kVA :Pole Substation | 0.05 | --> | 0.05 | 0.041 | 0.7 |  | --> | 0.047 | 0 | 0 | 0 | 0.003 | 0.047 | 0 |  | --> | C15 ex KILMARTIN | KILMARTIN: T41 | ARKLOW |  | 53.052 | -6.0887
MV/LV Substation KI***4007 | 10 kV | 400V(3ph) & 230V(single ph) | LV | 50 kVA :Pole Substation | 0.05 | --> | 0.05 | 0.05 | 2.8 |  | --> | 0.047 | 0 | 0 | 0 | 0 | 0 | 0 | Constrained,otherwise capacity available =49kW. | --> | C15 ex KILTIMAGH | KILTIMAGH: T41 | CASTLEBAR |  | 53.8477 | -9.0104
MV/LV Substation KI***4007 | 10 kV | 400V(3ph) & 230V(single ph) | LV | 50 kVA :Pole Substation | 0.05 | --> | 0.05 | 0 | 0 | Constrained,otherwise capacity available =49kVA. | --> | 0.047 | 0 | 0 | 0 | 0 | 0.049 | 0 |  | --> | C15 ex SAGGART | SAGGART: T41∥T42 | GRANGE CASTLE |  | 53.2702 | -6.4029
MV/LV Substation KI***4007 | 10 kV | 400V(3ph) & 230V(single ph) | LV | 50 kVA :Pole Substation | 0.05 | --> | 0.05 | 0.044 | 2.2 |  | --> | 0.047 | 0 | 0 | 0 | 0 | 0.05 | 0 |  | --> | C26 ex KELLS | KELLS: T41∥T42 | NAVAN |  | 53.7165 | -6.8483
MV/LV Substation KI***4007 | 20 kV | 400V(3ph) & 230V(single ph) | LV | 50 kVA :Pole Substation | 0.05 | --> | 0.05 | 0 | 0 | Constrained,otherwise capacity available =50kVA. | --> | 0.047 | 0 | 0 | 0 | 0 | 0.049 | 0 |  | --> | E30 ex LOUGHREA | LOUGHREA: T41∥T42 | SOMERSET |  | 53.2274 | -8.6297
MV/LV Substation KI***4008 | 10 kV | 400V(3ph) & 230V(single ph) | LV | 50 kVA :Pole Substation | 0.05 | --> | 0.05 | 0.037 | 2.2 |  | --> | 0.047 | 0 | 0 | 0 | 0 | 0.051 | 0 |  | --> | C26 ex KELLS | KELLS: T41∥T42 | NAVAN |  | 53.7096 | -6.8559
MV/LV Substation KI***4008 | 20 kV | 400V(3ph) & 230V(single ph) | LV | 400 kVA :Kiosk Substation | 0.4 | --> | 0.4 | 0 | 0 | Constrained,otherwise capacity available =392kVA. | --> | 0.38 | 0 | 0 | 0 | 0 | 0.4 | 0 |  | --> | E11 ex KILCOLGAN | KILCOLGAN: T421 | GALWAY 110KV |  | 53.2096 | -8.8692
MV/LV Substation KI***4009 | 10 kV | 400V(3ph) & 230V(single ph) | LV | 100 kVA :Pole Substation | 0.1 | --> | 0.1 | 0.065 | 3.6 |  | --> | 0.095 | 0 | 0 | 0 | 0 | 0.105 | 0 |  | --> | C18 ex CASTLEBLAYNEY | CASTLEBLAYNEY: T42 | DUNDALK |  | 54.1521 | -6.7351
MV/LV Substation KI***400Z | 10 kV | 400V(3ph) & 230V(single ph) | LV | 200 kVA :Kiosk Substation | 0.2 | --> | 0.2 | 0.181 | 7.2 |  | --> | 0.19 | 0 | 0 | 0 | 0 | 0.202 | 0 |  | --> | C20 ex PELLETSTOWN | PELLETSTOWN: T102 | FINGLAS |  | 53.3874 | -6.3198
MV/LV Substation KI***401 | 10 kV | 400V(3ph) & 230V(single ph) | LV | 50 kVA :Pole Substation | 0.05 | --> | 0.05 | 0 | 0 | Constrained,otherwise capacity available =12kVA. | --> | 0.047 | 0 | 0 | 0 | 0.011 | 0.043 | 0 |  | --> | C14 ex GREYSTONES | GREYSTONES: T42 | FASSAROE |  | 53.1407 | -6.0976
MV/LV Substation KI***401 | 20 kV | 400V(3ph) & 230V(single ph) | LV | 50 kVA :Pole Substation | 0.05 | --> | 0.05 | 0 | 0 |  | --> | 0.047 | 0 | 0 | 0 | 0.006 | 0.05 | 0 |  | --> | E17 ex CREAGH | CREAGH: T421∥T422 | ATHLONE |  | 53.3313 | -8.401
MV/LV Substation KI***4011 | 10 kV | 400V(3ph) & 230V(single ph) | LV | 200 kVA :Kiosk Substation | 0.2 | --> | 0.2 | 0.18 | 5.6 |  | --> | 0.19 | 0 | 0 | 0 | 0.007 | 0.195 | 0 |  | --> | E11 ex CRANE | CRANE: T122 | CRANE |  | 52.5227 | -6.5615
MV/LV Substation KI***4013 | 10 kV | 400V(3ph) & 230V(single ph) | LV | 200 kVA :Pole Substation | 0.2 | --> | 0.2 | 0.176 | 3.9 |  | --> | 0.19 | 0 | 0 | 0 | 0 | 0.203 | 0 |  | --> | C19 ex BALLYJAMESDUFF | BALLYJAMESDUFF: T41 | SHANKILL |  | 53.8442 | -7.2091
MV/LV Substation KI***4014 | 10 kV | 400V(3ph) & 230V(single ph) | LV | 50 kVA :Pole Substation | 0.05 | --> | 0.05 | 0.049 | 2.9 |  | --> | 0.047 | 0 | 0 | 0 | 0.012 | 0.036 | 0 |  | --> | C17 ex DUNLEER | DUNLEER: T41∥T42 | DRYBRIDGE |  | 53.8588 | -6.3918
MV/LV Substation KI***4015 | 20 kV | 400V(3ph) & 230V(single ph) | LV | 50 kVA :Pole Substation | 0.05 | --> | 0.05 | 0 | 0 | Constrained,otherwise capacity available =26kVA. | --> | 0.047 | 0 | 0 | 0 | 0 | 0.052 | 0 |  | --> | E16 ex ACADEMY STREET | ACADEMY STREET: T421∥T422 | NAVAN |  | 53.6169 | -6.6729
MV/LV Substation KI***4017 | 20 kV | 400V(3ph) & 230V(single ph) | LV | 50 kVA :Pole Substation | 0.05 | --> | 0.05 | 0 | 0 | Constrained,otherwise capacity available =50kVA. | --> | 0.047 | 0 | 0 | 0 | 0 | 0.049 | 0 |  | --> | E15 ex MANORHAMILTON | MANORHAMILTON: T422 | SLIGO |  | 54.3582 | -8.0376
MV/LV Substation KI***4018 | 20 kV | 400V(3ph) & 230V(single ph) | LV | 50 kVA :Pole Substation | 0.05 | --> | 0.05 | 0 | 0 | Constrained,otherwise capacity available =50kVA. | --> | 0.047 | 0 | 0 | 0 | 0 | 0.049 | 0 |  | --> | E17 ex BALTINGLASS | BALTINGLASS: T421∥T422 | STRATFORD |  | 52.9009 | -6.6056
MV/LV Substation KI***4018 | 10 kV | 400V(3ph) & 230V(single ph) | LV | 50 kVA :Pole Substation | 0.05 | --> | 0.05 | 0.046 | 3.6 |  | --> | 0.047 | 0 | 0 | 0 | 0.004 | 0.045 | 0 |  | --> | C27 ex BALLYCROSSAUN | BALLYCROSSAUN: T421∥T422 | SOMERSET |  | 53.1679 | -8.2971
MV/LV Substation KI***4018 | 10 kV | 400V(3ph) & 230V(single ph) | LV | 50 kVA :Pole Substation | 0.05 | --> | 0.05 | 0.044 | 1.5 |  | --> | 0.047 | 0 | 0 | 0 | 0 | 0.05 | 0 |  | --> | C11 ex DERRYCRAMPH | DERRYCRAMPH: T41∥T42 | SHANKILL |  | 53.9652 | -7.3196
MV/LV Substation KI***401Z | 10 kV | 400V(3ph) & 230V(single ph) | LV | 200 kVA :Kiosk Substation | 0.2 | --> | 0.2 | 0.142 | 7.2 |  | --> | 0.19 | 0 | 0 | 0 | 0 | 0.208 | 0 |  | --> | C20 ex PELLETSTOWN | PELLETSTOWN: T102 | FINGLAS |  | 53.3865 | -6.3187
MV/LV Substation KI***4021 | 20 kV | 400V(3ph) & 230V(single ph) | LV | 50 kVA :Pole Substation | 0.05 | --> | 0.05 | 0 | 0 | Constrained,otherwise capacity available =31kVA. | --> | 0.047 | 0 | 0 | 0 | 0 | 0.051 | 0 |  | --> | E16 ex GLENAMADDY | GLENAMADDY: T422 | ATHLONE |  | 53.5542 | -8.5605
MV/LV Substation KI***4021 | 10 kV | 400V(3ph) & 230V(single ph) | LV | 50 kVA :Pole Substation | 0.05 | --> | 0.05 | 0.05 | 2 |  | --> | 0.047 | 0 | 0 | 0 | 0 | 0.049 | 0 |  | --> | C25 ex TYCOR | TYCOR: T41∥T42 | WATERFORD |  | 52.2518 | -7.1752
MV/LV Substation KI***4021 | 20 kV | 400V(3ph) & 230V(single ph) | LV | 100 kVA :Pole Substation | 0.1 | --> | 0.1 | 0.071 | 2.5 |  | --> | 0.095 | 0 | 0 | 0 | 0 | 0.103 | 0 |  | --> | E18 ex CONG | CONG: T421∥T422 | CLOON |  | 53.5413 | -9.4024
MV/LV Substation KI***4022 | 20 kV | 400V(3ph) & 230V(single ph) | LV | 100 kVA :Pole Substation | 0.1 | --> | 0.1 | 0.099 | 1.7 |  | --> | 0.095 | 0 | 0 | 0 | 0 | 0.1 | 0 |  | --> | E15 ex GORT | GORT: T41∥T42 | ENNIS |  | 53.1665 | -8.7153
MV/LV Substation KI***4024 | 10 kV | 400V(3ph) & 230V(single ph) | LV | 50 kVA :Pole Substation | 0.05 | --> | 0.05 | 0 | 0 | Constrained,otherwise capacity available =37kVA. | --> | 0.047 | 0 | 0 | 0 | 0 | 0 | 0 | Constrained,otherwise capacity available =51kW. | --> | E14 ex CASTLELYONS | CASTLELYONS: T421∥T422 | BARRYMORE |  | 52.0716 | -8.2086
MV/LV Substation KI***4027 | 20 kV | 400V(3ph) & 230V(single ph) | LV | 50 kVA :Pole Substation | 0.05 | --> | 0.05 | 0.034 | 1.5 |  | --> | 0.047 | 0 | 0 | 0 | 0 | 0.051 | 0 |  | --> | C19 ex TRAMORE | TRAMORE: T41 | BUTLERSTOWN |  | 52.1707 | -7.0622
MV/LV Substation KI***4027 | 10 kV | 400V(3ph) & 230V(single ph) | LV | 400 kVA :Kiosk Substation | 0.4 | --> | 0.4 | 0.4 | 9.8 |  | --> | 0.38 | 0 | 0 | 0 | 0 | 0.4 | 0 |  | --> | C12 ex KILCOOLE | KILCOOLE: T41∥T42 | FASSAROE |  | 53.111 | -6.06
MV/LV Substation KI***4028 | 10 kV | 400V(3ph) & 230V(single ph) | LV | 50 kVA :Pole Substation | 0.05 | --> | 0.05 | 0.04 | 0 | Constrained,otherwise capacity available =49kVA. | --> | 0.047 | 0 | 0 | 0 | 0 | 0.049 | 0 |  | --> | C16 ex GRAIGUENAMANAGH | GRAIGUENAMANAGH: T41∥T42 | KILKENNY |  | 52.4591 | -7.0591
MV/LV Substation KI***4029 | 10 kV | 400V(3ph) & 230V(single ph) | LV | 400 kVA :Kiosk Substation | 0.4 | --> | 0.4 | 0.368 | 4.5 |  | --> | 0.38 | 0 | 0 | 0 | 0 | 0.404 | 0 |  | --> | C16 ex BRAY | BRAY: T42 | FASSAROE |  | 53.1904 | -6.1278
MV/LV Substation KI***402X | 10 kV | 400V(3ph) & 230V(single ph) | LV | 630 kVA :Building Structure | 0.63 | --> | 0.63 | 0.5 | 2.5 |  | --> | 0.598 | 0 | 0 | 0 | 0 | 0.5 | 0 |  | --> | C26 ex ATHY | ATHY: T102 | ATHY |  | 53.0445 | -7.012
MV/LV Substation KI***402Y | 20 kV | 400V(3ph) & 230V(single ph) | LV | 50 kVA :Pole Substation | 0.05 | --> | 0.05 | 0.047 | 1.5 |  | --> | 0.047 | 0 | 0 | 0 | 0.003 | 0.046 | 0 |  | --> | C21 ex TRAMORE | TRAMORE: T41 | BUTLERSTOWN |  | 52.151 | -7.3267
MV/LV Substation KI***4033 | 10 kV | 400V(3ph) & 230V(single ph) | LV | 100 kVA :Pole Substation | 0.1 | --> | 0.1 | 0.089 | 2.1 |  | --> | 0.095 | 0 | 0 | 0 | 0 | 0.101 | 0 |  | --> | C15 ex GRANAGH | GRANAGH: T41∥T42 | WATERFORD |  | 52.3082 | -7.1739
MV/LV Substation KI***4033 | 10 kV | 400V(3ph) & 230V(single ph) | LV | 50 kVA :Pole Substation | 0.05 | --> | 0.05 | 0.05 | 5.5 |  | --> | 0.047 | 0 | 0 | 0 | 0 | 0 | 0 | Constrained,otherwise capacity available =49kW. | --> | C20 ex ENNISKEANE | ENNISKEANE: T41∥T42 | BANDON |  | 51.7045 | -8.916
MV/LV Substation KI***4034 | 20 kV | 400V(3ph) & 230V(single ph) | LV | 50 kVA :Pole Substation | 0.05 | --> | 0.05 | 0.05 | 0.9 |  | --> | 0.047 | 0 | 0 | 0 | 0 | 0.049 | 0 |  | --> | C11 ex DRUMQUIN | DRUMQUIN: T42 | ENNIS |  | 52.8228 | -9.1153
MV/LV Substation KI***4037 | 20 kV | 400V(3ph) & 230V(single ph) | LV | 50 kVA :Pole Substation | 0.05 | --> | 0.05 | 0.046 | 1.7 |  | --> | 0.047 | 0 | 0 | 0 | 0 | 0.049 | 0 |  | --> | E13 ex GORT | GORT: T41∥T42 | ENNIS |  | 53.0656 | -8.7683
MV/LV Substation KI***4039 | 10 kV | 400V(3ph) & 230V(single ph) | LV | 50 kVA :Pole Substation | 0.05 | --> | 0.05 | 0.05 | 2.2 |  | --> | 0.047 | 0 | 0 | 0 | 0 | 0.049 | 0 |  | --> | C18 ex SPA ROAD | SPA ROAD: T41∥T42 | DOON |  | 52.3563 | -7.6644
MV/LV Substation KI***4039 | 20 kV | 400V(3ph) & 230V(single ph) | LV | 100 kVA :Pole Substation | 0.1 | --> | 0.1 | 0.099 | 7.4 |  | --> | 0.095 | 0 | 0 | 0 | 0 | 0 | 0 | Constrained,otherwise capacity available =100kW. | --> | E14 ex ARIGNA | ARIGNA: T121 | ARIGNA |  | 54.0403 | -7.8418
MV/LV Substation KI***404 | 20 kV | 400V(3ph) & 230V(single ph) | LV | 100 kVA :Pole Substation | 0.1 | --> | 0.1 | 0 | 0 | Constrained,otherwise capacity available =92kVA. | --> | 0.095 | 0 | 0 | 0 | 0.003 | 0.097 | 0 |  | --> | E43 ex CLAREGALWAY | CLAREGALWAY: T421 | GALWAY 110KV |  | 53.3513 | -8.9117
MV/LV Substation KI***4040 | 20 kV | 400V(3ph) & 230V(single ph) | LV | 50 kVA :Pole Substation | 0.05 | --> | 0.05 | 0 | 0 | Constrained,otherwise capacity available =50kVA. | --> | 0.047 | 0 | 0 | 0 | 0 | 0.049 | 0 |  | --> | E11 ex KILCULLEN | KILCULLEN: T424 | STRATFORD |  | 53.0714 | -6.7037
MV/LV Substation KI***4040 | 20 kV | 400V(3ph) & 230V(single ph) | LV | 50 kVA :Pole Substation | 0.05 | --> | 0.05 | 0.05 | 1.8 |  | --> | 0.047 | 0 | 0 | 0 | 0 | 0.049 | 0 |  | --> | E13 ex CARRIGALLEN | CARRIGALLEN: T421 | CARRICK ON SHANNON |  | 53.9841 | -7.6066
MV/LV Substation KI***4042 | 20 kV | 400V(3ph) & 230V(single ph) | LV | 100 kVA :Pole Substation | 0.1 | --> | 0.1 | 0 | 0 | Constrained,otherwise capacity available =88kVA. | --> | 0.095 | 0 | 0 | 0 | 0 | 0.101 | 0 |  | --> | E17 ex KILCOLGAN | KILCOLGAN: T421 | GALWAY 110KV |  | 53.1765 | -8.8421
MV/LV Substation KI***4043 | 20 kV | 400V(3ph) & 230V(single ph) | LV | 50 kVA :Pole Substation | 0.05 | --> | 0.05 | 0.05 | 1.5 |  | --> | 0.047 | 0 | 0 | 0 | 0 | 0.049 | 0 |  | --> | C21 ex TRAMORE | TRAMORE: T41 | BUTLERSTOWN |  | 52.1793 | -7.3312
MV/LV Substation KI***4043 | 10 kV | 400V(3ph) & 230V(single ph) | LV | 50 kVA :Pole Substation | 0.05 | --> | 0.05 | 0 | 0 | Constrained,otherwise capacity available =50kVA. | --> | 0.047 | 0 | 0 | 0 | 0 | 0.049 | 0 |  | --> | C11 ex ROSEHILL | ROSEHILL: T41 | KILKENNY |  | 52.6545 | -7.2745
MV/LV Substation KI***4044 | 10 kV | 400V(3ph) & 230V(single ph) | LV | 630 kVA :Building Structure | 0.63 | --> | 0.63 | 0.5 | 9.8 |  | --> | 0.598 | 0 | 0 | 0 | 0 | 0.5 | 0 |  | --> | C14 ex KILCOOLE | KILCOOLE: T41∥T42 | FASSAROE |  | 53.1167 | -6.1017
MV/LV Substation KI***4044 | 20 kV | 400V(3ph) & 230V(single ph) | LV | 200 kVA :Pole Substation | 0.2 | --> | 0.2 | 0 | 0 | Constrained,otherwise capacity available =105kVA. | --> | 0.19 | 0 | 0 | 0 | 0 | 0.214 | 0 |  | --> | C12 ex BALLYHAUNIS | BALLYHAUNIS: T41∥T42 | DALTON |  | 53.7745 | -8.7651
MV/LV Substation KI***4044 | 10 kV | 400V(3ph) & 230V(single ph) | LV | 200 kVA :Kiosk Substation | 0.2 | --> | 0.2 | 0 | 0 | Constrained,otherwise capacity available =177kVA. | --> | 0.19 | 0 | 0 | 0 | 0.004 | 0.198 | 0 |  | --> | C19 ex ROSEHILL | ROSEHILL: T41 | KILKENNY |  | 52.646 | -7.2421
MV/LV Substation KI***4045 | 10 kV | 400V(3ph) & 230V(single ph) | LV | 100 kVA :Pole Substation | 0.1 | --> | 0.1 | 0.1 | 2.1 |  | --> | 0.095 | 0 | 0 | 0 | 0 | 0.1 | 0 |  | --> | C15 ex GRANAGH | GRANAGH: T41∥T42 | WATERFORD |  | 52.3042 | -7.1727
MV/LV Substation KI***4046 | 10 kV | 400V(3ph) & 230V(single ph) | LV | 100 kVA :Pole Substation | 0.1 | --> | 0.1 | 0.1 | 2.1 |  | --> | 0.095 | 0 | 0 | 0 | 0 | 0.1 | 0 |  | --> | C15 ex GRANAGH | GRANAGH: T41∥T42 | WATERFORD |  | 52.3058 | -7.1736
MV/LV Substation KI***4046 | 20 kV | 400V(3ph) & 230V(single ph) | LV | 50 kVA :Pole Substation | 0.05 | --> | 0.05 | 0.05 | 0.2 |  | --> | 0.047 | 0 | 0 | 0 | 0 | 0.049 | 0 |  | --> | C16 ex MOATE | MOATE: T42 | ATHLONE |  | 53.4192 | -7.6698
MV/LV Substation KI***4047 | 20 kV | 400V(3ph) & 230V(single ph) | LV | 200 kVA :Pole Substation | 0.2 | --> | 0.2 | 0 | 0 | Constrained,otherwise capacity available =187kVA. | --> | 0.19 | 0 | 0 | 0 | 0 | 0.201 | 0 |  | --> | E23 ex BALTRASNA | BALTRASNA: T121 | BALTRASNA |  | 53.5682 | -6.4602
MV/LV Substation KI***4049 | 10 kV | 400V(3ph) & 230V(single ph) | LV | 50 kVA :Pole Substation | 0.05 | --> | 0.05 | 0 | 0 | Constrained,otherwise capacity available =49kVA. | --> | 0.047 | 0 | 0 | 0 | 0.007 | 0 | 0 | Constrained,otherwise capacity available =42kW. | --> | E11 ex ASHBOURNE | ASHBOURNE: T421 | FINGLAS |  | 53.4501 | -6.283
MV/LV Substation KI***404X | 20 kV | 400V(3ph) & 230V(single ph) | LV | 400 kVA :Building Structure | 0.4 | --> | 0.4 | 0.337 | 2.5 |  | --> | 0.38 | 0 | 0 | 0 | 0 | 0.409 | 0 |  | --> | C12 ex ATHY | ATHY: T102 | ATHY |  | 52.9439 | -6.887
MV/LV Substation KI***404Z | 10 kV | 400V(3ph) & 230V(single ph) | LV | 50 kVA :Pole Substation | 0.05 | --> | 0.05 | 0 | 0 | Constrained,otherwise capacity available =35kVA. | --> | 0.047 | 0 | 0 | 0 | 0 | 0.051 | 0 |  | --> | C39 ex COLLEGE PARK | COLLEGE PARK: T103 | COLLEGE PARK |  | 53.4312 | -6.3621
MV/LV Substation KI***405 | 20 kV | 400V(3ph) & 230V(single ph) | LV | 50 kVA :Pole Substation | 0.05 | --> | 0.05 | 0 | 0 | Constrained,otherwise capacity available =45kVA. | --> | 0.047 | 0 | 0 | 0 | 0 | 0.05 | 0 |  | --> | E43 ex CLAREGALWAY | CLAREGALWAY: T421 | GALWAY 110KV |  | 53.3476 | -8.9191
MV/LV Substation KI***405 | 10 kV | 400V(3ph) & 230V(single ph) | LV | 100 kVA :Pole Substation | 0.1 | --> | 0.1 | 0.049 | 2.7 |  | --> | 0.095 | 0 | 0 | 0 | 0 | 0.107 | 0 |  | --> | C24 ex MONFIN | MONFIN: T41∥T42 | WEXFORD |  | 52.4956 | -6.5593
MV/LV Substation KI***4051 | 10 kV | 400V(3ph) & 230V(single ph) | LV | 200 kVA :Kiosk Substation | 0.2 | --> | 0.2 | 0 | 0 | Constrained,otherwise capacity available =190kVA. | --> | 0.19 | 0 | 0 | 0 | 0 | 0.201 | 0 |  | --> | C14 ex GREYSTONES | GREYSTONES: T42 | FASSAROE |  | 53.1602 | -6.1288
MV/LV Substation KI***4051 | 20 kV | 400V(3ph) & 230V(single ph) | LV | 50 kVA :Pole Substation | 0.05 | --> | 0.05 | 0.05 | 1.1 |  | --> | 0.047 | 0 | 0 | 0 | 0 | 0 | 0 | Constrained,otherwise capacity available =49kW. | --> | E17 ex BELMULLET | BELMULLET: T421 | BELLACORICK |  | 54.1799 | -10.0691
MV/LV Substation KI***4053 | 10 kV | 400V(3ph) & 230V(single ph) | LV | 100 kVA :Pole Substation | 0.1 | --> | 0.1 | 0.085 | 2.1 |  | --> | 0.095 | 0 | 0 | 0 | 0 | 0.102 | 0 |  | --> | C15 ex GRANAGH | GRANAGH: T41∥T42 | WATERFORD |  | 52.3045 | -7.1683
MV/LV Substation KI***4054 | 10 kV | 400V(3ph) & 230V(single ph) | LV | 50 kVA :Pole Substation | 0.05 | --> | 0.05 | 0.042 | 0.9 |  | --> | 0.047 | 0 | 0 | 0 | 0 | 0.05 | 0 |  | --> | C18 ex BALLYHALE | BALLYHALE: T42 | KILKENNY |  | 52.4656 | -7.3278
MV/LV Substation KI***4056 | 10 kV | 400V(3ph) & 230V(single ph) | LV | 50 kVA :Pole Substation | 0.05 | --> | 0.05 | 0.044 | 0.8 |  | --> | 0.047 | 0 | 0 | 0 | 0 | 0.05 | 0 |  | --> | C11 ex BALLYMOTE | BALLYMOTE: T41 | SLIGO |  | 54.0541 | -8.6118
MV/LV Substation KI***4059 | 20 kV | 400V(3ph) & 230V(single ph) | LV | 50 kVA :Pole Substation | 0.05 | --> | 0.05 | 0 | 0 | Constrained,otherwise capacity available =50kVA. | --> | 0.047 | 0 | 0 | 0 | 0 | 0.049 | 0 |  | --> | E30 ex LOUGHREA | LOUGHREA: T41∥T42 | SOMERSET |  | 53.2511 | -8.6693
MV/LV Substation KI***406 | 10 kV | 400V(3ph) & 230V(single ph) | LV | 200 kVA :Pole Substation | 0.2 | --> | 0.2 | 0 | 0 | Constrained,otherwise capacity available =161kVA. | --> | 0.19 | 0 | 0 | 0 | 0.008 | 0.197 | 0 |  | --> | C18 ex KILCOLGAN | KILCOLGAN: T42 | GALWAY 110KV |  | 53.2325 | -8.8623
MV/LV Substation KI***4060 | 20 kV | 400V(3ph) & 230V(single ph) | LV | 50 kVA :Pole Substation | 0.05 | --> | 0.05 | 0.05 | 2.5 |  | --> | 0.047 | 0 | 0 | 0 | 0 | 0.049 | 0 |  | --> | E62 ex ATHY | ATHY: T102 | ATHY |  | 53.04 | -6.9012
MV/LV Substation KI***4061 | 10 kV | 400V(3ph) & 230V(single ph) | LV | 400 kVA :Kiosk Substation | 0.4 | --> | 0.4 | 0.4 | 3.6 |  | --> | 0.38 | 0 | 0 | 0 | 0 | 0.4 | 0 |  | --> | C15 ex BOGHALL ROAD | BOGHALL ROAD: T41 | FASSAROE |  | 53.1824 | -6.1032
MV/LV Substation KI***4061 | 10 kV | 400V(3ph) & 230V(single ph) | LV | 400 kVA :Kiosk Substation | 0.4 | --> | 0.4 | 0 | 0 | Constrained,otherwise capacity available =400kVA. | --> | 0.38 | 0 | 0 | 0 | 0 | 0.4 | 0 |  | --> | C20 ex COOLCORCORAN | COOLCORCORAN: T41∥T42 | KNOCKEARAGH |  | 52.099 | -9.4691
MV/LV Substation KI***4063 | 20 kV | 400V(3ph) & 230V(single ph) | LV | 100 kVA :Pole Substation | 0.1 | --> | 0.1 | 0 | 0 | Constrained,otherwise capacity available =100kVA. | --> | 0.095 | 0 | 0 | 0 | 0 | 0.1 | 0 |  | --> | C14 ex CARRICK ON SHANNON | CARRICK ON SHANNON: T41∥T42 | CARRICK ON SHANNON |  | 54.011 | -8.0001
MV/LV Substation KI***4064 | 20 kV | 400V(3ph) & 230V(single ph) | LV | 200 kVA :Kiosk Substation | 0.2 | --> | 0.2 | 0.172 | 5.3 |  | --> | 0.19 | 0 | 0 | 0 | 0 | 0.203 | 0 |  | --> | C14 ex SMEARLA | SMEARLA: T42 | TRIEN |  | 52.5803 | -9.3973
MV/LV Substation KI***4064 | 10 kV | 400V(3ph) & 230V(single ph) | LV | 630 kVA :Kiosk Substation | 0.63 | --> | 0.63 | 0 | 0 | Constrained,otherwise capacity available =479kVA. | --> | 0.598 | 0 | 0 | 0 | 0.009 | 0.5 | 0 |  | --> | C13 ex GRANGE (DR) | GRANGE (DR): T41 | GRANGE (DR) |  | 53.406 | -6.1551
MV/LV Substation KI***4065 | 20 kV | 400V(3ph) & 230V(single ph) | LV | 50 kVA :Pole Substation | 0.05 | --> | 0.05 | 0 | 0 | Constrained,otherwise capacity available =50kVA. | --> | 0.047 | 0 | 0 | 0 | 0 | 0.049 | 0 |  | --> | E23 ex ATHENRY | ATHENRY: T423 | GALWAY 110KV |  | 53.2747 | -8.6485
MV/LV Substation KI***4066 | 10 kV | 400V(3ph) & 230V(single ph) | LV | 200 kVA :Kiosk Substation | 0.2 | --> | 0.2 | 0.195 | 3.6 |  | --> | 0.19 | 0 | 0 | 0 | 0 | 0.2 | 0 |  | --> | C21 ex DEANSGRANGE | DEANSGRANGE: T41 | CARRICKMINES |  | 53.2683 | -6.1758
MV/LV Substation KI***4067 | 10 kV | 400V(3ph) & 230V(single ph) | LV | 400 kVA :Kiosk Substation | 0.4 | --> | 0.4 | 0 | 0 | Constrained,otherwise capacity available =400kVA. | --> | 0.38 | 0 | 0 | 0 | 0 | 0.4 | 0 |  | --> | C11 ex COOLCORCORAN | COOLCORCORAN: T41∥T42 | KNOCKEARAGH |  | 52.0599 | -9.4983
MV/LV Substation KI***4068 | 20 kV | 400V(3ph) & 230V(single ph) | LV | 400 kVA :Kiosk Substation | 0.4 | --> | 0.4 | 0 | 0 | Constrained,otherwise capacity available =355kVA. | --> | 0.38 | 0 | 0 | 0 | 0 | 0.407 | 0 |  | --> | E18 ex KILCOCK | KILCOCK: T422 | GRIFFINRATH |  | 53.395 | -6.6533
MV/LV Substation KI***407 | 20 kV | 400V(3ph) & 230V(single ph) | LV | 100 kVA :Pole Substation | 0.1 | --> | 0.1 | 0.089 | 0.2 |  | --> | 0.095 | 0 | 0 | 0 | 0 | 0.101 | 0 |  | --> | C16 ex MOATE | MOATE: T42 | ATHLONE |  | 53.4275 | -7.6439
MV/LV Substation KI***407 | 20 kV | 400V(3ph) & 230V(single ph) | LV | 50 kVA :Pole Substation | 0.05 | --> | 0.05 | 0 | 0 | Constrained,otherwise capacity available =41kVA. | --> | 0.047 | 0 | 0 | 0 | 0 | 0.05 | 0 |  | --> | E16 ex PATRICKSWELL | PATRICKSWELL: T421∥T422 | LIMERICK |  | 52.5927 | -8.7594
MV/LV Substation KI***4071 | 10 kV | 400V(3ph) & 230V(single ph) | LV | 50 kVA :Pole Substation | 0.05 | --> | 0.05 | 0 | 0 | Constrained,otherwise capacity available =50kVA. | --> | 0.047 | 0 | 0 | 0 | 0 | 0.049 | 0 |  | --> | C24 ex KILMONEY | KILMONEY: T41∥T42 | TRABEG |  | 51.8111 | -8.4159
MV/LV Substation KI***4072 | 20 kV | 400V(3ph) & 230V(single ph) | LV | 50 kVA :Pole Substation | 0.05 | --> | 0.05 | 0 | 0 | Constrained,otherwise capacity available =50kVA. | --> | 0.047 | 0 | 0 | 0 | 0.023 | 0.025 | 0 |  | --> | E25 ex PATRICKSWELL | PATRICKSWELL: T421∥T422 | LIMERICK |  | 52.6251 | -8.8099
MV/LV Substation KI***4072 | 20 kV | 400V(3ph) & 230V(single ph) | LV | 50 kVA :Pole Substation | 0.05 | --> | 0.05 | 0 | 0 | Constrained,otherwise capacity available =49kVA. | --> | 0.047 | 0 | 0 | 0 | 0 | 0.049 | 0 |  | --> | E15 ex WHITECHURCH | WHITECHURCH: T421 | KILBARRY |  | 51.9614 | -8.5306
MV/LV Substation KI***4075 | 10 kV | 400V(3ph) & 230V(single ph) | LV | 100 kVA :Pole Substation | 0.1 | --> | 0.1 | 0.081 | 25.2 |  | --> | 0.095 | 0 | 0 | 0 | 0 | 0.102 | 0 |  | --> | C13 ex ARKLOW | ARKLOW: T101∥T102 | ARKLOW |  | 52.824 | -6.2119
MV/LV Substation KI***4075 | 20 kV | 400V(3ph) & 230V(single ph) | LV | 50 kVA :Pole Substation | 0.05 | --> | 0.05 | 0 | 0 | Constrained,otherwise capacity available =35kVA. | --> | 0.047 | 0 | 0 | 0 | 0 | 0 | 0 | Constrained,otherwise capacity available =51kW. | --> | E24 ex BIRR | BIRR: T422 | DALLOW |  | 53.1718 | -7.698
MV/LV Substation KI***4076 | 20 kV | 400V(3ph) & 230V(single ph) | LV | 50 kVA :Pole Substation | 0.05 | --> | 0.05 | 0.042 | 0.3 |  | --> | 0.047 | 0 | 0 | 0 | 0 | 0.05 | 0 |  | --> | C23 ex TUAM NORTH | TUAM NORTH: T41∥T42 | CLOON |  | 53.5299 | -8.8477
MV/LV Substation KI***4076 | 10 kV | 400V(3ph) & 230V(single ph) | LV | 630 kVA :Building Structure | 0.63 | --> | 0.63 | 0.5 | 1.3 |  | --> | 0.598 | 0 | 0 | 0 | 0 | 0 | 0 | Constrained,otherwise capacity available =500kW. | --> | C25 ex KILKEE | KILKEE: T41 | TULLABRACK |  | 52.6756 | -9.6526
MV/LV Substation KI***4078 | 10 kV | 400V(3ph) & 230V(single ph) | LV | 50 kVA :Pole Substation | 0.05 | --> | 0.05 | 0.049 | 8.3 |  | --> | 0.047 | 0 | 0 | 0 | 0 | 0.049 | 0 |  | --> | C17 ex BALLYBEG | BALLYBEG: T101 | CARRICKMINES |  | 52.9466 | -6.0357
MV/LV Substation KI***4078 | 10 kV | 400V(3ph) & 230V(single ph) | LV | 630 kVA :Building Structure | 0.63 | --> | 0.63 | 0 | 0 | Constrained,otherwise capacity available =500kVA. | --> | 0.598 | 0 | 0 | 0 | 0 | 0.5 | 0 |  | --> | C18 ex COOLCORCORAN | COOLCORCORAN: T41∥T42 | KNOCKEARAGH |  | 52.0726 | -9.6031
MV/LV Substation KI***407X | 20 kV | 400V(3ph) & 230V(single ph) | LV | 100 kVA :Pole Substation | 0.1 | --> | 0.1 | 0.082 | 2.1 |  | --> | 0.095 | 0 | 0 | 0 | 0.003 | 0.099 | 0 |  | --> | E17 ex KILROSS ROAD | KILROSS ROAD: T421 | TIPPERARY |  | 52.4532 | -8.2464
MV/LV Substation KI***408 | 20 kV | 400V(3ph) & 230V(single ph) | LV | 50 kVA :Pole Substation | 0.05 | --> | 0.05 | 0.048 | 3.6 |  | --> | 0.047 | 0 | 0 | 0 | 0 | 0.049 | 0 |  | --> | C22 ex CASTLEREA | CASTLEREA: T41∥T42 | CARRICK ON SHANNON |  | 53.8054 | -8.2315
MV/LV Substation KI***4080 | 10 kV | 400V(3ph) & 230V(single ph) | LV | 630 kVA :Kiosk Substation | 0.63 | --> | 0.63 | 0.5 | 2 |  | --> | 0.598 | 0 | 0 | 0 | 0 | 0.5 | 0 |  | --> | C11 ex SOUTH KING STREET | SOUTH KING STREET: T41 | FRANCIS STREET |  | 53.3396 | -6.2552
MV/LV Substation KI***4081 | 10 kV | 400V(3ph) & 230V(single ph) | LV | 50 kVA :Pole Substation | 0.05 | --> | 0.05 | 0.05 | 0.7 |  | --> | 0.047 | 0 | 0 | 0 | 0 | 0.049 | 0 |  | --> | C15 ex KILMAGIG | KILMAGIG: T42 | ARKLOW |  | 52.8537 | -6.3238
MV/LV Substation KI***4082 | 10 kV | 400V(3ph) & 230V(single ph) | LV | 50 kVA :Pole Substation | 0.05 | --> | 0.05 | 0 | 0 | Constrained,otherwise capacity available =45kVA. | --> | 0.047 | 0 | 0 | 0 | 0 | 0.05 | 0 |  | --> | C18 ex BLAKE | BLAKE: T41∥T42 | BLAKE |  | 53.2577 | -6.8549
MV/LV Substation KI***4083 | 10 kV | 400V(3ph) & 230V(single ph) | LV | 400 kVA :Kiosk Substation | 0.4 | --> | 0.4 | 0 | 0 | Constrained,otherwise capacity available =372kVA. | --> | 0.38 | 0 | 0 | 0 | 0 | 0.403 | 0 |  | --> | C16 ex WATLING STREET | WATLING STREET: T42 | FRANCIS STREET |  | 53.3527 | -6.2826
MV/LV Substation KI***4085 | 20 kV | 400V(3ph) & 230V(single ph) | LV | 50 kVA :Pole Substation | 0.05 | --> | 0.05 | 0 | 0 | Constrained,otherwise capacity available =35kVA. | --> | 0.047 | 0 | 0 | 0 | 0.012 | 0.039 | 0 |  | --> | C17 ex CLONES | CLONES: T41∥T42 | SHANKILL |  | 54.2352 | -7.0733
MV/LV Substation KI***4085 | 10 kV | 400V(3ph) & 230V(single ph) | LV | 50 kVA :Pole Substation | 0.05 | --> | 0.05 | 0 | 0 | Constrained,otherwise capacity available =39kVA. | --> | 0.047 | 0 | 0 | 0 | 0 | 0.051 | 0 |  | --> | C11 ex JOHNSTOWN | JOHNSTOWN: T41 | KILTEEL |  | 53.2246 | -6.6243
MV/LV Substation KI***4087 | 10 kV | 400V(3ph) & 230V(single ph) | LV | 400 kVA :Kiosk Substation | 0.4 | --> | 0.4 | 0.3 | 10.5 |  | --> | 0.38 | 0 | 0 | 0 | 0 | 0.415 | 0 |  | --> | C30 ex WATERFORD IND EST | WATERFORD IND EST: T42∥T44 | BUTLERSTOWN |  | 52.2472 | -7.128
MV/LV Substation KI***4088 | 20 kV | 400V(3ph) & 230V(single ph) | LV | 50 kVA :Pole Substation | 0.05 | --> | 0.05 | 0.049 | 3.4 |  | --> | 0.047 | 0 | 0 | 0 | 0 | 0.049 | 0 |  | --> | E20 ex CLONMINCH | CLONMINCH: T422 | THORNSBERRY |  | 53.3505 | -7.2995
MV/LV Substation KI***4088 | 10 kV | 400V(3ph) & 230V(single ph) | LV | 50 kVA :Pole Substation | 0.05 | --> | 0.05 | 0 | 0 | Constrained,otherwise capacity available =46kVA. | --> | 0.047 | 0 | 0 | 0 | 0 | 0.049 | 0 |  | --> | C14 ex SWORDS | SWORDS: T42 | GLASMORE |  | 53.4451 | -6.2717
MV/LV Substation KI***408X | 20 kV | 400V(3ph) & 230V(single ph) | LV | 200 kVA :Pole Substation | 0.2 | --> | 0.2 | 0 | 0 | Constrained,otherwise capacity available =160kVA. | --> | 0.19 | 0 | 0 | 0 | 0.008 | 0.197 | 0 |  | --> | E11 ex KILCOLGAN | KILCOLGAN: T421 | GALWAY 110KV |  | 53.1383 | -8.9464
MV/LV Substation KI***408X | 10 kV | 400V(3ph) & 230V(single ph) | LV | 100 kVA :Pole Substation | 0.1 | --> | 0.1 | 0.083 | 0.4 |  | --> | 0.095 | 0 | 0 | 0 | 0 | 0 | 0 | Constrained,otherwise capacity available =102kW. | --> | C25 ex GARRYSPILLANE | GARRYSPILLANE: T41 | TIPPERARY |  | 52.4561 | -8.4205
MV/LV Substation KI***4091 | 20 kV | 400V(3ph) & 230V(single ph) | LV | 400 kVA :Kiosk Substation | 0.4 | --> | 0.4 | 0.277 | 6.2 |  | --> | 0.38 | 0 | 0 | 0 | 0.015 | 0.402 | 0 |  | --> | E12 ex BAGENALSTOWN | BAGENALSTOWN: T421∥T422 | CARLOW |  | 52.7 | -6.9581
MV/LV Substation KI***4092 | 10 kV | 400V(3ph) & 230V(single ph) | LV | 400 kVA :Kiosk Substation | 0.4 | --> | 0.4 | 0.387 | 5 |  | --> | 0.38 | 0 | 0 | 0 | 0.004 | 0.397 | 0 |  | --> | C21 ex POTTERY ROAD | POTTERY ROAD: T101 | CARRICKMINES |  | 53.2646 | -6.1565
MV/LV Substation KI***4093 | 20 kV | 400V(3ph) & 230V(single ph) | LV | 50 kVA :Pole Substation | 0.05 | --> | 0.05 | 0.05 | 4.4 |  | --> | 0.047 | 0 | 0 | 0 | 0 | 0.049 | 0 |  | --> | E15 ex MOHILL | MOHILL: T421∥T422 | CARRICK ON SHANNON |  | 54.0443 | -7.8057
MV/LV Substation KI***4094 | 10 kV | 400V(3ph) & 230V(single ph) | LV | 630 kVA :Building Structure | 0.63 | --> | 0.63 | 0.5 | 1.3 |  | --> | 0.598 | 0 | 0 | 0 | 0 | 0.5 | 0 |  | --> | C17 ex TYMON | TYMON: T41 | COOKSTOWN |  | 53.3063 | -6.3724
MV/LV Substation KI***4099 | 20 kV | 400V(3ph) & 230V(single ph) | LV | 50 kVA :Pole Substation | 0.05 | --> | 0.05 | 0.05 | 0.9 |  | --> | 0.047 | 0 | 0 | 0 | 0 | 0.049 | 0 |  | --> | C11 ex DRUMQUIN | DRUMQUIN: T42 | ENNIS |  | 52.8051 | -9.0961
MV/LV Substation KI***4099 | 20 kV | 400V(3ph) & 230V(single ph) | LV | 50 kVA :Pole Substation | 0.05 | --> | 0.05 | 0.035 | 1 |  | --> | 0.047 | 0 | 0 | 0 | 0 | 0 | 0 | Constrained,otherwise capacity available =51kW. | --> | C25 ex KILCLOHER | KILCLOHER: T42 | DUNGARVAN |  | 52.1896 | -7.6989
MV/LV Substation KI***4099 | 10 kV | 400V(3ph) & 230V(single ph) | LV | 50 kVA :Pole Substation | 0.05 | --> | 0.05 | 0 | 0 | Constrained,otherwise capacity available =50kVA. | --> | 0.047 | 0 | 0 | 0 | 0 | 0.049 | 0 |  | --> | C21 ex LITTLE BRAY | LITTLE BRAY: T41 | FASSAROE |  | 53.2093 | -6.1869
MV/LV Substation KI***410 | 10 kV | 400V(3ph) & 230V(single ph) | LV | 50 kVA :Pole Substation | 0.05 | --> | 0.05 | 0.015 | 3.6 |  | --> | 0.047 | 0 | 0 | 0 | 0 | 0.054 | 0 |  | --> | C15 ex BOGHALL ROAD | BOGHALL ROAD: T41 | FASSAROE |  | 53.1819 | -6.1052
MV/LV Substation KI***410 | 10 kV | 400V(3ph) & 230V(single ph) | LV | 200 kVA :Kiosk Substation | 0.2 | --> | 0.2 | 0 | 0 | Constrained,otherwise capacity available =34kVA. | --> | 0.19 | 0 | 0 | 0 | 0.017 | 0.206 | 0 |  | --> | C17 ex ATHGARVAN | ATHGARVAN: T41 | NEWBRIDGE |  | 53.1733 | -6.793
MV/LV Substation KI***4100 | 20 kV | 400V(3ph) & 230V(single ph) | LV | 50 kVA :Pole Substation | 0.05 | --> | 0.05 | 0 | 0 | Constrained,otherwise capacity available =42kVA. | --> | 0.047 | 0 | 0 | 0 | 0 | 0.05 | 0 |  | --> | E17 ex KILCOLGAN | KILCOLGAN: T421 | GALWAY 110KV |  | 53.1771 | -8.8361
MV/LV Substation KI***4106 | 10 kV | 400V(3ph) & 230V(single ph) | LV | 200 kVA :Pole Substation | 0.2 | --> | 0.2 | 0.175 | 3.6 |  | --> | 0.19 | 0 | 0 | 0 | 0.004 | 0.199 | 0 |  | --> | C27 ex BALLYCROSSAUN | BALLYCROSSAUN: T421∥T422 | SOMERSET |  | 53.1728 | -8.2897
MV/LV Substation KI***4108 | 20 kV | 400V(3ph) & 230V(single ph) | LV | 100 kVA :Pole Substation | 0.1 | --> | 0.1 | 0.08 | 0.8 |  | --> | 0.095 | 0 | 0 | 0 | 0 | 0 | 0 | Constrained,otherwise capacity available =103kW. | --> | E12 ex KILMACTHOMAS | KILMACTHOMAS: T421∥T422 | DUNGARVAN |  | 52.203 | -7.4218
MV/LV Substation KI***4108 | 20 kV | 400V(3ph) & 230V(single ph) | LV | 200 kVA :Pole Substation | 0.2 | --> | 0.2 | 0 | 0 | Constrained,otherwise capacity available =143kVA. | --> | 0.19 | 0 | 0 | 0 | 0.042 | 0.164 | 0 |  | --> | E11 ex EDENDERRY | EDENDERRY: T421∥T422 | BLAKE |  | 53.3384 | -7.0712
MV/LV Substation KI***4108 | 10 kV | 400V(3ph) & 230V(single ph) | LV | 50 kVA :Pole Substation | 0.05 | --> | 0.05 | 0 | 0 | Constrained,otherwise capacity available =44kVA. | --> | 0.047 | 0 | 0 | 0 | 0 | 0 | 0 | Constrained,otherwise capacity available =50kW. | --> | E11 ex ASHBOURNE | ASHBOURNE: T421 | FINGLAS |  | 53.4645 | -6.3469
MV/LV Substation KI***4108 | 20 kV | 400V(3ph) & 230V(single ph) | LV | 50 kVA :Pole Substation | 0.05 | --> | 0.05 | 0 | 0 | Constrained,otherwise capacity available =49kVA. | --> | 0.047 | 0 | 0 | 0 | 0 | 0.049 | 0 |  | --> | E15 ex CREAGH | CREAGH: T421∥T422 | ATHLONE |  | 53.3288 | -8.1883
MV/LV Substation KI***4108 | 20 kV | 400V(3ph) & 230V(single ph) | LV | 50 kVA :Pole Substation | 0.05 | --> | 0.05 | 0.05 | 2.4 |  | --> | 0.047 | 0 | 0 | 0 | 0 | 0.049 | 0 |  | --> | E11 ex KILGARVAN | KILGARVAN: T421 | KNOCKEARAGH |  | 51.8509 | -9.6268
MV/LV Substation KI***4109 | 10 kV | 400V(3ph) & 230V(single ph) | LV | 400 kVA :Kiosk Substation | 0.4 | --> | 0.4 | 0 | 0 | Constrained,otherwise capacity available =301kVA. | --> | 0.38 | 0 | 0 | 0 | 0 | 0.414 | 0 |  | --> | C17 ex CARRICKMINES | CARRICKMINES: T41 | CARRICKMINES |  | 53.2401 | -6.1972
MV/LV Substation KI***4109 | 20 kV | 400V(3ph) & 230V(single ph) | LV | 50 kVA :Pole Substation | 0.05 | --> | 0.05 | 0.044 | 1.4 |  | --> | 0.047 | 0 | 0 | 0 | 0 | 0 | 0 | Constrained,otherwise capacity available =50kW. | --> | C18 ex DEERPARK | DEERPARK: T41∥T42 | BALLYDINE |  | 52.4329 | -7.4435
MV/LV Substation KI***410X | 20 kV | 400V(3ph) & 230V(single ph) | LV | 50 kVA :Pole Substation | 0.05 | --> | 0.05 | 0 | 0 | Constrained,otherwise capacity available =34kVA. | --> | 0.047 | 0 | 0 | 0 | 0 | 0 | 0 | Constrained,otherwise capacity available =51kW. | --> | E18 ex BIRR | BIRR: T422 | DALLOW |  | 53.098 | -7.9368
MV/LV Substation KI***4111 | 10 kV | 400V(3ph) & 230V(single ph) | LV | 100 kVA :Pole Substation | 0.1 | --> | 0.1 | 0.1 | 0.9 |  | --> | 0.095 | 0 | 0 | 0 | 0 | 0.1 | 0 |  | --> | C15 ex CRANNY | CRANNY: T41 | ENNIS |  | 52.7194 | -9.3144
MV/LV Substation KI***4112 | 10 kV | 400V(3ph) & 230V(single ph) | LV | 50 kVA :Pole Substation | 0.05 | --> | 0.05 | 0.049 | 0.1 |  | --> | 0.047 | 0 | 0 | 0 | 0 | 0.049 | 0 |  | --> | C16 ex JOHNSTOWN | JOHNSTOWN: T42 | KILTEEL |  | 53.2567 | -6.5548
MV/LV Substation KI***4117 | 10 kV | 400V(3ph) & 230V(single ph) | LV | 50 kVA :Pole Substation | 0.05 | --> | 0.05 | 0.05 | 1.6 |  | --> | 0.047 | 0 | 0 | 0 | 0 | 0.049 | 0 |  | --> | C20 ex CAHIR | CAHIR: T42 | CAHIR |  | 52.3424 | -8.0101
MV/LV Substation KI***4118 | 10 kV | 400V(3ph) & 230V(single ph) | LV | 400 kVA :Kiosk Substation | 0.4 | --> | 0.4 | 0.4 | 8.3 |  | --> | 0.38 | 0 | 0 | 0 | 0 | 0.4 | 0 |  | --> | C21 ex BALLYBEG | BALLYBEG: T101 | CARRICKMINES |  | 52.9865 | -6.0767
MV/LV Substation KI***411Y | 10 kV | 400V(3ph) & 230V(single ph) | LV | 400 kVA :Kiosk Substation | 0.4 | --> | 0.4 | 0.375 | 1.5 |  | --> | 0.38 | 0 | 0 | 0 | 0 | 0.403 | 0 |  | --> | C16 ex DERRYCRAMPH | DERRYCRAMPH: T41∥T42 | SHANKILL |  | 53.9834 | -7.3408
MV/LV Substation KI***4120 | 10 kV | 400V(3ph) & 230V(single ph) | LV | 400 kVA :Kiosk Substation | 0.4 | --> | 0.4 | 0.4 | 3.7 |  | --> | 0.38 | 0 | 0 | 0 | 0 | 0.4 | 0 |  | --> | C39 ex KILMORE | KILMORE: T103 | FINGLAS |  | 53.4032 | -6.2278
MV/LV Substation KI***4120 | 10 kV | 400V(3ph) & 230V(single ph) | LV | 100 kVA :Pole Substation | 0.1 | --> | 0.1 | 0 | 0 | Constrained,otherwise capacity available =99kVA. | --> | 0.095 | 0 | 0 | 0 | 0 | 0 | 0 | Constrained,otherwise capacity available =100kW. | --> | C24 ex RAMSTOWN | RAMSTOWN: T41∥T42 | CRANE |  | 52.6737 | -6.3164
MV/LV Substation KI***4120 | 20 kV | 400V(3ph) & 230V(single ph) | LV | 50 kVA :Pole Substation | 0.05 | --> | 0.05 | 0.047 | 6.7 |  | --> | 0.047 | 0 | 0 | 0 | 0 | 0 | 0 | Constrained,otherwise capacity available =49kW. | --> | E13 ex DUNFIRTH | DUNFIRTH: T122 | DUNFIRTH |  | 53.4091 | -6.7222
MV/LV Substation KI***4121 | 20 kV | 400V(3ph) & 230V(single ph) | LV | 50 kVA :Pole Substation | 0.05 | --> | 0.05 | 0 | 0 | Constrained,otherwise capacity available =32kVA. | --> | 0.047 | 0 | 0 | 0 | 0 | 0.051 | 0 |  | --> | E23 ex ATHENRY | ATHENRY: T423 | GALWAY 110KV |  | 53.2753 | -8.6314
MV/LV Substation KI***4121 | 20 kV | 400V(3ph) & 230V(single ph) | LV | 100 kVA :Pole Substation | 0.1 | --> | 0.1 | 0 | 0 | Constrained,otherwise capacity available =98kVA. | --> | 0.095 | 0 | 0 | 0 | 0 | 0.1 | 0 |  | --> | C21 ex CASTLEISLAND | CASTLEISLAND: T41∥T42 | TRALEE |  | 52.2243 | -9.4767
MV/LV Substation KI***4121 | 20 kV | 400V(3ph) & 230V(single ph) | LV | 630 kVA :Building Structure | 0.63 | --> | 0.63 | 0.5 | 5.4 |  | --> | 0.598 | 0 | 0 | 0 | 0 | 0.5 | 0 |  | --> | E14 ex MOY | MOY: T421∥T422 | MOY |  | 54.2091 | -9.2125
MV/LV Substation KI***4121 | 20 kV | 400V(3ph) & 230V(single ph) | LV | 50 kVA :Pole Substation | 0.05 | --> | 0.05 | 0.025 | 11.3 |  | --> | 0.047 | 0 | 0 | 0 | 0.003 | 0.05 | 0 |  | --> | C14 ex SINGLAND | SINGLAND: T102 | SINGLAND |  | 52.6027 | -8.531
MV/LV Substation KI***4125 | 10 kV | 400V(3ph) & 230V(single ph) | LV | 100 kVA :Pole Substation | 0.1 | --> | 0.1 | 0.1 | 3.1 |  | --> | 0.095 | 0 | 0 | 0 | 0 | 0 | 0 | Constrained,otherwise capacity available =100kW. | --> | C18 ex GLENGOOLE | GLENGOOLE: T42 | THURLES |  | 52.5652 | -7.6713
MV/LV Substation KI***4127 | 10 kV | 400V(3ph) & 230V(single ph) | LV | 630 kVA :Kiosk Substation | 0.63 | --> | 0.63 | 0.5 | 2 |  | --> | 0.598 | 0 | 0 | 0 | 0.021 | 0.5 | 0 |  | --> | C16 ex KENMARE | KENMARE: T42 | KNOCKEARAGH |  | 51.8822 | -9.5737
MV/LV Substation KI***4127 | 20 kV | 400V(3ph) & 230V(single ph) | LV | 200 kVA :Kiosk Substation | 0.2 | --> | 0.2 | 0.2 | 6.2 |  | --> | 0.19 | 0 | 0 | 0 | 0 | 0.2 | 0 |  | --> | E12 ex BAGENALSTOWN | BAGENALSTOWN: T421∥T422 | CARLOW |  | 52.6985 | -6.9342
MV/LV Substation KI***4127 | 10 kV | 400V(3ph) & 230V(single ph) | LV | 400 kVA :Building Structure | 0.4 | --> | 0.4 | 0 | 0 | Constrained,otherwise capacity available =94kVA. | --> | 0.38 | 0 | 0 | 0 | 0 | 0 | 0 | Constrained,otherwise capacity available =427kW. | --> | E11 ex ASHBOURNE | ASHBOURNE: T421 | FINGLAS |  | 53.4474 | -6.2817
MV/LV Substation KI***4128 | 20 kV | 400V(3ph) & 230V(single ph) | LV | 50 kVA :Pole Substation | 0.05 | --> | 0.05 | 0.027 | 6.2 |  | --> | 0.047 | 0 | 0 | 0 | 0 | 0.052 | 0 |  | --> | E17 ex BAGENALSTOWN | BAGENALSTOWN: T421∥T422 | CARLOW |  | 52.7 | -6.9347
MV/LV Substation KI***4129 | 20 kV | 400V(3ph) & 230V(single ph) | LV | 50 kVA :Pole Substation | 0.05 | --> | 0.05 | 0.047 | 0.9 |  | --> | 0.047 | 0 | 0 | 0 | 0 | 0 | 0 | Constrained,otherwise capacity available =49kW. | --> | E23 ex ATHBOY | ATHBOY: T423 | NAVAN |  | 53.5256 | -6.8779
MV/LV Substation KI***412Z | 10 kV | 400V(3ph) & 230V(single ph) | LV | 200 kVA :Kiosk Substation | 0.2 | --> | 0.2 | 0.129 | 0.1 |  | --> | 0.19 | 0 | 0 | 0 | 0 | 0.21 | 0 |  | --> | C16 ex JOHNSTOWN | JOHNSTOWN: T42 | KILTEEL |  | 53.249 | -6.5899
MV/LV Substation KI***413 | 10 kV | 400V(3ph) & 230V(single ph) | LV | 50 kVA :Pole Substation | 0.05 | --> | 0.05 | 0.029 | 8.3 |  | --> | 0.047 | 0 | 0 | 0 | 0.007 | 0.045 | 0 |  | --> | C17 ex BALLYBEG | BALLYBEG: T101 | CARRICKMINES |  | 52.9457 | -6.0318
MV/LV Substation KI***4132 | 10 kV | 400V(3ph) & 230V(single ph) | LV | 400 kVA :Kiosk Substation | 0.4 | --> | 0.4 | 0 | 0 | Constrained,otherwise capacity available =399kVA. | --> | 0.38 | 0 | 0 | 0 | 0 | 0.4 | 0 |  | --> | C15 ex SAGGART | SAGGART: T41∥T42 | GRANGE CASTLE |  | 53.2679 | -6.3773
MV/LV Substation KI***4132 | 10 kV | 400V(3ph) & 230V(single ph) | LV | 1000 kVA :Building Structure | 1 | --> | 1 | 0.5 | 7.5 |  | --> | 0.95 | 0 | 0 | 0 | 0 | 0.5 | 0 |  | --> | C14 ex CARRICKMINES | CARRICKMINES: T42 | CARRICKMINES |  | 53.2557 | -6.2032
MV/LV Substation KI***4135 | 10 kV | 400V(3ph) & 230V(single ph) | LV | 50 kVA :Pole Substation | 0.05 | --> | 0.05 | 0.05 | 2 |  | --> | 0.047 | 0 | 0 | 0 | 0 | 0.049 | 0 |  | --> | C24 ex CARRICKMACROSS | CARRICKMACROSS: T42 | MEATH HILL |  | 54.0155 | -6.7586
MV/LV Substation KI***4136 | 20 kV | 400V(3ph) & 230V(single ph) | LV | 50 kVA :Pole Substation | 0.05 | --> | 0.05 | 0 | 0 | Constrained,otherwise capacity available =34kVA. | --> | 0.047 | 0 | 0 | 0 | 0 | 0.051 | 0 |  | --> | E12 ex KILCOCK | KILCOCK: T422 | GRIFFINRATH |  | 53.4355 | -6.59
MV/LV Substation KI***4136 | 20 kV | 400V(3ph) & 230V(single ph) | LV | 50 kVA :Pole Substation | 0.05 | --> | 0.05 | 0 | 0 | Constrained,otherwise capacity available =50kVA. | --> | 0.047 | 0 | 0 | 0 | 0 | 0 | 0 | Constrained,otherwise capacity available =49kW. | --> | E12 ex BIRR | BIRR: T422 | DALLOW |  | 53.0996 | -7.8293
MV/LV Substation KI***4137 | 10 kV | 400V(3ph) & 230V(single ph) | LV | 630 kVA :Building Structure | 0.63 | --> | 0.63 | 0.5 | 15.8 |  | --> | 0.598 | 0 | 0 | 0 | 0 | 0.5 | 0 |  | --> | C36 ex CASTLEVIEW | CASTLEVIEW: T102 | CASTLEVIEW |  | 51.8992 | -8.3448
MV/LV Substation KI***4139 | 10 kV | 400V(3ph) & 230V(single ph) | LV | 400 kVA :Kiosk Substation | 0.4 | --> | 0.4 | 0 | 0 | Constrained,otherwise capacity available =364kVA. | --> | 0.38 | 0 | 0 | 0 | 0.001 | 0.404 | 0 |  | --> | C21 ex CARRICKMACROSS | CARRICKMACROSS: T41 | MEATH HILL |  | 53.9702 | -6.7217
MV/LV Substation KI***4139 | 20 kV | 400V(3ph) & 230V(single ph) | LV | 50 kVA :Pole Substation | 0.05 | --> | 0.05 | 0 | 0 | Constrained,otherwise capacity available =50kVA. | --> | 0.047 | 0 | 0 | 0 | 0 | 0.049 | 0 |  | --> | E12 ex KILCULLEN | KILCULLEN: T424 | STRATFORD |  | 53.0816 | -6.7669
MV/LV Substation KI***414 | 10 kV | 400V(3ph) & 230V(single ph) | LV | 100 kVA :Pole Substation | 0.1 | --> | 0.1 | 0 | 0 | Constrained,otherwise capacity available =88kVA. | --> | 0.095 | 0 | 0 | 0 | 0.014 | 0.086 | 0 |  | --> | C11 ex GARDEN CITY | GARDEN CITY: T41∥T42 | ARKLOW |  | 52.6911 | -6.2146
MV/LV Substation KI***414 | 10 kV | 400V(3ph) & 230V(single ph) | LV | 50 kVA :Pole Substation | 0.05 | --> | 0.05 | 0.037 | 5.9 |  | --> | 0.047 | 0 | 0 | 0 | 0 | 0.051 | 0 |  | --> | C11 ex BANDON | BANDON: T101 | BANDON |  | 51.7545 | -8.7333
MV/LV Substation KI***4140 | 10 kV | 400V(3ph) & 230V(single ph) | LV | 1000 kVA :Building Structure | 1 | --> | 1 | 0.5 | 2.8 |  | --> | 0.95 | 0 | 0 | 0 | 0 | 0.5 | 0 |  | --> | C12 ex BALLYBODEN | BALLYBODEN: T42 | COOKSTOWN |  | 53.2795 | -6.3151
MV/LV Substation KI***4140 | 10 kV | 400V(3ph) & 230V(single ph) | LV | 630 kVA :Building Structure | 0.63 | --> | 0.63 | 0 | 0 | Constrained,otherwise capacity available =439kVA. | --> | 0.598 | 0 | 0 | 0 | 0 | 0.5 | 0 |  | --> | C13 ex KILDARE | KILDARE: T41∥T42 | NEWBRIDGE |  | 53.1549 | -6.9172
MV/LV Substation KI***4141 | 10 kV | 400V(3ph) & 230V(single ph) | LV | 50 kVA :Pole Substation | 0.05 | --> | 0.05 | 0.05 | 4.8 |  | --> | 0.047 | 0 | 0 | 0 | 0 | 0.049 | 0 |  | --> | C23 ex ATHY | ATHY: T101 | ATHY |  | 52.9085 | -6.9623
MV/LV Substation KI***4141 | 10 kV | 400V(3ph) & 230V(single ph) | LV | 1000 kVA :Building Structure | 1 | --> | 1 | 0 | 0 | Constrained,otherwise capacity available =500kVA. | --> | 0.95 | 0 | 0 | 0 | 0 | 0.5 | 0 |  | --> | C18 ex KILDARE | KILDARE: T41∥T42 | NEWBRIDGE |  | 53.1549 | -6.9158
MV/LV Substation KI***4142 | 10 kV | 400V(3ph) & 230V(single ph) | LV | 1000 kVA :Building Structure | 1 | --> | 1 | 0 | 0 | Constrained,otherwise capacity available =500kVA. | --> | 0.95 | 0 | 0 | 0 | 0 | 0.5 | 0 |  | --> | C13 ex KILDARE | KILDARE: T41∥T42 | NEWBRIDGE |  | 53.1549 | -6.9157
MV/LV Substation KI***4142 | 10 kV | 400V(3ph) & 230V(single ph) | LV | 1000 kVA :Building Structure | 1 | --> | 1 | 0.5 | 2.8 |  | --> | 0.95 | 0 | 0 | 0 | 0 | 0.5 | 0 |  | --> | C12 ex BALLYBODEN | BALLYBODEN: T42 | COOKSTOWN |  | 53.2807 | -6.3124
MV/LV Substation KI***4143 | 10 kV | 400V(3ph) & 230V(single ph) | LV | 1000 kVA :Building Structure | 1 | --> | 1 | 0.5 | 2.8 |  | --> | 0.95 | 0 | 0 | 0 | 0 | 0.5 | 0 |  | --> | C12 ex BALLYBODEN | BALLYBODEN: T42 | COOKSTOWN |  | 53.2807 | -6.3124
MV/LV Substation KI***4146 | 20 kV | 400V(3ph) & 230V(single ph) | LV | 630 kVA :Building Structure | 0.63 | --> | 0.63 | 0.237 | 3.4 |  | --> | 0.598 | 0 | 0 | 0 | 0 | 0.5 | 0 |  | --> | E20 ex CLONMINCH | CLONMINCH: T422 | THORNSBERRY |  | 53.3782 | -7.2746
MV/LV Substation KI***4146 | 10 kV | 400V(3ph) & 230V(single ph) | LV | 100 kVA :Pole Substation | 0.1 | --> | 0.1 | 0.091 | 3.6 |  | --> | 0.095 | 0 | 0 | 0 | 0 | 0.1 | 0 |  | --> | C27 ex BALLYCROSSAUN | BALLYCROSSAUN: T421∥T422 | SOMERSET |  | 53.1604 | -8.2494
MV/LV Substation KI***4147 | 20 kV | 400V(3ph) & 230V(single ph) | LV | 50 kVA :Pole Substation | 0.05 | --> | 0.05 | 0.05 | 1 |  | --> | 0.047 | 0 | 0 | 0 | 0 | 0 | 0 | Constrained,otherwise capacity available =49kW. | --> | C25 ex KILCLOHER | KILCLOHER: T42 | DUNGARVAN |  | 52.191 | -7.7136
MV/LV Substation KI***414X | 10 kV | 400V(3ph) & 230V(single ph) | LV | 100 kVA :Pole Substation | 0.1 | --> | 0.1 | 0.095 | 1.5 |  | --> | 0.095 | 0 | 0 | 0 | 0 | 0.1 | 0 |  | --> | E17 ex BEALISTOWN | BEALISTOWN: T421∥T422 | GREAT ISLAND |  | 52.2575 | -6.8451
MV/LV Substation KI***414Z | 20 kV | 400V(3ph) & 230V(single ph) | LV | 50 kVA :Pole Substation | 0.05 | --> | 0.05 | 0.038 | 3.6 |  | --> | 0.047 | 0 | 0 | 0 | 0 | 0.051 | 0 |  | --> | E12 ex KILLINICK | KILLINICK: T421∥T422 | WEXFORD |  | 52.2429 | -6.3778
MV/LV Substation KI***415 | 10 kV | 400V(3ph) & 230V(single ph) | LV | 200 kVA :Kiosk Substation | 0.2 | --> | 0.2 | 0 | 0 | Constrained,otherwise capacity available =158kVA. | --> | 0.19 | 0 | 0 | 0 | 0.039 | 0 | 0 | Constrained,otherwise capacity available =165kW. | --> | C20 ex CLOONLOUGH | CLOONLOUGH: T41∥T42 | BARRYMORE |  | 52.2134 | -8.2723
MV/LV Substation KI***415 | 20 kV | 400V(3ph) & 230V(single ph) | LV | 50 kVA :Pole Substation | 0.05 | --> | 0.05 | 0.039 | 1.7 |  | --> | 0.047 | 0 | 0 | 0 | 0 | 0 | 0 | Constrained,otherwise capacity available =51kW. | --> | E17 ex CREESLOUGH | CREESLOUGH: T421 | ARDNAGAPPARY |  | 55.1782 | -7.9619
MV/LV Substation KI***4155 | 10 kV | 400V(3ph) & 230V(single ph) | LV | 100 kVA :Pole Substation | 0.1 | --> | 0.1 | 0.091 | 5 |  | --> | 0.095 | 0 | 0 | 0 | 0 | 0.1 | 0 |  | --> | C12 ex BALLYRICKARD | BALLYRICKARD: T41∥T42 | TRALEE |  | 52.2791 | -9.824
MV/LV Substation KI***4158 | 10 kV | 400V(3ph) & 230V(single ph) | LV | 50 kVA :Pole Substation | 0.05 | --> | 0.05 | 0.046 | 0.3 |  | --> | 0.047 | 0 | 0 | 0 | 0 | 0.049 | 0 |  | --> | C23 ex NENAGH | NENAGH: T41 | NENAGH |  | 52.8217 | -8.2251
MV/LV Substation KI***4158 | 10 kV | 400V(3ph) & 230V(single ph) | LV | 400 kVA :Kiosk Substation | 0.4 | --> | 0.4 | 0.147 | 0.1 | Constrained,otherwise capacity available =297kVA. | --> | 0.38 | 0 | 0 | 0 | 0.155 | 0.252 | 0 |  | --> | C16 ex JOHNSTOWN | JOHNSTOWN: T42 | KILTEEL |  | 53.2435 | -6.5903
MV/LV Substation KI***4159 | 10 kV | 400V(3ph) & 230V(single ph) | LV | 630 kVA :Kiosk Substation | 0.63 | --> | 0.63 | 0.5 | 2.7 |  | --> | 0.598 | 0 | 0 | 0 | 0 | 0.5 | 0 |  | --> | C17 ex BALLYARD | BALLYARD: T41∥T42 | TRALEE |  | 52.2624 | -9.6878
MV/LV Substation KI***416 | 20 kV | 400V(3ph) & 230V(single ph) | LV | 200 kVA :Pole Substation | 0.2 | --> | 0.2 | 0.104 | 5.1 |  | --> | 0.19 | 0 | 0 | 0 | 0 | 0.214 | 0 |  | --> | E15 ex BALLYBUNION | BALLYBUNION: T421∥T422 | TRIEN |  | 52.5565 | -9.5803
MV/LV Substation KI***4160 | 10 kV | 400V(3ph) & 230V(single ph) | LV | 1000 kVA :Building Structure | 1 | --> | 1 | 0.5 | 1.8 |  | --> | 0.95 | 0 | 0 | 0 | 0 | 0.5 | 0 |  | --> | C13 ex DUNDRUM | DUNDRUM: T41 | BLACKROCK |  | 53.2877 | -6.2302
MV/LV Substation KI***4161 | 10 kV | 400V(3ph) & 230V(single ph) | LV | 100 kVA :Pole Substation | 0.1 | --> | 0.1 | 0.087 | 2.2 |  | --> | 0.095 | 0 | 0 | 0 | 0 | 0.101 | 0 |  | --> | C26 ex KELLS | KELLS: T41∥T42 | NAVAN |  | 53.7119 | -6.8275
MV/LV Substation KI***4162 | 10 kV | 400V(3ph) & 230V(single ph) | LV | 50 kVA :Pole Substation | 0.05 | --> | 0.05 | 0 | 0 | Constrained,otherwise capacity available =50kVA. | --> | 0.047 | 0 | 0 | 0 | 0 | 0 | 0 | Constrained,otherwise capacity available =49kW. | --> | C11 ex TEMPLEMORE | TEMPLEMORE: T41 | IKERRIN |  | 52.7851 | -7.8776
MV/LV Substation KI***4162 | 10 kV | 400V(3ph) & 230V(single ph) | LV | 1000 kVA :Building Structure | 1 | --> | 1 | 0 | 0 | Constrained,otherwise capacity available =500kVA. | --> | 0.95 | 0 | 0 | 0 | 0 | 0.5 | 0 |  | --> | C11 ex LITTLE BRAY | LITTLE BRAY: T41 | FASSAROE |  | 53.226 | -6.1211
MV/LV Substation KI***4162 | 10 kV | 400V(3ph) & 230V(single ph) | LV | 630 kVA :Building Structure | 0.63 | --> | 0.63 | 0 | 0 | Constrained,otherwise capacity available =500kVA. | --> | 0.598 | 0 | 0 | 0 | 0 | 0.5 | 0 |  | --> | C23 ex COLLEGE PARK | COLLEGE PARK: T101 | COLLEGE PARK |  | 53.4177 | -6.3504
MV/LV Substation KI***4162 | 20 kV | 400V(3ph) & 230V(single ph) | LV | 100 kVA :Pole Substation | 0.1 | --> | 0.1 | 0.1 | 5.6 |  | --> | 0.095 | 0 | 0 | 0 | 0 | 0.1 | 0 |  | --> | E18 ex CRANE | CRANE: T122 | CRANE |  | 52.5 | -6.2773
MV/LV Substation KI***4163 | 10 kV | 400V(3ph) & 230V(single ph) | LV | 100 kVA :Pole Substation | 0.1 | --> | 0.1 | 0 | 0 | Constrained,otherwise capacity available =94kVA. | --> | 0.095 | 0 | 0 | 0 | 0 | 0.1 | 0 |  | --> | C12 ex BALLYBEGGAN | BALLYBEGGAN: T43∥T44 | TRALEE |  | 52.2526 | -9.5859
MV/LV Substation KI***4165 | 20 kV | 400V(3ph) & 230V(single ph) | LV | 50 kVA :Pole Substation | 0.05 | --> | 0.05 | 0 | 0 | Constrained,otherwise capacity available =50kVA. | --> | 0.047 | 0 | 0 | 0 | 0 | 0 | 0 | Constrained,otherwise capacity available =49kW. | --> | C16 ex HOLYCROSS ROAD | HOLYCROSS ROAD: T41∥T42 | THURLES |  | 52.6331 | -7.8823
MV/LV Substation KI***4169 | 20 kV | 400V(3ph) & 230V(single ph) | LV | 50 kVA :Pole Substation | 0.05 | --> | 0.05 | 0 | 0 | Constrained,otherwise capacity available =45kVA. | --> | 0.047 | 0 | 0 | 0 | 0 | 0.05 | 0 |  | --> | E11 ex ACADEMY STREET | ACADEMY STREET: T421∥T422 | NAVAN |  | 53.6263 | -6.6372
MV/LV Substation KI***416X | 20 kV | 400V(3ph) & 230V(single ph) | LV | 50 kVA :Pole Substation | 0.05 | --> | 0.05 | 0 | 0 | Constrained,otherwise capacity available =23kVA. | --> | 0.047 | 0 | 0 | 0 | 0.019 | 0.033 | 0 |  | --> | C17 ex CARRICKMACROSS | CARRICKMACROSS: T41 | MEATH HILL |  | 53.9928 | -6.6086
MV/LV Substation KI***417 | 10 kV | 400V(3ph) & 230V(single ph) | LV | 50 kVA :Pole Substation | 0.05 | --> | 0.05 | 0 | 0 | Constrained,otherwise capacity available =30kVA. | --> | 0.047 | 0 | 0 | 0 | 0 | 0.052 | 0 |  | --> | C11 ex KANTURK | KANTURK: T41∥T42 | GLENLARA |  | 52.211 | -8.8326
MV/LV Substation KI***4170 | 10 kV | 400V(3ph) & 230V(single ph) | LV | 50 kVA :Pole Substation | 0.05 | --> | 0.05 | 0 | 0 | Constrained,otherwise capacity available =47kVA. | --> | 0.047 | 0 | 0 | 0 | 0 | 0.049 | 0 |  | --> | C19 ex KILMONEY | KILMONEY: T41∥T42 | TRABEG |  | 51.8112 | -8.4153
MV/LV Substation KI***4173 | 10 kV | 400V(3ph) & 230V(single ph) | LV | 200 kVA :Pole Substation | 0.2 | --> | 0.2 | 0.2 | 7.7 |  | --> | 0.19 | 0 | 0 | 0 | 0 | 0.2 | 0 |  | --> | C12 ex GARRYCASTLE | GARRYCASTLE: T42 | ATHLONE |  | 53.413 | -7.898
MV/LV Substation KI***4175 | 10 kV | 400V(3ph) & 230V(single ph) | LV | 50 kVA :Pole Substation | 0.05 | --> | 0.05 | 0 | 0 | Constrained,otherwise capacity available =50kVA. | --> | 0.047 | 0 | 0 | 0 | 0 | 0.049 | 0 |  | --> | C22 ex SKIBBEREEN | SKIBBEREEN: T41∥T42 | DUNMANWAY |  | 51.4661 | -9.4108
MV/LV Substation KI***4178 | 20 kV | 400V(3ph) & 230V(single ph) | LV | 50 kVA :Pole Substation | 0.05 | --> | 0.05 | 0.05 | 11.9 |  | --> | 0.047 | 0 | 0 | 0 | 0 | 0 | 0 | Constrained,otherwise capacity available =49kW. | --> | E12 ex WESTPORT | WESTPORT: T421∥T422 | CASTLEBAR |  | 53.7626 | -9.3623
MV/LV Substation KI***4180 | 10 kV | 400V(3ph) & 230V(single ph) | LV | 400 kVA :Kiosk Substation | 0.4 | --> | 0.4 | 0 | 0 | Constrained,otherwise capacity available =396kVA. | --> | 0.38 | 0 | 0 | 0 | 0 | 0 | 0 | Constrained,otherwise capacity available =400kW. | --> | C18 ex BALLYCOOLIN | BALLYCOOLIN: T42 | FINGLAS |  | 53.4032 | -6.3669
MV/LV Substation KI***4180 | 20 kV | 400V(3ph) & 230V(single ph) | LV | 50 kVA :Pole Substation | 0.05 | --> | 0.05 | 0.05 | 2.5 |  | --> | 0.047 | 0 | 0 | 0 | 0 | 0.049 | 0 |  | --> | C12 ex ATHY | ATHY: T102 | ATHY |  | 52.951 | -6.8963
MV/LV Substation KI***4181 | 20 kV | 400V(3ph) & 230V(single ph) | LV | 50 kVA :Pole Substation | 0.05 | --> | 0.05 | 0 | 0 | Constrained,otherwise capacity available =46kVA. | --> | 0.047 | 0 | 0 | 0 | 0 | 0.049 | 0 |  | --> | E17 ex DRUMLINE | DRUMLINE: T421∥T422 | DRUMLINE |  | 52.7977 | -8.7614
MV/LV Substation KI***4182 | 20 kV | 400V(3ph) & 230V(single ph) | LV | 400 kVA :Kiosk Substation | 0.4 | --> | 0.4 | 0 | 0 | Constrained,otherwise capacity available =362kVA. | --> | 0.38 | 0 | 0 | 0 | 0 | 0.405 | 0 |  | --> | E11 ex GLASMORE | GLASMORE: T421 | GLASMORE |  | 53.4949 | -6.1416
MV/LV Substation KI***4182 | 20 kV | 400V(3ph) & 230V(single ph) | LV | 50 kVA :Pole Substation | 0.05 | --> | 0.05 | 0 | 0 | Constrained,otherwise capacity available =50kVA. | --> | 0.047 | 0 | 0 | 0 | 0 | 0.049 | 0 |  | --> | E23 ex ATHENRY | ATHENRY: T423 | GALWAY 110KV |  | 53.3026 | -8.6228
MV/LV Substation KI***4183 | 10 kV | 400V(3ph) & 230V(single ph) | LV | 50 kVA :Pole Substation | 0.05 | --> | 0.05 | 0.05 | 1.3 |  | --> | 0.047 | 0 | 0 | 0 | 0 | 0 | 0 | Constrained,otherwise capacity available =49kW. | --> | C23 ex KILKEE | KILKEE: T41 | TULLABRACK |  | 52.5787 | -9.8451
MV/LV Substation KI***4183 | 20 kV | 400V(3ph) & 230V(single ph) | LV | 50 kVA :Pole Substation | 0.05 | --> | 0.05 | 0.05 | 1.3 |  | --> | 0.047 | 0 | 0 | 0 | 0 | 0.049 | 0 |  | --> | C17 ex ROOSKY | ROOSKY: T41 | RICHMOND |  | 53.8258 | -7.9715
MV/LV Substation KI***4185 | 10 kV | 400V(3ph) & 230V(single ph) | LV | 50 kVA :Pole Substation | 0.05 | --> | 0.05 | 0 | 0 | Constrained,otherwise capacity available =47kVA. | --> | 0.047 | 0 | 0 | 0 | 0 | 0.049 | 0 |  | --> | C19 ex PARKMORE | PARKMORE: T41∥T42 | GALWAY 110KV |  | 53.3052 | -8.9551
MV/LV Substation KI***4188 | 10 kV | 400V(3ph) & 230V(single ph) | LV | 50 kVA :Pole Substation | 0.05 | --> | 0.05 | 0.031 | 3.3 |  | --> | 0.047 | 0 | 0 | 0 | 0.021 | 0.029 | 0 |  | --> | C19 ex CELBRIDGE | CELBRIDGE: T41 | GRIFFINRATH |  | 53.3228 | -6.5694
MV/LV Substation KI***4189 | 20 kV | 400V(3ph) & 230V(single ph) | LV | 50 kVA :Pole Substation | 0.05 | --> | 0.05 | 0 | 0 | Constrained,otherwise capacity available =50kVA. | --> | 0.047 | 0 | 0 | 0 | 0 | 0.049 | 0 |  | --> | E17 ex BALTRASNA | BALTRASNA: T121 | BALTRASNA |  | 53.5431 | -6.4585
MV/LV Substation KI***419 | 10 kV | 400V(3ph) & 230V(single ph) | LV | 50 kVA :Pole Substation | 0.05 | --> | 0.05 | 0.05 | 0.1 |  | --> | 0.047 | 0 | 0 | 0 | 0 | 0.049 | 0 |  | --> | C16 ex JOHNSTOWN | JOHNSTOWN: T42 | KILTEEL |  | 53.2531 | -6.5771
MV/LV Substation KI***4190 | 20 kV | 400V(3ph) & 230V(single ph) | LV | 100 kVA :Pole Substation | 0.1 | --> | 0.1 | 0.1 | 1 |  | --> | 0.095 | 0 | 0 | 0 | 0 | 0.1 | 0 |  | --> | E13 ex SHILLELAGH | SHILLELAGH: T421∥T422 | CARLOW |  | 52.7908 | -6.4021
MV/LV Substation KI***4192 | 20 kV | 400V(3ph) & 230V(single ph) | LV | 400 kVA :Building Structure | 0.4 | --> | 0.4 | 0 | 0 | Constrained,otherwise capacity available =295kVA. | --> | 0.38 | 0 | 0 | 0 | 0 | 0 | 0 | Constrained,otherwise capacity available =416kW. | --> | C16 ex HOLYCROSS ROAD | HOLYCROSS ROAD: T41∥T42 | THURLES |  | 52.6329 | -7.8954
MV/LV Substation KI***4193 | 10 kV | 400V(3ph) & 230V(single ph) | LV | 400 kVA :Kiosk Substation | 0.4 | --> | 0.4 | 0 | 0 | Constrained,otherwise capacity available =342kVA. | --> | 0.38 | 0 | 0 | 0 | 0 | 0.408 | 0 |  | --> | C22 ex KILMONEY | KILMONEY: T41∥T42 | TRABEG |  | 51.8092 | -8.3824
MV/LV Substation KI***4194 | 20 kV | 400V(3ph) & 230V(single ph) | LV | 50 kVA :Pole Substation | 0.05 | --> | 0.05 | 0 | 0 | Constrained,otherwise capacity available =48kVA. | --> | 0.047 | 0 | 0 | 0 | 0 | 0 | 0 | Constrained,otherwise capacity available =49kW. | --> | E12 ex BIRR | BIRR: T422 | DALLOW |  | 53.1003 | -7.705
MV/LV Substation KI***4196 | 10 kV | 400V(3ph) & 230V(single ph) | LV | 630 kVA :Building Structure | 0.63 | --> | 0.63 | 0 | 0 | Constrained,otherwise capacity available =500kVA. | --> | 0.598 | 0 | 0 | 0 | 0 | 0.5 | 0 |  | --> | C15 ex SEMPERIT | SEMPERIT: T41 | GRANGE CASTLE |  | 53.3327 | -6.3581
MV/LV Substation KI***4197 | 20 kV | 400V(3ph) & 230V(single ph) | LV | 50 kVA :Pole Substation | 0.05 | --> | 0.05 | 0 | 0 | Constrained,otherwise capacity available =50kVA. | --> | 0.047 | 0 | 0 | 0 | 0 | 0 | 0 | Constrained,otherwise capacity available =49kW. | --> | E18 ex BIRR | BIRR: T422 | DALLOW |  | 53.0082 | -8.1171
MV/LV Substation KI***4203 | 20 kV | 400V(3ph) & 230V(single ph) | LV | 50 kVA :Pole Substation | 0.05 | --> | 0.05 | 0 | 0 | Constrained,otherwise capacity available =50kVA. | --> | 0.047 | 0 | 0 | 0 | 0 | 0 | 0 | Constrained,otherwise capacity available =49kW. | --> | E22 ex BUNCLODY | BUNCLODY: T421∥T422 | CRANE |  | 52.6854 | -6.6799
MV/LV Substation KI***4209 | 10 kV | 400V(3ph) & 230V(single ph) | LV | 50 kVA :Pole Substation | 0.05 | --> | 0.05 | 0.046 | 5.9 |  | --> | 0.047 | 0 | 0 | 0 | 0 | 0.049 | 0 |  | --> | C20 ex BANDON | BANDON: T101 | BANDON |  | 51.7371 | -8.7849
MV/LV Substation KI***420X | 10 kV | 400V(3ph) & 230V(single ph) | LV | 200 kVA :Kiosk Substation | 0.2 | --> | 0.2 | 0.148 | 1.6 |  | --> | 0.19 | 0 | 0 | 0 | 0 | 0.207 | 0 |  | --> | C20 ex CAHIR | CAHIR: T42 | CAHIR |  | 52.3455 | -8.0275
MV/LV Substation KI***421 | 20 kV | 400V(3ph) & 230V(single ph) | LV | 100 kVA :Pole Substation | 0.1 | --> | 0.1 | 0.085 | 1 |  | --> | 0.095 | 0 | 0 | 0 | 0.007 | 0.095 | 0 |  | --> | E14 ex RANDALSTOWN | RANDALSTOWN: T422 | NAVAN |  | 53.7006 | -6.6803
MV/LV Substation KI***4211 | 10 kV | 400V(3ph) & 230V(single ph) | LV | 630 kVA :Kiosk Substation | 0.63 | --> | 0.63 | 0 | 0 | Constrained,otherwise capacity available =500kVA. | --> | 0.598 | 0 | 0 | 0 | 0 | 0.5 | 0 |  | --> | C17 ex CARRICKMINES | CARRICKMINES: T41 | CARRICKMINES |  | 53.2394 | -6.1991
MV/LV Substation KI***4212 | 10 kV | 400V(3ph) & 230V(single ph) | LV | 50 kVA :Pole Substation | 0.05 | --> | 0.05 | 0.05 | 0.7 |  | --> | 0.047 | 0 | 0 | 0 | 0 | 0.049 | 0 |  | --> | C12 ex KILMAGIG | KILMAGIG: T42 | ARKLOW |  | 52.8558 | -6.2203
MV/LV Substation KI***4215 | 20 kV | 400V(3ph) & 230V(single ph) | LV | 50 kVA :Pole Substation | 0.05 | --> | 0.05 | 0 | 0 | Constrained,otherwise capacity available =50kVA. | --> | 0.047 | 0 | 0 | 0 | 0 | 0.049 | 0 |  | --> | E12 ex KILCULLEN | KILCULLEN: T424 | STRATFORD |  | 53.0755 | -6.8428
MV/LV Substation KI***421X | 20 kV | 400V(3ph) & 230V(single ph) | LV | 400 kVA :Kiosk Substation | 0.4 | --> | 0.4 | 0.33 | 1.5 |  | --> | 0.38 | 0 | 0 | 0 | 0.003 | 0.407 | 0 |  | --> | C21 ex TRAMORE | TRAMORE: T41 | BUTLERSTOWN |  | 52.1755 | -7.3348
MV/LV Substation KI***4222 | 10 kV | 400V(3ph) & 230V(single ph) | LV | 50 kVA :Pole Substation | 0.05 | --> | 0.05 | 0.046 | 3.4 |  | --> | 0.047 | 0 | 0 | 0 | 0 | 0.049 | 0 |  | --> | C20 ex GRAIGUE | GRAIGUE: T42 | CARLOW |  | 52.853 | -6.9975
MV/LV Substation KI***4224 | 10 kV | 400V(3ph) & 230V(single ph) | LV | 50 kVA :Pole Substation | 0.05 | --> | 0.05 | 0.05 | 0.3 |  | --> | 0.047 | 0 | 0 | 0 | 0 | 0.049 | 0 |  | --> | C20 ex DRUMBEAR | DRUMBEAR: T41∥T42 | LISDRUM |  | 54.2302 | -6.9589
MV/LV Substation KI***4226 | 10 kV | 400V(3ph) & 230V(single ph) | LV | 100 kVA :Pole Substation | 0.1 | --> | 0.1 | 0 | 0 | Constrained,otherwise capacity available =100kVA. | --> | 0.095 | 0 | 0 | 0 | 0 | 0.1 | 0 |  | --> | C19 ex PARKMORE | PARKMORE: T41∥T42 | GALWAY 110KV |  | 53.3087 | -8.9527
MV/LV Substation KI***4226 | 10 kV | 400V(3ph) & 230V(single ph) | LV | 630 kVA :Kiosk Substation | 0.63 | --> | 0.63 | 0 | 0 | Constrained,otherwise capacity available =469kVA. | --> | 0.598 | 0 | 0 | 0 | 0.004 | 0.5 | 0 |  | --> | C17 ex BALGADDY | BALGADDY: T41 | GRANGE CASTLE |  | 53.3162 | -6.4261
MV/LV Substation KI***4227 | 10 kV | 400V(3ph) & 230V(single ph) | LV | 630 kVA :Kiosk Substation | 0.63 | --> | 0.63 | 0 | 0 | Constrained,otherwise capacity available =500kVA. | --> | 0.598 | 0 | 0 | 0 | 0.011 | 0.5 | 0 |  | --> | C17 ex BALGADDY | BALGADDY: T41 | GRANGE CASTLE |  | 53.3183 | -6.4265
MV/LV Substation KI***4228 | 10 kV | 400V(3ph) & 230V(single ph) | LV | 630 kVA :Building Structure | 0.63 | --> | 0.63 | 0 | 0 | Constrained,otherwise capacity available =500kVA. | --> | 0.598 | 0 | 0 | 0 | 0 | 0.5 | 0 |  | --> | C23 ex COLLEGE PARK | COLLEGE PARK: T101 | COLLEGE PARK |  | 53.4164 | -6.3499
MV/LV Substation KI***4228 | 10 kV | 400V(3ph) & 230V(single ph) | LV | 630 kVA :Kiosk Substation | 0.63 | --> | 0.63 | 0 | 0 | Constrained,otherwise capacity available =500kVA. | --> | 0.598 | 0 | 0 | 0 | 0 | 0.5 | 0 |  | --> | C17 ex BALGADDY | BALGADDY: T41 | GRANGE CASTLE |  | 53.3179 | -6.4224
MV/LV Substation KI***4229 | 20 kV | 400V(3ph) & 230V(single ph) | LV | 100 kVA :Pole Substation | 0.1 | --> | 0.1 | 0.1 | 2.5 |  | --> | 0.095 | 0 | 0 | 0 | 0 | 0.1 | 0 |  | --> | E11 ex CLOONBANNIN | CLOONBANNIN: T421 | GLENLARA |  | 52.038 | -9.0726
MV/LV Substation KI***4229 | 10 kV | 400V(3ph) & 230V(single ph) | LV | 630 kVA :Kiosk Substation | 0.63 | --> | 0.63 | 0 | 0 | Constrained,otherwise capacity available =500kVA. | --> | 0.598 | 0 | 0 | 0 | 0.019 | 0.5 | 0 |  | --> | C39 ex COLLEGE PARK | COLLEGE PARK: T103 | COLLEGE PARK |  | 53.4241 | -6.3794
MV/LV Substation KI***4229 | 10 kV | 400V(3ph) & 230V(single ph) | LV | 630 kVA :Kiosk Substation | 0.63 | --> | 0.63 | 0 | 0 | Constrained,otherwise capacity available =500kVA. | --> | 0.598 | 0 | 0 | 0 | 0 | 0.5 | 0 |  | --> | C17 ex BALGADDY | BALGADDY: T41 | GRANGE CASTLE |  | 53.3166 | -6.4216
MV/LV Substation KI***422X | 20 kV | 400V(3ph) & 230V(single ph) | LV | 50 kVA :Pole Substation | 0.05 | --> | 0.05 | 0 | 0 | Constrained,otherwise capacity available =47kVA. | --> | 0.047 | 0 | 0 | 0 | 0 | 0.049 | 0 |  | --> | C12 ex SPIDDAL | SPIDDAL: T42 | SCREEB |  | 53.2569 | -9.3626
MV/LV Substation KI***423 | 10 kV | 400V(3ph) & 230V(single ph) | LV | 200 kVA :Pole Substation | 0.2 | --> | 0.2 | 0.1 | 5 |  | --> | 0.19 | 0 | 0 | 0 | 0.003 | 0.212 | 0 |  | --> | C21 ex OLDBAWN | OLDBAWN: T41 | COOKSTOWN |  | 53.2682 | -6.3644
MV/LV Substation KI***4231 | 10 kV | 400V(3ph) & 230V(single ph) | LV | 630 kVA :Kiosk Substation | 0.63 | --> | 0.63 | 0 | 0 | Constrained,otherwise capacity available =500kVA. | --> | 0.598 | 0 | 0 | 0 | 0 | 0.5 | 0 |  | --> | C17 ex BALGADDY | BALGADDY: T41 | GRANGE CASTLE |  | 53.315 | -6.4183
MV/LV Substation KI***4231 | 20 kV | 400V(3ph) & 230V(single ph) | LV | 50 kVA :Pole Substation | 0.05 | --> | 0.05 | 0.05 | 4.5 |  | --> | 0.047 | 0 | 0 | 0 | 0 | 0.049 | 0 |  | --> | E22 ex ENNISCRONE | ENNISCRONE: T421∥T422 | MOY |  | 54.273 | -8.924
MV/LV Substation KI***4232 | 10 kV | 400V(3ph) & 230V(single ph) | LV | 630 kVA :Kiosk Substation | 0.63 | --> | 0.63 | 0 | 0 | Constrained,otherwise capacity available =500kVA. | --> | 0.598 | 0 | 0 | 0 | 0 | 0.5 | 0 |  | --> | C17 ex BALGADDY | BALGADDY: T41 | GRANGE CASTLE |  | 53.3149 | -6.422
MV/LV Substation KI***4233 | 10 kV | 400V(3ph) & 230V(single ph) | LV | 630 kVA :Kiosk Substation | 0.63 | --> | 0.63 | 0 | 0 | Constrained,otherwise capacity available =470kVA. | --> | 0.598 | 0 | 0 | 0 | 0.028 | 0.5 | 0 |  | --> | C39 ex COLLEGE PARK | COLLEGE PARK: T103 | COLLEGE PARK |  | 53.4249 | -6.3824
MV/LV Substation KI***4233 | 10 kV | 400V(3ph) & 230V(single ph) | LV | 630 kVA :Kiosk Substation | 0.63 | --> | 0.63 | 0 | 0 | Constrained,otherwise capacity available =436kVA. | --> | 0.598 | 0 | 0 | 0 | 0 | 0.5 | 0 |  | --> | C17 ex BALGADDY | BALGADDY: T41 | GRANGE CASTLE |  | 53.3155 | -6.4252
MV/LV Substation KI***4237 | 20 kV | 400V(3ph) & 230V(single ph) | LV | 400 kVA :Building Structure | 0.4 | --> | 0.4 | 0 | 0 | Constrained,otherwise capacity available =400kVA. | --> | 0.38 | 0 | 0 | 0 | 0 | 0 | 0 | Constrained,otherwise capacity available =400kW. | --> | C12 ex LEE BRIDGE | LEE BRIDGE: T42 | MACROOM |  | 51.9154 | -9.0177
MV/LV Substation KI***4239 | 20 kV | 400V(3ph) & 230V(single ph) | LV | 50 kVA :Pole Substation | 0.05 | --> | 0.05 | 0 | 0 | Constrained,otherwise capacity available =50kVA. | --> | 0.047 | 0 | 0 | 0 | 0 | 0 | 0 | Constrained,otherwise capacity available =49kW. | --> | E12 ex CASTLELYONS | CASTLELYONS: T421∥T422 | BARRYMORE |  | 52.0586 | -8.369
MV/LV Substation KI***424 | 10 kV | 400V(3ph) & 230V(single ph) | LV | 400 kVA :Kiosk Substation | 0.4 | --> | 0.4 | 0.311 | 2.6 |  | --> | 0.38 | 0 | 0 | 0 | 0.043 | 0.368 | 0 |  | --> | C20 ex GREENHILLS | GREENHILLS: T42 | INCHICORE 220KV |  | 53.3062 | -6.341
MV/LV Substation KI***424 | 20 kV | 400V(3ph) & 230V(single ph) | LV | 100 kVA :Pole Substation | 0.1 | --> | 0.1 | 0.018 | 2.4 |  | --> | 0.095 | 0 | 0 | 0 | 0 | 0.112 | 0 |  | --> | E11 ex KILGARVAN | KILGARVAN: T421 | KNOCKEARAGH |  | 51.9041 | -9.4403
MV/LV Substation KI***4246 | 20 kV | 400V(3ph) & 230V(single ph) | LV | 50 kVA :Pole Substation | 0.05 | --> | 0.05 | 0.05 | 0.8 |  | --> | 0.047 | 0 | 0 | 0 | 0 | 0 | 0 | Constrained,otherwise capacity available =49kW. | --> | E16 ex KILMACTHOMAS | KILMACTHOMAS: T421∥T422 | DUNGARVAN |  | 52.1643 | -7.5175
MV/LV Substation KI***4246 | 10 kV | 400V(3ph) & 230V(single ph) | LV | 50 kVA :Pole Substation | 0.05 | --> | 0.05 | 0.05 | 0.7 |  | --> | 0.047 | 0 | 0 | 0 | 0 | 0.049 | 0 |  | --> | C15 ex KILMARTIN | KILMARTIN: T41 | ARKLOW |  | 53.0572 | -6.0976
MV/LV Substation KI***4249 | 10 kV | 400V(3ph) & 230V(single ph) | LV | 630 kVA :Building Structure | 0.63 | --> | 0.63 | 0 | 0 | Constrained,otherwise capacity available =500kVA. | --> | 0.598 | 0 | 0 | 0 | 0.007 | 0.5 | 0 |  | --> | C23 ex COLLEGE PARK | COLLEGE PARK: T101 | COLLEGE PARK |  | 53.418 | -6.3535
MV/LV Substation KI***4250 | 10 kV | 400V(3ph) & 230V(single ph) | LV | 50 kVA :Pole Substation | 0.05 | --> | 0.05 | 0.043 | 1.3 |  | --> | 0.047 | 0 | 0 | 0 | 0 | 0.05 | 0 |  | --> | C18 ex BALLYBAY | BALLYBAY: T41∥T42 | LISDRUM |  | 54.1879 | -6.8923
MV/LV Substation KI***4251 | 10 kV | 400V(3ph) & 230V(single ph) | LV | 50 kVA :Pole Substation | 0.05 | --> | 0.05 | 0.05 | 3.5 |  | --> | 0.047 | 0 | 0 | 0 | 0 | 0.049 | 0 |  | --> | C12 ex SALLINS | SALLINS: T42 | GRIFFINRATH |  | 53.2852 | -6.7306
MV/LV Substation KI***4253 | 10 kV | 400V(3ph) & 230V(single ph) | LV | 1000 kVA :Building Structure | 1 | --> | 1 | 0 | 0 | Constrained,otherwise capacity available =500kVA. | --> | 0.95 | 0 | 0 | 0 | 0 | 0.5 | 0 |  | --> | C13 ex KILDARE | KILDARE: T41∥T42 | NEWBRIDGE |  | 53.1557 | -6.9152
MV/LV Substation KI***4253 | 10 kV | 400V(3ph) & 230V(single ph) | LV | 50 kVA :Pole Substation | 0.05 | --> | 0.05 | 0.037 | 0.3 |  | --> | 0.047 | 0 | 0 | 0 | 0 | 0.051 | 0 |  | --> | C25 ex NENAGH | NENAGH: T41 | NENAGH |  | 52.8404 | -8.1194
MV/LV Substation KI***4254 | 10 kV | 400V(3ph) & 230V(single ph) | LV | 1000 kVA :Building Structure | 1 | --> | 1 | 0 | 0 | Constrained,otherwise capacity available =500kVA. | --> | 0.95 | 0 | 0 | 0 | 0 | 0.5 | 0 |  | --> | C13 ex KILDARE | KILDARE: T41∥T42 | NEWBRIDGE |  | 53.1557 | -6.9151
MV/LV Substation KI***4255 | 20 kV | 400V(3ph) & 230V(single ph) | LV | 50 kVA :Pole Substation | 0.05 | --> | 0.05 | 0.05 | 11.9 |  | --> | 0.047 | 0 | 0 | 0 | 0 | 0 | 0 | Constrained,otherwise capacity available =49kW. | --> | E11 ex WESTPORT | WESTPORT: T421∥T422 | CASTLEBAR |  | 53.7128 | -9.8821
MV/LV Substation KI***4256 | 20 kV | 400V(3ph) & 230V(single ph) | LV | 50 kVA :Pole Substation | 0.05 | --> | 0.05 | 0.05 | 0.8 |  | --> | 0.047 | 0 | 0 | 0 | 0 | 0 | 0 | Constrained,otherwise capacity available =49kW. | --> | E17 ex KILMACTHOMAS | KILMACTHOMAS: T421∥T422 | DUNGARVAN |  | 52.2602 | -7.4292
MV/LV Substation KI***4256 | 10 kV | 400V(3ph) & 230V(single ph) | LV | 630 kVA :Kiosk Substation | 0.63 | --> | 0.63 | 0.5 | 1.6 |  | --> | 0.598 | 0 | 0 | 0 | 0.003 | 0.5 | 0 |  | --> | C16 ex CLONDALKIN | CLONDALKIN: T42 | INCHICORE 220KV |  | 53.3189 | -6.4197
MV/LV Substation KI***4258 | 20 kV | 400V(3ph) & 230V(single ph) | LV | 100 kVA :Pole Substation | 0.1 | --> | 0.1 | 0 | 0 | Constrained,otherwise capacity available =69kVA. | --> | 0.095 | 0 | 0 | 0 | 0.031 | 0.072 | 0 |  | --> | E19 ex EDENDERRY | EDENDERRY: T421∥T422 | BLAKE |  | 53.4053 | -7.1279
MV/LV Substation KI***426 | 10 kV | 400V(3ph) & 230V(single ph) | LV | 200 kVA :Pole Substation | 0.2 | --> | 0.2 | 0.15 | 2.1 |  | --> | 0.19 | 0 | 0 | 0 | 0.003 | 0.204 | 0 |  | --> | C15 ex GRANAGH | GRANAGH: T41∥T42 | WATERFORD |  | 52.314 | -7.1759
MV/LV Substation KI***4260 | 10 kV | 400V(3ph) & 230V(single ph) | LV | 50 kVA :Pole Substation | 0.05 | --> | 0.05 | 0.05 | 0.7 |  | --> | 0.047 | 0 | 0 | 0 | 0 | 0.049 | 0 |  | --> | C12 ex AGHAMORE | AGHAMORE: T42 | LANESBORO |  | 53.741 | -8.0363
MV/LV Substation KI***4262 | 20 kV | 400V(3ph) & 230V(single ph) | LV | 100 kVA :Pole Substation | 0.1 | --> | 0.1 | 0 | 0 | Constrained,otherwise capacity available =100kVA. | --> | 0.095 | 0 | 0 | 0 | 0 | 0 | 0 | Constrained,otherwise capacity available =100kW. | --> | E11 ex FERNS | FERNS: T421 | CRANE |  | 52.6551 | -6.5606
MV/LV Substation KI***4266 | 20 kV | 400V(3ph) & 230V(single ph) | LV | 50 kVA :Pole Substation | 0.05 | --> | 0.05 | 0.05 | 2.8 |  | --> | 0.047 | 0 | 0 | 0 | 0 | 0 | 0 | Constrained,otherwise capacity available =49kW. | --> | C13 ex LEE BRIDGE | LEE BRIDGE: T41 | MACROOM |  | 51.8566 | -9.054
MV/LV Substation KI***427 | 20 kV | 400V(3ph) & 230V(single ph) | LV | 50 kVA :Pole Substation | 0.05 | --> | 0.05 | 0 | 0 | Constrained,otherwise capacity available =25kVA. | --> | 0.047 | 0 | 0 | 0 | 0 | 0 | 0 | Constrained,otherwise capacity available =53kW. | --> | E21 ex ASHBOURNE | ASHBOURNE: T421 | FINGLAS |  | 53.4745 | -6.3192
MV/LV Substation KI***4270 | 10 kV | 400V(3ph) & 230V(single ph) | LV | 630 kVA :Kiosk Substation | 0.63 | --> | 0.63 | 0 | 0 | Constrained,otherwise capacity available =500kVA. | --> | 0.598 | 0 | 0 | 0 | 0 | 0 | 0 | Constrained,otherwise capacity available =500kW. | --> | C20 ex COLLIGAN | COLLIGAN: T41 | DUNGARVAN |  | 52.0926 | -7.6355
MV/LV Substation KI***4273 | 10 kV | 400V(3ph) & 230V(single ph) | LV | 400 kVA :Kiosk Substation | 0.4 | --> | 0.4 | 0.323 | 1.6 |  | --> | 0.38 | 0 | 0 | 0 | 0.003 | 0.408 | 0 |  | --> | C20 ex CELBRIDGE | CELBRIDGE: T42 | GRIFFINRATH |  | 53.3238 | -6.5486
MV/LV Substation KI***4273 | 20 kV | 400V(3ph) & 230V(single ph) | LV | 50 kVA :Pole Substation | 0.05 | --> | 0.05 | 0.049 | 2.5 |  | --> | 0.047 | 0 | 0 | 0 | 0 | 0.049 | 0 |  | --> | E13 ex TULLOW | TULLOW: T421 | CARLOW |  | 52.753 | -6.8063
MV/LV Substation KI***4274 | 10 kV | 400V(3ph) & 230V(single ph) | LV | 200 kVA :Pole Substation | 0.2 | --> | 0.2 | 0 | 0 | Constrained,otherwise capacity available =200kVA. | --> | 0.19 | 0 | 0 | 0 | 0 | 0.2 | 0 |  | --> | C18 ex CAVAN | CAVAN: T42 | SHANKILL |  | 53.9981 | -7.3694
MV/LV Substation KI***4277 | 20 kV | 400V(3ph) & 230V(single ph) | LV | 50 kVA :Pole Substation | 0.05 | --> | 0.05 | 0.039 | 6.2 |  | --> | 0.047 | 0 | 0 | 0 | 0 | 0.051 | 0 |  | --> | E12 ex BAGENALSTOWN | BAGENALSTOWN: T421∥T422 | CARLOW |  | 52.6738 | -6.9563
MV/LV Substation KI***4277 | 10 kV | 400V(3ph) & 230V(single ph) | LV | 400 kVA :Building Structure | 0.4 | --> | 0.4 | 0.334 | 2.8 |  | --> | 0.38 | 0 | 0 | 0 | 0 | 0.41 | 0 |  | --> | C19 ex CLONARD | CLONARD: T41∥T42 | WEXFORD |  | 52.3229 | -6.4836
MV/LV Substation KI***4279 | 20 kV | 400V(3ph) & 230V(single ph) | LV | 50 kVA :Pole Substation | 0.05 | --> | 0.05 | 0 | 0 | Constrained,otherwise capacity available =50kVA. | --> | 0.047 | 0 | 0 | 0 | 0 | 0.049 | 0 |  | --> | C21 ex MILFORD (NR) | MILFORD (NR): T41∥T42 | LETTERKENNY |  | 55.203 | -7.8119
MV/LV Substation KI***4279 | 10 kV | 400V(3ph) & 230V(single ph) | LV | 630 kVA :Building Structure | 0.63 | --> | 0.63 | 0 | 0 | Constrained,otherwise capacity available =500kVA. | --> | 0.598 | 0 | 0 | 0 | 0 | 0.5 | 0 |  | --> | C23 ex COLLEGE PARK | COLLEGE PARK: T101 | COLLEGE PARK |  | 53.4169 | -6.3537
MV/LV Substation KI***4281 | 10 kV | 400V(3ph) & 230V(single ph) | LV | 630 kVA :Building Structure | 0.63 | --> | 0.63 | 0.5 | 0.6 |  | --> | 0.598 | 0 | 0 | 0 | 0 | 0.5 | 0 |  | --> | C19 ex CLONDALKIN | CLONDALKIN: T41 | INCHICORE 220KV |  | 53.3055 | -6.4284
MV/LV Substation KI***4286 | 10 kV | 400V(3ph) & 230V(single ph) | LV | 400 kVA :Kiosk Substation | 0.4 | --> | 0.4 | 0 | 0 | Constrained,otherwise capacity available =400kVA. | --> | 0.38 | 0 | 0 | 0 | 0 | 0.4 | 0 |  | --> | C17 ex KILMALLOCK | KILMALLOCK: T42 | CHARLEVILLE |  | 52.4061 | -8.5819
MV/LV Substation KI***428Y | 20 kV | 400V(3ph) & 230V(single ph) | LV | 50 kVA :Pole Substation | 0.05 | --> | 0.05 | 0.029 | 6.7 |  | --> | 0.047 | 0 | 0 | 0 | 0.012 | 0 | 0 | Constrained,otherwise capacity available =39kW. | --> | E11 ex DUNFIRTH | DUNFIRTH: T122 | DUNFIRTH |  | 53.3831 | -6.8877
MV/LV Substation KI***4301 | 10 kV | 400V(3ph) & 230V(single ph) | LV | 200 kVA :Pole Substation | 0.2 | --> | 0.2 | 0.164 | 2.2 |  | --> | 0.19 | 0 | 0 | 0 | 0 | 0 | 0 | Constrained,otherwise capacity available =205kW. | --> | C19 ex NEWCASTLEWEST | NEWCASTLEWEST: T41∥T42 | RATHKEALE |  | 52.343 | -9.01
MV/LV Substation KI***4303 | 10 kV | 400V(3ph) & 230V(single ph) | LV | 50 kVA :Pole Substation | 0.05 | --> | 0.05 | 0.05 | 2.1 |  | --> | 0.047 | 0 | 0 | 0 | 0 | 0.049 | 0 |  | --> | C15 ex MILFORD (MWR) | MILFORD (MWR): T41 | CHARLEVILLE |  | 52.3084 | -8.7843
MV/LV Substation KI***4305 | 10 kV | 400V(3ph) & 230V(single ph) | LV | 100 kVA :Pole Substation | 0.1 | --> | 0.1 | 0 | 0 | Constrained,otherwise capacity available =100kVA. | --> | 0.095 | 0 | 0 | 0 | 0 | 0.1 | 0 |  | --> | C18 ex KILDARE | KILDARE: T41∥T42 | NEWBRIDGE |  | 53.1365 | -6.9212
MV/LV Substation KI***4307 | 20 kV | 400V(3ph) & 230V(single ph) | LV | 50 kVA :Pole Substation | 0.05 | --> | 0.05 | 0 | 0 | Constrained,otherwise capacity available =50kVA. | --> | 0.047 | 0 | 0 | 0 | 0 | 0.049 | 0 |  | --> | E17 ex DULEEK | DULEEK: T421∥T422 | DRYBRIDGE |  | 53.6674 | -6.6059
MV/LV Substation KI***4307 | 20 kV | 400V(3ph) & 230V(single ph) | LV | 50 kVA :Pole Substation | 0.05 | --> | 0.05 | 0 | 0 | Constrained,otherwise capacity available =50kVA. | --> | 0.047 | 0 | 0 | 0 | 0 | 0.049 | 0 |  | --> | C14 ex BLAKE | BLAKE: T41∥T42 | BLAKE |  | 53.3009 | -6.9196
MV/LV Substation KI***4308 | 20 kV | 400V(3ph) & 230V(single ph) | LV | 50 kVA :Pole Substation | 0.05 | --> | 0.05 | 0.05 | 1.3 |  | --> | 0.047 | 0 | 0 | 0 | 0 | 0.049 | 0 |  | --> | E11 ex KILCARRAGH | KILCARRAGH: T421∥T422 | BUTLERSTOWN |  | 52.2421 | -7.0142
MV/LV Substation KI***431 | 10 kV | 400V(3ph) & 230V(single ph) | LV | 200 kVA :Pole Substation | 0.2 | --> | 0.2 | 0.175 | 9.8 |  | --> | 0.19 | 0 | 0 | 0 | 0.007 | 0.196 | 0 |  | --> | C14 ex KILCOOLE | KILCOOLE: T41∥T42 | FASSAROE |  | 53.1106 | -6.094
MV/LV Substation KI***4311 | 10 kV | 400V(3ph) & 230V(single ph) | LV | 630 kVA :Kiosk Substation | 0.63 | --> | 0.63 | 0.147 | 0.1 | Constrained,otherwise capacity available =500kVA. | --> | 0.598 | 0 | 0 | 0 | 0.193 | 0.435 | 0 |  | --> | C16 ex JOHNSTOWN | JOHNSTOWN: T42 | KILTEEL |  | 53.2431 | -6.5894
MV/LV Substation KI***4312 | 10 kV | 400V(3ph) & 230V(single ph) | LV | 50 kVA :Pole Substation | 0.05 | --> | 0.05 | 0.05 | 2.7 |  | --> | 0.047 | 0 | 0 | 0 | 0.011 | 0.037 | 0 |  | --> | C18 ex CALLAN | CALLAN: T41∥T42 | KILKENNY |  | 52.5279 | -7.4129
MV/LV Substation KI***4315 | 10 kV | 400V(3ph) & 230V(single ph) | LV | 100 kVA :Pole Substation | 0.1 | --> | 0.1 | 0 | 0 | Constrained,otherwise capacity available =100kVA. | --> | 0.095 | 0 | 0 | 0 | 0 | 0.1 | 0 |  | --> | C21 ex CLONMINCH | CLONMINCH: T41 | THORNSBERRY |  | 53.2369 | -7.4384
MV/LV Substation KI***4318 | 10 kV | 400V(3ph) & 230V(single ph) | LV | 50 kVA :Pole Substation | 0.05 | --> | 0.05 | 0 | 0 | Constrained,otherwise capacity available =43kVA. | --> | 0.047 | 0 | 0 | 0 | 0 | 0.05 | 0 |  | --> | C14 ex HEADFORD | HEADFORD: T42 | CLOON |  | 53.5023 | -9.0463
MV/LV Substation KI***432 | 10 kV | 400V(3ph) & 230V(single ph) | LV | 400 kVA :Kiosk Substation | 0.4 | --> | 0.4 | 0.3 | 0.3 | Constrained,otherwise capacity available =377kVA. | --> | 0.38 | 0 | 0 | 0 | 0.008 | 0.394 | 0 |  | --> | C23 ex NENAGH | NENAGH: T41 | NENAGH |  | 52.7978 | -8.206
MV/LV Substation KI***432 | 20 kV | 400V(3ph) & 230V(single ph) | LV | 400 kVA :Kiosk Substation | 0.4 | --> | 0.4 | 0.4 | 2.5 |  | --> | 0.38 | 0 | 0 | 0 | 0 | 0.4 | 0 |  | --> | E13 ex TULLOW | TULLOW: T421 | CARLOW |  | 52.8379 | -6.7892
MV/LV Substation KI***4323 | 20 kV | 400V(3ph) & 230V(single ph) | LV | 400 kVA :Building Structure | 0.4 | --> | 0.4 | 0 | 0 | Constrained,otherwise capacity available =283kVA. | --> | 0.38 | 0 | 0 | 0 | 0 | 0.417 | 0 |  | --> | C22 ex ATHLONE | ATHLONE: T41 | ATHLONE |  | 53.4229 | -8.0372
MV/LV Substation KI***4326 | 10 kV | 400V(3ph) & 230V(single ph) | LV | 50 kVA :Pole Substation | 0.05 | --> | 0.05 | 0.044 | 1.2 |  | --> | 0.047 | 0 | 0 | 0 | 0 | 0.05 | 0 |  | --> | C26 ex KYLEERAGH | KYLEERAGH: T42 | NENAGH |  | 52.931 | -8.217
MV/LV Substation KI***4327 | 20 kV | 400V(3ph) & 230V(single ph) | LV | 100 kVA :Pole Substation | 0.1 | --> | 0.1 | 0.1 | 6.7 |  | --> | 0.095 | 0 | 0 | 0 | 0 | 0 | 0 | Constrained,otherwise capacity available =100kW. | --> | E13 ex DUNFIRTH | DUNFIRTH: T122 | DUNFIRTH |  | 53.4099 | -6.7156
MV/LV Substation KI***4327 | 10 kV | 400V(3ph) & 230V(single ph) | LV | 50 kVA :Pole Substation | 0.05 | --> | 0.05 | 0.05 | 0.3 |  | --> | 0.047 | 0 | 0 | 0 | 0 | 0.049 | 0 |  | --> | C25 ex NENAGH | NENAGH: T41 | NENAGH |  | 52.8416 | -8.1254
MV/LV Substation KI***4327 | 10 kV | 400V(3ph) & 230V(single ph) | LV | 200 kVA :Pole Substation | 0.2 | --> | 0.2 | 0.2 | 2.5 |  | --> | 0.19 | 0 | 0 | 0 | 0 | 0.2 | 0 |  | --> | C26 ex ATHY | ATHY: T102 | ATHY |  | 53.1041 | -7.0126
MV/LV Substation KI***433 | 20 kV | 400V(3ph) & 230V(single ph) | LV | 50 kVA :Pole Substation | 0.05 | --> | 0.05 | 0.033 | 0.9 |  | --> | 0.047 | 0 | 0 | 0 | 0.003 | 0.048 | 0 |  | --> | C11 ex DRUMQUIN | DRUMQUIN: T42 | ENNIS |  | 52.8164 | -9.1122
MV/LV Substation KI***433 | 10 kV | 400V(3ph) & 230V(single ph) | LV | 200 kVA :Pole Substation | 0.2 | --> | 0.2 | 0.153 | 1.4 |  | --> | 0.19 | 0 | 0 | 0 | 0.004 | 0 | 0 | Constrained,otherwise capacity available =202kW. | --> | C16 ex DEERPARK | DEERPARK: T41∥T42 | BALLYDINE |  | 52.4031 | -7.539
MV/LV Substation KI***4334 | 10 kV | 400V(3ph) & 230V(single ph) | LV | 400 kVA :Building Structure | 0.4 | --> | 0.4 | 0.4 | 2.3 |  | --> | 0.38 | 0 | 0 | 0 | 0 | 0.4 | 0 |  | --> | E18 ex BLESSINGTON | BLESSINGTON: T422 | KILTEEL |  | 53.1672 | -6.3808
MV/LV Substation KI***4339 | 20 kV | 400V(3ph) & 230V(single ph) | LV | 630 kVA :Kiosk Substation | 0.63 | --> | 0.63 | 0 | 0 | Constrained,otherwise capacity available =500kVA. | --> | 0.598 | 0 | 0 | 0 | 0 | 0.5 | 0 |  | --> | E20 ex GLASMORE | GLASMORE: T422 | GLASMORE |  | 53.524 | -6.1747
MV/LV Substation KI***433Y | 20 kV | 400V(3ph) & 230V(single ph) | LV | 200 kVA :Pole Substation | 0.2 | --> | 0.2 | 0.161 | 5.6 |  | --> | 0.19 | 0 | 0 | 0 | 0 | 0.205 | 0 |  | --> | E18 ex CRANE | CRANE: T122 | CRANE |  | 52.5126 | -6.2858
MV/LV Substation KI***433Y | 20 kV | 400V(3ph) & 230V(single ph) | LV | 100 kVA :Pole Substation | 0.1 | --> | 0.1 | 0.1 | 0.3 |  | --> | 0.095 | 0 | 0 | 0 | 0 | 0.1 | 0 |  | --> | C23 ex TUAM NORTH | TUAM NORTH: T41∥T42 | CLOON |  | 53.5656 | -9.0269
MV/LV Substation KI***433Y | 10 kV | 400V(3ph) & 230V(single ph) | LV | 50 kVA :Pole Substation | 0.05 | --> | 0.05 | 0 | 0 | Constrained,otherwise capacity available =33kVA. | --> | 0.047 | 0 | 0 | 0 | 0 | 0.051 | 0 |  | --> | C21 ex KILMONEY | KILMONEY: T41∥T42 | TRABEG |  | 51.7615 | -8.3241
MV/LV Substation KI***4341 | 10 kV | 400V(3ph) & 230V(single ph) | LV | 1000 kVA :Building Structure | 1 | --> | 1 | 0.5 | 3.7 |  | --> | 0.95 | 0 | 0 | 0 | 0 | 0.5 | 0 |  | --> | C11 ex MERRION SQUARE | MERRION SQUARE: T42 | RINGSEND |  | 53.3347 | -6.248
MV/LV Substation KI***4342 | 10 kV | 400V(3ph) & 230V(single ph) | LV | 630 kVA :Kiosk Substation | 0.63 | --> | 0.63 | 0 | 0 | Constrained,otherwise capacity available =500kVA. | --> | 0.598 | 0 | 0 | 0 | 0.101 | 0.5 | 0 |  | --> | C39 ex COLLEGE PARK | COLLEGE PARK: T103 | COLLEGE PARK |  | 53.4253 | -6.379
MV/LV Substation KI***4343 | 10 kV | 400V(3ph) & 230V(single ph) | LV | 630 kVA :Kiosk Substation | 0.63 | --> | 0.63 | 0 | 0 | Constrained,otherwise capacity available =500kVA. | --> | 0.598 | 0 | 0 | 0 | 0.129 | 0.494 | 0 |  | --> | C39 ex COLLEGE PARK | COLLEGE PARK: T103 | COLLEGE PARK |  | 53.4267 | -6.3819
MV/LV Substation KI***4344 | 10 kV | 400V(3ph) & 230V(single ph) | LV | 630 kVA :Kiosk Substation | 0.63 | --> | 0.63 | 0 | 0 | Constrained,otherwise capacity available =500kVA. | --> | 0.598 | 0 | 0 | 0 | 0.003 | 0.5 | 0 |  | --> | C39 ex COLLEGE PARK | COLLEGE PARK: T103 | COLLEGE PARK |  | 53.4279 | -6.3838
MV/LV Substation KI***4345 | 10 kV | 400V(3ph) & 230V(single ph) | LV | 630 kVA :Kiosk Substation | 0.63 | --> | 0.63 | 0 | 0 | Constrained,otherwise capacity available =500kVA. | --> | 0.598 | 0 | 0 | 0 | 0.044 | 0.5 | 0 |  | --> | C39 ex COLLEGE PARK | COLLEGE PARK: T103 | COLLEGE PARK |  | 53.4269 | -6.3841
MV/LV Substation KI***4346 | 10 kV | 400V(3ph) & 230V(single ph) | LV | 630 kVA :Kiosk Substation | 0.63 | --> | 0.63 | 0 | 0 | Constrained,otherwise capacity available =500kVA. | --> | 0.598 | 0 | 0 | 0 | 0.028 | 0.5 | 0 |  | --> | C39 ex COLLEGE PARK | COLLEGE PARK: T103 | COLLEGE PARK |  | 53.4264 | -6.386
MV/LV Substation KI***435 | 10 kV | 400V(3ph) & 230V(single ph) | LV | 100 kVA :Pole Substation | 0.1 | --> | 0.1 | 0.075 | 0.7 |  | --> | 0.095 | 0 | 0 | 0 | 0 | 0.103 | 0 |  | --> | C17 ex AGHAMORE | AGHAMORE: T42 | LANESBORO |  | 53.6816 | -7.8815
MV/LV Substation KI***435 | 20 kV | 400V(3ph) & 230V(single ph) | LV | 50 kVA :Pole Substation | 0.05 | --> | 0.05 | 0 | 0 | Constrained,otherwise capacity available =30kVA. | --> | 0.047 | 0 | 0 | 0 | 0 | 0.052 | 0 |  | --> | E11 ex KILCOLGAN | KILCOLGAN: T421 | GALWAY 110KV |  | 53.2111 | -8.8707
MV/LV Substation KI***4350 | 10 kV | 400V(3ph) & 230V(single ph) | LV | 630 kVA :Kiosk Substation | 0.63 | --> | 0.63 | 0 | 0 | Constrained,otherwise capacity available =500kVA. | --> | 0.598 | 0 | 0 | 0 | 0.021 | 0.5 | 0 |  | --> | C39 ex COLLEGE PARK | COLLEGE PARK: T103 | COLLEGE PARK |  | 53.4258 | -6.3871
MV/LV Substation KI***4350 | 20 kV | 400V(3ph) & 230V(single ph) | LV | 50 kVA :Pole Substation | 0.05 | --> | 0.05 | 0 | 0 | Constrained,otherwise capacity available =50kVA. | --> | 0.047 | 0 | 0 | 0 | 0 | 0.049 | 0 |  | --> | E14 ex EMYVALE | EMYVALE: T422 | LISDRUM |  | 54.3512 | -7.0162
MV/LV Substation KI***4350 | 20 kV | 400V(3ph) & 230V(single ph) | LV | 50 kVA :Pole Substation | 0.05 | --> | 0.05 | 0.05 | 1 |  | --> | 0.047 | 0 | 0 | 0 | 0 | 0 | 0 | Constrained,otherwise capacity available =49kW. | --> | E11 ex MACROOM | MACROOM: T422 | MACROOM |  | 51.9356 | -8.7643
MV/LV Substation KI***4359 | 20 kV | 400V(3ph) & 230V(single ph) | LV | 50 kVA :Pole Substation | 0.05 | --> | 0.05 | 0 | 0 | Constrained,otherwise capacity available =50kVA. | --> | 0.047 | 0 | 0 | 0 | 0 | 0.049 | 0 |  | --> | E12 ex CARRIGSHANE | CARRIGSHANE: T422 | MIDLETON |  | 51.9216 | -8.0882
MV/LV Substation KI***435X | 10 kV | 400V(3ph) & 230V(single ph) | LV | 100 kVA :Pole Substation | 0.1 | --> | 0.1 | 0.071 | 3.1 |  | --> | 0.095 | 0 | 0 | 0 | 0 | 0 | 0 | Constrained,otherwise capacity available =103kW. | --> | C18 ex GLENGOOLE | GLENGOOLE: T42 | THURLES |  | 52.5661 | -7.6691
MV/LV Substation KI***435Y | 20 kV | 400V(3ph) & 230V(single ph) | LV | 100 kVA :Pole Substation | 0.1 | --> | 0.1 | 0 | 0 | Constrained,otherwise capacity available =76kVA. | --> | 0.095 | 0 | 0 | 0 | 0.003 | 0.099 | 0 |  | --> | E15 ex ACADEMY STREET | ACADEMY STREET: T421∥T422 | NAVAN |  | 53.6318 | -6.6655
MV/LV Substation KI***435Z | 20 kV | 400V(3ph) & 230V(single ph) | LV | 50 kVA :Pole Substation | 0.05 | --> | 0.05 | 0 | 0 | Constrained,otherwise capacity available =48kVA. | --> | 0.047 | 0 | 0 | 0 | 0 | 0 | 0 | Constrained,otherwise capacity available =49kW. | --> | E21 ex ASHBOURNE | ASHBOURNE: T421 | FINGLAS |  | 53.4835 | -6.3048
MV/LV Substation KI***436X | 10 kV | 400V(3ph) & 230V(single ph) | LV | 100 kVA :Pole Substation | 0.1 | --> | 0.1 | 0.1 | 4.6 |  | --> | 0.095 | 0 | 0 | 0 | 0 | 0.1 | 0 |  | --> | C18 ex BALLYJAMESDUFF | BALLYJAMESDUFF: T42 | SHANKILL |  | 53.867 | -7.2082
MV/LV Substation KI***436Y | 20 kV | 400V(3ph) & 230V(single ph) | LV | 50 kVA :Pole Substation | 0.05 | --> | 0.05 | 0.049 | 1.8 |  | --> | 0.047 | 0 | 0 | 0 | 0 | 0.049 | 0 |  | --> | C18 ex ROSCOMMON | ROSCOMMON: T42 | LANESBORO |  | 53.5486 | -8.0504
MV/LV Substation KI***437 | 20 kV | 400V(3ph) & 230V(single ph) | LV | 200 kVA :Pole Substation | 0.2 | --> | 0.2 | 0 | 0 |  | --> | 0.19 | 0 | 0 | 0 | 0.008 | 0.221 | 0 |  | --> | E11 ex KILCOLGAN | KILCOLGAN: T421 | GALWAY 110KV |  | 53.2087 | -8.8698
MV/LV Substation KI***437 | 20 kV | 400V(3ph) & 230V(single ph) | LV | 50 kVA :Pole Substation | 0.05 | --> | 0.05 | 0.044 | 3.4 |  | --> | 0.047 | 0 | 0 | 0 | 0 | 0 | 0 | Constrained,otherwise capacity available =50kW. | --> | C17 ex BALLYSHANNON | BALLYSHANNON: T41∥T42 | CATHALEENS FALL |  | 54.5297 | -8.1327
MV/LV Substation KI***437 | 10 kV | 400V(3ph) & 230V(single ph) | LV | 50 kVA :Pole Substation | 0.05 | --> | 0.05 | 0 | 0 | Constrained,otherwise capacity available =36kVA. | --> | 0.047 | 0 | 0 | 0 | 0.004 | 0.046 | 0 |  | --> | C14 ex GREYSTONES | GREYSTONES: T42 | FASSAROE |  | 53.1657 | -6.1654
MV/LV Substation KI***4374 | 10 kV | 400V(3ph) & 230V(single ph) | LV | 400 kVA :Kiosk Substation | 0.4 | --> | 0.4 | 0.399 | 0.6 |  | --> | 0.38 | 0 | 0 | 0 | 0 | 0.4 | 0 |  | --> | C19 ex CLONDALKIN | CLONDALKIN: T41 | INCHICORE 220KV |  | 53.3031 | -6.4238
MV/LV Substation KI***4378 | 20 kV | 400V(3ph) & 230V(single ph) | LV | 50 kVA :Pole Substation | 0.05 | --> | 0.05 | 0.05 | 1.4 |  | --> | 0.047 | 0 | 0 | 0 | 0 | 0 | 0 | Constrained,otherwise capacity available =49kW. | --> | C18 ex DEERPARK | DEERPARK: T41∥T42 | BALLYDINE |  | 52.4461 | -7.4105
MV/LV Substation KI***437X | 20 kV | 400V(3ph) & 230V(single ph) | LV | 100 kVA :Kiosk Substation | 0.1 | --> | 0.1 | 0.053 | 0.5 |  | --> | 0.095 | 0 | 0 | 0 | 0 | 0.106 | 0 |  | --> | C12 ex BALBRIGGAN | BALBRIGGAN: T42 | GLASMORE |  | 53.5889 | -6.2901
MV/LV Substation KI***4382 | 20 kV | 400V(3ph) & 230V(single ph) | LV | 400 kVA :Kiosk Substation | 0.4 | --> | 0.4 | 0 | 0 | Constrained,otherwise capacity available =400kVA. | --> | 0.38 | 0 | 0 | 0 | 0 | 0.4 | 0 |  | --> | E17 ex DRUMLINE | DRUMLINE: T421∥T422 | DRUMLINE |  | 52.7235 | -8.8604
MV/LV Substation KI***4403 | 10 kV | 400V(3ph) & 230V(single ph) | LV | 400 kVA :Kiosk Substation | 0.4 | --> | 0.4 | 0.4 | 1.8 |  | --> | 0.38 | 0 | 0 | 0 | 0 | 0.4 | 0 |  | --> | C14 ex CAHERDAVIN | CAHERDAVIN: T42 | ARDNACRUSHA |  | 52.6659 | -8.6438
MV/LV Substation KI***4404 | 10 kV | 400V(3ph) & 230V(single ph) | LV | 50 kVA :Pole Substation | 0.05 | --> | 0.05 | 0 | 0 | Constrained,otherwise capacity available =50kVA. | --> | 0.047 | 0 | 0 | 0 | 0 | 0 | 0 | Constrained,otherwise capacity available =49kW. | --> | C13 ex ROSCREA | ROSCREA: T41 | IKERRIN |  | 53.016 | -7.8059
MV/LV Substation KI***4405 | 10 kV | 400V(3ph) & 230V(single ph) | LV | 50 kVA :Pole Substation | 0.05 | --> | 0.05 | 0.05 | 2.4 |  | --> | 0.047 | 0 | 0 | 0 | 0 | 0.049 | 0 |  | --> | C13 ex BALLYMAHON | BALLYMAHON: T41∥T42 | ATHLONE |  | 53.5917 | -7.7171
MV/LV Substation KI***4408 | 10 kV | 400V(3ph) & 230V(single ph) | LV | 630 kVA :Kiosk Substation | 0.63 | --> | 0.63 | 0.073 | 0.1 | Constrained,otherwise capacity available =500kVA. | --> | 0.598 | 0 | 0 | 0 | 0 | 0.5 | 0 |  | --> | C23 ex SRAH | SRAH: T43 | THORNSBERRY |  | 53.2923 | -7.4918
MV/LV Substation KI***440X | 10 kV | 400V(3ph) & 230V(single ph) | LV | 100 kVA :Pole Substation | 0.1 | --> | 0.1 | 0.053 | 3.9 |  | --> | 0.095 | 0 | 0 | 0 | 0 | 0.106 | 0 |  | --> | C19 ex BALLYJAMESDUFF | BALLYJAMESDUFF: T41 | SHANKILL |  | 53.839 | -7.2296
MV/LV Substation KI***440X | 10 kV | 400V(3ph) & 230V(single ph) | LV | 100 kVA :Pole Substation | 0.1 | --> | 0.1 | 0.095 | 3.1 |  | --> | 0.095 | 0 | 0 | 0 | 0 | 0 | 0 | Constrained,otherwise capacity available =100kW. | --> | C18 ex GLENGOOLE | GLENGOOLE: T42 | THURLES |  | 52.5793 | -7.6769
MV/LV Substation KI***4410 | 10 kV | 400V(3ph) & 230V(single ph) | LV | 50 kVA :Pole Substation | 0.05 | --> | 0.05 | 0.046 | 1.2 |  | --> | 0.047 | 0 | 0 | 0 | 0.02 | 0.028 | 0 |  | --> | C18 ex SRAH | SRAH: T41∥T42 | THORNSBERRY |  | 53.2828 | -7.5335
MV/LV Substation KI***441X | 10 kV | 400V(3ph) & 230V(single ph) | LV | 50 kVA :Pole Substation | 0.05 | --> | 0.05 | 0.046 | 7.3 |  | --> | 0.047 | 0 | 0 | 0 | 0 | 0.049 | 0 |  | --> | C19 ex GARRYCASTLE | GARRYCASTLE: T41 | ATHLONE |  | 53.3764 | -7.8612
MV/LV Substation KI***441Y | 10 kV | 400V(3ph) & 230V(single ph) | LV | 400 kVA :Kiosk Substation | 0.4 | --> | 0.4 | 0 | 0 | Constrained,otherwise capacity available =335kVA. | --> | 0.38 | 0 | 0 | 0 | 0.014 | 0.395 | 0 |  | --> | C12 ex CARRIGALINE | CARRIGALINE: T41∥T42 | BARNAHELY |  | 51.8182 | -8.3781
MV/LV Substation KI***442 | 20 kV | 400V(3ph) & 230V(single ph) | LV | 50 kVA :Pole Substation | 0.05 | --> | 0.05 | 0 | 0 | Constrained,otherwise capacity available =43kVA. | --> | 0.047 | 0 | 0 | 0 | 0 | 0 | 0 | Constrained,otherwise capacity available =50kW. | --> | E18 ex BIRR | BIRR: T422 | DALLOW |  | 53.0346 | -8.1159
MV/LV Substation KI***442 | 20 kV | 400V(3ph) & 230V(single ph) | LV | 200 kVA :Pole Substation | 0.2 | --> | 0.2 | 0 | 0 | Constrained,otherwise capacity available =159kVA. | --> | 0.19 | 0 | 0 | 0 | 0.01 | 0.195 | 0 |  | --> | E18 ex COLLOONEY | COLLOONEY: T422 | SLIGO |  | 54.1334 | -8.3952
MV/LV Substation KI***4421 | 10 kV | 400V(3ph) & 230V(single ph) | LV | 50 kVA :Pole Substation | 0.05 | --> | 0.05 | 0 | 0 | Constrained,otherwise capacity available =50kVA. | --> | 0.047 | 0 | 0 | 0 | 0 | 0.049 | 0 |  | --> | C18 ex NAAS | NAAS: T42 | NEWBRIDGE |  | 53.1949 | -6.6753
MV/LV Substation KI***4426 | 10 kV | 400V(3ph) & 230V(single ph) | LV | 50 kVA :Pole Substation | 0.05 | --> | 0.05 | 0 | 0 | Constrained,otherwise capacity available =50kVA. | --> | 0.047 | 0 | 0 | 0 | 0 | 0 | 0 | Constrained,otherwise capacity available =49kW. | --> | C20 ex TEMPLEMORE | TEMPLEMORE: T42 | IKERRIN |  | 52.8394 | -7.8226
MV/LV Substation KI***443X | 20 kV | 400V(3ph) & 230V(single ph) | LV | 200 kVA :Kiosk Substation | 0.2 | --> | 0.2 | 0.2 | 3 |  | --> | 0.19 | 0 | 0 | 0 | 0 | 0 | 0 | Constrained,otherwise capacity available =200kW. | --> | C20 ex SWINFORD | SWINFORD: T41∥T42 | CASTLEBAR |  | 53.8723 | -8.8524
MV/LV Substation KI***444 | 20 kV | 400V(3ph) & 230V(single ph) | LV | 50 kVA :Pole Substation | 0.05 | --> | 0.05 | 0 | 0 | Constrained,otherwise capacity available =39kVA. | --> | 0.047 | 0 | 0 | 0 | 0 | 0.051 | 0 |  | --> | C11 ex TIMOLEAGUE | TIMOLEAGUE: T41 | BANDON |  | 51.6602 | -8.7925
MV/LV Substation KI***444X | 10 kV | 400V(3ph) & 230V(single ph) | LV | 200 kVA :Kiosk Substation | 0.2 | --> | 0.2 | 0.132 | 4.3 |  | --> | 0.19 | 0 | 0 | 0 | 0 | 0.21 | 0 |  | --> | C12 ex WHITESTOWN | WHITESTOWN: T42 | COOKSTOWN |  | 53.276 | -6.4064
MV/LV Substation KI***444Y | 20 kV | 400V(3ph) & 230V(single ph) | LV | 630 kVA :Kiosk Substation | 0.63 | --> | 0.63 | 0.5 | 2.5 |  | --> | 0.598 | 0 | 0 | 0 | 0 | 0.5 | 0 |  | --> | E13 ex TULLOW | TULLOW: T421 | CARLOW |  | 52.756 | -6.8077
MV/LV Substation KI***4454 | 10 kV | 400V(3ph) & 230V(single ph) | LV | 50 kVA :Pole Substation | 0.05 | --> | 0.05 | 0.049 | 1 |  | --> | 0.047 | 0 | 0 | 0 | 0 | 0 | 0 | Constrained,otherwise capacity available =49kW. | --> | C11 ex LOUGHTAGALLA | LOUGHTAGALLA: T41∥T42 | THURLES |  | 52.7142 | -7.676
MV/LV Substation KI***445X | 20 kV | 400V(3ph) & 230V(single ph) | LV | 100 kVA :Pole Substation | 0.1 | --> | 0.1 | 0.078 | 3.6 |  | --> | 0.095 | 0 | 0 | 0 | 0 | 0.103 | 0 |  | --> | E21 ex CLARA | CLARA: T421 | THORNSBERRY |  | 53.3468 | -7.6134
MV/LV Substation KI***446 | 10 kV | 400V(3ph) & 230V(single ph) | LV | 630 kVA :Building Structure | 0.63 | --> | 0.63 | 0.362 | 5.6 |  | --> | 0.598 | 0 | 0 | 0 | 0.012 | 0.5 | 0 |  | --> | C21 ex HAROLDS CROSS | HAROLDS CROSS: T101 | POOLBEG |  | 53.3244 | -6.2967
MV/LV Substation KI***447 | 10 kV | 400V(3ph) & 230V(single ph) | LV | 50 kVA :Pole Substation | 0.05 | --> | 0.05 | 0 | 0 | Constrained,otherwise capacity available =42kVA. | --> | 0.047 | 0 | 0 | 0 | 0 | 0.05 | 0 |  | --> | C11 ex GARDEN CITY | GARDEN CITY: T41∥T42 | ARKLOW |  | 52.6904 | -6.2604
MV/LV Substation KI***4473 | 20 kV | 400V(3ph) & 230V(single ph) | LV | 50 kVA :Pole Substation | 0.05 | --> | 0.05 | 0.026 | 3 |  | --> | 0.047 | 0 | 0 | 0 | 0 | 0.052 | 0 |  | --> | C16 ex LOUGHANALLA | LOUGHANALLA: T41∥T42 | MULLINGAR |  | 53.6721 | -7.3076
MV/LV Substation KI***4474 | 20 kV | 400V(3ph) & 230V(single ph) | LV | 200 kVA :Pole Substation | 0.2 | --> | 0.2 | 0.2 | 3.6 |  | --> | 0.19 | 0 | 0 | 0 | 0 | 0.2 | 0 |  | --> | E11 ex KILLINICK | KILLINICK: T421∥T422 | WEXFORD |  | 52.1799 | -6.5761
MV/LV Substation KI***447X | 20 kV | 400V(3ph) & 230V(single ph) | LV | 50 kVA :Pole Substation | 0.05 | --> | 0.05 | 0 | 0 | Constrained,otherwise capacity available =44kVA. | --> | 0.047 | 0 | 0 | 0 | 0 | 0.05 | 0 |  | --> | E19 ex CAVAN | CAVAN: T421 | SHANKILL |  | 53.983 | -7.4141
MV/LV Substation KI***448 | 20 kV | 400V(3ph) & 230V(single ph) | LV | 50 kVA :Pole Substation | 0.05 | --> | 0.05 | 0.046 | 1.1 |  | --> | 0.047 | 0 | 0 | 0 | 0 | 0.049 | 0 |  | --> | C18 ex SCARTEEN | SCARTEEN: T41∥T42 | MALLOW |  | 52.1434 | -8.7202
MV/LV Substation KI***448X | 20 kV | 400V(3ph) & 230V(single ph) | LV | 50 kVA :Pole Substation | 0.05 | --> | 0.05 | 0.05 | 6.9 |  | --> | 0.047 | 0 | 0 | 0 | 0 | 0 | 0 | Constrained,otherwise capacity available =49kW. | --> | E12 ex RATHKEALE | RATHKEALE: T421∥T422 | RATHKEALE |  | 52.4177 | -8.9096
MV/LV Substation KI***4493 | 10 kV | 400V(3ph) & 230V(single ph) | LV | 50 kVA :Pole Substation | 0.05 | --> | 0.05 | 0 | 0 | Constrained,otherwise capacity available =50kVA. | --> | 0.047 | 0 | 0 | 0 | 0 | 0 | 0 | Constrained,otherwise capacity available =49kW. | --> | C18 ex RATHDOWNEY | RATHDOWNEY: T42 | IKERRIN |  | 52.8965 | -7.6426
MV/LV Substation KI***449X | 10 kV | 400V(3ph) & 230V(single ph) | LV | 50 kVA :Pole Substation | 0.05 | --> | 0.05 | 0.05 | 2.3 |  | --> | 0.047 | 0 | 0 | 0 | 0 | 0 | 0 | Constrained,otherwise capacity available =49kW. | --> | C11 ex KILRUSH | KILRUSH: T41∥T42 | TULLABRACK |  | 52.6286 | -9.3957
MV/LV Substation KI***450 | 10 kV | 400V(3ph) & 230V(single ph) | LV | 200 kVA :Pole Substation | 0.2 | --> | 0.2 | 0.2 | 3.2 |  | --> | 0.19 | 0 | 0 | 0 | 0 | 0.2 | 0 |  | --> | C20 ex MCDONAGH | MCDONAGH: T42 | KILKENNY |  | 52.7061 | -7.2051
MV/LV Substation KI***450 | 10 kV | 400V(3ph) & 230V(single ph) | LV | 630 kVA :Kiosk Substation | 0.63 | --> | 0.63 | 0 | 0 | Constrained,otherwise capacity available =368kVA. | --> | 0.598 | 0 | 0 | 0 | 0.023 | 0.5 | 0 |  | --> | C37 ex INCHICORE CENTRAL | INCHICORE CENTRAL: T45 | INCHICORE 220KV |  | 53.3356 | -6.336
MV/LV Substation KI***4503 | 20 kV | 400V(3ph) & 230V(single ph) | LV | 50 kVA :Pole Substation | 0.05 | --> | 0.05 | 0.048 | 2.7 |  | --> | 0.047 | 0 | 0 | 0 | 0 | 0.049 | 0 |  | --> | E17 ex LONGFORD | LONGFORD: T421 | RICHMOND |  | 53.8425 | -7.5188
MV/LV Substation KI***451 | 20 kV | 400V(3ph) & 230V(single ph) | LV | 50 kVA :Pole Substation | 0.05 | --> | 0.05 | 0.049 | 6.9 |  | --> | 0.047 | 0 | 0 | 0 | 0 | 0 | 0 | Constrained,otherwise capacity available =49kW. | --> | E14 ex RATHKEALE | RATHKEALE: T421∥T422 | RATHKEALE |  | 52.4934 | -8.7911
MV/LV Substation KI***451Z | 20 kV | 400V(3ph) & 230V(single ph) | LV | 50 kVA :Pole Substation | 0.05 | --> | 0.05 | 0.049 | 3.6 |  | --> | 0.047 | 0 | 0 | 0 | 0 | 0.049 | 0 |  | --> | E11 ex KILLINICK | KILLINICK: T421∥T422 | WEXFORD |  | 52.2078 | -6.6071
MV/LV Substation KI***452 | 20 kV | 400V(3ph) & 230V(single ph) | LV | 50 kVA :Pole Substation | 0.05 | --> | 0.05 | 0.034 | 0.4 |  | --> | 0.047 | 0 | 0 | 0 | 0 | 0.051 | 0 |  | --> | C17 ex KYLEERAGH | KYLEERAGH: T41 | NENAGH |  | 53.0045 | -8.123
MV/LV Substation KI***453 | 10 kV | 400V(3ph) & 230V(single ph) | LV | 50 kVA :Pole Substation | 0.05 | --> | 0.05 | 0.049 | 0.7 |  | --> | 0.047 | 0 | 0 | 0 | 0 | 0 | 0 | Constrained,otherwise capacity available =49kW. | --> | C17 ex BALLYCOOLIN | BALLYCOOLIN: T41 | FINGLAS |  | 53.4048 | -6.3239
MV/LV Substation KI***453Y | 10 kV | 400V(3ph) & 230V(single ph) | LV | 50 kVA :Pole Substation | 0.05 | --> | 0.05 | 0.043 | 2.4 |  | --> | 0.047 | 0 | 0 | 0 | 0.003 | 0.047 | 0 |  | --> | C23 ex TINAHASK | TINAHASK: T41∥T42 | ARKLOW |  | 52.7289 | -6.2945
MV/LV Substation KI***4544 | 10 kV | 400V(3ph) & 230V(single ph) | LV | 50 kVA :Pole Substation | 0.05 | --> | 0.05 | 0.034 | 0.9 |  | --> | 0.047 | 0 | 0 | 0 | 0.008 | 0.043 | 0 |  | --> | C20 ex MULGANNON | MULGANNON: T42 | WEXFORD |  | 52.2886 | -6.4531
MV/LV Substation KI***4549 | 20 kV | 400V(3ph) & 230V(single ph) | LV | 50 kVA :Pole Substation | 0.05 | --> | 0.05 | 0 | 0 | Constrained,otherwise capacity available =28kVA. | --> | 0.047 | 0 | 0 | 0 | 0 | 0.052 | 0 |  | --> | E14 ex BALLINDERRY | BALLINDERRY: T422 | MULLINGAR |  | 53.4448 | -7.1425
MV/LV Substation KI***454X | 10 kV | 400V(3ph) & 230V(single ph) | LV | 50 kVA :Pole Substation | 0.05 | --> | 0.05 | 0.048 | 0.9 |  | --> | 0.047 | 0 | 0 | 0 | 0 | 0.049 | 0 |  | --> | C15 ex CRANNY | CRANNY: T41 | ENNIS |  | 52.7123 | -9.3247
MV/LV Substation KI***454Y | 10 kV | 400V(3ph) & 230V(single ph) | LV | 100 kVA :Pole Substation | 0.1 | --> | 0.1 | 0 | 0 | Constrained,otherwise capacity available =93kVA. | --> | 0.095 | 0 | 0 | 0 | 0 | 0.1 | 0 |  | --> | C16 ex BLAKE | BLAKE: T41∥T42 | BLAKE |  | 53.2475 | -6.9693
MV/LV Substation KI***455Y | 10 kV | 400V(3ph) & 230V(single ph) | LV | 50 kVA :Pole Substation | 0.05 | --> | 0.05 | 0.045 | 2.4 |  | --> | 0.047 | 0 | 0 | 0 | 0 | 0.05 | 0 |  | --> | C23 ex TINAHASK | TINAHASK: T41∥T42 | ARKLOW |  | 52.7283 | -6.292
MV/LV Substation KI***456Z | 10 kV | 400V(3ph) & 230V(single ph) | LV | 630 kVA :Building Structure | 0.63 | --> | 0.63 | 0.5 | 0.6 |  | --> | 0.598 | 0 | 0 | 0 | 0 | 0.5 | 0 |  | --> | C19 ex CLONDALKIN | CLONDALKIN: T41 | INCHICORE 220KV |  | 53.3013 | -6.4186
MV/LV Substation KI***456Z | 10 kV | 400V(3ph) & 230V(single ph) | LV | 400 kVA :Kiosk Substation | 0.4 | --> | 0.4 | 0 | 0 | Constrained,otherwise capacity available =279kVA. | --> | 0.38 | 0 | 0 | 0 | 0 | 0.418 | 0 |  | --> | C17 ex KILDARE | KILDARE: T41∥T42 | NEWBRIDGE |  | 53.1636 | -6.8977
MV/LV Substation KI***4573 | 20 kV | 400V(3ph) & 230V(single ph) | LV | 50 kVA :Pole Substation | 0.05 | --> | 0.05 | 0.05 | 3.6 |  | --> | 0.047 | 0 | 0 | 0 | 0 | 0.049 | 0 |  | --> | E13 ex CLARA | CLARA: T421 | THORNSBERRY |  | 53.4396 | -7.4849
MV/LV Substation KI***458 | 10 kV | 400V(3ph) & 230V(single ph) | LV | 50 kVA :Pole Substation | 0.05 | --> | 0.05 | 0.04 | 0 | Constrained,otherwise capacity available =48kVA. | --> | 0.047 | 0 | 0 | 0 | 0 | 0.049 | 0 |  | --> | C16 ex GRAIGUENAMANAGH | GRAIGUENAMANAGH: T41∥T42 | KILKENNY |  | 52.5123 | -7.0453
MV/LV Substation KI***459X | 10 kV | 400V(3ph) & 230V(single ph) | LV | 630 kVA :Kiosk Substation | 0.63 | --> | 0.63 | 0.5 | 2.8 |  | --> | 0.598 | 0 | 0 | 0 | 0.012 | 0.5 | 0 |  | --> | C16 ex CLONARD | CLONARD: T41∥T42 | WEXFORD |  | 52.3254 | -6.4885
MV/LV Substation KI***459X | 10 kV | 400V(3ph) & 230V(single ph) | LV | 100 kVA :Pole Substation | 0.1 | --> | 0.1 | 0.045 | 0 | Constrained,otherwise capacity available =86kVA. | --> | 0.095 | 0 | 0 | 0 | 0 | 0.101 | 0 |  | --> | C15 ex TALBOTS INCH | TALBOTS INCH: T41∥T42 | KILKENNY |  | 52.6881 | -7.4933
MV/LV Substation KI***459Y | 20 kV | 400V(3ph) & 230V(single ph) | LV | 50 kVA :Pole Substation | 0.05 | --> | 0.05 | 0.05 | 1.5 |  | --> | 0.047 | 0 | 0 | 0 | 0 | 0.049 | 0 |  | --> | C19 ex TRAMORE | TRAMORE: T41 | BUTLERSTOWN |  | 52.1554 | -7.0314
MV/LV Substation KI***460X | 20 kV | 400V(3ph) & 230V(single ph) | LV | 100 kVA :Pole Substation | 0.1 | --> | 0.1 | 0 | 0 | Constrained,otherwise capacity available =62kVA. | --> | 0.095 | 0 | 0 | 0 | 0 | 0.105 | 0 |  | --> | E14 ex KILCOCK | KILCOCK: T422 | GRIFFINRATH |  | 53.5253 | -6.6726
MV/LV Substation KI***460Z | 20 kV | 400V(3ph) & 230V(single ph) | LV | 50 kVA :Pole Substation | 0.05 | --> | 0.05 | 0 | 0 | Constrained,otherwise capacity available =44kVA. | --> | 0.047 | 0 | 0 | 0 | 0 | 0.05 | 0 |  | --> | E12 ex KILCOCK | KILCOCK: T422 | GRIFFINRATH |  | 53.4067 | -6.5754
MV/LV Substation KI***462Y | 10 kV | 400V(3ph) & 230V(single ph) | LV | 50 kVA :Pole Substation | 0.05 | --> | 0.05 | 0 | 0 | Constrained,otherwise capacity available =44kVA. | --> | 0.047 | 0 | 0 | 0 | 0 | 0.05 | 0 |  | --> | C22 ex SKIBBEREEN | SKIBBEREEN: T41∥T42 | DUNMANWAY |  | 51.5589 | -9.4016
MV/LV Substation KI***463 | 10 kV | 400V(3ph) & 230V(single ph) | LV | 50 kVA :Pole Substation | 0.05 | --> | 0.05 | 0.049 | 1.4 |  | --> | 0.047 | 0 | 0 | 0 | 0 | 0.049 | 0 |  | --> | C17 ex ROSCOMMON | ROSCOMMON: T41 | LANESBORO |  | 53.5653 | -8.1709
MV/LV Substation KI***4630 | 20 kV | 400V(3ph) & 230V(single ph) | LV | 50 kVA :Pole Substation | 0.05 | --> | 0.05 | 0.05 | 8.4 |  | --> | 0.047 | 0 | 0 | 0 | 0 | 0.049 | 0 |  | --> | C25 ex MULLINGAR | MULLINGAR: T101 | MULLINGAR |  | 53.5697 | -7.5025
MV/LV Substation KI***464 | 20 kV | 400V(3ph) & 230V(single ph) | LV | 50 kVA :Pole Substation | 0.05 | --> | 0.05 | 0 | 0 | Constrained,otherwise capacity available =35kVA. | --> | 0.047 | 0 | 0 | 0 | 0 | 0.051 | 0 |  | --> | E17 ex KILCOLGAN | KILCOLGAN: T421 | GALWAY 110KV |  | 53.2208 | -8.8067
MV/LV Substation KI***465X | 20 kV | 400V(3ph) & 230V(single ph) | LV | 50 kVA :Pole Substation | 0.05 | --> | 0.05 | 0 | 0 | Constrained,otherwise capacity available =46kVA. | --> | 0.047 | 0 | 0 | 0 | 0 | 0 | 0 | Constrained,otherwise capacity available =49kW. | --> | E14 ex LUMCLOON | LUMCLOON: T421∥T422 | DALLOW |  | 53.2348 | -7.6192
MV/LV Substation KI***465X | 10 kV | 400V(3ph) & 230V(single ph) | LV | 50 kVA :Pole Substation | 0.05 | --> | 0.05 | 0.03 | 2.5 |  | --> | 0.047 | 0 | 0 | 0 | 0 | 0.052 | 0 |  | --> | C26 ex ATHY | ATHY: T102 | ATHY |  | 53.0428 | -7.0194
MV/LV Substation KI***466 | 20 kV | 400V(3ph) & 230V(single ph) | LV | 50 kVA :Pole Substation | 0.05 | --> | 0.05 | 0 | 0 | Constrained,otherwise capacity available =46kVA. | --> | 0.047 | 0 | 0 | 0 | 0 | 0.049 | 0 |  | --> | E17 ex KILCOLGAN | KILCOLGAN: T421 | GALWAY 110KV |  | 53.226 | -8.7961
MV/LV Substation KI***466X | 20 kV | 400V(3ph) & 230V(single ph) | LV | 50 kVA :Pole Substation | 0.05 | --> | 0.05 | 0 | 0 | Constrained,otherwise capacity available =42kVA. | --> | 0.047 | 0 | 0 | 0 | 0 | 0.05 | 0 |  | --> | E20 ex GLASMORE | GLASMORE: T422 | GLASMORE |  | 53.5258 | -6.1418
MV/LV Substation KI***466Y | 10 kV | 400V(3ph) & 230V(single ph) | LV | 400 kVA :Kiosk Substation | 0.4 | --> | 0.4 | 0 | 0 | Constrained,otherwise capacity available =261kVA. | --> | 0.38 | 0 | 0 | 0 | 0.02 | 0.399 | 0 |  | --> | C18 ex ROSEHILL | ROSEHILL: T42 | KILKENNY |  | 52.6514 | -7.2592
MV/LV Substation KI***467X | 10 kV | 400V(3ph) & 230V(single ph) | LV | 50 kVA :Pole Substation | 0.05 | --> | 0.05 | 0.046 | 2.2 |  | --> | 0.047 | 0 | 0 | 0 | 0 | 0.049 | 0 |  | --> | C26 ex KELLS | KELLS: T41∥T42 | NAVAN |  | 53.7116 | -6.8153
MV/LV Substation KI***468 | 20 kV | 400V(3ph) & 230V(single ph) | LV | 50 kVA :Pole Substation | 0.05 | --> | 0.05 | 0 | 0 | Constrained,otherwise capacity available =48kVA. | --> | 0.047 | 0 | 0 | 0 | 0 | 0.049 | 0 |  | --> | E17 ex BALLINROBE | BALLINROBE: T421∥T422 | DALTON |  | 53.6505 | -9.1134
MV/LV Substation KI***469 | 10 kV | 400V(3ph) & 230V(single ph) | LV | 50 kVA :Pole Substation | 0.05 | --> | 0.05 | 0.014 | 9.8 |  | --> | 0.047 | 0 | 0 | 0 | 0 | 0.054 | 0 |  | --> | C14 ex KILCOOLE | KILCOOLE: T41∥T42 | FASSAROE |  | 53.104 | -6.0845
MV/LV Substation KI***469X | 10 kV | 400V(3ph) & 230V(single ph) | LV | 50 kVA :Pole Substation | 0.05 | --> | 0.05 | 0.048 | 2.3 |  | --> | 0.047 | 0 | 0 | 0 | 0 | 0 | 0 | Constrained,otherwise capacity available =49kW. | --> | C16 ex KILRUSH | KILRUSH: T41∥T42 | TULLABRACK |  | 52.6873 | -9.5818
MV/LV Substation KI***4704 | 20 kV | 400V(3ph) & 230V(single ph) | LV | 50 kVA :Pole Substation | 0.05 | --> | 0.05 | 0 | 0 | Constrained,otherwise capacity available =44kVA. | --> | 0.047 | 0 | 0 | 0 | 0 | 0.05 | 0 |  | --> | C15 ex DELVIN | DELVIN: T42 | MULLINGAR |  | 53.5846 | -7.1324
MV/LV Substation KI***470X | 20 kV | 400V(3ph) & 230V(single ph) | LV | 100 kVA :Pole Substation | 0.1 | --> | 0.1 | 0 | 0 |  | --> | 0.095 | 0 | 0 | 0 | 0 | 0.116 | 0 |  | --> | E21 ex FINEA | FINEA: T421∥T422 | SHANKILL |  | 53.8611 | -7.3194
MV/LV Substation KI***472X | 20 kV | 400V(3ph) & 230V(single ph) | LV | 50 kVA :Pole Substation | 0.05 | --> | 0.05 | 0.035 | 2 |  | --> | 0.047 | 0 | 0 | 0 | 0 | 0.051 | 0 |  | --> | E17 ex BALLYCONNELL | BALLYCONNELL: T421∥T422 | GORTAWEE |  | 54.1102 | -7.6829
MV/LV Substation KI***473 | 10 kV | 400V(3ph) & 230V(single ph) | LV | 400 kVA :Kiosk Substation | 0.4 | --> | 0.4 | 0.246 | 4.2 |  | --> | 0.38 | 0 | 0 | 0 | 0.015 | 0 | 0 | Constrained,otherwise capacity available =407kW. | --> | C18 ex BUNDORAN | BUNDORAN: T41∥T42 | CATHALEENS FALL |  | 54.4465 | -8.2865
MV/LV Substation KI***475X | 20 kV | 400V(3ph) & 230V(single ph) | LV | 100 kVA :Pole Substation | 0.1 | --> | 0.1 | 0.099 | 4.1 |  | --> | 0.095 | 0 | 0 | 0 | 0 | 0 | 0 | Constrained,otherwise capacity available =100kW. | --> | E14 ex CHARLEVILLE | CHARLEVILLE: T422 | CHARLEVILLE |  | 52.3496 | -8.7221
MV/LV Substation KI***475X | 10 kV | 400V(3ph) & 230V(single ph) | LV | 100 kVA :Pole Substation | 0.1 | --> | 0.1 | 0.069 | 3.1 |  | --> | 0.095 | 0 | 0 | 0 | 0.039 | 0.063 | 0 |  | --> | C13 ex ERRIGAL | ERRIGAL: T41 | SHANKILL |  | 54.0657 | -7.1466
MV/LV Substation KI***476 | 10 kV | 400V(3ph) & 230V(single ph) | LV | 50 kVA :Pole Substation | 0.05 | --> | 0.05 | 0.037 | 4.2 |  | --> | 0.047 | 0 | 0 | 0 | 0 | 0 | 0 | Constrained,otherwise capacity available =51kW. | --> | C18 ex BUNDORAN | BUNDORAN: T41∥T42 | CATHALEENS FALL |  | 54.4451 | -8.2972
MV/LV Substation KI***476X | 10 kV | 400V(3ph) & 230V(single ph) | LV | 100 kVA :Pole Substation | 0.1 | --> | 0.1 | 0 | 0 | Constrained,otherwise capacity available =68kVA. | --> | 0.095 | 0 | 0 | 0 | 0.004 | 0.1 | 0 |  | --> | C11 ex JOHNSTOWN | JOHNSTOWN: T41 | KILTEEL |  | 53.2344 | -6.5249
MV/LV Substation KI***476Y | 10 kV | 400V(3ph) & 230V(single ph) | LV | 200 kVA :Kiosk Substation | 0.2 | --> | 0.2 | 0 | 0 | Constrained,otherwise capacity available =110kVA. | --> | 0.19 | 0 | 0 | 0 | 0.001 | 0 | 0 | Constrained,otherwise capacity available =212kW. | --> | C15 ex PORTARLINGTON | PORTARLINGTON: T41∥T42 | PORTLAOISE |  | 53.1577 | -7.179
MV/LV Substation KI***477Z | 10 kV | 400V(3ph) & 230V(single ph) | LV | 100 kVA :Pole Substation | 0.1 | --> | 0.1 | 0.099 | 0.9 |  | --> | 0.095 | 0 | 0 | 0 | 0 | 0.1 | 0 |  | --> | C20 ex MULGANNON | MULGANNON: T42 | WEXFORD |  | 52.2808 | -6.4507
MV/LV Substation KI***478X | 10 kV | 400V(3ph) & 230V(single ph) | LV | 50 kVA :Pole Substation | 0.05 | --> | 0.05 | 0.025 | 2.1 |  | --> | 0.047 | 0 | 0 | 0 | 0 | 0.053 | 0 |  | --> | C15 ex GRANAGH | GRANAGH: T41∥T42 | WATERFORD |  | 52.305 | -7.1712
MV/LV Substation KI***478X | 10 kV | 400V(3ph) & 230V(single ph) | LV | 630 kVA :Kiosk Substation | 0.63 | --> | 0.63 | 0.5 | 9.6 |  | --> | 0.598 | 0 | 0 | 0 | 0.039 | 0.5 | 0 |  | --> | C14 ex GORTLEE | GORTLEE: T41∥T42 | LETTERKENNY |  | 54.9698 | -7.7621
MV/LV Substation KI***479 | 20 kV | 400V(3ph) & 230V(single ph) | LV | 200 kVA :Pole Substation | 0.2 | --> | 0.2 | 0.154 | 2.5 |  | --> | 0.19 | 0 | 0 | 0 | 0.008 | 0.198 | 0 |  | --> | E19 ex GARRANACANTY | GARRANACANTY: T421 | TIPPERARY |  | 52.4645 | -8.0985
MV/LV Substation KI***481X | 10 kV | 400V(3ph) & 230V(single ph) | LV | 50 kVA :Pole Substation | 0.05 | --> | 0.05 | 0 | 0 | Constrained,otherwise capacity available =42kVA. | --> | 0.047 | 0 | 0 | 0 | 0.003 | 0.047 | 0 |  | --> | C21 ex KILMONEY | KILMONEY: T41∥T42 | TRABEG |  | 51.8011 | -8.4069
MV/LV Substation KI***482X | 10 kV | 400V(3ph) & 230V(single ph) | LV | 75 kVA :Pole Substation | 0.075 | --> | 0.075 | 0.06 | 3.9 |  | --> | 0.071 | 0 | 0 | 0 | 0.004 | 0.072 | 0 |  | --> | C19 ex BALLYJAMESDUFF | BALLYJAMESDUFF: T41 | SHANKILL |  | 53.8368 | -7.2352
MV/LV Substation KI***482X | 20 kV | 400V(3ph) & 230V(single ph) | LV | 50 kVA :Pole Substation | 0.05 | --> | 0.05 | 0 | 0 | Constrained,otherwise capacity available =50kVA. | --> | 0.047 | 0 | 0 | 0 | 0 | 0 | 0 | Constrained,otherwise capacity available =49kW. | --> | C13 ex CLOYNE | CLOYNE: T41 | MIDLETON |  | 51.8535 | -8.0732
MV/LV Substation KI***482X | 10 kV | 400V(3ph) & 230V(single ph) | LV | 400 kVA :Kiosk Substation | 0.4 | --> | 0.4 | 0 | 0 | Constrained,otherwise capacity available =307kVA. | --> | 0.38 | 0 | 0 | 0 | 0.015 | 0.398 | 0 |  | --> | C15 ex KINSALE | KINSALE: T41∥T42 | BANDON |  | 51.7064 | -8.521
MV/LV Substation KI***484 | 10 kV | 400V(3ph) & 230V(single ph) | LV | 100 kVA :Pole Substation | 0.1 | --> | 0.1 | 0.069 | 2.1 |  | --> | 0.095 | 0 | 0 | 0 | 0 | 0.104 | 0 |  | --> | C11 ex KILSARAN | KILSARAN: T42 | DRYBRIDGE |  | 53.8729 | -6.3814
MV/LV Substation KI***485 | 10 kV | 400V(3ph) & 230V(single ph) | LV | 1000 kVA :Building Structure | 1 | --> | 1 | 0.5 | 12.5 |  | --> | 0.95 | 0 | 0 | 0 | 0.006 | 0.5 | 0 |  | --> | C23 ex HEUSTON SQUARE | HEUSTON SQUARE: T101 | INCHICORE 220KV |  | 53.3428 | -6.3081
MV/LV Substation KI***486 | 10 kV | 400V(3ph) & 230V(single ph) | LV | 630 kVA :Kiosk Substation | 0.63 | --> | 0.63 | 0.33 | 1.1 |  | --> | 0.598 | 0 | 0 | 0 | 0.042 | 0.5 | 0 |  | --> | C18 ex KIMMAGE | KIMMAGE: T42 | INCHICORE 220KV |  | 53.3124 | -6.3006
MV/LV Substation KI***486 | 10 kV | 400V(3ph) & 230V(single ph) | LV | 200 kVA :Pole Substation | 0.2 | --> | 0.2 | 0.118 | 9.8 |  | --> | 0.19 | 0 | 0 | 0 | 0 | 0.212 | 0 |  | --> | C12 ex KILCOOLE | KILCOOLE: T41∥T42 | FASSAROE |  | 53.1112 | -6.0648
MV/LV Substation KI***486X | 20 kV | 400V(3ph) & 230V(single ph) | LV | 50 kVA :Pole Substation | 0.05 | --> | 0.05 | 0.044 | 12.2 |  | --> | 0.047 | 0 | 0 | 0 | 0.003 | 0.047 | 0 |  | --> | C36 ex SALTHILL | SALTHILL: T102 | SALTHILL |  | 53.304 | -9.1072
MV/LV Substation KI***487 | 10 kV | 400V(3ph) & 230V(single ph) | LV | 630 kVA :Kiosk Substation | 0.63 | --> | 0.63 | 0.5 | 9.8 |  | --> | 0.598 | 0 | 0 | 0 | 0.028 | 0.5 | 0 |  | --> | C12 ex KILCOOLE | KILCOOLE: T41∥T42 | FASSAROE |  | 53.1061 | -6.0542
MV/LV Substation KI***488Y | 10 kV | 400V(3ph) & 230V(single ph) | LV | 630 kVA :Kiosk Substation | 0.63 | --> | 0.63 | 0.5 | 2.4 |  | --> | 0.598 | 0 | 0 | 0 | 0 | 0.5 | 0 |  | --> | C12 ex TINAHASK | TINAHASK: T41∥T42 | ARKLOW |  | 52.7742 | -6.1726
MV/LV Substation KI***489 | 10 kV | 400V(3ph) & 230V(single ph) | LV | 50 kVA :Pole Substation | 0.05 | --> | 0.05 | 0.028 | 1.2 |  | --> | 0.047 | 0 | 0 | 0 | 0 | 0.052 | 0 |  | --> | C20 ex POLLERTON | POLLERTON: T42 | CARLOW |  | 52.8075 | -6.8989
MV/LV Substation KI***490 | 10 kV | 400V(3ph) & 230V(single ph) | LV | 100 kVA :Pole Substation | 0.1 | --> | 0.1 | 0 | 0 | Constrained,otherwise capacity available =60kVA. | --> | 0.095 | 0 | 0 | 0 | 0.007 | 0.098 | 0 |  | --> | C13 ex MALAHIDE | MALAHIDE: T41 | GLASMORE |  | 53.4194 | -6.1722
MV/LV Substation KI***490X | 10 kV | 400V(3ph) & 230V(single ph) | LV | 200 kVA :Pole Substation | 0.2 | --> | 0.2 | 0 | 0 | Constrained,otherwise capacity available =146kVA. | --> | 0.19 | 0 | 0 | 0 | 0 | 0.207 | 0 |  | --> | C12 ex SAGGART | SAGGART: T41∥T42 | GRANGE CASTLE |  | 53.2492 | -6.5322
MV/LV Substation KI***490Y | 10 kV | 400V(3ph) & 230V(single ph) | LV | 630 kVA :Kiosk Substation | 0.63 | --> | 0.63 | 0.366 | 5.6 |  | --> | 0.598 | 0 | 0 | 0 | 0 | 0.5 | 0 |  | --> | C12 ex PURCELLS INCH | PURCELLS INCH: T42 | KILKENNY |  | 52.6118 | -7.1801
MV/LV Substation KI***491X | 20 kV | 400V(3ph) & 230V(single ph) | LV | 100 kVA :Pole Substation | 0.1 | --> | 0.1 | 0 | 0 | Constrained,otherwise capacity available =65kVA. | --> | 0.095 | 0 | 0 | 0 | 0 | 0.105 | 0 |  | --> | E14 ex COLLOONEY | COLLOONEY: T422 | SLIGO |  | 54.1814 | -8.4943
MV/LV Substation KI***494 | 10 kV | 400V(3ph) & 230V(single ph) | LV | 30 kVA :Pole Substation | 0.03 | --> | 0.03 | 0.024 | 5.9 |  | --> | 0.028 | 0 | 0 | 0 | 0 | 0.03 | 0 |  | --> | C20 ex BANDON | BANDON: T101 | BANDON |  | 51.7476 | -8.8335
MV/LV Substation KI***494 | 20 kV | 400V(3ph) & 230V(single ph) | LV | 50 kVA :Pole Substation | 0.05 | --> | 0.05 | 0 | 0 | Constrained,otherwise capacity available =40kVA. | --> | 0.047 | 0 | 0 | 0 | 0 | 0.051 | 0 |  | --> | E11 ex GLASMORE | GLASMORE: T421 | GLASMORE |  | 53.4723 | -6.1713
MV/LV Substation KI***496X | 20 kV | 400V(3ph) & 230V(single ph) | LV | 100 kVA :Pole Substation | 0.1 | --> | 0.1 | 0 | 0 | Constrained,otherwise capacity available =68kVA. | --> | 0.095 | 0 | 0 | 0 | 0.003 | 0.101 | 0 |  | --> | E23 ex BALTRASNA | BALTRASNA: T121 | BALTRASNA |  | 53.5738 | -6.4492
MV/LV Substation KI***496Y | 20 kV | 400V(3ph) & 230V(single ph) | LV | 200 kVA :Kiosk Substation | 0.2 | --> | 0.2 | 0 | 0 | Constrained,otherwise capacity available =171kVA. | --> | 0.19 | 0 | 0 | 0 | 0.004 | 0.199 | 0 |  | --> | E22 ex COLLOONEY | COLLOONEY: T422 | SLIGO |  | 54.1989 | -8.3679
MV/LV Substation KI***497 | 20 kV | 400V(3ph) & 230V(single ph) | LV | 50 kVA :Pole Substation | 0.05 | --> | 0.05 | 0 | 0 | Constrained,otherwise capacity available =23kVA. | --> | 0.047 | 0 | 0 | 0 | 0 | 0.053 | 0 |  | --> | E23 ex ATHENRY | ATHENRY: T423 | GALWAY 110KV |  | 53.2725 | -8.6278
MV/LV Substation KI***497X | 10 kV | 400V(3ph) & 230V(single ph) | LV | 630 kVA :Building Structure | 0.63 | --> | 0.63 | 0.262 | 3.9 |  | --> | 0.598 | 0 | 0 | 0 | 0 | 0.5 | 0 |  | --> | C19 ex DUNMANWAY | DUNMANWAY: T43 | DUNMANWAY |  | 51.8151 | -9.0531
MV/LV Substation KI***498 | 10 kV | 400V(3ph) & 230V(single ph) | LV | 630 kVA :Kiosk Substation | 0.63 | --> | 0.63 | 0.458 | 2 |  | --> | 0.598 | 0 | 0 | 0 | 0.02 | 0.5 | 0 |  | --> | C17 ex FAIRVIEW | FAIRVIEW: T41 | MCDERMOTT |  | 53.3633 | -6.209
MV/LV Substation KI***498 | 10 kV | 400V(3ph) & 230V(single ph) | LV | 50 kVA :Pole Substation | 0.05 | --> | 0.05 | 0 | 5 |  | --> | 0.047 | 0 | 0 | 0 | 0.008 | 0.049 | 0 |  | --> | C12 ex BALLYRICKARD | BALLYRICKARD: T41∥T42 | TRALEE |  | 52.2775 | -9.8268
MV/LV Substation KI***498X | 20 kV | 400V(3ph) & 230V(single ph) | LV | 100 kVA :Pole Substation | 0.1 | --> | 0.1 | 0.091 | 1.6 |  | --> | 0.095 | 0 | 0 | 0 | 0.003 | 0.097 | 0 |  | --> | E12 ex GURRANEBANE | GURRANEBANE: T421∥T422 | OUGHTRAGH |  | 52.0515 | -9.9455
MV/LV Substation KI***500X | 20 kV | 400V(3ph) & 230V(single ph) | LV | 200 kVA :Kiosk Substation | 0.2 | --> | 0.2 | 0.174 | 3.6 |  | --> | 0.19 | 0 | 0 | 0 | 0 | 0.203 | 0 |  | --> | E21 ex CLARA | CLARA: T421 | THORNSBERRY |  | 53.3476 | -7.6123
MV/LV Substation KI***500Y | 10 kV | 400V(3ph) & 230V(single ph) | LV | 400 kVA :Kiosk Substation | 0.4 | --> | 0.4 | 0.321 | 3 |  | --> | 0.38 | 0 | 0 | 0 | 0.007 | 0.404 | 0 |  | --> | C20 ex KILMEADEN | KILMEADEN: T42 | BUTLERSTOWN |  | 52.2305 | -7.2403
MV/LV Substation KI***501 | 20 kV | 400V(3ph) & 230V(single ph) | LV | 200 kVA :Pole Substation | 0.2 | --> | 0.2 | 0 | 0 | Constrained,otherwise capacity available =177kVA. | --> | 0.19 | 0 | 0 | 0 | 0 | 0.203 | 0 |  | --> | E17 ex BALLINROBE | BALLINROBE: T421∥T422 | DALTON |  | 53.5816 | -9.1225
MV/LV Substation KI***501X | 10 kV | 400V(3ph) & 230V(single ph) | LV | 100 kVA :Pole Substation | 0.1 | --> | 0.1 | 0.077 | 2.7 |  | --> | 0.095 | 0 | 0 | 0 | 0.002 | 0.101 | 0 |  | --> | C16 ex CALLAN | CALLAN: T41∥T42 | KILKENNY |  | 52.5624 | -7.3212
MV/LV Substation KI***502 | 20 kV | 400V(3ph) & 230V(single ph) | LV | 100 kVA :Pole Substation | 0.1 | --> | 0.1 | 0 | 0 | Constrained,otherwise capacity available =87kVA. | --> | 0.095 | 0 | 0 | 0 | 0 | 0.101 | 0 |  | --> | E17 ex BALLINROBE | BALLINROBE: T421∥T422 | DALTON |  | 53.5809 | -9.1201
MV/LV Substation KI***502 | 10 kV | 400V(3ph) & 230V(single ph) | LV | 630 kVA :Building Structure | 0.63 | --> | 0.63 | 0.016 | 2 |  | --> | 0.598 | 0 | 0 | 0 | 0.003 | 0.5 | 0 |  | --> | C15 ex KILCAR | KILCAR: T41 | BINBANE |  | 54.6324 | -8.5946
MV/LV Substation KI***502X | 10 kV | 400V(3ph) & 230V(single ph) | LV | 400 kVA :Kiosk Substation | 0.4 | --> | 0.4 | 0.12 | 0.1 | Constrained,otherwise capacity available =327kVA. | --> | 0.38 | 0 | 0 | 0 | 0 | 0 | 0 | Constrained,otherwise capacity available =411kW. | --> | C23 ex CREGG ROAD | CREGG ROAD: T41∥T42 | BALLYDINE |  | 52.354 | -7.3127
MV/LV Substation KI***502Z | 20 kV | 400V(3ph) & 230V(single ph) | LV | 50 kVA :Pole Substation | 0.05 | --> | 0.05 | 0.05 | 6.3 |  | --> | 0.047 | 0 | 0 | 0 | 0 | 0.049 | 0 |  | --> | C26 ex KILBARRY | KILBARRY: T43 | KILBARRY |  | 51.9289 | -8.517
MV/LV Substation KI***503 | 20 kV | 400V(3ph) & 230V(single ph) | LV | 100 kVA :Pole Substation | 0.1 | --> | 0.1 | 0 | 0 | Constrained,otherwise capacity available =64kVA. | --> | 0.095 | 0 | 0 | 0 | 0 | 0.105 | 0 |  | --> | E17 ex BALLINROBE | BALLINROBE: T421∥T422 | DALTON |  | 53.5804 | -9.1216
MV/LV Substation KI***503 | 10 kV | 400V(3ph) & 230V(single ph) | LV | 100 kVA :Pole Substation | 0.1 | --> | 0.1 | 0.017 | 3.6 |  | --> | 0.095 | 0 | 0 | 0 | 0.003 | 0.108 | 0 |  | --> | C27 ex BALLYCROSSAUN | BALLYCROSSAUN: T421∥T422 | SOMERSET |  | 53.1655 | -8.2881
MV/LV Substation KI***503X | 20 kV | 400V(3ph) & 230V(single ph) | LV | 50 kVA :Pole Substation | 0.05 | --> | 0.05 | 0 | 0 | Constrained,otherwise capacity available =44kVA. | --> | 0.047 | 0 | 0 | 0 | 0 | 0.05 | 0 |  | --> | E16 ex FINEA | FINEA: T421∥T422 | SHANKILL |  | 53.8399 | -7.4344
MV/LV Substation KI***504 | 10 kV | 400V(3ph) & 230V(single ph) | LV | 30 kVA :Pole Substation | 0.03 | --> | 0.03 | 0.027 | 3.6 |  | --> | 0.028 | 0 | 0 | 0 | 0 | 0.029 | 0 |  | --> | C27 ex BALLYCROSSAUN | BALLYCROSSAUN: T421∥T422 | SOMERSET |  | 53.1675 | -8.2989
MV/LV Substation KI***504Y | 20 kV | 400V(3ph) & 230V(single ph) | LV | 200 kVA :Pole Substation | 0.2 | --> | 0.2 | 0 | 0 | Constrained,otherwise capacity available =133kVA. | --> | 0.19 | 0 | 0 | 0 | 0.031 | 0.175 | 0 |  | --> | E14 ex EMYVALE | EMYVALE: T422 | LISDRUM |  | 54.3957 | -7.0059
MV/LV Substation KI***505 | 20 kV | 400V(3ph) & 230V(single ph) | LV | 100 kVA :Pole Substation | 0.1 | --> | 0.1 | 0 | 0 | Constrained,otherwise capacity available =93kVA. | --> | 0.095 | 0 | 0 | 0 | 0 | 0 | 0 | Constrained,otherwise capacity available =100kW. | --> | E17 ex FERNS | FERNS: T421 | CRANE |  | 52.6058 | -6.4638
MV/LV Substation KI***505X | 20 kV | 400V(3ph) & 230V(single ph) | LV | 50 kVA :Pole Substation | 0.05 | --> | 0.05 | 0.048 | 6.2 |  | --> | 0.047 | 0 | 0 | 0 | 0 | 0.049 | 0 |  | --> | E17 ex BAGENALSTOWN | BAGENALSTOWN: T421∥T422 | CARLOW |  | 52.7189 | -6.9736
MV/LV Substation KI***505Y | 10 kV | 400V(3ph) & 230V(single ph) | LV | 100 kVA :Pole Substation | 0.1 | --> | 0.1 | 0.088 | 3 |  | --> | 0.095 | 0 | 0 | 0 | 0.004 | 0.097 | 0 |  | --> | C12 ex KILMEADEN | KILMEADEN: T42 | BUTLERSTOWN |  | 52.2336 | -7.2415
MV/LV Substation KI***506 | 20 kV | 400V(3ph) & 230V(single ph) | LV | 100 kVA :Pole Substation | 0.1 | --> | 0.1 | 0.084 | 3.6 |  | --> | 0.095 | 0 | 0 | 0 | 0 | 0.102 | 0 |  | --> | E20 ex KILLINICK | KILLINICK: T421∥T422 | WEXFORD |  | 52.2787 | -6.467
MV/LV Substation KI***507 | 10 kV | 400V(3ph) & 230V(single ph) | LV | 200 kVA :Pole Substation | 0.2 | --> | 0.2 | 0.174 | 2.1 |  | --> | 0.19 | 0 | 0 | 0 | 0.003 | 0.2 | 0 |  | --> | C11 ex KILSARAN | KILSARAN: T42 | DRYBRIDGE |  | 53.8848 | -6.3879
MV/LV Substation KI***507Z | 10 kV | 400V(3ph) & 230V(single ph) | LV | 50 kVA :Pole Substation | 0.05 | --> | 0.05 | 0 | 0 | Constrained,otherwise capacity available =50kVA. | --> | 0.047 | 0 | 0 | 0 | 0 | 0.049 | 0 |  | --> | C23 ex GORESBRIDGE | GORESBRIDGE: T41∥T42 | KILKENNY |  | 52.6511 | -7.0179
MV/LV Substation KI***508 | 20 kV | 400V(3ph) & 230V(single ph) | LV | 400 kVA :Kiosk Substation | 0.4 | --> | 0.4 | 0 | 0 | Constrained,otherwise capacity available =255kVA. | --> | 0.38 | 0 | 0 | 0 | 0.014 | 0.407 | 0 |  | --> | E11 ex KILCOLGAN | KILCOLGAN: T421 | GALWAY 110KV |  | 53.1379 | -8.9352
MV/LV Substation KI***508 | 10 kV | 400V(3ph) & 230V(single ph) | LV | 200 kVA :Kiosk Substation | 0.2 | --> | 0.2 | 0.144 | 2.3 |  | --> | 0.19 | 0 | 0 | 0 | 0 | 0.208 | 0 |  | --> | C14 ex RINEANNA | RINEANNA: T41 | DRUMLINE |  | 52.7595 | -8.8979
MV/LV Substation KI***510X | 10 kV | 400V(3ph) & 230V(single ph) | LV | 630 kVA :Building Structure | 0.63 | --> | 0.63 | 0 | 0 | Constrained,otherwise capacity available =500kVA. | --> | 0.598 | 0 | 0 | 0 | 0 | 0 | 0 | Constrained,otherwise capacity available =500kW. | --> | C11 ex HOLYCROSS ROAD | HOLYCROSS ROAD: T41∥T42 | THURLES |  | 52.6052 | -7.8403
MV/LV Substation KI***511X | 10 kV | 400V(3ph) & 230V(single ph) | LV | 30 kVA :Pole Substation | 0.03 | --> | 0.03 | 0 | 0 | Constrained,otherwise capacity available =30kVA. | --> | 0.028 | 0 | 0 | 0 | 0 | 0 | 0 | Constrained,otherwise capacity available =29kW. | --> | C11 ex HOLYCROSS ROAD | HOLYCROSS ROAD: T41∥T42 | THURLES |  | 52.6179 | -7.8394
MV/LV Substation KI***512 | 10 kV | 400V(3ph) & 230V(single ph) | LV | 50 kVA :Pole Substation | 0.05 | --> | 0.05 | 0 | 0 | Constrained,otherwise capacity available =39kVA. | --> | 0.047 | 0 | 0 | 0 | 0 | 0.051 | 0 |  | --> | C17 ex CARRIGALINE | CARRIGALINE: T41∥T42 | BARNAHELY |  | 51.8083 | -8.3674
MV/LV Substation KI***517 | 10 kV | 400V(3ph) & 230V(single ph) | LV | 50 kVA :Pole Substation | 0.05 | --> | 0.05 | 0.02 | 3.9 |  | --> | 0.047 | 0 | 0 | 0 | 0 | 0.054 | 0 |  | --> | C22 ex BOGHALL ROAD | BOGHALL ROAD: T42 | FASSAROE |  | 53.1702 | -6.1353
MV/LV Substation KI***517Y | 10 kV | 400V(3ph) & 230V(single ph) | LV | 100 kVA :Pole Substation | 0.1 | --> | 0.1 | 0 | 0 | Constrained,otherwise capacity available =98kVA. | --> | 0.095 | 0 | 0 | 0 | 0 | 0.1 | 0 |  | --> | C17 ex ROSEHILL | ROSEHILL: T41 | KILKENNY |  | 52.6229 | -7.2818
MV/LV Substation KI***518 | 10 kV | 400V(3ph) & 230V(single ph) | LV | 400 kVA :Kiosk Substation | 0.4 | --> | 0.4 | 0 | 0 | Constrained,otherwise capacity available =335kVA. | --> | 0.38 | 0 | 0 | 0 | 0 | 0.41 | 0 |  | --> | C14 ex BALGADDY | BALGADDY: T42 | GRANGE CASTLE |  | 53.3355 | -6.4281
MV/LV Substation KI***519 | 10 kV | 400V(3ph) & 230V(single ph) | LV | 200 kVA :Pole Substation | 0.2 | --> | 0.2 | 0 | 0 | Constrained,otherwise capacity available =147kVA. | --> | 0.19 | 0 | 0 | 0 | 0.013 | 0.194 | 0 |  | --> | C14 ex GREYSTONES | GREYSTONES: T42 | FASSAROE |  | 53.1438 | -6.091
MV/LV Substation KI***519X | 10 kV | 400V(3ph) & 230V(single ph) | LV | 400 kVA :Building Structure | 0.4 | --> | 0.4 | 0 | 0 | Constrained,otherwise capacity available =307kVA. | --> | 0.38 | 0 | 0 | 0 | 0 | 0.414 | 0 |  | --> | C17 ex SEMPERIT | SEMPERIT: T41 | GRANGE CASTLE |  | 53.3321 | -6.3548
MV/LV Substation KI***520 | 20 kV | 400V(3ph) & 230V(single ph) | LV | 50 kVA :Pole Substation | 0.05 | --> | 0.05 | 0 | 0 | Constrained,otherwise capacity available =38kVA. | --> | 0.047 | 0 | 0 | 0 | 0 | 0.051 | 0 |  | --> | E16 ex PATRICKSWELL | PATRICKSWELL: T421∥T422 | LIMERICK |  | 52.5845 | -8.7698
MV/LV Substation KI***521 | 10 kV | 400V(3ph) & 230V(single ph) | LV | 50 kVA :Pole Substation | 0.05 | --> | 0.05 | 0.046 | 1.2 |  | --> | 0.047 | 0 | 0 | 0 | 0 | 0.049 | 0 |  | --> | C20 ex POLLERTON | POLLERTON: T42 | CARLOW |  | 52.8128 | -6.8886
MV/LV Substation KI***521Y | 20 kV | 400V(3ph) & 230V(single ph) | LV | 50 kVA :Pole Substation | 0.05 | --> | 0.05 | 0 | 0 | Constrained,otherwise capacity available =42kVA. | --> | 0.047 | 0 | 0 | 0 | 0 | 0.05 | 0 |  | --> | E14 ex BALLINDERRY | BALLINDERRY: T422 | MULLINGAR |  | 53.4452 | -7.2305
MV/LV Substation KI***522X | 10 kV | 400V(3ph) & 230V(single ph) | LV | 100 kVA :Pole Substation | 0.1 | --> | 0.1 | 0 | 0 | Constrained,otherwise capacity available =97kVA. | --> | 0.095 | 0 | 0 | 0 | 0 | 0.1 | 0 |  | --> | C21 ex PORTARLINGTON | PORTARLINGTON: T43 | BLAKE |  | 53.1284 | -7.0894
MV/LV Substation KI***522X | 10 kV | 400V(3ph) & 230V(single ph) | LV | 100 kVA :Pole Substation | 0.1 | --> | 0.1 | 0.09 | 2.2 |  | --> | 0.095 | 0 | 0 | 0 | 0 | 0 | 0 | Constrained,otherwise capacity available =101kW. | --> | C18 ex NEWCASTLEWEST | NEWCASTLEWEST: T41∥T42 | RATHKEALE |  | 52.4401 | -9.0216
MV/LV Substation KI***522X | 20 kV | 400V(3ph) & 230V(single ph) | LV | 50 kVA :Pole Substation | 0.05 | --> | 0.05 | 0.042 | 2.7 |  | --> | 0.047 | 0 | 0 | 0 | 0 | 0.05 | 0 |  | --> | C17 ex KILLESHANDRA | KILLESHANDRA: T41∥T42 | GORTAWEE |  | 54.025 | -7.526
MV/LV Substation KI***522Z | 10 kV | 400V(3ph) & 230V(single ph) | LV | 200 kVA :Kiosk Substation | 0.2 | --> | 0.2 | 0.154 | 1.5 |  | --> | 0.19 | 0 | 0 | 0 | 0.013 | 0.193 | 0 |  | --> | C19 ex SALLINS | SALLINS: T41 | GRIFFINRATH |  | 53.2852 | -6.759
MV/LV Substation KI***523X | 20 kV | 400V(3ph) & 230V(single ph) | LV | 200 kVA :Pole Substation | 0.2 | --> | 0.2 | 0.045 | 0 | Constrained,otherwise capacity available =168kVA. | --> | 0.19 | 0 | 0 | 0 | 0 | 0.204 | 0 |  | --> | E25 ex TALBOTS INCH | TALBOTS INCH: T41∥T42 | KILKENNY |  | 52.6889 | -7.2777
MV/LV Substation KI***523Y | 20 kV | 400V(3ph) & 230V(single ph) | LV | 100 kVA :Pole Substation | 0.1 | --> | 0.1 | 0.081 | 3.4 |  | --> | 0.095 | 0 | 0 | 0 | 0.004 | 0.098 | 0 |  | --> | E18 ex CLONMINCH | CLONMINCH: T422 | THORNSBERRY |  | 53.271 | -7.5973
MV/LV Substation KI***524X | 10 kV | 400V(3ph) & 230V(single ph) | LV | 630 kVA :Kiosk Substation | 0.63 | --> | 0.63 | 0 | 0 | Constrained,otherwise capacity available =443kVA. | --> | 0.598 | 0 | 0 | 0 | 0.003 | 0.5 | 0 |  | --> | C17 ex BALGADDY | BALGADDY: T41 | GRANGE CASTLE |  | 53.329 | -6.427
MV/LV Substation KI***524Y | 20 kV | 400V(3ph) & 230V(single ph) | LV | 50 kVA :Pole Substation | 0.05 | --> | 0.05 | 0.049 | 7.4 |  | --> | 0.047 | 0 | 0 | 0 | 0 | 0.049 | 0 |  | --> | C24 ex MULLINGAR | MULLINGAR: T102 | MULLINGAR |  | 53.6018 | -7.4181
MV/LV Substation KI***525 | 10 kV | 400V(3ph) & 230V(single ph) | LV | 200 kVA :Pole Substation | 0.2 | --> | 0.2 | 0.167 | 2.4 |  | --> | 0.19 | 0 | 0 | 0 | 0 | 0.204 | 0 |  | --> | C13 ex CASTLETOWNROCHE | CASTLETOWNROCHE: T41 | MALLOW |  | 52.1663 | -8.476
MV/LV Substation KI***525 | 10 kV | 400V(3ph) & 230V(single ph) | LV | 50 kVA :Pole Substation | 0.05 | --> | 0.05 | 0.047 | 0.4 |  | --> | 0.047 | 0 | 0 | 0 | 0 | 0 | 0 | Constrained,otherwise capacity available =49kW. | --> | C12 ex GARRYSPILLANE | GARRYSPILLANE: T41 | TIPPERARY |  | 52.3527 | -8.3748
MV/LV Substation KI***525X | 20 kV | 400V(3ph) & 230V(single ph) | LV | 100 kVA :Pole Substation | 0.1 | --> | 0.1 | 0.095 | 5.6 |  | --> | 0.095 | 0 | 0 | 0 | 0 | 0.1 | 0 |  | --> | E14 ex CRANE | CRANE: T122 | CRANE |  | 52.5483 | -6.5234
MV/LV Substation KI***526X | 10 kV | 400V(3ph) & 230V(single ph) | LV | 100 kVA :Pole Substation | 0.1 | --> | 0.1 | 0.022 | 0 | Constrained,otherwise capacity available =91kVA. | --> | 0.095 | 0 | 0 | 0 | 0 | 0.1 | 0 |  | --> | C11 ex RATHDRUM | RATHDRUM: T42 | ARKLOW |  | 52.9374 | -6.1507
MV/LV Substation KI***526X | 20 kV | 400V(3ph) & 230V(single ph) | LV | 50 kVA :Pole Substation | 0.05 | --> | 0.05 | 0.038 | 4.5 |  | --> | 0.047 | 0 | 0 | 0 | 0 | 0.051 | 0 |  | --> | E12 ex CLARA | CLARA: T422 | THORNSBERRY |  | 53.3576 | -7.4938
MV/LV Substation KI***526Z | 10 kV | 400V(3ph) & 230V(single ph) | LV | 200 kVA :Kiosk Substation | 0.2 | --> | 0.2 | 0 | 0 | Constrained,otherwise capacity available =160kVA. | --> | 0.19 | 0 | 0 | 0 | 0 | 0.206 | 0 |  | --> | C16 ex MOUNTGORRY | MOUNTGORRY: T42 | GRANGE (DR) |  | 53.4464 | -6.1965
MV/LV Substation KI***528X | 10 kV | 400V(3ph) & 230V(single ph) | LV | 50 kVA :Pole Substation | 0.05 | --> | 0.05 | 0.024 | 2.3 |  | --> | 0.047 | 0 | 0 | 0 | 0 | 0 | 0 | Constrained,otherwise capacity available =53kW. | --> | C16 ex KILRUSH | KILRUSH: T41∥T42 | TULLABRACK |  | 52.6737 | -9.5781
MV/LV Substation KI***528X | 20 kV | 400V(3ph) & 230V(single ph) | LV | 50 kVA :Pole Substation | 0.05 | --> | 0.05 | 0 | 0 | Constrained,otherwise capacity available =44kVA. | --> | 0.047 | 0 | 0 | 0 | 0.003 | 0.047 | 0 |  | --> | E18 ex CREAGH | CREAGH: T421∥T422 | ATHLONE |  | 53.4135 | -8.3493
MV/LV Substation KI***529 | 10 kV | 400V(3ph) & 230V(single ph) | LV | 100 kVA :Pole Substation | 0.1 | --> | 0.1 | 0.074 | 6.3 |  | --> | 0.095 | 0 | 0 | 0 | 0.003 | 0.1 | 0 |  | --> | C26 ex KILBARRY | KILBARRY: T43 | KILBARRY |  | 51.9254 | -8.4885
MV/LV Substation KI***529Z | 10 kV | 400V(3ph) & 230V(single ph) | LV | 400 kVA :Kiosk Substation | 0.4 | --> | 0.4 | 0 | 0 | Constrained,otherwise capacity available =363kVA. | --> | 0.38 | 0 | 0 | 0 | 0 | 0.405 | 0 |  | --> | C17 ex BALGADDY | BALGADDY: T41 | GRANGE CASTLE |  | 53.3274 | -6.425
MV/LV Substation KI***530 | 10 kV | 400V(3ph) & 230V(single ph) | LV | 400 kVA :Kiosk Substation | 0.4 | --> | 0.4 | 0.31 | 1.1 |  | --> | 0.38 | 0 | 0 | 0 | 0.014 | 0.399 | 0 |  | --> | C18 ex KIMMAGE | KIMMAGE: T42 | INCHICORE 220KV |  | 53.3171 | -6.2924
MV/LV Substation KI***531 | 20 kV | 400V(3ph) & 230V(single ph) | LV | 50 kVA :Pole Substation | 0.05 | --> | 0.05 | 0.046 | 2.1 |  | --> | 0.047 | 0 | 0 | 0 | 0.003 | 0.046 | 0 |  | --> | E18 ex NEWPORT | NEWPORT: T421 | CARROWBEG |  | 53.8776 | -9.5504
MV/LV Substation KI***532Z | 10 kV | 400V(3ph) & 230V(single ph) | LV | 200 kVA :Kiosk Substation | 0.2 | --> | 0.2 | 0 | 0 | Constrained,otherwise capacity available =159kVA. | --> | 0.19 | 0 | 0 | 0 | 0.012 | 0.193 | 0 |  | --> | C19 ex JOHNSTOWN | JOHNSTOWN: T41 | KILTEEL |  | 53.2245 | -6.6463
MV/LV Substation KI***533Y | 10 kV | 400V(3ph) & 230V(single ph) | LV | 400 kVA :Kiosk Substation | 0.4 | --> | 0.4 | 0 | 0 | Constrained,otherwise capacity available =336kVA. | --> | 0.38 | 0 | 0 | 0 | 0.007 | 0 | 0 | Constrained,otherwise capacity available =402kW. | --> | C18 ex PORTARLINGTON | PORTARLINGTON: T41∥T42 | PORTLAOISE |  | 53.1614 | -7.2101
MV/LV Substation KI***536 | 20 kV | 400V(3ph) & 230V(single ph) | LV | 100 kVA :Pole Substation | 0.1 | --> | 0.1 | 0.078 | 3.6 |  | --> | 0.095 | 0 | 0 | 0 | 0 | 0.103 | 0 |  | --> | E20 ex KILLINICK | KILLINICK: T421∥T422 | WEXFORD |  | 52.2567 | -6.4552
MV/LV Substation KI***536 | 10 kV | 400V(3ph) & 230V(single ph) | LV | 100 kVA :Building Structure | 0.1 | --> | 0.1 | 0.065 | 13.1 |  | --> | 0.095 | 0 | 0 | 0 | 0 | 0.105 | 0 |  | --> | C18 ex POTTERY ROAD | POTTERY ROAD: T102 | CARRICKMINES |  | 53.2754 | -6.1208
MV/LV Substation KI***536Y | 20 kV | 400V(3ph) & 230V(single ph) | LV | 100 kVA :Pole Substation | 0.1 | --> | 0.1 | 0.092 | 2.8 |  | --> | 0.095 | 0 | 0 | 0 | 0 | 0 | 0 | Constrained,otherwise capacity available =100kW. | --> | C21 ex LEE BRIDGE | LEE BRIDGE: T41 | MACROOM |  | 51.9067 | -9.0765
MV/LV Substation KI***537 | 10 kV | 400V(3ph) & 230V(single ph) | LV | 1000 kVA :Building Structure | 1 | --> | 1 | 0.5 | 1.1 |  | --> | 0.95 | 0 | 0 | 0 | 0 | 0.5 | 0 |  | --> | C18 ex KIMMAGE | KIMMAGE: T42 | INCHICORE 220KV |  | 53.3191 | -6.2921
MV/LV Substation KI***538 | 20 kV | 400V(3ph) & 230V(single ph) | LV | 50 kVA :Pole Substation | 0.05 | --> | 0.05 | 0.046 | 1.6 |  | --> | 0.047 | 0 | 0 | 0 | 0 | 0.049 | 0 |  | --> | E18 ex GURRANEBANE | GURRANEBANE: T421∥T422 | OUGHTRAGH |  | 51.9169 | -10.3022
MV/LV Substation KI***539 | 20 kV | 400V(3ph) & 230V(single ph) | LV | 100 kVA :Pole Substation | 0.1 | --> | 0.1 | 0 | 0 | Constrained,otherwise capacity available =99kVA. | --> | 0.095 | 0 | 0 | 0 | 0 | 0.1 | 0 |  | --> | C18 ex KANTURK | KANTURK: T41∥T42 | GLENLARA |  | 52.079 | -8.9815
MV/LV Substation KI***539X | 10 kV | 400V(3ph) & 230V(single ph) | LV | 630 kVA :Kiosk Substation | 0.63 | --> | 0.63 | 0.5 | 1.3 |  | --> | 0.598 | 0 | 0 | 0 | 0 | 0 | 0 | Constrained,otherwise capacity available =500kW. | --> | C16 ex KILKEE | KILKEE: T41 | TULLABRACK |  | 52.6778 | -9.6417
MV/LV Substation KI***539Y | 20 kV | 400V(3ph) & 230V(single ph) | LV | 50 kVA :Pole Substation | 0.05 | --> | 0.05 | 0 | 0 | Constrained,otherwise capacity available =14kVA. | --> | 0.047 | 0 | 0 | 0 | 0 | 0.054 | 0 |  | --> | E11 ex CAVAN | CAVAN: T421 | SHANKILL |  | 54.0672 | -7.3212
MV/LV Substation KI***540 | 20 kV | 400V(3ph) & 230V(single ph) | LV | 100 kVA :Pole Substation | 0.1 | --> | 0.1 | 0 | 0 | Constrained,otherwise capacity available =77kVA. | --> | 0.095 | 0 | 0 | 0 | 0.002 | 0 | 0 | Constrained,otherwise capacity available =101kW. | --> | C13 ex CLOYNE | CLOYNE: T41 | MIDLETON |  | 51.8539 | -8.0305
MV/LV Substation KI***543 | 10 kV | 400V(3ph) & 230V(single ph) | LV | 200 kVA :Pole Substation | 0.2 | --> | 0.2 | 0.168 | 9.8 |  | --> | 0.19 | 0 | 0 | 0 | 0 | 0.204 | 0 |  | --> | C14 ex KILCOOLE | KILCOOLE: T41∥T42 | FASSAROE |  | 53.1049 | -6.0663
MV/LV Substation KI***543X | 20 kV | 400V(3ph) & 230V(single ph) | LV | 200 kVA :Pole Substation | 0.2 | --> | 0.2 | 0 | 0 | Constrained,otherwise capacity available =88kVA. | --> | 0.19 | 0 | 0 | 0 | 0.008 | 0.208 | 0 |  | --> | E18 ex BALLINDERRY | BALLINDERRY: T422 | MULLINGAR |  | 53.5143 | -7.1419
MV/LV Substation KI***544 | 10 kV | 400V(3ph) & 230V(single ph) | LV | 100 kVA :Pole Substation | 0.1 | --> | 0.1 | 0 | 0 | Constrained,otherwise capacity available =81kVA. | --> | 0.095 | 0 | 0 | 0 | 0.007 | 0.095 | 0 |  | --> | C17 ex CARRIGALINE | CARRIGALINE: T41∥T42 | BARNAHELY |  | 51.7768 | -8.3077
MV/LV Substation KI***544Z | 10 kV | 400V(3ph) & 230V(single ph) | LV | 400 kVA :Kiosk Substation | 0.4 | --> | 0.4 | 0 | 0 | Constrained,otherwise capacity available =383kVA. | --> | 0.38 | 0 | 0 | 0 | 0 | 0.402 | 0 |  | --> | C35 ex SEMPERIT | SEMPERIT: T43 | GRANGE CASTLE |  | 53.3309 | -6.3585
MV/LV Substation KI***546X | 20 kV | 400V(3ph) & 230V(single ph) | LV | 50 kVA :Pole Substation | 0.05 | --> | 0.05 | 0.038 | 3 |  | --> | 0.047 | 0 | 0 | 0 | 0.004 | 0 | 0 | Constrained,otherwise capacity available =46kW. | --> | E17 ex WINDSOR | WINDSOR: T421∥T422 | CASTLEBAR |  | 53.8551 | -9.2647
MV/LV Substation KI***547 | 20 kV | 400V(3ph) & 230V(single ph) | LV | 50 kVA :Pole Substation | 0.05 | --> | 0.05 | 0 | 0 | Constrained,otherwise capacity available =49kVA. | --> | 0.047 | 0 | 0 | 0 | 0.004 | 0.045 | 0 |  | --> | E25 ex PATRICKSWELL | PATRICKSWELL: T421∥T422 | LIMERICK |  | 52.6443 | -8.8269
MV/LV Substation KI***547X | 20 kV | 400V(3ph) & 230V(single ph) | LV | 100 kVA :Pole Substation | 0.1 | --> | 0.1 | 0 | 0 | Constrained,otherwise capacity available =68kVA. | --> | 0.095 | 0 | 0 | 0 | 0.003 | 0.101 | 0 |  | --> | E17 ex ACADEMY STREET | ACADEMY STREET: T421∥T422 | NAVAN |  | 53.5563 | -6.6619
MV/LV Substation KI***548 | 20 kV | 400V(3ph) & 230V(single ph) | LV | 200 kVA :Pole Substation | 0.2 | --> | 0.2 | 0.114 | 2.4 |  | --> | 0.19 | 0 | 0 | 0 | 0.003 | 0.209 | 0 |  | --> | E18 ex STRANORLAR | STRANORLAR: T422 | LETTERKENNY |  | 54.7982 | -7.6846
MV/LV Substation KI***548 | 10 kV | 400V(3ph) & 230V(single ph) | LV | 200 kVA :Pole Substation | 0.2 | --> | 0.2 | 0.127 | 1.3 |  | --> | 0.19 | 0 | 0 | 0 | 0 | 0.21 | 0 |  | --> | C19 ex BALLYBAY | BALLYBAY: T41∥T42 | LISDRUM |  | 54.0731 | -6.8854
MV/LV Substation KI***548Y | 20 kV | 400V(3ph) & 230V(single ph) | LV | 200 kVA :Kiosk Substation | 0.2 | --> | 0.2 | 0 | 0 | Constrained,otherwise capacity available =185kVA. | --> | 0.19 | 0 | 0 | 0 | 0 | 0.202 | 0 |  | --> | E11 ex EDENDERRY | EDENDERRY: T421∥T422 | BLAKE |  | 53.3373 | -7.0674
MV/LV Substation KI***549 | 10 kV | 400V(3ph) & 230V(single ph) | LV | 100 kVA :Pole Substation | 0.1 | --> | 0.1 | 0 | 0 | Constrained,otherwise capacity available =49kVA. | --> | 0.095 | 0 | 0 | 0 | 0 | 0.107 | 0 |  | --> | C17 ex CARRIGALINE | CARRIGALINE: T41∥T42 | BARNAHELY |  | 51.8042 | -8.2864
MV/LV Substation KI***551X | 10 kV | 400V(3ph) & 230V(single ph) | LV | 630 kVA :Kiosk Substation | 0.63 | --> | 0.63 | 0 | 0 | Constrained,otherwise capacity available =500kVA. | --> | 0.598 | 0 | 0 | 0 | 0 | 0.5 | 0 |  | --> | C37 ex INCHICORE CENTRAL | INCHICORE CENTRAL: T45 | INCHICORE 220KV |  | 53.3413 | -6.311
MV/LV Substation KI***553X | 20 kV | 400V(3ph) & 230V(single ph) | LV | 100 kVA :Pole Substation | 0.1 | --> | 0.1 | 0.075 | 6.9 |  | --> | 0.095 | 0 | 0 | 0 | 0 | 0 | 0 | Constrained,otherwise capacity available =103kW. | --> | E12 ex RATHKEALE | RATHKEALE: T421∥T422 | RATHKEALE |  | 52.4512 | -8.9744
MV/LV Substation KI***555 | 20 kV | 400V(3ph) & 230V(single ph) | LV | 100 kVA :Pole Substation | 0.1 | --> | 0.1 | 0 | 0 | Constrained,otherwise capacity available =59kVA. | --> | 0.095 | 0 | 0 | 0 | 0.004 | 0.101 | 0 |  | --> | E25 ex PATRICKSWELL | PATRICKSWELL: T421∥T422 | LIMERICK |  | 52.6249 | -8.8113
MV/LV Substation KI***555Y | 10 kV | 400V(3ph) & 230V(single ph) | LV | 400 kVA :Kiosk Substation | 0.4 | --> | 0.4 | 0.39 | 5.5 |  | --> | 0.38 | 0 | 0 | 0 | 0 | 0.401 | 0 |  | --> | C12 ex ABBEYLAND | ABBEYLAND: T42 | NAVAN |  | 53.6724 | -6.6889
MV/LV Substation KI***556Y | 20 kV | 400V(3ph) & 230V(single ph) | LV | 100 kVA :Pole Substation | 0.1 | --> | 0.1 | 0.031 | 3.6 |  | --> | 0.095 | 0 | 0 | 0 | 0.022 | 0.086 | 0 |  | --> | E12 ex KILLINICK | KILLINICK: T421∥T422 | WEXFORD |  | 52.2426 | -6.3571
MV/LV Substation KI***559X | 20 kV | 400V(3ph) & 230V(single ph) | LV | 50 kVA :Pole Substation | 0.05 | --> | 0.05 | 0.041 | 0.8 |  | --> | 0.047 | 0 | 0 | 0 | 0 | 0 | 0 | Constrained,otherwise capacity available =50kW. | --> | E17 ex KILMACTHOMAS | KILMACTHOMAS: T421∥T422 | DUNGARVAN |  | 52.2284 | -7.4438
MV/LV Substation KI***561 | 10 kV | 400V(3ph) & 230V(single ph) | LV | 100 kVA :Pole Substation | 0.1 | --> | 0.1 | 0.05 | 0.9 |  | --> | 0.095 | 0 | 0 | 0 | 0.01 | 0.097 | 0 |  | --> | C15 ex CRANNY | CRANNY: T41 | ENNIS |  | 52.7199 | -9.3196
MV/LV Substation KI***561 | 10 kV | 400V(3ph) & 230V(single ph) | LV | 400 kVA :Kiosk Substation | 0.4 | --> | 0.4 | 0 | 0 | Constrained,otherwise capacity available =56kVA. | --> | 0.38 | 0 | 0 | 0 | 0.028 | 0.421 | 0 |  | --> | C18 ex CLONTARF | CLONTARF: T42 | FINGLAS |  | 53.3714 | -6.205
MV/LV Substation KI***562 | 10 kV | 400V(3ph) & 230V(single ph) | LV | 630 kVA :Kiosk Substation | 0.63 | --> | 0.63 | 0.369 | 7.2 |  | --> | 0.598 | 0 | 0 | 0 | 0.016 | 0.5 | 0 |  | --> | C24 ex PELLETSTOWN | PELLETSTOWN: T102 | FINGLAS |  | 53.371 | -6.3217
MV/LV Substation KI***562X | 20 kV | 400V(3ph) & 230V(single ph) | LV | 50 kVA :Pole Substation | 0.05 | --> | 0.05 | 0.029 | 1.6 |  | --> | 0.047 | 0 | 0 | 0 | 0 | 0.052 | 0 |  | --> | E16 ex MILLTOWN (SR) | MILLTOWN (SR): T422 | OUGHTRAGH |  | 52.1344 | -9.74
MV/LV Substation KI***563X | 20 kV | 400V(3ph) & 230V(single ph) | LV | 50 kVA :Pole Substation | 0.05 | --> | 0.05 | 0.032 | 1.7 |  | --> | 0.047 | 0 | 0 | 0 | 0 | 0.051 | 0 |  | --> | E13 ex GORT | GORT: T41∥T42 | ENNIS |  | 53.1269 | -8.9189
MV/LV Substation KI***563X | 20 kV | 400V(3ph) & 230V(single ph) | LV | 50 kVA :Pole Substation | 0.05 | --> | 0.05 | 0 | 0 | Constrained,otherwise capacity available =36kVA. | --> | 0.047 | 0 | 0 | 0 | 0.003 | 0.047 | 0 |  | --> | E19 ex EDENDERRY | EDENDERRY: T421∥T422 | BLAKE |  | 53.3982 | -7.0162
MV/LV Substation KI***563Z | 20 kV | 400V(3ph) & 230V(single ph) | LV | 400 kVA :Kiosk Substation | 0.4 | --> | 0.4 | 0 | 0 | Constrained,otherwise capacity available =299kVA. | --> | 0.38 | 0 | 0 | 0 | 0.003 | 0.412 | 0 |  | --> | E18 ex BALLINDERRY | BALLINDERRY: T422 | MULLINGAR |  | 53.5059 | -7.1374
MV/LV Substation KI***565 | 10 kV | 400V(3ph) & 230V(single ph) | LV | 50 kVA :Pole Substation | 0.05 | --> | 0.05 | 0.047 | 3.8 |  | --> | 0.047 | 0 | 0 | 0 | 0.003 | 0.046 | 0 |  | --> | C19 ex KINGSCOURT | KINGSCOURT: T41 | MEATH HILL |  | 53.8456 | -6.7956
MV/LV Substation KI***565 | 20 kV | 400V(3ph) & 230V(single ph) | LV | 100 kVA :Pole Substation | 0.1 | --> | 0.1 | 0 | 0 | Constrained,otherwise capacity available =70kVA. | --> | 0.095 | 0 | 0 | 0 | 0 | 0.104 | 0 |  | --> | E20 ex COLLOONEY | COLLOONEY: T422 | SLIGO |  | 54.254 | -8.6698
MV/LV Substation KI***567X | 20 kV | 400V(3ph) & 230V(single ph) | LV | 50 kVA :Pole Substation | 0.05 | --> | 0.05 | 0 | 0 | Constrained,otherwise capacity available =22kVA. | --> | 0.047 | 0 | 0 | 0 | 0 | 0.052 | 0 |  | --> | E23 ex ATHENRY | ATHENRY: T423 | GALWAY 110KV |  | 53.2775 | -8.6335
MV/LV Substation KI***567X | 20 kV | 400V(3ph) & 230V(single ph) | LV | 50 kVA :Pole Substation | 0.05 | --> | 0.05 | 0 | 0 | Constrained,otherwise capacity available =44kVA. | --> | 0.047 | 0 | 0 | 0 | 0 | 0.05 | 0 |  | --> | E17 ex BALTRASNA | BALTRASNA: T121 | BALTRASNA |  | 53.5424 | -6.4605
MV/LV Substation KI***567Y | 20 kV | 400V(3ph) & 230V(single ph) | LV | 50 kVA :Pole Substation | 0.05 | --> | 0.05 | 0 | 0 | Constrained,otherwise capacity available =47kVA. | --> | 0.047 | 0 | 0 | 0 | 0 | 0.049 | 0 |  | --> | E11 ex CREAGH | CREAGH: T421∥T422 | ATHLONE |  | 53.3629 | -8.1904
MV/LV Substation KI***568 | 20 kV | 400V(3ph) & 230V(single ph) | LV | 200 kVA :Pole Substation | 0.2 | --> | 0.2 | 0.18 | 3.9 |  | --> | 0.19 | 0 | 0 | 0 | 0.029 | 0 | 0 | Constrained,otherwise capacity available =172kW. | --> | E16 ex ASHBOURNE | ASHBOURNE: T422 | FINGLAS |  | 53.5032 | -6.3891
MV/LV Substation KI***570 | 20 kV | 400V(3ph) & 230V(single ph) | LV | 400 kVA :Kiosk Substation | 0.4 | --> | 0.4 | 0 | 0 | Constrained,otherwise capacity available =263kVA. | --> | 0.38 | 0 | 0 | 0 | 0.013 | 0.407 | 0 |  | --> | E11 ex KILCOLGAN | KILCOLGAN: T421 | GALWAY 110KV |  | 53.1394 | -8.9399
MV/LV Substation KI***570 | 10 kV | 400V(3ph) & 230V(single ph) | LV | 200 kVA :Kiosk Substation | 0.2 | --> | 0.2 | 0.129 | 9.8 |  | --> | 0.19 | 0 | 0 | 0 | 0.015 | 0.195 | 0 |  | --> | C14 ex KILCOOLE | KILCOOLE: T41∥T42 | FASSAROE |  | 53.1123 | -6.1085
MV/LV Substation KI***570 | 20 kV | 400V(3ph) & 230V(single ph) | LV | 50 kVA :Pole Substation | 0.05 | --> | 0.05 | 0.035 | 3.6 |  | --> | 0.047 | 0 | 0 | 0 | 0.004 | 0.047 | 0 |  | --> | E15 ex BALLYCROSSAUN | BALLYCROSSAUN: T421∥T422 | SOMERSET |  | 53.0561 | -8.1817
MV/LV Substation KI***570Y | 10 kV | 400V(3ph) & 230V(single ph) | LV | 400 kVA :Kiosk Substation | 0.4 | --> | 0.4 | 0 | 0 | Constrained,otherwise capacity available =332kVA. | --> | 0.38 | 0 | 0 | 0 | 0.01 | 0 | 0 | Constrained,otherwise capacity available =399kW. | --> | C15 ex PORTARLINGTON | PORTARLINGTON: T41∥T42 | PORTLAOISE |  | 53.1586 | -7.1825
MV/LV Substation KI***571 | 10 kV | 400V(3ph) & 230V(single ph) | LV | 400 kVA :Kiosk Substation | 0.4 | --> | 0.4 | 0 | 0 | Constrained,otherwise capacity available =380kVA. | --> | 0.38 | 0 | 0 | 0 | 0 | 0 | 0 | Constrained,otherwise capacity available =403kW. | --> | E11 ex ASHBOURNE | ASHBOURNE: T421 | FINGLAS |  | 53.4243 | -6.3249
MV/LV Substation KI***571X | 10 kV | 400V(3ph) & 230V(single ph) | LV | 200 kVA :Pole Substation | 0.2 | --> | 0.2 | 0 | 0 | Constrained,otherwise capacity available =96kVA. | --> | 0.19 | 0 | 0 | 0 | 0.004 | 0 | 0 | Constrained,otherwise capacity available =211kW. | --> | C15 ex MOUNTMELLICK | MOUNTMELLICK: T41∥T42 | PORTLAOISE |  | 53.1187 | -7.3213
MV/LV Substation KI***571Y | 20 kV | 400V(3ph) & 230V(single ph) | LV | 50 kVA :Pole Substation | 0.05 | --> | 0.05 | 0.043 | 1.4 |  | --> | 0.047 | 0 | 0 | 0 | 0 | 0 | 0 | Constrained,otherwise capacity available =50kW. | --> | C18 ex DEERPARK | DEERPARK: T41∥T42 | BALLYDINE |  | 52.5084 | -7.5103
MV/LV Substation KI***572 | 20 kV | 400V(3ph) & 230V(single ph) | LV | 50 kVA :Pole Substation | 0.05 | --> | 0.05 | 0.046 | 1.5 |  | --> | 0.047 | 0 | 0 | 0 | 0 | 0.049 | 0 |  | --> | C17 ex MOUNT MISERY | MOUNT MISERY: T41 | WATERFORD |  | 52.347 | -7.0392
MV/LV Substation KI***572 | 10 kV | 400V(3ph) & 230V(single ph) | LV | 630 kVA :Kiosk Substation | 0.63 | --> | 0.63 | 0 | 0 | Constrained,otherwise capacity available =500kVA. | --> | 0.598 | 0 | 0 | 0 | 0.033 | 0.5 | 0 |  | --> | C12 ex OLDBAWN | OLDBAWN: T42 | COOKSTOWN |  | 53.277 | -6.3431
MV/LV Substation KI***572 | 20 kV | 400V(3ph) & 230V(single ph) | LV | 50 kVA :Pole Substation | 0.05 | --> | 0.05 | 0 | 0 | Constrained,otherwise capacity available =28kVA. | --> | 0.047 | 0 | 0 | 0 | 0 | 0 | 0 | Constrained,otherwise capacity available =52kW. | --> | C15 ex CLOONLOUGH | CLOONLOUGH: T41∥T42 | BARRYMORE |  | 52.2169 | -8.3306
MV/LV Substation KI***572X | 10 kV | 400V(3ph) & 230V(single ph) | LV | 50 kVA :Pole Substation | 0.05 | --> | 0.05 | 0.039 | 2.5 |  | --> | 0.047 | 0 | 0 | 0 | 0 | 0.051 | 0 |  | --> | C26 ex ATHY | ATHY: T102 | ATHY |  | 53.0419 | -7.0236
MV/LV Substation KI***572Z | 10 kV | 400V(3ph) & 230V(single ph) | LV | 50 kVA :Pole Substation | 0.05 | --> | 0.05 | 0.035 | 1 |  | --> | 0.047 | 0 | 0 | 0 | 0 | 0.051 | 0 |  | --> | C17 ex KILCULLEN | KILCULLEN: T41 | STRATFORD |  | 53.1286 | -6.7516
MV/LV Substation KI***573Y | 10 kV | 400V(3ph) & 230V(single ph) | LV | 200 kVA :Pole Substation | 0.2 | --> | 0.2 | 0.2 | 3.7 |  | --> | 0.19 | 0 | 0 | 0 | 0 | 0.2 | 0 |  | --> | C11 ex BALLINASLOE | BALLINASLOE: T41∥T42 | SOMERSET |  | 53.3301 | -8.2094
MV/LV Substation KI***575 | 10 kV | 400V(3ph) & 230V(single ph) | LV | 200 kVA :Pole Substation | 0.2 | --> | 0.2 | 0.183 | 9.8 |  | --> | 0.19 | 0 | 0 | 0 | 0 | 0.202 | 0 |  | --> | C12 ex KILCOOLE | KILCOOLE: T41∥T42 | FASSAROE |  | 53.1024 | -6.0495
MV/LV Substation KI***576Z | 10 kV | 400V(3ph) & 230V(single ph) | LV | 400 kVA :Kiosk Substation | 0.4 | --> | 0.4 | 0 | 0 | Constrained,otherwise capacity available =255kVA. | --> | 0.38 | 0 | 0 | 0 | 0.029 | 0.392 | 0 |  | --> | C21 ex DOUGLAS | DOUGLAS: T42 | TRABEG |  | 51.867 | -8.4053
MV/LV Substation KI***577X | 20 kV | 400V(3ph) & 230V(single ph) | LV | 400 kVA :Building Structure | 0.4 | --> | 0.4 | 0 | 0 | Constrained,otherwise capacity available =249kVA. | --> | 0.38 | 0 | 0 | 0 | 0.017 | 0.405 | 0 |  | --> | E15 ex ACADEMY STREET | ACADEMY STREET: T421∥T422 | NAVAN |  | 53.6392 | -6.6762
MV/LV Substation KI***577Z | 10 kV | 400V(3ph) & 230V(single ph) | LV | 630 kVA :Kiosk Substation | 0.63 | --> | 0.63 | 0.5 | 6.3 |  | --> | 0.598 | 0 | 0 | 0 | 0 | 0.5 | 0 |  | --> | C26 ex KILBARRY | KILBARRY: T43 | KILBARRY |  | 51.9205 | -8.4769
MV/LV Substation KI***578 | 10 kV | 400V(3ph) & 230V(single ph) | LV | 50 kVA :Pole Substation | 0.05 | --> | 0.05 | 0.05 | 4 |  | --> | 0.047 | 0 | 0 | 0 | 0 | 0.049 | 0 |  | --> | C20 ex OAKFIELD | OAKFIELD: T42 | SLIGO |  | 54.2684 | -8.5242
MV/LV Substation KI***579X | 20 kV | 400V(3ph) & 230V(single ph) | LV | 200 kVA :Pole Substation | 0.2 | --> | 0.2 | 0.127 | 1 |  | --> | 0.19 | 0 | 0 | 0 | 0 | 0.21 | 0 |  | --> | E14 ex RANDALSTOWN | RANDALSTOWN: T422 | NAVAN |  | 53.7038 | -6.6865
MV/LV Substation KI***580 | 20 kV | 400V(3ph) & 230V(single ph) | LV | 100 kVA :Pole Substation | 0.1 | --> | 0.1 | 0 | 0 | Constrained,otherwise capacity available =100kVA. | --> | 0.095 | 0 | 0 | 0 | 0 | 0 | 0 | Constrained,otherwise capacity available =100kW. | --> | E12 ex CASTLELYONS | CASTLELYONS: T421∥T422 | BARRYMORE |  | 52.0597 | -8.2809
MV/LV Substation KI***580 | 10 kV | 400V(3ph) & 230V(single ph) | LV | 200 kVA :Pole Substation | 0.2 | --> | 0.2 | 0 | 0 | Constrained,otherwise capacity available =200kVA. | --> | 0.19 | 0 | 0 | 0 | 0 | 0.2 | 0 |  | --> | C18 ex KILCOLGAN | KILCOLGAN: T42 | GALWAY 110KV |  | 53.2222 | -8.8601
MV/LV Substation KI***580Y | 20 kV | 400V(3ph) & 230V(single ph) | LV | 100 kVA :Pole Substation | 0.1 | --> | 0.1 | 0.067 | 1.3 |  | --> | 0.095 | 0 | 0 | 0 | 0 | 0.104 | 0 |  | --> | E12 ex KILCARRAGH | KILCARRAGH: T421∥T422 | BUTLERSTOWN |  | 52.2179 | -7.0931
MV/LV Substation KI***581 | 10 kV | 400V(3ph) & 230V(single ph) | LV | 50 kVA :Pole Substation | 0.05 | --> | 0.05 | 0.04 | 5.6 |  | --> | 0.047 | 0 | 0 | 0 | 0 | 0.051 | 0 |  | --> | C13 ex PURCELLS INCH | PURCELLS INCH: T42 | KILKENNY |  | 52.6003 | -7.2104
MV/LV Substation KI***581 | 10 kV | 400V(3ph) & 230V(single ph) | LV | 50 kVA :Pole Substation | 0.05 | --> | 0.05 | 0 | 0 | Constrained,otherwise capacity available =10kVA. | --> | 0.047 | 0 | 0 | 0 | 0 | 0.055 | 0 |  | --> | C14 ex CLONAKILTY | CLONAKILTY: T41∥T42 | DUNMANWAY |  | 51.639 | -8.9031
MV/LV Substation KI***583 | 10 kV | 400V(3ph) & 230V(single ph) | LV | 50 kVA :Pole Substation | 0.05 | --> | 0.05 | 0.038 | 3.4 |  | --> | 0.047 | 0 | 0 | 0 | 0.003 | 0.047 | 0 |  | --> | C20 ex GRAIGUE | GRAIGUE: T42 | CARLOW |  | 52.8435 | -7.0098
MV/LV Substation KI***583X | 20 kV | 400V(3ph) & 230V(single ph) | LV | 100 kVA :Pole Substation | 0.1 | --> | 0.1 | 0.058 | 1.6 |  | --> | 0.095 | 0 | 0 | 0 | 0.078 | 0.024 | 0 |  | --> | E12 ex GURRANEBANE | GURRANEBANE: T421∥T422 | OUGHTRAGH |  | 51.9596 | -10.256
MV/LV Substation KI***583X | 20 kV | 400V(3ph) & 230V(single ph) | LV | 50 kVA :Pole Substation | 0.05 | --> | 0.05 | 0.033 | 1.1 |  | --> | 0.047 | 0 | 0 | 0 | 0.004 | 0.047 | 0 |  | --> | E23 ex LAWLESSTOWN | LAWLESSTOWN: T421 | DOON |  | 52.3204 | -7.7806
MV/LV Substation KI***584X | 10 kV | 400V(3ph) & 230V(single ph) | LV | 50 kVA :Pole Substation | 0.05 | --> | 0.05 | 0.049 | 2.1 |  | --> | 0.047 | 0 | 0 | 0 | 0.035 | 0.012 | 0 |  | --> | C15 ex GRANAGH | GRANAGH: T41∥T42 | WATERFORD |  | 52.3127 | -7.1741
MV/LV Substation KI***584Z | 20 kV | 400V(3ph) & 230V(single ph) | LV | 50 kVA :Pole Substation | 0.05 | --> | 0.05 | 0 | 0 | Constrained,otherwise capacity available =39kVA. | --> | 0.047 | 0 | 0 | 0 | 0 | 0.051 | 0 |  | --> | E12 ex KILCOCK | KILCOCK: T422 | GRIFFINRATH |  | 53.4188 | -6.5648
MV/LV Substation KI***585 | 10 kV | 400V(3ph) & 230V(single ph) | LV | 50 kVA :Pole Substation | 0.05 | --> | 0.05 | 0.044 | 1.6 |  | --> | 0.047 | 0 | 0 | 0 | 0 | 0.05 | 0 |  | --> | C24 ex CAHIR | CAHIR: T42 | CAHIR |  | 52.3718 | -7.8053
MV/LV Substation KI***586 | 10 kV | 400V(3ph) & 230V(single ph) | LV | 630 kVA :Kiosk Substation | 0.63 | --> | 0.63 | 0.427 | 2.2 |  | --> | 0.598 | 0 | 0 | 0 | 0.014 | 0.5 | 0 |  | --> | C18 ex SPA ROAD | SPA ROAD: T41∥T42 | DOON |  | 52.3626 | -7.5795
MV/LV Substation KI***586X | 10 kV | 400V(3ph) & 230V(single ph) | LV | 630 kVA :Kiosk Substation | 0.63 | --> | 0.63 | 0.5 | 2.8 |  | --> | 0.598 | 0 | 0 | 0 | 0 | 0.5 | 0 |  | --> | C14 ex INCHICORE NORTH | INCHICORE NORTH: T41 | INCHICORE 220KV |  | 53.3472 | -6.3416
MV/LV Substation KI***588 | 10 kV | 400V(3ph) & 230V(single ph) | LV | 100 kVA :Pole Substation | 0.1 | --> | 0.1 | 0 | 0 | Constrained,otherwise capacity available =83kVA. | --> | 0.095 | 0 | 0 | 0 | 0 | 0 | 0 | Constrained,otherwise capacity available =102kW. | --> | E11 ex ASHBOURNE | ASHBOURNE: T421 | FINGLAS |  | 53.438 | -6.3105
MV/LV Substation KI***588 | 10 kV | 400V(3ph) & 230V(single ph) | LV | 100 kVA :Pole Substation | 0.1 | --> | 0.1 | 0.037 | 0.9 |  | --> | 0.095 | 0 | 0 | 0 | 0.003 | 0.105 | 0 |  | --> | C15 ex DRUMQUIN | DRUMQUIN: T42 | ENNIS |  | 52.6744 | -9.1086
MV/LV Substation KI***588 | 10 kV | 400V(3ph) & 230V(single ph) | LV | 200 kVA :Kiosk Substation | 0.2 | --> | 0.2 | 0.116 | 4.1 |  | --> | 0.19 | 0 | 0 | 0 | 0.012 | 0.199 | 0 |  | --> | C14 ex LOUGHLINSTOWN | LOUGHLINSTOWN: T42 | CARRICKMINES |  | 53.2593 | -6.1231
MV/LV Substation KI***588 | 20 kV | 400V(3ph) & 230V(single ph) | LV | 50 kVA :Pole Substation | 0.05 | --> | 0.05 | 0 | 0 | Constrained,otherwise capacity available =32kVA. | --> | 0.047 | 0 | 0 | 0 | 0 | 0 | 0 | Constrained,otherwise capacity available =51kW. | --> | C13 ex CLOYNE | CLOYNE: T41 | MIDLETON |  | 51.8866 | -7.9728
MV/LV Substation KI***589 | 10 kV | 400V(3ph) & 230V(single ph) | LV | 30 kVA :Pole Substation | 0.03 | --> | 0.03 | 0.028 | 0.9 |  | --> | 0.028 | 0 | 0 | 0 | 0 | 0.029 | 0 |  | --> | C15 ex DRUMQUIN | DRUMQUIN: T42 | ENNIS |  | 52.6747 | -9.1244
MV/LV Substation KI***589Z | 10 kV | 400V(3ph) & 230V(single ph) | LV | 630 kVA :Building Structure | 0.63 | --> | 0.63 | 0.5 | 0.6 |  | --> | 0.598 | 0 | 0 | 0 | 0 | 0.5 | 0 |  | --> | C19 ex CLONDALKIN | CLONDALKIN: T41 | INCHICORE 220KV |  | 53.3051 | -6.4291
MV/LV Substation KI***590Y | 10 kV | 400V(3ph) & 230V(single ph) | LV | 50 kVA :Pole Substation | 0.05 | --> | 0.05 | 0.048 | 0.1 |  | --> | 0.047 | 0 | 0 | 0 | 0 | 0 | 0 | Constrained,otherwise capacity available =49kW. | --> | C23 ex CREGG ROAD | CREGG ROAD: T41∥T42 | BALLYDINE |  | 52.3671 | -7.3332
MV/LV Substation KI***590Z | 10 kV | 400V(3ph) & 230V(single ph) | LV | 400 kVA :Building Structure | 0.4 | --> | 0.4 | 0.319 | 3.3 |  | --> | 0.38 | 0 | 0 | 0 | 0 | 0.412 | 0 |  | --> | C11 ex COOLOCK | COOLOCK: T41 | FINGLAS |  | 53.3965 | -6.192
MV/LV Substation KI***591Z | 10 kV | 400V(3ph) & 230V(single ph) | LV | 630 kVA :Building Structure | 0.63 | --> | 0.63 | 0.268 | 0.6 |  | --> | 0.598 | 0 | 0 | 0 | 0.052 | 0.5 | 0 |  | --> | C19 ex CLONDALKIN | CLONDALKIN: T41 | INCHICORE 220KV |  | 53.3049 | -6.4267
MV/LV Substation KI***592 | 20 kV | 400V(3ph) & 230V(single ph) | LV | 100 kVA :Pole Substation | 0.1 | --> | 0.1 | 0.072 | 0.5 |  | --> | 0.095 | 0 | 0 | 0 | 0 | 0.103 | 0 |  | --> | C12 ex BALBRIGGAN | BALBRIGGAN: T42 | GLASMORE |  | 53.5877 | -6.2485
MV/LV Substation KI***594 | 20 kV | 400V(3ph) & 230V(single ph) | LV | 200 kVA :Pole Substation | 0.2 | --> | 0.2 | 0.105 | 3.6 |  | --> | 0.19 | 0 | 0 | 0 | 0.005 | 0.209 | 0 |  | --> | E11 ex KILLINICK | KILLINICK: T421∥T422 | WEXFORD |  | 52.2043 | -6.5491
MV/LV Substation KI***594Y | 10 kV | 400V(3ph) & 230V(single ph) | LV | 630 kVA :Kiosk Substation | 0.63 | --> | 0.63 | 0 | 0 | Constrained,otherwise capacity available =300kVA. | --> | 0.598 | 0 | 0 | 0 | 0 | 0 | 0 | Constrained,otherwise capacity available =500kW. | --> | C22 ex PORTLAOISE | PORTLAOISE: T42 | PORTLAOISE |  | 53.0448 | -7.2658
MV/LV Substation KI***594Y | 10 kV | 400V(3ph) & 230V(single ph) | LV | 200 kVA :Kiosk Substation | 0.2 | --> | 0.2 | 0.16 | 1.3 |  | --> | 0.19 | 0 | 0 | 0 | 0 | 0.206 | 0 |  | --> | C12 ex GRANGE (SR) | GRANGE (SR): T41∥T42 | BUTLERSTOWN |  | 52.2423 | -7.1095
MV/LV Substation KI***594Y | 20 kV | 400V(3ph) & 230V(single ph) | LV | 50 kVA :Pole Substation | 0.05 | --> | 0.05 | 0 | 0 | Constrained,otherwise capacity available =49kVA. | --> | 0.047 | 0 | 0 | 0 | 0 | 0.049 | 0 |  | --> | E15 ex ACADEMY STREET | ACADEMY STREET: T421∥T422 | NAVAN |  | 53.6314 | -6.6605
MV/LV Substation KI***595X | 20 kV | 400V(3ph) & 230V(single ph) | LV | 50 kVA :Pole Substation | 0.05 | --> | 0.05 | 0.047 | 11.9 |  | --> | 0.047 | 0 | 0 | 0 | 0 | 0 | 0 | Constrained,otherwise capacity available =49kW. | --> | E11 ex WESTPORT | WESTPORT: T421∥T422 | CASTLEBAR |  | 53.771 | -9.7437
MV/LV Substation KI***595X | 20 kV | 400V(3ph) & 230V(single ph) | LV | 100 kVA :Pole Substation | 0.1 | --> | 0.1 | 0 | 0 | Constrained,otherwise capacity available =100kVA. | --> | 0.095 | 0 | 0 | 0 | 0 | 0.1 | 0 |  | --> | C14 ex CARRICK ON SHANNON | CARRICK ON SHANNON: T41∥T42 | CARRICK ON SHANNON |  | 53.9978 | -8.0558
MV/LV Substation KI***596 | 10 kV | 400V(3ph) & 230V(single ph) | LV | 50 kVA :Pole Substation | 0.05 | --> | 0.05 | 0 | 0 | Constrained,otherwise capacity available =50kVA. | --> | 0.047 | 0 | 0 | 0 | 0 | 0.049 | 0 |  | --> | C14 ex BALLYBEGGAN | BALLYBEGGAN: T43∥T44 | TRALEE |  | 52.2875 | -9.693
MV/LV Substation KI***597 | 10 kV | 400V(3ph) & 230V(single ph) | LV | 100 kVA :Pole Substation | 0.1 | --> | 0.1 | 0.049 | 2 |  | --> | 0.095 | 0 | 0 | 0 | 0 | 0.107 | 0 |  | --> | C25 ex TYCOR | TYCOR: T41∥T42 | WATERFORD |  | 52.2454 | -7.1924
MV/LV Substation KI***597 | 10 kV | 400V(3ph) & 230V(single ph) | LV | 100 kVA :Pole Substation | 0.1 | --> | 0.1 | 0 | 0 | Constrained,otherwise capacity available =93kVA. | --> | 0.095 | 0 | 0 | 0 | 0 | 0 | 0 | Constrained,otherwise capacity available =100kW. | --> | E11 ex ASHBOURNE | ASHBOURNE: T421 | FINGLAS |  | 53.4363 | -6.302
MV/LV Substation KI***597Y | 20 kV | 400V(3ph) & 230V(single ph) | LV | 50 kVA :Pole Substation | 0.05 | --> | 0.05 | 0 | 0 | Constrained,otherwise capacity available =33kVA. | --> | 0.047 | 0 | 0 | 0 | 0 | 0.051 | 0 |  | --> | E15 ex ACADEMY STREET | ACADEMY STREET: T421∥T422 | NAVAN |  | 53.6307 | -6.6529
MV/LV Substation KI***599 | 10 kV | 400V(3ph) & 230V(single ph) | LV | 50 kVA :Pole Substation | 0.05 | --> | 0.05 | 0.046 | 5.9 |  | --> | 0.047 | 0 | 0 | 0 | 0.001 | 0.048 | 0 |  | --> | C17 ex BANDON | BANDON: T101 | BANDON |  | 51.7424 | -8.6309
MV/LV Substation KI***600Y | 20 kV | 400V(3ph) & 230V(single ph) | LV | 200 kVA :Pole Substation | 0.2 | --> | 0.2 | 0 | 0 | Constrained,otherwise capacity available =200kVA. | --> | 0.19 | 0 | 0 | 0 | 0 | 0.2 | 0 |  | --> | E19 ex EDENDERRY | EDENDERRY: T421∥T422 | BLAKE |  | 53.4537 | -7.1004
MV/LV Substation KI***601 | 20 kV | 400V(3ph) & 230V(single ph) | LV | 50 kVA :Pole Substation | 0.05 | --> | 0.05 | 0.021 | 4.5 |  | --> | 0.047 | 0 | 0 | 0 | 0 | 0.053 | 0 |  | --> | E13 ex TELAYDON | TELAYDON: T421 | LISDRUM |  | 54.2812 | -7.1533
MV/LV Substation KI***602Y | 20 kV | 400V(3ph) & 230V(single ph) | LV | 50 kVA :Pole Substation | 0.05 | --> | 0.05 | 0 | 0 |  | --> | 0.047 | 0 | 0 | 0 | 0 | 0.058 | 0 |  | --> | E19 ex CAVAN | CAVAN: T421 | SHANKILL |  | 53.9883 | -7.4196
MV/LV Substation KI***602Y | 10 kV | 400V(3ph) & 230V(single ph) | LV | 630 kVA :Building Structure | 0.63 | --> | 0.63 | 0.5 | 5.6 |  | --> | 0.598 | 0 | 0 | 0 | 0 | 0.5 | 0 |  | --> | C18 ex PURCELLS INCH | PURCELLS INCH: T42 | KILKENNY |  | 52.6449 | -7.2134
MV/LV Substation KI***602Y | 10 kV | 400V(3ph) & 230V(single ph) | LV | 100 kVA :Pole Substation | 0.1 | --> | 0.1 | 0.09 | 4.8 |  | --> | 0.095 | 0 | 0 | 0 | 0 | 0.101 | 0 |  | --> | C21 ex ATHY | ATHY: T101 | ATHY |  | 52.9412 | -7.0453
MV/LV Substation KI***604X | 20 kV | 400V(3ph) & 230V(single ph) | LV | 100 kVA :Pole Substation | 0.1 | --> | 0.1 | 0.085 | 6.7 |  | --> | 0.095 | 0 | 0 | 0 | 0 | 0 | 0 | Constrained,otherwise capacity available =102kW. | --> | E12 ex DUNFIRTH | DUNFIRTH: T122 | DUNFIRTH |  | 53.4297 | -6.8428
MV/LV Substation KI***605X | 20 kV | 400V(3ph) & 230V(single ph) | LV | 50 kVA :Pole Substation | 0.05 | --> | 0.05 | 0.045 | 1.5 |  | --> | 0.047 | 0 | 0 | 0 | 0 | 0.05 | 0 |  | --> | E15 ex BEALISTOWN | BEALISTOWN: T421∥T422 | GREAT ISLAND |  | 52.2396 | -6.738
MV/LV Substation KI***605Y | 10 kV | 400V(3ph) & 230V(single ph) | LV | 100 kVA :Pole Substation | 0.1 | --> | 0.1 | 0 | 0 | Constrained,otherwise capacity available =84kVA. | --> | 0.095 | 0 | 0 | 0 | 0 | 0.102 | 0 |  | --> | C12 ex MONEYCOOLEY | MONEYCOOLEY: T42 | GRIFFINRATH |  | 53.3647 | -6.5604
MV/LV Substation KI***607 | 10 kV | 400V(3ph) & 230V(single ph) | LV | 50 kVA :Pole Substation | 0.05 | --> | 0.05 | 0.021 | 3.7 |  | --> | 0.047 | 0 | 0 | 0 | 0 | 0.053 | 0 |  | --> | C22 ex ROSS CARBERY | ROSS CARBERY: T41∥T42 | DUNMANWAY |  | 51.622 | -9.1501
MV/LV Substation KI***608Y | 20 kV | 400V(3ph) & 230V(single ph) | LV | 400 kVA :Kiosk Substation | 0.4 | --> | 0.4 | 0.261 | 2.5 |  | --> | 0.38 | 0 | 0 | 0 | 0 | 0.421 | 0 |  | --> | C12 ex ATHY | ATHY: T102 | ATHY |  | 52.9445 | -6.8838
MV/LV Substation KI***609 | 10 kV | 400V(3ph) & 230V(single ph) | LV | 50 kVA :Pole Substation | 0.05 | --> | 0.05 | 0 | 0 | Constrained,otherwise capacity available =44kVA. | --> | 0.047 | 0 | 0 | 0 | 0 | 0.05 | 0 |  | --> | C18 ex KILCOLGAN | KILCOLGAN: T42 | GALWAY 110KV |  | 53.2321 | -8.8512
MV/LV Substation KI***609Y | 20 kV | 400V(3ph) & 230V(single ph) | LV | 200 kVA :Pole Substation | 0.2 | --> | 0.2 | 0.198 | 1.6 |  | --> | 0.19 | 0 | 0 | 0 | 0 | 0 | 0 | Constrained,otherwise capacity available =200kW. | --> | E11 ex CASTLETOWNBERE | CASTLETOWNBERE: T421 | BALLYLICKY |  | 51.6855 | -9.9701
MV/LV Substation KI***610 | 20 kV | 400V(3ph) & 230V(single ph) | LV | 50 kVA :Pole Substation | 0.05 | --> | 0.05 | 0 | 0 | Constrained,otherwise capacity available =45kVA. | --> | 0.047 | 0 | 0 | 0 | 0 | 0.05 | 0 |  | --> | E16 ex PATRICKSWELL | PATRICKSWELL: T421∥T422 | LIMERICK |  | 52.5905 | -8.7972
MV/LV Substation KI***610 | 10 kV | 400V(3ph) & 230V(single ph) | LV | 100 kVA :Pole Substation | 0.1 | --> | 0.1 | 0.043 | 4.5 |  | --> | 0.095 | 0 | 0 | 0 | 0 | 0.108 | 0 |  | --> | C16 ex BRAY | BRAY: T42 | FASSAROE |  | 53.1855 | -6.1387
MV/LV Substation KI***611Y | 10 kV | 400V(3ph) & 230V(single ph) | LV | 50 kVA :Pole Substation | 0.05 | --> | 0.05 | 0 | 0 | Constrained,otherwise capacity available =46kVA. | --> | 0.047 | 0 | 0 | 0 | 0 | 0.049 | 0 |  | --> | C15 ex KINSALE | KINSALE: T41∥T42 | BANDON |  | 51.7071 | -8.4937
MV/LV Substation KI***612X | 20 kV | 400V(3ph) & 230V(single ph) | LV | 200 kVA :Pole Substation | 0.2 | --> | 0.2 | 0.074 | 6.9 |  | --> | 0.19 | 0 | 0 | 0 | 0 | 0 | 0 | Constrained,otherwise capacity available =219kW. | --> | E14 ex RATHKEALE | RATHKEALE: T421∥T422 | RATHKEALE |  | 52.4596 | -8.7362
MV/LV Substation KI***612X | 20 kV | 400V(3ph) & 230V(single ph) | LV | 50 kVA :Pole Substation | 0.05 | --> | 0.05 | 0.05 | 2.6 |  | --> | 0.047 | 0 | 0 | 0 | 0 | 0.049 | 0 |  | --> | C14 ex CASHEL | CASHEL: T42 | CAHIR |  | 52.5319 | -7.8762
MV/LV Substation KI***613 | 10 kV | 400V(3ph) & 230V(single ph) | LV | 100 kVA :Pole Substation | 0.1 | --> | 0.1 | 0 | 0 | Constrained,otherwise capacity available =94kVA. | --> | 0.095 | 0 | 0 | 0 | 0 | 0.1 | 0 |  | --> | C39 ex COLLEGE PARK | COLLEGE PARK: T103 | COLLEGE PARK |  | 53.4361 | -6.3941
MV/LV Substation KI***613X | 20 kV | 400V(3ph) & 230V(single ph) | LV | 50 kVA :Pole Substation | 0.05 | --> | 0.05 | 0.023 | 6.9 |  | --> | 0.047 | 0 | 0 | 0 | 0 | 0 | 0 | Constrained,otherwise capacity available =53kW. | --> | E14 ex RATHKEALE | RATHKEALE: T421∥T422 | RATHKEALE |  | 52.461 | -8.7392
MV/LV Substation KI***614 | 10 kV | 400V(3ph) & 230V(single ph) | LV | 100 kVA :Pole Substation | 0.1 | --> | 0.1 | 0.061 | 4.5 |  | --> | 0.095 | 0 | 0 | 0 | 0.007 | 0.098 | 0 |  | --> | C16 ex BRAY | BRAY: T42 | FASSAROE |  | 53.1687 | -6.1399
MV/LV Substation KI***614X | 10 kV | 400V(3ph) & 230V(single ph) | LV | 50 kVA :Pole Substation | 0.05 | --> | 0.05 | 0 | 0 | Constrained,otherwise capacity available =36kVA. | --> | 0.047 | 0 | 0 | 0 | 0 | 0.051 | 0 |  | --> | C11 ex GARDEN CITY | GARDEN CITY: T41∥T42 | ARKLOW |  | 52.6854 | -6.2091
MV/LV Substation KI***615X | 10 kV | 400V(3ph) & 230V(single ph) | LV | 50 kVA :Pole Substation | 0.05 | --> | 0.05 | 0.01 | 0 |  | --> | 0.047 | 0 | 0 | 0 | 0 | 0.055 | 0 |  | --> | C11 ex RATHDRUM | RATHDRUM: T42 | ARKLOW |  | 52.9294 | -6.1509
MV/LV Substation KI***616 | 10 kV | 400V(3ph) & 230V(single ph) | LV | 50 kVA :Pole Substation | 0.05 | --> | 0.05 | 0.043 | 5.6 |  | --> | 0.047 | 0 | 0 | 0 | 0 | 0.05 | 0 |  | --> | C12 ex PURCELLS INCH | PURCELLS INCH: T42 | KILKENNY |  | 52.6008 | -7.1922
MV/LV Substation KI***616 | 20 kV | 400V(3ph) & 230V(single ph) | LV | 50 kVA :Pole Substation | 0.05 | --> | 0.05 | 0 | 0 | Constrained,otherwise capacity available =45kVA. | --> | 0.047 | 0 | 0 | 0 | 0 | 0.05 | 0 |  | --> | E16 ex PATRICKSWELL | PATRICKSWELL: T421∥T422 | LIMERICK |  | 52.5897 | -8.767
MV/LV Substation KI***617X | 10 kV | 400V(3ph) & 230V(single ph) | LV | 1000 kVA :Building Structure | 1 | --> | 1 | 0 | 0 | Constrained,otherwise capacity available =500kVA. | --> | 0.95 | 0 | 0 | 0 | 0 | 0.5 | 0 |  | --> | C14 ex PHIBSBORO | PHIBSBORO: T42 | FINGLAS |  | 53.3502 | -6.2762
MV/LV Substation KI***617X | 10 kV | 400V(3ph) & 230V(single ph) | LV | 50 kVA :Pole Substation | 0.05 | --> | 0.05 | 0 | 0 | Constrained,otherwise capacity available =49kVA. | --> | 0.047 | 0 | 0 | 0 | 0 | 0 | 0 | Constrained,otherwise capacity available =49kW. | --> | C11 ex MOUNTRATH | MOUNTRATH: T41∥T42 | PORTLAOISE |  | 52.9326 | -7.5606
MV/LV Substation KI***618X | 20 kV | 400V(3ph) & 230V(single ph) | LV | 50 kVA :Pole Substation | 0.05 | --> | 0.05 | 0.042 | 7.4 |  | --> | 0.047 | 0 | 0 | 0 | 0 | 0.05 | 0 |  | --> | E21 ex BANOGE | BANOGE: T122 | BANOGE |  | 52.6703 | -6.3276
MV/LV Substation KI***620Z | 20 kV | 400V(3ph) & 230V(single ph) | LV | 50 kVA :Pole Substation | 0.05 | --> | 0.05 | 0 | 0 | Constrained,otherwise capacity available =50kVA. | --> | 0.047 | 0 | 0 | 0 | 0 | 0 | 0 | Constrained,otherwise capacity available =49kW. | --> | E21 ex ASHBOURNE | ASHBOURNE: T421 | FINGLAS |  | 53.4661 | -6.3188
MV/LV Substation KI***622 | 10 kV | 400V(3ph) & 230V(single ph) | LV | 400 kVA :Kiosk Substation | 0.4 | --> | 0.4 | 0.294 | 1.2 |  | --> | 0.38 | 0 | 0 | 0 | 0.002 | 0.414 | 0 |  | --> | C12 ex ABBEYFEALE | ABBEYFEALE: T42 | TRIEN |  | 52.3791 | -9.3037
MV/LV Substation KI***624X | 10 kV | 400V(3ph) & 230V(single ph) | LV | 200 kVA :Pole Substation | 0.2 | --> | 0.2 | 0 | 0 | Constrained,otherwise capacity available =170kVA. | --> | 0.19 | 0 | 0 | 0 | 0.003 | 0.201 | 0 |  | --> | C16 ex ATHENRY | ATHENRY: T41∥T42 | GALWAY 110KV |  | 53.2962 | -8.7428
MV/LV Substation KI***626 | 20 kV | 400V(3ph) & 230V(single ph) | LV | 50 kVA :Pole Substation | 0.05 | --> | 0.05 | 0.034 | 2.8 |  | --> | 0.047 | 0 | 0 | 0 | 0 | 0 | 0 | Constrained,otherwise capacity available =51kW. | --> | C21 ex LEE BRIDGE | LEE BRIDGE: T41 | MACROOM |  | 51.9024 | -9.0802
MV/LV Substation KI***626X | 10 kV | 400V(3ph) & 230V(single ph) | LV | 400 kVA :Kiosk Substation | 0.4 | --> | 0.4 | 0 | 0 | Constrained,otherwise capacity available =238kVA. | --> | 0.38 | 0 | 0 | 0 | 0 | 0.424 | 0 |  | --> | C25 ex KILBARRY | KILBARRY: T101 | KILBARRY |  | 51.9067 | -8.5089
MV/LV Substation KI***630Y | 20 kV | 400V(3ph) & 230V(single ph) | LV | 50 kVA :Pole Substation | 0.05 | --> | 0.05 | 0.048 | 2.5 |  | --> | 0.047 | 0 | 0 | 0 | 0 | 0.049 | 0 |  | --> | E62 ex ATHY | ATHY: T102 | ATHY |  | 53.0647 | -6.8633
MV/LV Substation KI***631 | 20 kV | 400V(3ph) & 230V(single ph) | LV | 100 kVA :Pole Substation | 0.1 | --> | 0.1 | 0.09 | 9.9 |  | --> | 0.095 | 0 | 0 | 0 | 0 | 0.101 | 0 |  | --> | C19 ex ENNIS | ENNIS: T101 | ENNIS |  | 52.8626 | -8.9203
MV/LV Substation KI***631 | 20 kV | 400V(3ph) & 230V(single ph) | LV | 50 kVA :Pole Substation | 0.05 | --> | 0.05 | 0 | 0 | Constrained,otherwise capacity available =37kVA. | --> | 0.047 | 0 | 0 | 0 | 0 | 0.051 | 0 |  | --> | C16 ex KILSHANNY | KILSHANNY: T42 | CAHIR |  | 52.2949 | -8.2045
MV/LV Substation KI***631X | 20 kV | 400V(3ph) & 230V(single ph) | LV | 400 kVA :Building Structure | 0.4 | --> | 0.4 | 0.387 | 12.9 |  | --> | 0.38 | 0 | 0 | 0 | 0 | 0.401 | 0 |  | --> | E12 ex COOLROE | COOLROE: T122 | COOLROE |  | 51.871 | -8.6541
MV/LV Substation KI***634 | 20 kV | 400V(3ph) & 230V(single ph) | LV | 100 kVA :Pole Substation | 0.1 | --> | 0.1 | 0 | 0 | Constrained,otherwise capacity available =72kVA. | --> | 0.095 | 0 | 0 | 0 | 0.004 | 0.099 | 0 |  | --> | E15 ex MANORHAMILTON | MANORHAMILTON: T422 | SLIGO |  | 54.3566 | -8.0394
MV/LV Substation KI***635X | 10 kV | 400V(3ph) & 230V(single ph) | LV | 50 kVA :Pole Substation | 0.05 | --> | 0.05 | 0.031 | 2.3 |  | --> | 0.047 | 0 | 0 | 0 | 0 | 0 | 0 | Constrained,otherwise capacity available =51kW. | --> | C11 ex KILRUSH | KILRUSH: T41∥T42 | TULLABRACK |  | 52.6477 | -9.4664
MV/LV Substation KI***637X | 20 kV | 400V(3ph) & 230V(single ph) | LV | 50 kVA :Pole Substation | 0.05 | --> | 0.05 | 0 | 0 | Constrained,otherwise capacity available =37kVA. | --> | 0.047 | 0 | 0 | 0 | 0 | 0.051 | 0 |  | --> | E22 ex COLLOONEY | COLLOONEY: T422 | SLIGO |  | 54.2018 | -8.4363
MV/LV Substation KI***638 | 10 kV | 400V(3ph) & 230V(single ph) | LV | 50 kVA :Pole Substation | 0.05 | --> | 0.05 | 0 | 0 | Constrained,otherwise capacity available =43kVA. | --> | 0.047 | 0 | 0 | 0 | 0.012 | 0 | 0 | Constrained,otherwise capacity available =37kW. | --> | E14 ex CASTLELYONS | CASTLELYONS: T421∥T422 | BARRYMORE |  | 52.0641 | -8.2114
MV/LV Substation KI***638X | 10 kV | 400V(3ph) & 230V(single ph) | LV | 100 kVA :Pole Substation | 0.1 | --> | 0.1 | 0 | 0 | Constrained,otherwise capacity available =84kVA. | --> | 0.095 | 0 | 0 | 0 | 0 | 0.102 | 0 |  | --> | C17 ex CARRICKMACROSS | CARRICKMACROSS: T41 | MEATH HILL |  | 53.967 | -6.6776
MV/LV Substation KI***638X | 20 kV | 400V(3ph) & 230V(single ph) | LV | 200 kVA :Pole Substation | 0.2 | --> | 0.2 | 0 | 0 | Constrained,otherwise capacity available =105kVA. | --> | 0.19 | 0 | 0 | 0 | 0 | 0.214 | 0 |  | --> | E15 ex CREAGH | CREAGH: T421∥T422 | ATHLONE |  | 53.3285 | -8.1857
MV/LV Substation KI***639X | 10 kV | 400V(3ph) & 230V(single ph) | LV | 200 kVA :Kiosk Substation | 0.2 | --> | 0.2 | 0.165 | 2.3 |  | --> | 0.19 | 0 | 0 | 0 | 0.015 | 0 | 0 | Constrained,otherwise capacity available =189kW. | --> | C14 ex KILRUSH | KILRUSH: T41∥T42 | TULLABRACK |  | 52.6446 | -9.4924
MV/LV Substation KI***639Y | 10 kV | 400V(3ph) & 230V(single ph) | LV | 400 kVA :Building Structure | 0.4 | --> | 0.4 | 0.371 | 0.9 |  | --> | 0.38 | 0 | 0 | 0 | 0 | 0.403 | 0 |  | --> | C18 ex BALLYHALE | BALLYHALE: T42 | KILKENNY |  | 52.473 | -7.2026
MV/LV Substation KI***640 | 20 kV | 400V(3ph) & 230V(single ph) | LV | 50 kVA :Pole Substation | 0.05 | --> | 0.05 | 0.042 | 6.7 |  | --> | 0.047 | 0 | 0 | 0 | 0.003 | 0 | 0 | Constrained,otherwise capacity available =47kW. | --> | E28 ex MILFORD (MWR) | MILFORD (MWR): T422 | CHARLEVILLE |  | 52.3871 | -8.8734
MV/LV Substation KI***640 | 20 kV | 400V(3ph) & 230V(single ph) | LV | 50 kVA :Pole Substation | 0.05 | --> | 0.05 | 0.04 | 3.7 |  | --> | 0.047 | 0 | 0 | 0 | 0 | 0 | 0 | Constrained,otherwise capacity available =51kW. | --> | E19 ex FOXHOLE | FOXHOLE: T421∥T422 | DUNGARVAN |  | 51.9786 | -7.9023
MV/LV Substation KI***640 | 20 kV | 400V(3ph) & 230V(single ph) | LV | 100 kVA :Pole Substation | 0.1 | --> | 0.1 | 0 | 0 | Constrained,otherwise capacity available =81kVA. | --> | 0.095 | 0 | 0 | 0 | 0 | 0 | 0 | Constrained,otherwise capacity available =102kW. | --> | C17 ex BANAGHER | BANAGHER: T42 | DALLOW |  | 53.2375 | -8.1611
MV/LV Substation KI***641Z | 10 kV | 400V(3ph) & 230V(single ph) | LV | 400 kVA :Building Structure | 0.4 | --> | 0.4 | 0 | 0 | Constrained,otherwise capacity available =310kVA. | --> | 0.38 | 0 | 0 | 0 | 0 | 0.414 | 0 |  | --> | C14 ex ROSEHILL | ROSEHILL: T42 | KILKENNY |  | 52.6493 | -7.2508
MV/LV Substation KI***643X | 20 kV | 400V(3ph) & 230V(single ph) | LV | 50 kVA :Pole Substation | 0.05 | --> | 0.05 | 0.037 | 11.9 |  | --> | 0.047 | 0 | 0 | 0 | 0 | 0 | 0 | Constrained,otherwise capacity available =51kW. | --> | E15 ex WESTPORT | WESTPORT: T421∥T422 | CASTLEBAR |  | 53.8122 | -9.4204
MV/LV Substation KI***644 | 20 kV | 400V(3ph) & 230V(single ph) | LV | 50 kVA :Pole Substation | 0.05 | --> | 0.05 | 0.035 | 2.6 |  | --> | 0.047 | 0 | 0 | 0 | 0 | 0.051 | 0 |  | --> | E16 ex LISDRUM | LISDRUM: T422 | LISDRUM |  | 54.266 | -6.8909
MV/LV Substation KI***645 | 10 kV | 400V(3ph) & 230V(single ph) | LV | 50 kVA :Pole Substation | 0.05 | --> | 0.05 | 0.029 | 2 |  | --> | 0.047 | 0 | 0 | 0 | 0.003 | 0.049 | 0 |  | --> | C17 ex KILCAR | KILCAR: T41 | BINBANE |  | 54.7064 | -8.7347
MV/LV Substation KI***646 | 10 kV | 400V(3ph) & 230V(single ph) | LV | 100 kVA :Pole Substation | 0.1 | --> | 0.1 | 0.082 | 3.3 |  | --> | 0.095 | 0 | 0 | 0 | 0.022 | 0.079 | 0 |  | --> | C19 ex SHERCOCK | SHERCOCK: T41∥T42 | MEATH HILL |  | 53.9719 | -6.9221
MV/LV Substation KI***646 | 20 kV | 400V(3ph) & 230V(single ph) | LV | 100 kVA :Pole Substation | 0.1 | --> | 0.1 | 0.1 | 2.6 |  | --> | 0.095 | 0 | 0 | 0 | 0 | 0.1 | 0 |  | --> | E16 ex LISDRUM | LISDRUM: T422 | LISDRUM |  | 54.2731 | -6.8728
MV/LV Substation KI***646Z | 20 kV | 400V(3ph) & 230V(single ph) | LV | 50 kVA :Pole Substation | 0.05 | --> | 0.05 | 0 | 0 | Constrained,otherwise capacity available =37kVA. | --> | 0.047 | 0 | 0 | 0 | 0.007 | 0.043 | 0 |  | --> | E11 ex GLASMORE | GLASMORE: T421 | GLASMORE |  | 53.4788 | -6.1609
MV/LV Substation KI***649X | 20 kV | 400V(3ph) & 230V(single ph) | LV | 200 kVA :Pole Substation | 0.2 | --> | 0.2 | 0 | 0 | Constrained,otherwise capacity available =159kVA. | --> | 0.19 | 0 | 0 | 0 | 0 | 0.206 | 0 |  | --> | E13 ex BALTINGLASS | BALTINGLASS: T421∥T422 | STRATFORD |  | 52.8704 | -6.8099
MV/LV Substation KI***650Z | 20 kV | 400V(3ph) & 230V(single ph) | LV | 400 kVA :Building Structure | 0.4 | --> | 0.4 | 0 | 0 | Constrained,otherwise capacity available =269kVA. | --> | 0.38 | 0 | 0 | 0 | 0 | 0 | 0 | Constrained,otherwise capacity available =420kW. | --> | E15 ex ASHBOURNE | ASHBOURNE: T421 | FINGLAS |  | 53.5121 | -6.4009
MV/LV Substation KI***651Z | 20 kV | 400V(3ph) & 230V(single ph) | LV | 630 kVA :Building Structure | 0.63 | --> | 0.63 | 0 | 0 | Constrained,otherwise capacity available =500kVA. | --> | 0.598 | 0 | 0 | 0 | 0 | 0 | 0 | Constrained,otherwise capacity available =500kW. | --> | E15 ex ASHBOURNE | ASHBOURNE: T421 | FINGLAS |  | 53.5121 | -6.401
MV/LV Substation KI***652 | 20 kV | 400V(3ph) & 230V(single ph) | LV | 200 kVA :Pole Substation | 0.2 | --> | 0.2 | 0.179 | 6.9 |  | --> | 0.19 | 0 | 0 | 0 | 0.006 | 0 | 0 | Constrained,otherwise capacity available =196kW. | --> | E17 ex SPRINGS | SPRINGS: T421∥T422 | DUNGARVAN |  | 52.1009 | -7.5784
MV/LV Substation KI***652Y | 10 kV | 400V(3ph) & 230V(single ph) | LV | 630 kVA :Kiosk Substation | 0.63 | --> | 0.63 | 0.477 | 1.4 |  | --> | 0.598 | 0 | 0 | 0 | 0.02 | 0 | 0 | Constrained,otherwise capacity available =500kW. | --> | C15 ex DEERPARK | DEERPARK: T41∥T42 | BALLYDINE |  | 52.3473 | -7.4143
MV/LV Substation KI***652Z | 20 kV | 400V(3ph) & 230V(single ph) | LV | 1000 kVA :Building Structure | 1 | --> | 1 | 0 | 0 | Constrained,otherwise capacity available =500kVA. | --> | 0.95 | 0 | 0 | 0 | 0 | 0 | 0 | Constrained,otherwise capacity available =500kW. | --> | E15 ex ASHBOURNE | ASHBOURNE: T421 | FINGLAS |  | 53.5114 | -6.4018
MV/LV Substation KI***653 | 20 kV | 400V(3ph) & 230V(single ph) | LV | 200 kVA :Pole Substation | 0.2 | --> | 0.2 | 0.149 | 2.4 |  | --> | 0.19 | 0 | 0 | 0 | 0.007 | 0.2 | 0 |  | --> | E11 ex KENMARE | KENMARE: T421 | KNOCKEARAGH |  | 51.8864 | -9.5637
MV/LV Substation KI***653X | 10 kV | 400V(3ph) & 230V(single ph) | LV | 50 kVA :Pole Substation | 0.05 | --> | 0.05 | 0.05 | 2.2 |  | --> | 0.047 | 0 | 0 | 0 | 0 | 0.049 | 0 |  | --> | C26 ex KELLS | KELLS: T41∥T42 | NAVAN |  | 53.7176 | -6.835
MV/LV Substation KI***653X | 20 kV | 400V(3ph) & 230V(single ph) | LV | 200 kVA :Pole Substation | 0.2 | --> | 0.2 | 0 | 0 | Constrained,otherwise capacity available =195kVA. | --> | 0.19 | 0 | 0 | 0 | 0 | 0.2 | 0 |  | --> | C17 ex BALLYGAR | BALLYGAR: T41 | ATHLONE |  | 53.4998 | -8.4007
MV/LV Substation KI***653Z | 20 kV | 400V(3ph) & 230V(single ph) | LV | 1000 kVA :Building Structure | 1 | --> | 1 | 0 | 0 | Constrained,otherwise capacity available =500kVA. | --> | 0.95 | 0 | 0 | 0 | 0 | 0 | 0 | Constrained,otherwise capacity available =500kW. | --> | E15 ex ASHBOURNE | ASHBOURNE: T421 | FINGLAS |  | 53.5114 | -6.4017
MV/LV Substation KI***657 | 20 kV | 400V(3ph) & 230V(single ph) | LV | 50 kVA :Pole Substation | 0.05 | --> | 0.05 | 0.042 | 1.9 |  | --> | 0.047 | 0 | 0 | 0 | 0.007 | 0 | 0 | Constrained,otherwise capacity available =42kW. | --> | E15 ex GWEEDORE | GWEEDORE: T421 | ARDNAGAPPARY |  | 55.1397 | -8.1357
MV/LV Substation KI***660 | 10 kV | 400V(3ph) & 230V(single ph) | LV | 630 kVA :Kiosk Substation | 0.63 | --> | 0.63 | 0 | 0 | Constrained,otherwise capacity available =500kVA. | --> | 0.598 | 0 | 0 | 0 | 0 | 0.5 | 0 |  | --> | C18 ex KILLACLOYNE | KILLACLOYNE: T41∥T42 | MIDLETON |  | 51.9092 | -8.2871
MV/LV Substation KI***660Y | 20 kV | 400V(3ph) & 230V(single ph) | LV | 50 kVA :Pole Substation | 0.05 | --> | 0.05 | 0.045 | 2.6 |  | --> | 0.047 | 0 | 0 | 0 | 0 | 0.05 | 0 |  | --> | E16 ex LISDRUM | LISDRUM: T422 | LISDRUM |  | 54.2626 | -6.8946
MV/LV Substation KI***661X | 20 kV | 400V(3ph) & 230V(single ph) | LV | 50 kVA :Pole Substation | 0.05 | --> | 0.05 | 0 | 0 | Constrained,otherwise capacity available =47kVA. | --> | 0.047 | 0 | 0 | 0 | 0 | 0.049 | 0 |  | --> | E17 ex BALTINGLASS | BALTINGLASS: T421∥T422 | STRATFORD |  | 52.903 | -6.6021
MV/LV Substation KI***662X | 20 kV | 400V(3ph) & 230V(single ph) | LV | 50 kVA :Pole Substation | 0.05 | --> | 0.05 | 0.045 | 3.8 |  | --> | 0.047 | 0 | 0 | 0 | 0 | 0.05 | 0 |  | --> | E14 ex ERRIGAL | ERRIGAL: T422 | SHANKILL |  | 54.0281 | -7.039
MV/LV Substation KI***662X | 20 kV | 400V(3ph) & 230V(single ph) | LV | 100 kVA :Pole Substation | 0.1 | --> | 0.1 | 0 | 0 | Constrained,otherwise capacity available =73kVA. | --> | 0.095 | 0 | 0 | 0 | 0.023 | 0.079 | 0 |  | --> | C13 ex RECESS | RECESS: T41 | GALWAY 110KV |  | 53.5929 | -9.7683
MV/LV Substation KI***664 | 20 kV | 400V(3ph) & 230V(single ph) | LV | 200 kVA :Kiosk Substation | 0.2 | --> | 0.2 | 0.183 | 2.4 |  | --> | 0.19 | 0 | 0 | 0 | 0 | 0.202 | 0 |  | --> | E14 ex KILGARVAN | KILGARVAN: T421 | KNOCKEARAGH |  | 51.9042 | -9.435
MV/LV Substation KI***664X | 20 kV | 400V(3ph) & 230V(single ph) | LV | 50 kVA :Pole Substation | 0.05 | --> | 0.05 | 0 | 0 | Constrained,otherwise capacity available =50kVA. | --> | 0.047 | 0 | 0 | 0 | 0 | 0.049 | 0 |  | --> | E21 ex FINEA | FINEA: T421∥T422 | SHANKILL |  | 53.8715 | -7.3577
MV/LV Substation KI***664X | 20 kV | 400V(3ph) & 230V(single ph) | LV | 100 kVA :Pole Substation | 0.1 | --> | 0.1 | 0.081 | 2 |  | --> | 0.095 | 0 | 0 | 0 | 0 | 0.102 | 0 |  | --> | E15 ex BALLYCONNELL | BALLYCONNELL: T421∥T422 | GORTAWEE |  | 54.1265 | -7.5083
MV/LV Substation KI***665X | 10 kV | 400V(3ph) & 230V(single ph) | LV | 100 kVA :Pole Substation | 0.1 | --> | 0.1 | 0.1 | 5.9 |  | --> | 0.095 | 0 | 0 | 0 | 0 | 0.1 | 0 |  | --> | C20 ex BANDON | BANDON: T101 | BANDON |  | 51.797 | -8.7929
MV/LV Substation KI***666 | 20 kV | 400V(3ph) & 230V(single ph) | LV | 50 kVA :Pole Substation | 0.05 | --> | 0.05 | 0.048 | 1 |  | --> | 0.047 | 0 | 0 | 0 | 0 | 0 | 0 | Constrained,otherwise capacity available =49kW. | --> | E12 ex MACROOM | MACROOM: T422 | MACROOM |  | 51.9376 | -8.9771
MV/LV Substation KI***666Y | 10 kV | 400V(3ph) & 230V(single ph) | LV | 50 kVA :Pole Substation | 0.05 | --> | 0.05 | 0.038 | 7.3 |  | --> | 0.047 | 0 | 0 | 0 | 0.008 | 0.042 | 0 |  | --> | C19 ex GARRYCASTLE | GARRYCASTLE: T41 | ATHLONE |  | 53.3679 | -7.8556
MV/LV Substation KI***667 | 10 kV | 400V(3ph) & 230V(single ph) | LV | 200 kVA :Building Structure | 0.2 | --> | 0.2 | 0.178 | 1.3 |  | --> | 0.19 | 0 | 0 | 0 | 0.003 | 0.2 | 0 |  | --> | C21 ex TYMON | TYMON: T41 | COOKSTOWN |  | 53.301 | -6.3582
MV/LV Substation KI***667Y | 20 kV | 400V(3ph) & 230V(single ph) | LV | 50 kVA :Pole Substation | 0.05 | --> | 0.05 | 0 | 0 | Constrained,otherwise capacity available =44kVA. | --> | 0.047 | 0 | 0 | 0 | 0 | 0 | 0 | Constrained,otherwise capacity available =50kW. | --> | C13 ex CLOYNE | CLOYNE: T41 | MIDLETON |  | 51.853 | -8.0684
MV/LV Substation KI***668Z | 10 kV | 400V(3ph) & 230V(single ph) | LV | 50 kVA :Pole Substation | 0.05 | --> | 0.05 | 0.05 | 0.1 |  | --> | 0.047 | 0 | 0 | 0 | 0 | 0.049 | 0 |  | --> | C17 ex BISHOPSTOWN | BISHOPSTOWN: T41 | KILBARRY |  | 51.8879 | -8.5685
MV/LV Substation KI***669 | 10 kV | 400V(3ph) & 230V(single ph) | LV | 50 kVA :Pole Substation | 0.05 | --> | 0.05 | 0.05 | 5.9 |  | --> | 0.047 | 0 | 0 | 0 | 0 | 0.049 | 0 |  | --> | C20 ex BANDON | BANDON: T101 | BANDON |  | 51.798 | -8.7946
MV/LV Substation KI***669 | 10 kV | 400V(3ph) & 230V(single ph) | LV | 50 kVA :Pole Substation | 0.05 | --> | 0.05 | 0 | 0 | Constrained,otherwise capacity available =43kVA. | --> | 0.047 | 0 | 0 | 0 | 0 | 0 | 0 | Constrained,otherwise capacity available =50kW. | --> | C11 ex HOLYCROSS ROAD | HOLYCROSS ROAD: T41∥T42 | THURLES |  | 52.6116 | -7.8629
MV/LV Substation KI***669 | 20 kV | 400V(3ph) & 230V(single ph) | LV | 50 kVA :Pole Substation | 0.05 | --> | 0.05 | 0 | 0 | Constrained,otherwise capacity available =39kVA. | --> | 0.047 | 0 | 0 | 0 | 0 | 0.051 | 0 |  | --> | E15 ex PATRICKSWELL | PATRICKSWELL: T421∥T422 | LIMERICK |  | 52.5713 | -8.7386
MV/LV Substation KI***670 | 10 kV | 400V(3ph) & 230V(single ph) | LV | 100 kVA :Pole Substation | 0.1 | --> | 0.1 | 0.005 | 3.6 |  | --> | 0.095 | 0 | 0 | 0 | 0.014 | 0.099 | 0 |  | --> | C27 ex BALLYCROSSAUN | BALLYCROSSAUN: T421∥T422 | SOMERSET |  | 53.1669 | -8.2913
MV/LV Substation KI***670X | 20 kV | 400V(3ph) & 230V(single ph) | LV | 50 kVA :Pole Substation | 0.05 | --> | 0.05 | 0 | 0 | Constrained,otherwise capacity available =46kVA. | --> | 0.047 | 0 | 0 | 0 | 0 | 0.049 | 0 |  | --> | C21 ex PORTARLINGTON | PORTARLINGTON: T43 | BLAKE |  | 53.1457 | -7.1314
MV/LV Substation KI***671 | 10 kV | 400V(3ph) & 230V(single ph) | LV | 100 kVA :Pole Substation | 0.1 | --> | 0.1 | 0.075 | 1.6 |  | --> | 0.095 | 0 | 0 | 0 | 0 | 0.103 | 0 |  | --> | C11 ex NEWTOWNCUNNINGHAM | NEWTOWNCUNNINGHAM: T41∥T42 | LETTERKENNY |  | 54.9817 | -7.4098
MV/LV Substation KI***672 | 10 kV | 400V(3ph) & 230V(single ph) | LV | 400 kVA :Kiosk Substation | 0.4 | --> | 0.4 | 0 | 0 | Constrained,otherwise capacity available =258kVA. | --> | 0.38 | 0 | 0 | 0 | 0.019 | 0.401 | 0 |  | --> | C12 ex OLDBAWN | OLDBAWN: T42 | COOKSTOWN |  | 53.2799 | -6.343
MV/LV Substation KI***673 | 20 kV | 400V(3ph) & 230V(single ph) | LV | 150 kVA :Pole Substation | 0.15 | --> | 0.15 | 0.147 | 4.5 |  | --> | 0.142 | 0 | 0 | 0 | 0 | 0.149 | 0 |  | --> | E12 ex CLARA | CLARA: T422 | THORNSBERRY |  | 53.3777 | -7.3845
MV/LV Substation KI***673 | 20 kV | 400V(3ph) & 230V(single ph) | LV | 100 kVA :Pole Substation | 0.1 | --> | 0.1 | 0 | 0 | Constrained,otherwise capacity available =14kVA. | --> | 0.095 | 0 | 0 | 0 | 0.007 | 0 | 0 | Constrained,otherwise capacity available =105kW. | --> | C16 ex HOLYCROSS ROAD | HOLYCROSS ROAD: T41∥T42 | THURLES |  | 52.6321 | -7.8975
MV/LV Substation KI***674 | 10 kV | 400V(3ph) & 230V(single ph) | LV | 100 kVA :Pole Substation | 0.1 | --> | 0.1 | 0 | 0 | Constrained,otherwise capacity available =94kVA. | --> | 0.095 | 0 | 0 | 0 | 0.012 | 0.088 | 0 |  | --> | C20 ex ORANMORE | ORANMORE: T44 | GALWAY 110KV |  | 53.3073 | -8.917
MV/LV Substation KI***674X | 20 kV | 400V(3ph) & 230V(single ph) | LV | 200 kVA :Kiosk Substation | 0.2 | --> | 0.2 | 0 | 0 | Constrained,otherwise capacity available =182kVA. | --> | 0.19 | 0 | 0 | 0 | 0 | 0.202 | 0 |  | --> | E17 ex DRUMLINE | DRUMLINE: T421∥T422 | DRUMLINE |  | 52.806 | -8.7371
MV/LV Substation KI***675 | 10 kV | 400V(3ph) & 230V(single ph) | LV | 50 kVA :Pole Substation | 0.05 | --> | 0.05 | 0.007 | 2.6 |  | --> | 0.047 | 0 | 0 | 0 | 0.003 | 0.052 | 0 |  | --> | C12 ex CLOONBANNIN | CLOONBANNIN: T42 | GLENLARA |  | 52.1763 | -9.1581
MV/LV Substation KI***675X | 20 kV | 400V(3ph) & 230V(single ph) | LV | 50 kVA :Pole Substation | 0.05 | --> | 0.05 | 0.045 | 6.7 |  | --> | 0.047 | 0 | 0 | 0 | 0 | 0 | 0 | Constrained,otherwise capacity available =50kW. | --> | E28 ex MILFORD (MWR) | MILFORD (MWR): T422 | CHARLEVILLE |  | 52.3891 | -8.8518
MV/LV Substation KI***676X | 20 kV | 400V(3ph) & 230V(single ph) | LV | 50 kVA :Pole Substation | 0.05 | --> | 0.05 | 0.039 | 2.1 |  | --> | 0.047 | 0 | 0 | 0 | 0 | 0.051 | 0 |  | --> | E14 ex NEWPORT | NEWPORT: T421 | CARROWBEG |  | 53.8324 | -9.5301
MV/LV Substation KI***679 | 20 kV | 400V(3ph) & 230V(single ph) | LV | 50 kVA :Pole Substation | 0.05 | --> | 0.05 | 0.039 | 1.5 |  | --> | 0.047 | 0 | 0 | 0 | 0 | 0.051 | 0 |  | --> | C21 ex TRAMORE | TRAMORE: T41 | BUTLERSTOWN |  | 52.1581 | -7.2767
MV/LV Substation KI***679X | 10 kV | 400V(3ph) & 230V(single ph) | LV | 1000 kVA :Building Structure | 1 | --> | 1 | 0.5 | 14.2 |  | --> | 0.95 | 0 | 0 | 0 | 0 | 0.5 | 0 |  | --> | C14 ex HEUSTON SQUARE | HEUSTON SQUARE: T102 | INCHICORE 220KV |  | 53.3413 | -6.3015
MV/LV Substation KI***679Y | 10 kV | 400V(3ph) & 230V(single ph) | LV | 200 kVA :Kiosk Substation | 0.2 | --> | 0.2 | 0.143 | 4.6 |  | --> | 0.19 | 0 | 0 | 0 | 0.005 | 0.203 | 0 |  | --> | C18 ex BALLYJAMESDUFF | BALLYJAMESDUFF: T42 | SHANKILL |  | 53.8682 | -7.1908
MV/LV Substation KI***680 | 20 kV | 400V(3ph) & 230V(single ph) | LV | 50 kVA :Pole Substation | 0.05 | --> | 0.05 | 0.035 | 4.4 |  | --> | 0.047 | 0 | 0 | 0 | 0 | 0.051 | 0 |  | --> | E16 ex MOHILL | MOHILL: T421∥T422 | CARRICK ON SHANNON |  | 53.8896 | -8.0146
MV/LV Substation KI***680 | 10 kV | 400V(3ph) & 230V(single ph) | LV | 50 kVA :Pole Substation | 0.05 | --> | 0.05 | 0.045 | 25.2 |  | --> | 0.047 | 0 | 0 | 0 | 0 | 0.05 | 0 |  | --> | C13 ex ARKLOW | ARKLOW: T101∥T102 | ARKLOW |  | 52.8473 | -6.1965
MV/LV Substation KI***681X | 10 kV | 400V(3ph) & 230V(single ph) | LV | 50 kVA :Pole Substation | 0.05 | --> | 0.05 | 0.04 | 5.9 |  | --> | 0.047 | 0 | 0 | 0 | 0 | 0.051 | 0 |  | --> | C17 ex BANDON | BANDON: T101 | BANDON |  | 51.7364 | -8.6481
MV/LV Substation KI***682 | 10 kV | 400V(3ph) & 230V(single ph) | LV | 200 kVA :Kiosk Substation | 0.2 | --> | 0.2 | 0.097 | 8.9 |  | --> | 0.19 | 0 | 0 | 0 | 0.051 | 0.161 | 0 |  | --> | C19 ex SINGLAND | SINGLAND: T101 | SINGLAND |  | 52.6596 | -8.5698
MV/LV Substation KI***682X | 20 kV | 400V(3ph) & 230V(single ph) | LV | 100 kVA :Pole Substation | 0.1 | --> | 0.1 | 0.1 | 1.6 |  | --> | 0.095 | 0 | 0 | 0 | 0 | 0.1 | 0 |  | --> | E21 ex MILLTOWN (SR) | MILLTOWN (SR): T421 | OUGHTRAGH |  | 52.0814 | -9.651
MV/LV Substation KI***682Z | 20 kV | 400V(3ph) & 230V(single ph) | LV | 50 kVA :Pole Substation | 0.05 | --> | 0.05 | 0 | 0 | Constrained,otherwise capacity available =49kVA. | --> | 0.047 | 0 | 0 | 0 | 0 | 0.049 | 0 |  | --> | E19 ex EDENDERRY | EDENDERRY: T421∥T422 | BLAKE |  | 53.4663 | -7.1118
MV/LV Substation KI***683 | 10 kV | 400V(3ph) & 230V(single ph) | LV | 200 kVA :Pole Substation | 0.2 | --> | 0.2 | 0 | 0 | Constrained,otherwise capacity available =80kVA. | --> | 0.19 | 0 | 0 | 0 | 0.005 | 0.213 | 0 |  | --> | C16 ex MILFORD (NR) | MILFORD (NR): T41∥T42 | LETTERKENNY |  | 55.0304 | -7.7788
MV/LV Substation KI***684 | 10 kV | 400V(3ph) & 230V(single ph) | LV | 200 kVA :Kiosk Substation | 0.2 | --> | 0.2 | 0 | 0 | Constrained,otherwise capacity available =134kVA. | --> | 0.19 | 0 | 0 | 0 | 0.024 | 0.184 | 0 |  | --> | C11 ex LOUGHLINSTOWN | LOUGHLINSTOWN: T41 | CARRICKMINES |  | 53.2425 | -6.1151
MV/LV Substation KI***684 | 10 kV | 400V(3ph) & 230V(single ph) | LV | 50 kVA :Pole Substation | 0.05 | --> | 0.05 | 0 | 0 | Constrained,otherwise capacity available =32kVA. | --> | 0.047 | 0 | 0 | 0 | 0.003 | 0.048 | 0 |  | --> | C21 ex MILFORD (NR) | MILFORD (NR): T41∥T42 | LETTERKENNY |  | 55.085 | -7.7032
MV/LV Substation KI***684X | 20 kV | 400V(3ph) & 230V(single ph) | LV | 200 kVA :Pole Substation | 0.2 | --> | 0.2 | 0 | 0 | Constrained,otherwise capacity available =147kVA. | --> | 0.19 | 0 | 0 | 0 | 0 | 0.206 | 0 |  | --> | E17 ex CREAGH | CREAGH: T421∥T422 | ATHLONE |  | 53.3317 | -8.3932
MV/LV Substation KI***685X | 10 kV | 400V(3ph) & 230V(single ph) | LV | 50 kVA :Pole Substation | 0.05 | --> | 0.05 | 0.043 | 2.6 |  | --> | 0.047 | 0 | 0 | 0 | 0 | 0.05 | 0 |  | --> | C18 ex CASHEL | CASHEL: T42 | CAHIR |  | 52.5238 | -7.8379
MV/LV Substation KI***685X | 10 kV | 400V(3ph) & 230V(single ph) | LV | 200 kVA :Pole Substation | 0.2 | --> | 0.2 | 0.144 | 3.7 |  | --> | 0.19 | 0 | 0 | 0 | 0.017 | 0.19 | 0 |  | --> | C11 ex BALLINASLOE | BALLINASLOE: T41∥T42 | SOMERSET |  | 53.3272 | -8.1961
MV/LV Substation KI***686X | 20 kV | 400V(3ph) & 230V(single ph) | LV | 50 kVA :Pole Substation | 0.05 | --> | 0.05 | 0.04 | 1.5 |  | --> | 0.047 | 0 | 0 | 0 | 0 | 0.051 | 0 |  | --> | E11 ex ARDFINNAN | ARDFINNAN: T421 | CAHIR |  | 52.2717 | -8.069
MV/LV Substation KI***687X | 10 kV | 400V(3ph) & 230V(single ph) | LV | 50 kVA :Pole Substation | 0.05 | --> | 0.05 | 0.014 | 2.1 |  | --> | 0.047 | 0 | 0 | 0 | 0 | 0.054 | 0 |  | --> | C15 ex GRANAGH | GRANAGH: T41∥T42 | WATERFORD |  | 52.303 | -7.1682
MV/LV Substation KI***687X | 10 kV | 400V(3ph) & 230V(single ph) | LV | 400 kVA :Kiosk Substation | 0.4 | --> | 0.4 | 0.264 | 2.6 |  | --> | 0.38 | 0 | 0 | 0 | 0 | 0.421 | 0 |  | --> | C12 ex FORTUNESTOWN | FORTUNESTOWN: T102 | INCHICORE 220KV |  | 53.2905 | -6.4005
MV/LV Substation KI***688 | 20 kV | 400V(3ph) & 230V(single ph) | LV | 50 kVA :Pole Substation | 0.05 | --> | 0.05 | 0.026 | 5.8 |  | --> | 0.047 | 0 | 0 | 0 | 0.045 | 0.005 | 0 |  | --> | E12 ex DUNMANWAY | DUNMANWAY: T422 | DUNMANWAY |  | 51.6577 | -9.0767
MV/LV Substation KI***688 | 20 kV | 400V(3ph) & 230V(single ph) | LV | 50 kVA :Pole Substation | 0.05 | --> | 0.05 | 0.045 | 1.5 |  | --> | 0.047 | 0 | 0 | 0 | 0 | 0.05 | 0 |  | --> | C21 ex TRAMORE | TRAMORE: T41 | BUTLERSTOWN |  | 52.1669 | -7.3123
MV/LV Substation KI***688X | 10 kV | 400V(3ph) & 230V(single ph) | LV | 400 kVA :Kiosk Substation | 0.4 | --> | 0.4 | 0.4 | 12.5 |  | --> | 0.38 | 0 | 0 | 0 | 0 | 0.4 | 0 |  | --> | C23 ex HEUSTON SQUARE | HEUSTON SQUARE: T101 | INCHICORE 220KV |  | 53.3427 | -6.3082
MV/LV Substation KI***690X | 10 kV | 400V(3ph) & 230V(single ph) | LV | 100 kVA :Pole Substation | 0.1 | --> | 0.1 | 0.077 | 0.7 |  | --> | 0.095 | 0 | 0 | 0 | 0.01 | 0.092 | 0 |  | --> | C15 ex KILMARTIN | KILMARTIN: T41 | ARKLOW |  | 53.0387 | -6.1148
MV/LV Substation KI***691 | 20 kV | 400V(3ph) & 230V(single ph) | LV | 200 kVA :Pole Substation | 0.2 | --> | 0.2 | 0.151 | 2.4 |  | --> | 0.19 | 0 | 0 | 0 | 0 | 0.207 | 0 |  | --> | E11 ex KENMARE | KENMARE: T421 | KNOCKEARAGH |  | 51.8864 | -9.5678
MV/LV Substation KI***693X | 20 kV | 400V(3ph) & 230V(single ph) | LV | 50 kVA :Pole Substation | 0.05 | --> | 0.05 | 0 | 0 | Constrained,otherwise capacity available =29kVA. | --> | 0.047 | 0 | 0 | 0 | 0.007 | 0.045 | 0 |  | --> | E17 ex BALLINROBE | BALLINROBE: T421∥T422 | DALTON |  | 53.6557 | -9.1187
MV/LV Substation KI***693X | 10 kV | 400V(3ph) & 230V(single ph) | LV | 50 kVA :Pole Substation | 0.05 | --> | 0.05 | 0.037 | 2.5 |  | --> | 0.047 | 0 | 0 | 0 | 0.003 | 0.047 | 0 |  | --> | C26 ex ATHY | ATHY: T102 | ATHY |  | 53.1047 | -7.0097
MV/LV Substation KI***693Y | 10 kV | 400V(3ph) & 230V(single ph) | LV | 200 kVA :Kiosk Substation | 0.2 | --> | 0.2 | 0.129 | 4.6 |  | --> | 0.19 | 0 | 0 | 0 | 0.002 | 0.208 | 0 |  | --> | C18 ex BALLYJAMESDUFF | BALLYJAMESDUFF: T42 | SHANKILL |  | 53.8644 | -7.1927
MV/LV Substation KI***694 | 10 kV | 400V(3ph) & 230V(single ph) | LV | 50 kVA :Pole Substation | 0.05 | --> | 0.05 | 0.041 | 2.3 |  | --> | 0.047 | 0 | 0 | 0 | 0 | 0.05 | 0 |  | --> | C16 ex CASTLECOMER | CASTLECOMER: T41∥T42 | BALLYRAGGET |  | 52.8194 | -7.229
MV/LV Substation KI***694X | 20 kV | 400V(3ph) & 230V(single ph) | LV | 400 kVA :Kiosk Substation | 0.4 | --> | 0.4 | 0.282 | 6.2 |  | --> | 0.38 | 0 | 0 | 0 | 0.017 | 0.4 | 0 |  | --> | E12 ex BAGENALSTOWN | BAGENALSTOWN: T421∥T422 | CARLOW |  | 52.7019 | -6.9502
MV/LV Substation KI***695X | 10 kV | 400V(3ph) & 230V(single ph) | LV | 1000 kVA :Building Structure | 1 | --> | 1 | 0 | 0 | Constrained,otherwise capacity available =500kVA. | --> | 0.95 | 0 | 0 | 0 | 0 | 0.5 | 0 |  | --> | C23 ex PHIBSBORO | PHIBSBORO: T41 | FINGLAS |  | 53.3504 | -6.279
MV/LV Substation KI***696X | 20 kV | 400V(3ph) & 230V(single ph) | LV | 50 kVA :Pole Substation | 0.05 | --> | 0.05 | 0 | 0 | Constrained,otherwise capacity available =47kVA. | --> | 0.047 | 0 | 0 | 0 | 0 | 0 | 0 | Constrained,otherwise capacity available =49kW. | --> | E22 ex BUNCLODY | BUNCLODY: T421∥T422 | CRANE |  | 52.6841 | -6.6765
MV/LV Substation KI***697 | 10 kV | 400V(3ph) & 230V(single ph) | LV | 100 kVA :Pole Substation | 0.1 | --> | 0.1 | 0 | 0 | Constrained,otherwise capacity available =57kVA. | --> | 0.095 | 0 | 0 | 0 | 0 | 0.106 | 0 |  | --> | C21 ex CLONMINCH | CLONMINCH: T41 | THORNSBERRY |  | 53.2133 | -7.4509
MV/LV Substation KI***700 | 10 kV | 400V(3ph) & 230V(single ph) | LV | 50 kVA :Pole Substation | 0.05 | --> | 0.05 | 0.04 | 3.6 |  | --> | 0.047 | 0 | 0 | 0 | 0 | 0.051 | 0 |  | --> | C27 ex BALLYCROSSAUN | BALLYCROSSAUN: T421∥T422 | SOMERSET |  | 53.1495 | -8.3043
MV/LV Substation KI***700X | 10 kV | 400V(3ph) & 230V(single ph) | LV | 50 kVA :Pole Substation | 0.05 | --> | 0.05 | 0.023 | 2.2 |  | --> | 0.047 | 0 | 0 | 0 | 0.02 | 0.032 | 0 |  | --> | C18 ex SPA ROAD | SPA ROAD: T41∥T42 | DOON |  | 52.3645 | -7.587
MV/LV Substation KI***700X | 20 kV | 400V(3ph) & 230V(single ph) | LV | 50 kVA :Pole Substation | 0.05 | --> | 0.05 | 0 | 0 | Constrained,otherwise capacity available =39kVA. | --> | 0.047 | 0 | 0 | 0 | 0 | 0 | 0 | Constrained,otherwise capacity available =51kW. | --> | E22 ex BUNCLODY | BUNCLODY: T421∥T422 | CRANE |  | 52.6821 | -6.684
MV/LV Substation KI***701 | 10 kV | 400V(3ph) & 230V(single ph) | LV | 50 kVA :Pole Substation | 0.05 | --> | 0.05 | 0.04 | 1.8 |  | --> | 0.047 | 0 | 0 | 0 | 0 | 0.051 | 0 |  | --> | C22 ex ROSCOMMON | ROSCOMMON: T42 | LANESBORO |  | 53.6406 | -8.1569
MV/LV Substation KI***701Z | 10 kV | 400V(3ph) & 230V(single ph) | LV | 50 kVA :Pole Substation | 0.05 | --> | 0.05 | 0.049 | 6.7 |  | --> | 0.047 | 0 | 0 | 0 | 0 | 0.049 | 0 |  | --> | C20 ex COLLINSTOWN | COLLINSTOWN: T41∥T42 | GRANGE (DR) |  | 53.4423 | -6.2257
MV/LV Substation KI***703X | 10 kV | 400V(3ph) & 230V(single ph) | LV | 100 kVA :Pole Substation | 0.1 | --> | 0.1 | 0 | 0 | Constrained,otherwise capacity available =62kVA. | --> | 0.095 | 0 | 0 | 0 | 0 | 0.105 | 0 |  | --> | C13 ex TIMOLEAGUE | TIMOLEAGUE: T41 | BANDON |  | 51.6779 | -8.6694
MV/LV Substation KI***704 | 10 kV | 400V(3ph) & 230V(single ph) | LV | 50 kVA :Pole Substation | 0.05 | --> | 0.05 | 0.026 | 0.3 |  | --> | 0.047 | 0 | 0 | 0 | 0 | 0.052 | 0 |  | --> | C25 ex NENAGH | NENAGH: T41 | NENAGH |  | 52.7882 | -8.1383
MV/LV Substation KI***704Y | 20 kV | 400V(3ph) & 230V(single ph) | LV | 50 kVA :Pole Substation | 0.05 | --> | 0.05 | 0.046 | 1.5 |  | --> | 0.047 | 0 | 0 | 0 | 0 | 0.049 | 0 |  | --> | E16 ex BEALISTOWN | BEALISTOWN: T421∥T422 | GREAT ISLAND |  | 52.2725 | -6.9268
MV/LV Substation KI***706 | 10 kV | 400V(3ph) & 230V(single ph) | LV | 100 kVA :Pole Substation | 0.1 | --> | 0.1 | 0.099 | 2.6 |  | --> | 0.095 | 0 | 0 | 0 | 0 | 0.1 | 0 |  | --> | C11 ex GREENHILLS | GREENHILLS: T42 | INCHICORE 220KV |  | 53.3137 | -6.3407
MV/LV Substation KI***707 | 10 kV | 400V(3ph) & 230V(single ph) | LV | 100 kVA :Pole Substation | 0.1 | --> | 0.1 | 0.071 | 3.6 |  | --> | 0.095 | 0 | 0 | 0 | 0.005 | 0.098 | 0 |  | --> | C20 ex CASTLEBLAYNEY | CASTLEBLAYNEY: T42 | DUNDALK |  | 54.1184 | -6.7506
MV/LV Substation KI***708X | 20 kV | 400V(3ph) & 230V(single ph) | LV | 400 kVA :Kiosk Substation | 0.4 | --> | 0.4 | 0.335 | 3 |  | --> | 0.38 | 0 | 0 | 0 | 0.002 | 0.408 | 0 |  | --> | C16 ex LOUGHANALLA | LOUGHANALLA: T41∥T42 | MULLINGAR |  | 53.681 | -7.2909
MV/LV Substation KI***708X | 10 kV | 400V(3ph) & 230V(single ph) | LV | 630 kVA :Building Structure | 0.63 | --> | 0.63 | 0 | 0 | Constrained,otherwise capacity available =500kVA. | --> | 0.598 | 0 | 0 | 0 | 0 | 0.5 | 0 |  | --> | C14 ex NORTH QUAYS | NORTH QUAYS: T102 | POOLBEG |  | 53.3547 | -6.2472
MV/LV Substation KI***709X | 10 kV | 400V(3ph) & 230V(single ph) | LV | 200 kVA :Pole Substation | 0.2 | --> | 0.2 | 0.172 | 3.9 |  | --> | 0.19 | 0 | 0 | 0 | 0 | 0.203 | 0 |  | --> | C13 ex DUNMANWAY | DUNMANWAY: T43 | DUNMANWAY |  | 51.7167 | -9.1252
MV/LV Substation KI***710 | 10 kV | 400V(3ph) & 230V(single ph) | LV | 400 kVA :Kiosk Substation | 0.4 | --> | 0.4 | 0 | 0 | Constrained,otherwise capacity available =333kVA. | --> | 0.38 | 0 | 0 | 0 | 0.003 | 0.407 | 0 |  | --> | C18 ex WOODFORD | WOODFORD: T41∥T42 | KNOCKEARAGH |  | 52.0521 | -9.5097
MV/LV Substation KI***710X | 10 kV | 400V(3ph) & 230V(single ph) | LV | 50 kVA :Pole Substation | 0.05 | --> | 0.05 | 0.033 | 2.2 |  | --> | 0.047 | 0 | 0 | 0 | 0.004 | 0 | 0 | Constrained,otherwise capacity available =47kW. | --> | C19 ex NEWCASTLEWEST | NEWCASTLEWEST: T41∥T42 | RATHKEALE |  | 52.3434 | -9.0083
MV/LV Substation KI***711 | 20 kV | 400V(3ph) & 230V(single ph) | LV | 400 kVA :Kiosk Substation | 0.4 | --> | 0.4 | 0.317 | 3.6 |  | --> | 0.38 | 0 | 0 | 0 | 0.025 | 0.386 | 0 |  | --> | E16 ex BALLYCROSSAUN | BALLYCROSSAUN: T421∥T422 | SOMERSET |  | 53.0973 | -8.2257
MV/LV Substation KI***712 | 20 kV | 400V(3ph) & 230V(single ph) | LV | 50 kVA :Pole Substation | 0.05 | --> | 0.05 | 0.002 | 0.9 |  | --> | 0.047 | 0 | 0 | 0 | 0 | 0.056 | 0 |  | --> | C11 ex DRUMQUIN | DRUMQUIN: T42 | ENNIS |  | 52.8285 | -9.1192
MV/LV Substation KI***712 | 10 kV | 400V(3ph) & 230V(single ph) | LV | 50 kVA :Pole Substation | 0.05 | --> | 0.05 | 0.05 | 3.6 |  | --> | 0.047 | 0 | 0 | 0 | 0 | 0.049 | 0 |  | --> | E16 ex BALLYCROSSAUN | BALLYCROSSAUN: T421∥T422 | SOMERSET |  | 53.1004 | -8.302
MV/LV Substation KI***713 | 10 kV | 400V(3ph) & 230V(single ph) | LV | 50 kVA :Pole Substation | 0.05 | --> | 0.05 | 0.04 | 3.6 |  | --> | 0.047 | 0 | 0 | 0 | 0 | 0.051 | 0 |  | --> | E16 ex BALLYCROSSAUN | BALLYCROSSAUN: T421∥T422 | SOMERSET |  | 53.1047 | -8.3059
MV/LV Substation KI***713X | 20 kV | 400V(3ph) & 230V(single ph) | LV | 400 kVA :Building Structure | 0.4 | --> | 0.4 | 0.249 | 2.4 |  | --> | 0.38 | 0 | 0 | 0 | 0 | 0.423 | 0 |  | --> | C22 ex BUSHFIELD | BUSHFIELD: T42 | ATHLONE |  | 53.4756 | -7.9015
MV/LV Substation KI***715X | 20 kV | 400V(3ph) & 230V(single ph) | LV | 50 kVA :Pole Substation | 0.05 | --> | 0.05 | 0.047 | 1.1 |  | --> | 0.047 | 0 | 0 | 0 | 0 | 0.049 | 0 |  | --> | C18 ex SCARTEEN | SCARTEEN: T41∥T42 | MALLOW |  | 52.1426 | -8.7253
MV/LV Substation KI***716 | 10 kV | 400V(3ph) & 230V(single ph) | LV | 50 kVA :Pole Substation | 0.05 | --> | 0.05 | 0.048 | 0.8 |  | --> | 0.047 | 0 | 0 | 0 | 0 | 0 | 0 | Constrained,otherwise capacity available =49kW. | --> | C16 ex BANTRY | BANTRY: T41∥T42 | BALLYLICKY |  | 51.686 | -9.5055
MV/LV Substation KI***719 | 20 kV | 400V(3ph) & 230V(single ph) | LV | 50 kVA :Pole Substation | 0.05 | --> | 0.05 | 0.038 | 1.3 |  | --> | 0.047 | 0 | 0 | 0 | 0 | 0.051 | 0 |  | --> | E12 ex KILCARRAGH | KILCARRAGH: T421∥T422 | BUTLERSTOWN |  | 52.2263 | -7.0877
MV/LV Substation KI***719X | 20 kV | 400V(3ph) & 230V(single ph) | LV | 50 kVA :Pole Substation | 0.05 | --> | 0.05 | 0.05 | 2.4 |  | --> | 0.047 | 0 | 0 | 0 | 0 | 0.049 | 0 |  | --> | C22 ex BUSHFIELD | BUSHFIELD: T42 | ATHLONE |  | 53.469 | -7.9081
MV/LV Substation KI***720X | 20 kV | 400V(3ph) & 230V(single ph) | LV | 50 kVA :Pole Substation | 0.05 | --> | 0.05 | 0.026 | 6.2 |  | --> | 0.047 | 0 | 0 | 0 | 0.019 | 0.032 | 0 |  | --> | E12 ex BAGENALSTOWN | BAGENALSTOWN: T421∥T422 | CARLOW |  | 52.6889 | -6.9639
MV/LV Substation KI***721 | 20 kV | 400V(3ph) & 230V(single ph) | LV | 400 kVA :Kiosk Substation | 0.4 | --> | 0.4 | 0.337 | 1.7 |  | --> | 0.38 | 0 | 0 | 0 | 0.012 | 0 | 0 | Constrained,otherwise capacity available =396kW. | --> | E17 ex CREESLOUGH | CREESLOUGH: T421 | ARDNAGAPPARY |  | 55.1812 | -7.9644
MV/LV Substation KI***723 | 10 kV | 400V(3ph) & 230V(single ph) | LV | 400 kVA :Kiosk Substation | 0.4 | --> | 0.4 | 0.353 | 2.4 |  | --> | 0.38 | 0 | 0 | 0 | 0.007 | 0.399 | 0 |  | --> | C23 ex TINAHASK | TINAHASK: T41∥T42 | ARKLOW |  | 52.7319 | -6.2868
MV/LV Substation KI***723X | 10 kV | 400V(3ph) & 230V(single ph) | LV | 200 kVA :Pole Substation | 0.2 | --> | 0.2 | 0.146 | 2.8 |  | --> | 0.19 | 0 | 0 | 0 | 0.007 | 0 | 0 | Constrained,otherwise capacity available =200kW. | --> | C11 ex LEE BRIDGE | LEE BRIDGE: T41 | MACROOM |  | 51.9116 | -8.9694
MV/LV Substation KI***724 | 10 kV | 400V(3ph) & 230V(single ph) | LV | 50 kVA :Pole Substation | 0.05 | --> | 0.05 | 0 | 0 | Constrained,otherwise capacity available =31kVA. | --> | 0.047 | 0 | 0 | 0 | 0 | 0.051 | 0 |  | --> | C14 ex BALGADDY | BALGADDY: T42 | GRANGE CASTLE |  | 53.3322 | -6.4371
MV/LV Substation KI***724 | 20 kV | 400V(3ph) & 230V(single ph) | LV | 50 kVA :Pole Substation | 0.05 | --> | 0.05 | 0 | 0 | Constrained,otherwise capacity available =36kVA. | --> | 0.047 | 0 | 0 | 0 | 0.003 | 0.047 | 0 |  | --> | E16 ex GLENAMADDY | GLENAMADDY: T422 | ATHLONE |  | 53.5512 | -8.5647
MV/LV Substation KI***724 | 20 kV | 400V(3ph) & 230V(single ph) | LV | 50 kVA :Pole Substation | 0.05 | --> | 0.05 | 0.025 | 3.9 |  | --> | 0.047 | 0 | 0 | 0 | 0 | 0 | 0 | Constrained,otherwise capacity available =53kW. | --> | E16 ex ASHBOURNE | ASHBOURNE: T422 | FINGLAS |  | 53.4974 | -6.3858
MV/LV Substation KI***725 | 20 kV | 400V(3ph) & 230V(single ph) | LV | 50 kVA :Pole Substation | 0.05 | --> | 0.05 | 0.04 | 5.6 |  | --> | 0.047 | 0 | 0 | 0 | 0 | 0.051 | 0 |  | --> | E18 ex CRANE | CRANE: T122 | CRANE |  | 52.4579 | -6.3335
MV/LV Substation KI***725X | 10 kV | 400V(3ph) & 230V(single ph) | LV | 200 kVA :Building Structure | 0.2 | --> | 0.2 | 0 | 0 | Constrained,otherwise capacity available =118kVA. | --> | 0.19 | 0 | 0 | 0 | 0.003 | 0.209 | 0 |  | --> | C13 ex MALAHIDE | MALAHIDE: T41 | GLASMORE |  | 53.4267 | -6.1704
MV/LV Substation KI***726 | 20 kV | 400V(3ph) & 230V(single ph) | LV | 50 kVA :Pole Substation | 0.05 | --> | 0.05 | 0.033 | 5.6 |  | --> | 0.047 | 0 | 0 | 0 | 0.019 | 0.031 | 0 |  | --> | E18 ex CRANE | CRANE: T122 | CRANE |  | 52.4542 | -6.339
MV/LV Substation KI***726 | 20 kV | 400V(3ph) & 230V(single ph) | LV | 50 kVA :Pole Substation | 0.05 | --> | 0.05 | 0 | 0 | Constrained,otherwise capacity available =45kVA. | --> | 0.047 | 0 | 0 | 0 | 0 | 0 | 0 | Constrained,otherwise capacity available =50kW. | --> | C18 ex COOLCARRON | COOLCARRON: T41 | BARRYMORE |  | 52.1328 | -8.1727
MV/LV Substation KI***726X | 20 kV | 400V(3ph) & 230V(single ph) | LV | 50 kVA :Pole Substation | 0.05 | --> | 0.05 | 0.039 | 2.6 |  | --> | 0.047 | 0 | 0 | 0 | 0 | 0.051 | 0 |  | --> | E19 ex KILCOCK | KILCOCK: T421 | GRIFFINRATH |  | 53.3967 | -6.6833
MV/LV Substation KI***728 | 10 kV | 400V(3ph) & 230V(single ph) | LV | 50 kVA :Pole Substation | 0.05 | --> | 0.05 | 0.045 | 3.2 |  | --> | 0.047 | 0 | 0 | 0 | 0 | 0.05 | 0 |  | --> | C20 ex MCDONAGH | MCDONAGH: T42 | KILKENNY |  | 52.68 | -7.18
MV/LV Substation KI***728X | 20 kV | 400V(3ph) & 230V(single ph) | LV | 50 kVA :Pole Substation | 0.05 | --> | 0.05 | 0 | 0 | Constrained,otherwise capacity available =38kVA. | --> | 0.047 | 0 | 0 | 0 | 0 | 0.051 | 0 |  | --> | C18 ex KANTURK | KANTURK: T41∥T42 | GLENLARA |  | 52.0635 | -8.9604
MV/LV Substation KI***730 | 20 kV | 400V(3ph) & 230V(single ph) | LV | 50 kVA :Pole Substation | 0.05 | --> | 0.05 | 0.039 | 3.2 |  | --> | 0.047 | 0 | 0 | 0 | 0.003 | 0.047 | 0 |  | --> | C16 ex BOYLE | BOYLE: T41∥T42 | CARRICK ON SHANNON |  | 54.0728 | -8.2151
MV/LV Substation KI***730 | 20 kV | 400V(3ph) & 230V(single ph) | LV | 50 kVA :Pole Substation | 0.05 | --> | 0.05 | 0 | 0 | Constrained,otherwise capacity available =43kVA. | --> | 0.047 | 0 | 0 | 0 | 0 | 0.05 | 0 |  | --> | E15 ex MANORHAMILTON | MANORHAMILTON: T422 | SLIGO |  | 54.2868 | -7.9
MV/LV Substation KI***730 | 10 kV | 400V(3ph) & 230V(single ph) | LV | 50 kVA :Pole Substation | 0.05 | --> | 0.05 | 0.04 | 1.8 |  | --> | 0.047 | 0 | 0 | 0 | 0 | 0.051 | 0 |  | --> | C22 ex ROSCOMMON | ROSCOMMON: T42 | LANESBORO |  | 53.6359 | -8.1168
MV/LV Substation KI***731X | 20 kV | 400V(3ph) & 230V(single ph) | LV | 400 kVA :Kiosk Substation | 0.4 | --> | 0.4 | 0.358 | 5.4 |  | --> | 0.38 | 0 | 0 | 0 | 0 | 0.406 | 0 |  | --> | E14 ex MOY | MOY: T421∥T422 | MOY |  | 54.2124 | -9.2224
MV/LV Substation KI***731Y | 10 kV | 400V(3ph) & 230V(single ph) | LV | 200 kVA :Kiosk Substation | 0.2 | --> | 0.2 | 0.178 | 1 |  | --> | 0.19 | 0 | 0 | 0 | 0.007 | 0.195 | 0 |  | --> | C11 ex MANOR STREET | MANOR STREET: T41 | WATERFORD |  | 52.2454 | -7.0701
MV/LV Substation KI***733 | 20 kV | 400V(3ph) & 230V(single ph) | LV | 50 kVA :Pole Substation | 0.05 | --> | 0.05 | 0 | 2.7 |  | --> | 0.047 | 0 | 0 | 0 | 0 | 0.06 | 0 |  | --> | E16 ex TULLOW | TULLOW: T422 | CARLOW |  | 52.7784 | -6.6485
MV/LV Substation KI***733 | 10 kV | 400V(3ph) & 230V(single ph) | LV | 50 kVA :Pole Substation | 0.05 | --> | 0.05 | 0.046 | 2.4 |  | --> | 0.047 | 0 | 0 | 0 | 0 | 0.049 | 0 |  | --> | C19 ex CASTLETOWNROCHE | CASTLETOWNROCHE: T41 | MALLOW |  | 52.2381 | -8.5151
MV/LV Substation KI***734 | 10 kV | 400V(3ph) & 230V(single ph) | LV | 100 kVA :Pole Substation | 0.1 | --> | 0.1 | 0.057 | 0.9 |  | --> | 0.095 | 0 | 0 | 0 | 0.004 | 0.101 | 0 |  | --> | C18 ex BALLYHALE | BALLYHALE: T42 | KILKENNY |  | 52.4626 | -7.3286
MV/LV Substation KI***734X | 20 kV | 400V(3ph) & 230V(single ph) | LV | 50 kVA :Pole Substation | 0.05 | --> | 0.05 | 0.038 | 0.2 |  | --> | 0.047 | 0 | 0 | 0 | 0 | 0.051 | 0 |  | --> | C18 ex NEWBROOK | NEWBROOK: T42 | MULLINGAR |  | 53.5064 | -7.3917
MV/LV Substation KI***735 | 20 kV | 400V(3ph) & 230V(single ph) | LV | 50 kVA :Pole Substation | 0.05 | --> | 0.05 | 0 | 0 | Constrained,otherwise capacity available =48kVA. | --> | 0.047 | 0 | 0 | 0 | 0 | 0 | 0 | Constrained,otherwise capacity available =49kW. | --> | C13 ex CLOYNE | CLOYNE: T41 | MIDLETON |  | 51.884 | -7.983
MV/LV Substation KI***735 | 10 kV | 400V(3ph) & 230V(single ph) | LV | 200 kVA :Pole Substation | 0.2 | --> | 0.2 | 0 | 0 | Constrained,otherwise capacity available =143kVA. | --> | 0.19 | 0 | 0 | 0 | 0.01 | 0.198 | 0 |  | --> | C21 ex LITTLE BRAY | LITTLE BRAY: T41 | FASSAROE |  | 53.193 | -6.1829
MV/LV Substation KI***735X | 20 kV | 400V(3ph) & 230V(single ph) | LV | 50 kVA :Pole Substation | 0.05 | --> | 0.05 | 0.041 | 1.7 |  | --> | 0.047 | 0 | 0 | 0 | 0 | 0.05 | 0 |  | --> | E13 ex GORT | GORT: T41∥T42 | ENNIS |  | 53.098 | -8.8164
MV/LV Substation KI***735X | 10 kV | 400V(3ph) & 230V(single ph) | LV | 50 kVA :Pole Substation | 0.05 | --> | 0.05 | 0 | 0 | Constrained,otherwise capacity available =49kVA. | --> | 0.047 | 0 | 0 | 0 | 0 | 0.049 | 0 |  | --> | C11 ex GARDEN CITY | GARDEN CITY: T41∥T42 | ARKLOW |  | 52.6982 | -6.3509
MV/LV Substation KI***736X | 20 kV | 400V(3ph) & 230V(single ph) | LV | 50 kVA :Pole Substation | 0.05 | --> | 0.05 | 0.026 | 1.7 |  | --> | 0.047 | 0 | 0 | 0 | 0.003 | 0.049 | 0 |  | --> | E13 ex GORT | GORT: T41∥T42 | ENNIS |  | 53.0996 | -8.8146
MV/LV Substation KI***737 | 20 kV | 400V(3ph) & 230V(single ph) | LV | 50 kVA :Pole Substation | 0.05 | --> | 0.05 | 0.024 | 0.8 |  | --> | 0.047 | 0 | 0 | 0 | 0 | 0 | 0 | Constrained,otherwise capacity available =53kW. | --> | E16 ex KILMACTHOMAS | KILMACTHOMAS: T421∥T422 | DUNGARVAN |  | 52.146 | -7.4851
MV/LV Substation KI***737 | 10 kV | 400V(3ph) & 230V(single ph) | LV | 50 kVA :Pole Substation | 0.05 | --> | 0.05 | 0 | 0 | Constrained,otherwise capacity available =35kVA. | --> | 0.047 | 0 | 0 | 0 | 0 | 0.051 | 0 |  | --> | C14 ex GREYSTONES | GREYSTONES: T42 | FASSAROE |  | 53.1556 | -6.1303
MV/LV Substation KI***738 | 20 kV | 400V(3ph) & 230V(single ph) | LV | 200 kVA :Pole Substation | 0.2 | --> | 0.2 | 0 | 0 | Constrained,otherwise capacity available =104kVA. | --> | 0.19 | 0 | 0 | 0 | 0.028 | 0 | 0 | Constrained,otherwise capacity available =185kW. | --> | C15 ex CLOONLOUGH | CLOONLOUGH: T41∥T42 | BARRYMORE |  | 52.2452 | -8.4263
MV/LV Substation KI***738X | 10 kV | 400V(3ph) & 230V(single ph) | LV | 630 kVA :Building Structure | 0.63 | --> | 0.63 | 0.5 | 2.6 |  | --> | 0.598 | 0 | 0 | 0 | 0 | 0.5 | 0 |  | --> | C22 ex LEESON STREET | LEESON STREET: T42 | MILLTOWN (DR) |  | 53.3343 | -6.2534
MV/LV Substation KI***738Y | 10 kV | 400V(3ph) & 230V(single ph) | LV | 100 kVA :Pole Substation | 0.1 | --> | 0.1 | 0.052 | 0.3 |  | --> | 0.095 | 0 | 0 | 0 | 0.039 | 0.065 | 0 |  | --> | C15 ex DRUMBEAR | DRUMBEAR: T41∥T42 | LISDRUM |  | 54.2028 | -6.84
MV/LV Substation KI***739Y | 10 kV | 400V(3ph) & 230V(single ph) | LV | 50 kVA :Pole Substation | 0.05 | --> | 0.05 | 0 | 0 | Constrained,otherwise capacity available =45kVA. | --> | 0.047 | 0 | 0 | 0 | 0 | 0.05 | 0 |  | --> | C21 ex PORTARLINGTON | PORTARLINGTON: T43 | BLAKE |  | 53.1398 | -7.1417
MV/LV Substation KI***741 | 10 kV | 400V(3ph) & 230V(single ph) | LV | 50 kVA :Pole Substation | 0.05 | --> | 0.05 | 0.044 | 0.9 |  | --> | 0.047 | 0 | 0 | 0 | 0 | 0.05 | 0 |  | --> | C11 ex BRAY | BRAY: T41 | FASSAROE |  | 53.1871 | -6.1551
MV/LV Substation KI***741X | 20 kV | 400V(3ph) & 230V(single ph) | LV | 50 kVA :Pole Substation | 0.05 | --> | 0.05 | 0 | 0 | Constrained,otherwise capacity available =21kVA. | --> | 0.047 | 0 | 0 | 0 | 0 | 0.053 | 0 |  | --> | E17 ex ACADEMY STREET | ACADEMY STREET: T421∥T422 | NAVAN |  | 53.5583 | -6.6567
MV/LV Substation KI***741Y | 10 kV | 400V(3ph) & 230V(single ph) | LV | 200 kVA :Kiosk Substation | 0.2 | --> | 0.2 | 0 | 0 | Constrained,otherwise capacity available =187kVA. | --> | 0.19 | 0 | 0 | 0 | 0.011 | 0.19 | 0 |  | --> | C21 ex PORTARLINGTON | PORTARLINGTON: T43 | BLAKE |  | 53.1381 | -7.1609
MV/LV Substation KI***741Y | 20 kV | 400V(3ph) & 230V(single ph) | LV | 50 kVA :Pole Substation | 0.05 | --> | 0.05 | 0.029 | 26.7 |  | --> | 0.047 | 0 | 0 | 0 | 0 | 0.052 | 0 |  | --> | E21 ex WEXFORD | WEXFORD: T121∥T122 | WEXFORD |  | 52.3606 | -6.5091
MV/LV Substation KI***743 | 20 kV | 400V(3ph) & 230V(single ph) | LV | 50 kVA :Pole Substation | 0.05 | --> | 0.05 | 0 | 0 | Constrained,otherwise capacity available =31kVA. | --> | 0.047 | 0 | 0 | 0 | 0.003 | 0.048 | 0 |  | --> | E17 ex KILCOLGAN | KILCOLGAN: T421 | GALWAY 110KV |  | 53.2246 | -8.8003
MV/LV Substation KI***743X | 20 kV | 400V(3ph) & 230V(single ph) | LV | 50 kVA :Pole Substation | 0.05 | --> | 0.05 | 0 | 0 | Constrained,otherwise capacity available =40kVA. | --> | 0.047 | 0 | 0 | 0 | 0 | 0 | 0 | Constrained,otherwise capacity available =51kW. | --> | E11 ex BEALNABLATH | BEALNABLATH: T421 | BANDON |  | 51.8606 | -8.7191
MV/LV Substation KI***743Y | 10 kV | 400V(3ph) & 230V(single ph) | LV | 200 kVA :Kiosk Substation | 0.2 | --> | 0.2 | 0.129 | 1.3 |  | --> | 0.19 | 0 | 0 | 0 | 0.007 | 0.203 | 0 |  | --> | C12 ex GRANGE (SR) | GRANGE (SR): T41∥T42 | BUTLERSTOWN |  | 52.2358 | -7.107
MV/LV Substation KI***744 | 10 kV | 400V(3ph) & 230V(single ph) | LV | 400 kVA :Kiosk Substation | 0.4 | --> | 0.4 | 0 | 0 | Constrained,otherwise capacity available =332kVA. | --> | 0.38 | 0 | 0 | 0 | 0.003 | 0 | 0 | Constrained,otherwise capacity available =407kW. | --> | C18 ex MOUNTRATH | MOUNTRATH: T41∥T42 | PORTLAOISE |  | 53.0058 | -7.4686
MV/LV Substation KI***745X | 10 kV | 400V(3ph) & 230V(single ph) | LV | 50 kVA :Pole Substation | 0.05 | --> | 0.05 | 0.041 | 8.4 |  | --> | 0.047 | 0 | 0 | 0 | 0 | 0.05 | 0 |  | --> | C13 ex MULLINGAR | MULLINGAR: T101 | MULLINGAR |  | 53.5813 | -7.3237
MV/LV Substation KI***745X | 10 kV | 400V(3ph) & 230V(single ph) | LV | 50 kVA :Pole Substation | 0.05 | --> | 0.05 | 0.027 | 3.4 |  | --> | 0.047 | 0 | 0 | 0 | 0.017 | 0.034 | 0 |  | --> | C15 ex STICKILLEN | STICKILLEN: T41∥T42 | DRYBRIDGE |  | 53.822 | -6.5498
MV/LV Substation KI***745X | 20 kV | 400V(3ph) & 230V(single ph) | LV | 50 kVA :Pole Substation | 0.05 | --> | 0.05 | 0 | 0 | Constrained,otherwise capacity available =36kVA. | --> | 0.047 | 0 | 0 | 0 | 0 | 0.051 | 0 |  | --> | E17 ex BRUFF | BRUFF: T421 | LIMERICK |  | 52.5512 | -8.6003
MV/LV Substation KI***745Y | 10 kV | 400V(3ph) & 230V(single ph) | LV | 50 kVA :Pole Substation | 0.05 | --> | 0.05 | 0.045 | 0.3 |  | --> | 0.047 | 0 | 0 | 0 | 0 | 0.05 | 0 |  | --> | C15 ex DRUMBEAR | DRUMBEAR: T41∥T42 | LISDRUM |  | 54.203 | -6.842
MV/LV Substation KI***747X | 20 kV | 400V(3ph) & 230V(single ph) | LV | 50 kVA :Pole Substation | 0.05 | --> | 0.05 | 0.044 | 0.3 |  | --> | 0.047 | 0 | 0 | 0 | 0 | 0.05 | 0 |  | --> | C23 ex TUAM NORTH | TUAM NORTH: T41∥T42 | CLOON |  | 53.545 | -8.8927
MV/LV Substation KI***750 | 20 kV | 400V(3ph) & 230V(single ph) | LV | 50 kVA :Pole Substation | 0.05 | --> | 0.05 | 0.046 | 8.5 |  | --> | 0.047 | 0 | 0 | 0 | 0 | 0 | 0 | Constrained,otherwise capacity available =49kW. | --> | E14 ex BELLACORICK | BELLACORICK: T122 | BELLACORICK |  | 54.1217 | -9.6002
MV/LV Substation KI***750 | 10 kV | 400V(3ph) & 230V(single ph) | LV | 50 kVA :Pole Substation | 0.05 | --> | 0.05 | 0.04 | 0 |  | --> | 0.047 | 0 | 0 | 0 | 0 | 0.051 | 0 |  | --> | C21 ex TALBOTS INCH | TALBOTS INCH: T41∥T42 | KILKENNY |  | 52.7143 | -7.2872
MV/LV Substation KI***751 | 20 kV | 400V(3ph) & 230V(single ph) | LV | 50 kVA :Pole Substation | 0.05 | --> | 0.05 | 0 | 0 | Constrained,otherwise capacity available =32kVA. | --> | 0.047 | 0 | 0 | 0 | 0 | 0.051 | 0 |  | --> | E16 ex GLENAMADDY | GLENAMADDY: T422 | ATHLONE |  | 53.5346 | -8.5378
MV/LV Substation KI***751X | 20 kV | 400V(3ph) & 230V(single ph) | LV | 200 kVA :Pole Substation | 0.2 | --> | 0.2 | 0.06 | 1.5 |  | --> | 0.19 | 0 | 0 | 0 | 0.156 | 0.043 | 0 |  | --> | E11 ex ARDFINNAN | ARDFINNAN: T421 | CAHIR |  | 52.2749 | -8.0449
MV/LV Substation KI***752 | 10 kV | 400V(3ph) & 230V(single ph) | LV | 50 kVA :Pole Substation | 0.05 | --> | 0.05 | 0 | 0 | Constrained,otherwise capacity available =38kVA. | --> | 0.047 | 0 | 0 | 0 | 0 | 0.051 | 0 |  | --> | C16 ex KILLACLOYNE | KILLACLOYNE: T41∥T42 | MIDLETON |  | 51.9147 | -8.3132
MV/LV Substation KI***752X | 20 kV | 400V(3ph) & 230V(single ph) | LV | 50 kVA :Pole Substation | 0.05 | --> | 0.05 | 0.039 | 4.5 |  | --> | 0.047 | 0 | 0 | 0 | 0 | 0.051 | 0 |  | --> | E13 ex TELAYDON | TELAYDON: T421 | LISDRUM |  | 54.2613 | -7.0423
MV/LV Substation KI***753 | 10 kV | 400V(3ph) & 230V(single ph) | LV | 30 kVA :Pole Substation | 0.03 | --> | 0.03 | 0.021 | 2.2 |  | --> | 0.028 | 0 | 0 | 0 | 0 | 0 | 0 | Constrained,otherwise capacity available =30kW. | --> | C16 ex NEWCASTLEWEST | NEWCASTLEWEST: T41∥T42 | RATHKEALE |  | 52.4908 | -9.0504
MV/LV Substation KI***753Y | 10 kV | 400V(3ph) & 230V(single ph) | LV | 200 kVA :Kiosk Substation | 0.2 | --> | 0.2 | 0 | 0 | Constrained,otherwise capacity available =173kVA. | --> | 0.19 | 0 | 0 | 0 | 0.003 | 0.2 | 0 |  | --> | C21 ex PORTARLINGTON | PORTARLINGTON: T43 | BLAKE |  | 53.1349 | -7.1582
MV/LV Substation KI***754 | 10 kV | 400V(3ph) & 230V(single ph) | LV | 50 kVA :Pole Substation | 0.05 | --> | 0.05 | 0 | 9.8 |  | --> | 0.047 | 0 | 0 | 0 | 0.003 | 0.053 | 0 |  | --> | C11 ex KILCOOLE | KILCOOLE: T41∥T42 | FASSAROE |  | 53.081 | -6.1017
MV/LV Substation KI***754 | 20 kV | 400V(3ph) & 230V(single ph) | LV | 50 kVA :Pole Substation | 0.05 | --> | 0.05 | 0 | 0 | Constrained,otherwise capacity available =42kVA. | --> | 0.047 | 0 | 0 | 0 | 0.007 | 0 | 0 | Constrained,otherwise capacity available =42kW. | --> | E21 ex ASHBOURNE | ASHBOURNE: T421 | FINGLAS |  | 53.4697 | -6.3198
MV/LV Substation KI***754X | 10 kV | 400V(3ph) & 230V(single ph) | LV | 100 kVA :Pole Substation | 0.1 | --> | 0.1 | 0.081 | 4.6 |  | --> | 0.095 | 0 | 0 | 0 | 0.003 | 0.099 | 0 |  | --> | C18 ex BALLYJAMESDUFF | BALLYJAMESDUFF: T42 | SHANKILL |  | 53.8689 | -7.2041
MV/LV Substation KI***754Y | 20 kV | 400V(3ph) & 230V(single ph) | LV | 200 kVA :Pole Substation | 0.2 | --> | 0.2 | 0 | 0 | Constrained,otherwise capacity available =200kVA. | --> | 0.19 | 0 | 0 | 0 | 0 | 0.2 | 0 |  | --> | E18 ex JULIANSTOWN | JULIANSTOWN: T421∥T422 | DRYBRIDGE |  | 53.6707 | -6.3485
MV/LV Substation KI***756 | 10 kV | 400V(3ph) & 230V(single ph) | LV | 200 kVA :Pole Substation | 0.2 | --> | 0.2 | 0.181 | 9.8 |  | --> | 0.19 | 0 | 0 | 0 | 0 | 0.202 | 0 |  | --> | C11 ex KILCOOLE | KILCOOLE: T41∥T42 | FASSAROE |  | 53.0746 | -6.1236
MV/LV Substation KI***756X | 10 kV | 400V(3ph) & 230V(single ph) | LV | 400 kVA :Kiosk Substation | 0.4 | --> | 0.4 | 0.251 | 1.3 |  | --> | 0.38 | 0 | 0 | 0 | 0.023 | 0.398 | 0 |  | --> | C17 ex TYMON | TYMON: T41 | COOKSTOWN |  | 53.3036 | -6.3744
MV/LV Substation KI***756Y | 10 kV | 400V(3ph) & 230V(single ph) | LV | 630 kVA :Building Structure | 0.63 | --> | 0.63 | 0.465 | 2.1 |  | --> | 0.598 | 0 | 0 | 0 | 0 | 0.5 | 0 |  | --> | C21 ex WATERFORD IND EST | WATERFORD IND EST: T41 | BUTLERSTOWN |  | 52.2315 | -7.142
MV/LV Substation KI***757 | 10 kV | 400V(3ph) & 230V(single ph) | LV | 50 kVA :Pole Substation | 0.05 | --> | 0.05 | 0.045 | 9.8 |  | --> | 0.047 | 0 | 0 | 0 | 0 | 0.05 | 0 |  | --> | C11 ex KILCOOLE | KILCOOLE: T41∥T42 | FASSAROE |  | 53.0752 | -6.1296
MV/LV Substation KI***757Z | 20 kV | 400V(3ph) & 230V(single ph) | LV | 100 kVA :Pole Substation | 0.1 | --> | 0.1 | 0.062 | 3.6 |  | --> | 0.095 | 0 | 0 | 0 | 0.006 | 0.099 | 0 |  | --> | E12 ex KILLINICK | KILLINICK: T421∥T422 | WEXFORD |  | 52.2393 | -6.3587
MV/LV Substation KI***759 | 20 kV | 400V(3ph) & 230V(single ph) | LV | 100 kVA :Pole Substation | 0.1 | --> | 0.1 | 0.079 | 1 |  | --> | 0.095 | 0 | 0 | 0 | 0 | 0.103 | 0 |  | --> | E17 ex BALLYHALE | BALLYHALE: T421 | KILKENNY |  | 52.5443 | -7.1131
MV/LV Substation KI***760 | 10 kV | 400V(3ph) & 230V(single ph) | LV | 100 kVA :Pole Substation | 0.1 | --> | 0.1 | 0.082 | 1.6 |  | --> | 0.095 | 0 | 0 | 0 | 0 | 0.102 | 0 |  | --> | C16 ex NEWTOWNCUNNINGHAM | NEWTOWNCUNNINGHAM: T41∥T42 | LETTERKENNY |  | 54.9869 | -7.5543
MV/LV Substation KI***760X | 20 kV | 400V(3ph) & 230V(single ph) | LV | 630 kVA :Kiosk Substation | 0.63 | --> | 0.63 | 0.372 | 6.2 |  | --> | 0.598 | 0 | 0 | 0 | 0 | 0.5 | 0 |  | --> | E12 ex BAGENALSTOWN | BAGENALSTOWN: T421∥T422 | CARLOW |  | 52.6988 | -6.9391
MV/LV Substation KI***761 | 20 kV | 400V(3ph) & 230V(single ph) | LV | 400 kVA :Kiosk Substation | 0.4 | --> | 0.4 | 0 | 0 | Constrained,otherwise capacity available =316kVA. | --> | 0.38 | 0 | 0 | 0 | 0 | 0 | 0 | Constrained,otherwise capacity available =412kW. | --> | C15 ex CLOONLOUGH | CLOONLOUGH: T41∥T42 | BARRYMORE |  | 52.2721 | -8.3461
MV/LV Substation KI***761 | 10 kV | 400V(3ph) & 230V(single ph) | LV | 50 kVA :Pole Substation | 0.05 | --> | 0.05 | 0.029 | 2.1 |  | --> | 0.047 | 0 | 0 | 0 | 0 | 0.052 | 0 |  | --> | C21 ex WATERFORD IND EST | WATERFORD IND EST: T41 | BUTLERSTOWN |  | 52.2367 | -7.1353
MV/LV Substation KI***761X | 20 kV | 400V(3ph) & 230V(single ph) | LV | 200 kVA :Pole Substation | 0.2 | --> | 0.2 | 0 | 0 | Constrained,otherwise capacity available =200kVA. | --> | 0.19 | 0 | 0 | 0 | 0 | 0.2 | 0 |  | --> | E11 ex CREAGH | CREAGH: T421∥T422 | ATHLONE |  | 53.4145 | -8.1708
MV/LV Substation KI***762Y | 20 kV | 400V(3ph) & 230V(single ph) | LV | 50 kVA :Pole Substation | 0.05 | --> | 0.05 | 0.05 | 6.3 |  | --> | 0.047 | 0 | 0 | 0 | 0 | 0.049 | 0 |  | --> | C26 ex KILBARRY | KILBARRY: T43 | KILBARRY |  | 51.9306 | -8.5226
MV/LV Substation KI***763Y | 20 kV | 400V(3ph) & 230V(single ph) | LV | 100 kVA :Pole Substation | 0.1 | --> | 0.1 | 0.065 | 3.6 |  | --> | 0.095 | 0 | 0 | 0 | 0.003 | 0.102 | 0 |  | --> | E11 ex KILLINICK | KILLINICK: T421∥T422 | WEXFORD |  | 52.1751 | -6.5913
MV/LV Substation KI***764 | 10 kV | 400V(3ph) & 230V(single ph) | LV | 100 kVA :Pole Substation | 0.1 | --> | 0.1 | 0.075 | 3.7 |  | --> | 0.095 | 0 | 0 | 0 | 0 | 0.103 | 0 |  | --> | C21 ex ROSS CARBERY | ROSS CARBERY: T41∥T42 | DUNMANWAY |  | 51.6604 | -9.0097
MV/LV Substation KI***764Y | 20 kV | 400V(3ph) & 230V(single ph) | LV | 100 kVA :Pole Substation | 0.1 | --> | 0.1 | 0.053 | 3.6 |  | --> | 0.095 | 0 | 0 | 0 | 0.004 | 0.102 | 0 |  | --> | E11 ex KILLINICK | KILLINICK: T421∥T422 | WEXFORD |  | 52.1757 | -6.5878
MV/LV Substation KI***765 | 20 kV | 400V(3ph) & 230V(single ph) | LV | 50 kVA :Pole Substation | 0.05 | --> | 0.05 | 0 | 0 | Constrained,otherwise capacity available =38kVA. | --> | 0.047 | 0 | 0 | 0 | 0 | 0.051 | 0 |  | --> | E17 ex DRUMLINE | DRUMLINE: T421∥T422 | DRUMLINE |  | 52.7766 | -8.7834
MV/LV Substation KI***765 | 20 kV | 400V(3ph) & 230V(single ph) | LV | 50 kVA :Pole Substation | 0.05 | --> | 0.05 | 0.032 | 3.5 |  | --> | 0.047 | 0 | 0 | 0 | 0 | 0.051 | 0 |  | --> | E19 ex STRANORLAR | STRANORLAR: T421 | LETTERKENNY |  | 54.7901 | -7.8215
MV/LV Substation KI***765Z | 20 kV | 400V(3ph) & 230V(single ph) | LV | 630 kVA :Building Structure | 0.63 | --> | 0.63 | 0 | 0 | Constrained,otherwise capacity available =500kVA. | --> | 0.598 | 0 | 0 | 0 | 0 | 0 | 0 | Constrained,otherwise capacity available =500kW. | --> | E15 ex ASHBOURNE | ASHBOURNE: T421 | FINGLAS |  | 53.5119 | -6.4018
MV/LV Substation KI***767X | 20 kV | 400V(3ph) & 230V(single ph) | LV | 50 kVA :Pole Substation | 0.05 | --> | 0.05 | 0.039 | 1 |  | --> | 0.047 | 0 | 0 | 0 | 0 | 0.051 | 0 |  | --> | E14 ex RANDALSTOWN | RANDALSTOWN: T422 | NAVAN |  | 53.7046 | -6.6894
MV/LV Substation KI***768 | 20 kV | 400V(3ph) & 230V(single ph) | LV | 630 kVA :Building Structure | 0.63 | --> | 0.63 | 0 | 0 | Constrained,otherwise capacity available =500kVA. | --> | 0.598 | 0 | 0 | 0 | 0 | 0.5 | 0 |  | --> | E17 ex CREAGH | CREAGH: T421∥T422 | ATHLONE |  | 53.3338 | -8.3961
MV/LV Substation KI***769 | 10 kV | 400V(3ph) & 230V(single ph) | LV | 50 kVA :Pole Substation | 0.05 | --> | 0.05 | 0 | 0 | Constrained,otherwise capacity available =15kVA. | --> | 0.047 | 0 | 0 | 0 | 0.003 | 0.051 | 0 |  | --> | C14 ex GREYSTONES | GREYSTONES: T42 | FASSAROE |  | 53.1422 | -6.0944
MV/LV Substation KI***772 | 20 kV | 400V(3ph) & 230V(single ph) | LV | 200 kVA :Kiosk Substation | 0.2 | --> | 0.2 | 0 | 0 | Constrained,otherwise capacity available =125kVA. | --> | 0.19 | 0 | 0 | 0 | 0.021 | 0 | 0 | Constrained,otherwise capacity available =189kW. | --> | E12 ex BIRR | BIRR: T422 | DALLOW |  | 53.0962 | -7.7221
MV/LV Substation KI***774 | 20 kV | 400V(3ph) & 230V(single ph) | LV | 50 kVA :Pole Substation | 0.05 | --> | 0.05 | 0 | 0 | Constrained,otherwise capacity available =22kVA. | --> | 0.047 | 0 | 0 | 0 | 0 | 0.053 | 0 |  | --> | C17 ex KINSALE | KINSALE: T41∥T42 | BANDON |  | 51.8036 | -8.6271
MV/LV Substation KI***774X | 20 kV | 400V(3ph) & 230V(single ph) | LV | 50 kVA :Pole Substation | 0.05 | --> | 0.05 | 0 | 0 | Constrained,otherwise capacity available =19kVA. | --> | 0.047 | 0 | 0 | 0 | 0 | 0.054 | 0 |  | --> | E17 ex BALTINGLASS | BALTINGLASS: T421∥T422 | STRATFORD |  | 52.9018 | -6.6465
MV/LV Substation KI***775Z | 20 kV | 400V(3ph) & 230V(single ph) | LV | 630 kVA :Building Structure | 0.63 | --> | 0.63 | 0 | 0 | Constrained,otherwise capacity available =500kVA. | --> | 0.598 | 0 | 0 | 0 | 0 | 0.5 | 0 |  | --> | E11 ex KILCULLEN | KILCULLEN: T424 | STRATFORD |  | 53.1229 | -6.755
MV/LV Substation KI***778 | 20 kV | 400V(3ph) & 230V(single ph) | LV | 100 kVA :Pole Substation | 0.1 | --> | 0.1 | 0.073 | 2.8 |  | --> | 0.095 | 0 | 0 | 0 | 0 | 0 | 0 | Constrained,otherwise capacity available =103kW. | --> | C21 ex LEE BRIDGE | LEE BRIDGE: T41 | MACROOM |  | 51.8998 | -9.0819
MV/LV Substation KI***780X | 20 kV | 400V(3ph) & 230V(single ph) | LV | 50 kVA :Pole Substation | 0.05 | --> | 0.05 | 0 | 0 | Constrained,otherwise capacity available =45kVA. | --> | 0.047 | 0 | 0 | 0 | 0 | 0.05 | 0 |  | --> | C19 ex ENNISTYMON | ENNISTYMON: T41∥T42 | ENNIS |  | 52.9791 | -9.2168
MV/LV Substation KI***781Y | 10 kV | 400V(3ph) & 230V(single ph) | LV | 50 kVA :Pole Substation | 0.05 | --> | 0.05 | 0.05 | 1.4 |  | --> | 0.047 | 0 | 0 | 0 | 0 | 0 | 0 | Constrained,otherwise capacity available =49kW. | --> | C16 ex DEERPARK | DEERPARK: T41∥T42 | BALLYDINE |  | 52.4004 | -7.5416
MV/LV Substation KI***782Y | 10 kV | 400V(3ph) & 230V(single ph) | LV | 630 kVA :Kiosk Substation | 0.63 | --> | 0.63 | 0.5 | 1.5 |  | --> | 0.598 | 0 | 0 | 0 | 0.005 | 0.5 | 0 |  | --> | C16 ex DERRYCRAMPH | DERRYCRAMPH: T41∥T42 | SHANKILL |  | 53.9881 | -7.346
MV/LV Substation KI***782Y | 20 kV | 400V(3ph) & 230V(single ph) | LV | 50 kVA :Pole Substation | 0.05 | --> | 0.05 | 0.033 | 6.9 |  | --> | 0.047 | 0 | 0 | 0 | 0 | 0 | 0 | Constrained,otherwise capacity available =51kW. | --> | E14 ex RATHKEALE | RATHKEALE: T421∥T422 | RATHKEALE |  | 52.523 | -8.8129
MV/LV Substation KI***783 | 20 kV | 400V(3ph) & 230V(single ph) | LV | 50 kVA :Pole Substation | 0.05 | --> | 0.05 | 0 | 0 | Constrained,otherwise capacity available =48kVA. | --> | 0.047 | 0 | 0 | 0 | 0 | 0.049 | 0 |  | --> | E43 ex CLAREGALWAY | CLAREGALWAY: T421 | GALWAY 110KV |  | 53.3529 | -8.9182
MV/LV Substation KI***783 | 20 kV | 400V(3ph) & 230V(single ph) | LV | 400 kVA :Building Structure | 0.4 | --> | 0.4 | 0.045 | 0 | Constrained,otherwise capacity available =355kVA. | --> | 0.38 | 0 | 0 | 0 | 0 | 0.406 | 0 |  | --> | E25 ex TALBOTS INCH | TALBOTS INCH: T41∥T42 | KILKENNY |  | 52.6967 | -7.3236
MV/LV Substation KI***783X | 10 kV | 400V(3ph) & 230V(single ph) | LV | 100 kVA :Pole Substation | 0.1 | --> | 0.1 | 0.076 | 4.9 |  | --> | 0.095 | 0 | 0 | 0 | 0 | 0.103 | 0 |  | --> | C11 ex BALLINCOLLIG | BALLINCOLLIG: T41 | KILBARRY |  | 51.8421 | -8.532
MV/LV Substation KI***784Y | 20 kV | 400V(3ph) & 230V(single ph) | LV | 400 kVA :Kiosk Substation | 0.4 | --> | 0.4 | 0.367 | 1.4 |  | --> | 0.38 | 0 | 0 | 0 | 0 | 0 | 0 | Constrained,otherwise capacity available =404kW. | --> | C18 ex DEERPARK | DEERPARK: T41∥T42 | BALLYDINE |  | 52.5121 | -7.5094
MV/LV Substation KI***785Z | 10 kV | 400V(3ph) & 230V(single ph) | LV | 630 kVA :Building Structure | 0.63 | --> | 0.63 | 0 | 0 | Constrained,otherwise capacity available =213kVA. | --> | 0.598 | 0 | 0 | 0 | 0 | 0.5 | 0 |  | --> | C13 ex KILDARE | KILDARE: T41∥T42 | NEWBRIDGE |  | 53.154 | -6.9171
MV/LV Substation KI***786Z | 10 kV | 400V(3ph) & 230V(single ph) | LV | 400 kVA :Building Structure | 0.4 | --> | 0.4 | 0 | 0 | Constrained,otherwise capacity available =252kVA. | --> | 0.38 | 0 | 0 | 0 | 0 | 0.422 | 0 |  | --> | C13 ex KILDARE | KILDARE: T41∥T42 | NEWBRIDGE |  | 53.1526 | -6.9173
MV/LV Substation KI***787X | 20 kV | 400V(3ph) & 230V(single ph) | LV | 100 kVA :Pole Substation | 0.1 | --> | 0.1 | 0.037 | 6.9 |  | --> | 0.095 | 0 | 0 | 0 | 0 | 0 | 0 | Constrained,otherwise capacity available =109kW. | --> | E12 ex RATHKEALE | RATHKEALE: T421∥T422 | RATHKEALE |  | 52.4807 | -8.9416
MV/LV Substation KI***787Z | 10 kV | 400V(3ph) & 230V(single ph) | LV | 1000 kVA :Kiosk Substation | 1 | --> | 1 | 0 | 0 | Constrained,otherwise capacity available =500kVA. | --> | 0.95 | 0 | 0 | 0 | 0 | 0.5 | 0 |  | --> | C13 ex KILDARE | KILDARE: T41∥T42 | NEWBRIDGE |  | 53.154 | -6.916
MV/LV Substation KI***790 | 20 kV | 400V(3ph) & 230V(single ph) | LV | 100 kVA :Pole Substation | 0.1 | --> | 0.1 | 0.092 | 5.6 |  | --> | 0.095 | 0 | 0 | 0 | 0 | 0.1 | 0 |  | --> | E14 ex CRANE | CRANE: T122 | CRANE |  | 52.5433 | -6.5219
MV/LV Substation KI***790X | 20 kV | 400V(3ph) & 230V(single ph) | LV | 100 kVA :Pole Substation | 0.1 | --> | 0.1 | 0 | 0 | Constrained,otherwise capacity available =85kVA. | --> | 0.095 | 0 | 0 | 0 | 0 | 0.102 | 0 |  | --> | C24 ex MACETOWN | MACETOWN: T102 | MACETOWN |  | 53.4816 | -6.4165
MV/LV Substation KI***797X | 10 kV | 400V(3ph) & 230V(single ph) | LV | 400 kVA :Kiosk Substation | 0.4 | --> | 0.4 | 0.329 | 5 |  | --> | 0.38 | 0 | 0 | 0 | 0.004 | 0.406 | 0 |  | --> | C24 ex GALWAY 110KV | GALWAY 110KV: T102 | GALWAY 110KV |  | 53.2735 | -9
MV/LV Substation KI***797Z | 10 kV | 400V(3ph) & 230V(single ph) | LV | 100 kVA :Pole Substation | 0.1 | --> | 0.1 | 0.09 | 5.6 |  | --> | 0.095 | 0 | 0 | 0 | 0 | 0.101 | 0 |  | --> | C13 ex PURCELLS INCH | PURCELLS INCH: T42 | KILKENNY |  | 52.6072 | -7.221
MV/LV Substation KI***798 | 20 kV | 400V(3ph) & 230V(single ph) | LV | 50 kVA :Pole Substation | 0.05 | --> | 0.05 | 0 | 0 | Constrained,otherwise capacity available =48kVA. | --> | 0.047 | 0 | 0 | 0 | 0 | 0.049 | 0 |  | --> | E17 ex KILCOLGAN | KILCOLGAN: T421 | GALWAY 110KV |  | 53.178 | -8.8437
MV/LV Substation KI***798 | 10 kV | 400V(3ph) & 230V(single ph) | LV | 50 kVA :Pole Substation | 0.05 | --> | 0.05 | 0.034 | 2.2 |  | --> | 0.047 | 0 | 0 | 0 | 0 | 0.051 | 0 |  | --> | C18 ex KINGSCOURT | KINGSCOURT: T42 | MEATH HILL |  | 53.9048 | -6.7932
MV/LV Substation KI***798 | 10 kV | 400V(3ph) & 230V(single ph) | LV | 50 kVA :Pole Substation | 0.05 | --> | 0.05 | 0.034 | 1 |  | --> | 0.047 | 0 | 0 | 0 | 0.003 | 0 | 0 | Constrained,otherwise capacity available =48kW. | --> | C15 ex KILCLOHER | KILCLOHER: T42 | DUNGARVAN |  | 52.1025 | -7.7441
MV/LV Substation KI***798X | 20 kV | 400V(3ph) & 230V(single ph) | LV | 50 kVA :Pole Substation | 0.05 | --> | 0.05 | 0.038 | 5.6 |  | --> | 0.047 | 0 | 0 | 0 | 0.023 | 0.026 | 0 |  | --> | E18 ex CRANE | CRANE: T122 | CRANE |  | 52.5173 | -6.3828
MV/LV Substation KI***798Z | 20 kV | 400V(3ph) & 230V(single ph) | LV | 50 kVA :Pole Substation | 0.05 | --> | 0.05 | 0.027 | 0.3 |  | --> | 0.047 | 0 | 0 | 0 | 0.003 | 0.049 | 0 |  | --> | C23 ex TUAM NORTH | TUAM NORTH: T41∥T42 | CLOON |  | 53.5731 | -8.9766
MV/LV Substation KI***800 | 20 kV | 400V(3ph) & 230V(single ph) | LV | 50 kVA :Pole Substation | 0.05 | --> | 0.05 | 0.009 | 6.3 |  | --> | 0.047 | 0 | 0 | 0 | 0 | 0.055 | 0 |  | --> | C26 ex KILBARRY | KILBARRY: T43 | KILBARRY |  | 51.9262 | -8.5124
MV/LV Substation KI***801 | 10 kV | 400V(3ph) & 230V(single ph) | LV | 100 kVA :Pole Substation | 0.1 | --> | 0.1 | 0.1 | 3.6 |  | --> | 0.095 | 0 | 0 | 0 | 0 | 0.1 | 0 |  | --> | C15 ex BOGHALL ROAD | BOGHALL ROAD: T41 | FASSAROE |  | 53.1758 | -6.1152
MV/LV Substation KI***801X | 20 kV | 400V(3ph) & 230V(single ph) | LV | 50 kVA :Pole Substation | 0.05 | --> | 0.05 | 0 | 0 | Constrained,otherwise capacity available =19kVA. | --> | 0.047 | 0 | 0 | 0 | 0.002 | 0.051 | 0 |  | --> | E11 ex EDENDERRY | EDENDERRY: T421∥T422 | BLAKE |  | 53.334 | -7.0685
MV/LV Substation KI***802 | 20 kV | 400V(3ph) & 230V(single ph) | LV | 100 kVA :Pole Substation | 0.1 | --> | 0.1 | 0.054 | 4.5 |  | --> | 0.095 | 0 | 0 | 0 | 0.039 | 0.065 | 0 |  | --> | E13 ex TELAYDON | TELAYDON: T421 | LISDRUM |  | 54.2595 | -7.0419
MV/LV Substation KI***804 | 10 kV | 400V(3ph) & 230V(single ph) | LV | 50 kVA :Pole Substation | 0.05 | --> | 0.05 | 0.029 | 3.4 |  | --> | 0.047 | 0 | 0 | 0 | 0.011 | 0.04 | 0 |  | --> | C15 ex CAUSEWAY | CAUSEWAY: T41∥T42 | TRALEE |  | 52.3692 | -9.7721
MV/LV Substation KI***806X | 10 kV | 400V(3ph) & 230V(single ph) | LV | 50 kVA :Pole Substation | 0.05 | --> | 0.05 | 0 | 0 | Constrained,otherwise capacity available =11kVA. | --> | 0.047 | 0 | 0 | 0 | 0.003 | 0 | 0 | Constrained,otherwise capacity available =51kW. | --> | E11 ex ASHBOURNE | ASHBOURNE: T421 | FINGLAS |  | 53.4477 | -6.2942
MV/LV Substation KI***807X | 10 kV | 400V(3ph) & 230V(single ph) | LV | 50 kVA :Pole Substation | 0.05 | --> | 0.05 | 0.039 | 1.5 |  | --> | 0.047 | 0 | 0 | 0 | 0 | 0.051 | 0 |  | --> | C19 ex SALLINS | SALLINS: T41 | GRIFFINRATH |  | 53.2838 | -6.7459
MV/LV Substation KI***807Y | 20 kV | 400V(3ph) & 230V(single ph) | LV | 100 kVA :Pole Substation | 0.1 | --> | 0.1 | 0.079 | 1 |  | --> | 0.095 | 0 | 0 | 0 | 0 | 0.103 | 0 |  | --> | E14 ex RANDALSTOWN | RANDALSTOWN: T422 | NAVAN |  | 53.6983 | -6.6746
MV/LV Substation KI***808X | 10 kV | 400V(3ph) & 230V(single ph) | LV | 100 kVA :Pole Substation | 0.1 | --> | 0.1 | 0.022 | 0 | Constrained,otherwise capacity available =98kVA. | --> | 0.095 | 0 | 0 | 0 | 0 | 0.1 | 0 |  | --> | C11 ex RATHDRUM | RATHDRUM: T42 | ARKLOW |  | 52.8856 | -6.1841
MV/LV Substation KI***808X | 10 kV | 400V(3ph) & 230V(single ph) | LV | 50 kVA :Pole Substation | 0.05 | --> | 0.05 | 0 | 0 | Constrained,otherwise capacity available =48kVA. | --> | 0.047 | 0 | 0 | 0 | 0.003 | 0 | 0 | Constrained,otherwise capacity available =46kW. | --> | E11 ex ASHBOURNE | ASHBOURNE: T421 | FINGLAS |  | 53.4513 | -6.282
MV/LV Substation KI***810 | 20 kV | 400V(3ph) & 230V(single ph) | LV | 45 kVA :Pole Substation | 0.045 | --> | 0.045 | 0 | 4.5 |  | --> | 0.042 | 0 | 0 | 0 | 0.049 | 0 | 0 |  | --> | E12 ex CLARA | CLARA: T422 | THORNSBERRY |  | 53.3624 | -7.495
MV/LV Substation KI***810X | 10 kV | 400V(3ph) & 230V(single ph) | LV | 50 kVA :Pole Substation | 0.05 | --> | 0.05 | 0 | 0 | Constrained,otherwise capacity available =40kVA. | --> | 0.047 | 0 | 0 | 0 | 0 | 0 | 0 | Constrained,otherwise capacity available =51kW. | --> | E11 ex ASHBOURNE | ASHBOURNE: T421 | FINGLAS |  | 53.4521 | -6.2775
MV/LV Substation KI***810X | 10 kV | 400V(3ph) & 230V(single ph) | LV | 200 kVA :Pole Substation | 0.2 | --> | 0.2 | 0.176 | 5.5 |  | --> | 0.19 | 0 | 0 | 0 | 0 | 0.203 | 0 |  | --> | C12 ex ABBEYLAND | ABBEYLAND: T42 | NAVAN |  | 53.6807 | -6.675
MV/LV Substation KI***810Y | 20 kV | 400V(3ph) & 230V(single ph) | LV | 50 kVA :Pole Substation | 0.05 | --> | 0.05 | 0.049 | 2.5 |  | --> | 0.047 | 0 | 0 | 0 | 0 | 0.049 | 0 |  | --> | E13 ex TULLOW | TULLOW: T421 | CARLOW |  | 52.8428 | -6.7782
MV/LV Substation KI***810Z | 10 kV | 400V(3ph) & 230V(single ph) | LV | 100 kVA :Pole Substation | 0.1 | --> | 0.1 | 0.063 | 2.7 |  | --> | 0.095 | 0 | 0 | 0 | 0 | 0.105 | 0 |  | --> | C11 ex CALLAN | CALLAN: T41∥T42 | KILKENNY |  | 52.621 | -7.4186
MV/LV Substation KI***811X | 10 kV | 400V(3ph) & 230V(single ph) | LV | 400 kVA :Building Structure | 0.4 | --> | 0.4 | 0.118 | 1.3 |  | --> | 0.38 | 0 | 0 | 0 | 0 | 0.442 | 0 |  | --> | C15 ex TYMON | TYMON: T41 | COOKSTOWN |  | 53.2896 | -6.332
MV/LV Substation KI***812 | 20 kV | 400V(3ph) & 230V(single ph) | LV | 200 kVA :Pole Substation | 0.2 | --> | 0.2 | 0.159 | 1 |  | --> | 0.19 | 0 | 0 | 0 | 0.012 | 0 | 0 | Constrained,otherwise capacity available =193kW. | --> | E12 ex CARNDONAGH | CARNDONAGH: T421∥T422 | TRILLICK |  | 55.3315 | -7.2894
MV/LV Substation KI***812 | 20 kV | 400V(3ph) & 230V(single ph) | LV | 50 kVA :Pole Substation | 0.05 | --> | 0.05 | 0.049 | 4.5 |  | --> | 0.047 | 0 | 0 | 0 | 0 | 0.049 | 0 |  | --> | E12 ex CLARA | CLARA: T422 | THORNSBERRY |  | 53.3649 | -7.4869
MV/LV Substation KI***813Y | 10 kV | 400V(3ph) & 230V(single ph) | LV | 400 kVA :Kiosk Substation | 0.4 | --> | 0.4 | 0.296 | 1.3 |  | --> | 0.38 | 0 | 0 | 0 | 0.04 | 0.373 | 0 |  | --> | C12 ex GRANGE (SR) | GRANGE (SR): T41∥T42 | BUTLERSTOWN |  | 52.2341 | -7.1091
MV/LV Substation KI***814X | 10 kV | 400V(3ph) & 230V(single ph) | LV | 200 kVA :Building Structure | 0.2 | --> | 0.2 | 0.129 | 2.1 |  | --> | 0.19 | 0 | 0 | 0 | 0 | 0.21 | 0 |  | --> | C21 ex WATERFORD IND EST | WATERFORD IND EST: T41 | BUTLERSTOWN |  | 52.2463 | -7.1259
MV/LV Substation KI***814Z | 20 kV | 400V(3ph) & 230V(single ph) | LV | 100 kVA :Pole Substation | 0.1 | --> | 0.1 | 0.099 | 0.8 |  | --> | 0.095 | 0 | 0 | 0 | 0 | 0 | 0 | Constrained,otherwise capacity available =100kW. | --> | C12 ex BANTRY | BANTRY: T41∥T42 | BALLYLICKY |  | 51.5811 | -9.7058
MV/LV Substation KI***815X | 10 kV | 400V(3ph) & 230V(single ph) | LV | 50 kVA :Pole Substation | 0.05 | --> | 0.05 | 0.039 | 3.2 |  | --> | 0.047 | 0 | 0 | 0 | 0 | 0.051 | 0 |  | --> | C20 ex MCDONAGH | MCDONAGH: T42 | KILKENNY |  | 52.7093 | -7.195
MV/LV Substation KI***816X | 10 kV | 400V(3ph) & 230V(single ph) | LV | 100 kVA :Pole Substation | 0.1 | --> | 0.1 | 0 | 0 | Constrained,otherwise capacity available =85kVA. | --> | 0.095 | 0 | 0 | 0 | 0 | 0.102 | 0 |  | --> | C12 ex BRUFF | BRUFF: T42 | LIMERICK |  | 52.5208 | -8.4018
MV/LV Substation KI***817X | 10 kV | 400V(3ph) & 230V(single ph) | LV | 50 kVA :Pole Substation | 0.05 | --> | 0.05 | 0.049 | 2.6 |  | --> | 0.047 | 0 | 0 | 0 | 0 | 0.049 | 0 |  | --> | C12 ex CLOONBANNIN | CLOONBANNIN: T42 | GLENLARA |  | 52.1754 | -9.1648
MV/LV Substation KI***817Z | 10 kV | 400V(3ph) & 230V(single ph) | LV | 50 kVA :Pole Substation | 0.05 | --> | 0.05 | 0 | 0 | Constrained,otherwise capacity available =42kVA. | --> | 0.047 | 0 | 0 | 0 | 0 | 0.05 | 0 |  | --> | C11 ex ROSEHILL | ROSEHILL: T41 | KILKENNY |  | 52.6501 | -7.2831
MV/LV Substation KI***818 | 10 kV | 400V(3ph) & 230V(single ph) | LV | 100 kVA :Pole Substation | 0.1 | --> | 0.1 | 0.014 | 0.9 |  | --> | 0.095 | 0 | 0 | 0 | 0.013 | 0.099 | 0 |  | --> | C11 ex BRAY | BRAY: T41 | FASSAROE |  | 53.1935 | -6.1738
MV/LV Substation KI***818Z | 20 kV | 400V(3ph) & 230V(single ph) | LV | 200 kVA :Pole Substation | 0.2 | --> | 0.2 | 0.169 | 2.5 |  | --> | 0.19 | 0 | 0 | 0 | 0 | 0.204 | 0 |  | --> | C26 ex ATHY | ATHY: T102 | ATHY |  | 53.1262 | -6.9577
MV/LV Substation KI***819X | 20 kV | 400V(3ph) & 230V(single ph) | LV | 50 kVA :Pole Substation | 0.05 | --> | 0.05 | 0 | 0 | Constrained,otherwise capacity available =43kVA. | --> | 0.047 | 0 | 0 | 0 | 0 | 0.05 | 0 |  | --> | E14 ex KILCOCK | KILCOCK: T422 | GRIFFINRATH |  | 53.4256 | -6.6945
MV/LV Substation KI***819Y | 20 kV | 400V(3ph) & 230V(single ph) | LV | 50 kVA :Pole Substation | 0.05 | --> | 0.05 | 0 | 0 | Constrained,otherwise capacity available =28kVA. | --> | 0.047 | 0 | 0 | 0 | 0 | 0 | 0 | Constrained,otherwise capacity available =52kW. | --> | E12 ex CASTLELYONS | CASTLELYONS: T421∥T422 | BARRYMORE |  | 52.059 | -8.2765
MV/LV Substation KI***820 | 20 kV | 400V(3ph) & 230V(single ph) | LV | 50 kVA :Pole Substation | 0.05 | --> | 0.05 | 0.043 | 4.5 |  | --> | 0.047 | 0 | 0 | 0 | 0 | 0.05 | 0 |  | --> | E13 ex TELAYDON | TELAYDON: T421 | LISDRUM |  | 54.2513 | -7.1412
MV/LV Substation KI***821 | 10 kV | 400V(3ph) & 230V(single ph) | LV | 100 kVA :Pole Substation | 0.1 | --> | 0.1 | 0 | 0.7 |  | --> | 0.095 | 0 | 0 | 0 | 0 | 0.118 | 0 |  | --> | C26 ex GLENTIES | GLENTIES: T41 | BINBANE |  | 54.838 | -8.3089
MV/LV Substation KI***821 | 20 kV | 400V(3ph) & 230V(single ph) | LV | 100 kVA :Pole Substation | 0.1 | --> | 0.1 | 0.087 | 0.8 |  | --> | 0.095 | 0 | 0 | 0 | 0 | 0 | 0 | Constrained,otherwise capacity available =101kW. | --> | E17 ex KILMACTHOMAS | KILMACTHOMAS: T421∥T422 | DUNGARVAN |  | 52.2206 | -7.4315
MV/LV Substation KI***821X | 10 kV | 400V(3ph) & 230V(single ph) | LV | 200 kVA :Kiosk Substation | 0.2 | --> | 0.2 | 0.12 | 0.1 | Constrained,otherwise capacity available =165kVA. | --> | 0.19 | 0 | 0 | 0 | 0.003 | 0 | 0 | Constrained,otherwise capacity available =202kW. | --> | C23 ex CREGG ROAD | CREGG ROAD: T41∥T42 | BALLYDINE |  | 52.3551 | -7.3295
MV/LV Substation KI***822X | 10 kV | 400V(3ph) & 230V(single ph) | LV | 200 kVA :Pole Substation | 0.2 | --> | 0.2 | 0.168 | 2.4 |  | --> | 0.19 | 0 | 0 | 0 | 0 | 0.204 | 0 |  | --> | C18 ex PORTLAW | PORTLAW: T41∥T42 | BUTLERSTOWN |  | 52.3057 | -7.3083
MV/LV Substation KI***822Y | 20 kV | 400V(3ph) & 230V(single ph) | LV | 50 kVA :Pole Substation | 0.05 | --> | 0.05 | 0.05 | 1.8 |  | --> | 0.047 | 0 | 0 | 0 | 0 | 0.049 | 0 |  | --> | C18 ex DUNDALK | DUNDALK: T41 | DUNDALK |  | 54.036 | -6.4283
MV/LV Substation KI***823 | 20 kV | 400V(3ph) & 230V(single ph) | LV | 100 kVA :Pole Substation | 0.1 | --> | 0.1 | 0.065 | 26.7 |  | --> | 0.095 | 0 | 0 | 0 | 0 | 0.105 | 0 |  | --> | E12 ex WEXFORD | WEXFORD: T121∥T122 | WEXFORD |  | 52.3839 | -6.5778
MV/LV Substation KI***823 | 20 kV | 400V(3ph) & 230V(single ph) | LV | 50 kVA :Pole Substation | 0.05 | --> | 0.05 | 0 | 0 | Constrained,otherwise capacity available =44kVA. | --> | 0.047 | 0 | 0 | 0 | 0 | 0.05 | 0 |  | --> | C11 ex KILDARE | KILDARE: T41∥T42 | NEWBRIDGE |  | 53.1679 | -6.9402
MV/LV Substation KI***823 | 10 kV | 400V(3ph) & 230V(single ph) | LV | 100 kVA :Pole Substation | 0.1 | --> | 0.1 | 0.097 | 3.7 |  | --> | 0.095 | 0 | 0 | 0 | 0 | 0 | 0 | Constrained,otherwise capacity available =100kW. | --> | E19 ex FOXHOLE | FOXHOLE: T421∥T422 | DUNGARVAN |  | 52.0599 | -7.9018
MV/LV Substation KI***824X | 10 kV | 400V(3ph) & 230V(single ph) | LV | 50 kVA :Pole Substation | 0.05 | --> | 0.05 | 0 | 0 | Constrained,otherwise capacity available =45kVA. | --> | 0.047 | 0 | 0 | 0 | 0 | 0.05 | 0 |  | --> | C11 ex GARDEN CITY | GARDEN CITY: T41∥T42 | ARKLOW |  | 52.7079 | -6.2107
MV/LV Substation KI***824X | 20 kV | 400V(3ph) & 230V(single ph) | LV | 50 kVA :Pole Substation | 0.05 | --> | 0.05 | 0 | 0 | Constrained,otherwise capacity available =45kVA. | --> | 0.047 | 0 | 0 | 0 | 0.004 | 0.046 | 0 |  | --> | E17 ex CREAGH | CREAGH: T421∥T422 | ATHLONE |  | 53.3303 | -8.4039
MV/LV Substation KI***824Y | 10 kV | 400V(3ph) & 230V(single ph) | LV | 400 kVA :Kiosk Substation | 0.4 | --> | 0.4 | 0.325 | 3.3 |  | --> | 0.38 | 0 | 0 | 0 | 0 | 0.411 | 0 |  | --> | C19 ex CAHERDAVIN | CAHERDAVIN: T41 | ARDNACRUSHA |  | 52.673 | -8.6366
MV/LV Substation KI***824Z | 20 kV | 400V(3ph) & 230V(single ph) | LV | 100 kVA :Pole Substation | 0.1 | --> | 0.1 | 0 | 0 | Constrained,otherwise capacity available =95kVA. | --> | 0.095 | 0 | 0 | 0 | 0 | 0.1 | 0 |  | --> | E19 ex EDENDERRY | EDENDERRY: T421∥T422 | BLAKE |  | 53.4602 | -7.105
MV/LV Substation KI***825X | 20 kV | 400V(3ph) & 230V(single ph) | LV | 50 kVA :Pole Substation | 0.05 | --> | 0.05 | 0 | 0 | Constrained,otherwise capacity available =50kVA. | --> | 0.047 | 0 | 0 | 0 | 0 | 0 | 0 | Constrained,otherwise capacity available =49kW. | --> | E12 ex BIRR | BIRR: T422 | DALLOW |  | 53.106 | -7.836
MV/LV Substation KI***826 | 20 kV | 400V(3ph) & 230V(single ph) | LV | 200 kVA :Pole Substation | 0.2 | --> | 0.2 | 0 | 0 | Constrained,otherwise capacity available =196kVA. | --> | 0.19 | 0 | 0 | 0 | 0 | 0.2 | 0 |  | --> | C14 ex CARRICK ON SHANNON | CARRICK ON SHANNON: T41∥T42 | CARRICK ON SHANNON |  | 53.9699 | -8.0573
MV/LV Substation KI***826 | 20 kV | 400V(3ph) & 230V(single ph) | LV | 50 kVA :Pole Substation | 0.05 | --> | 0.05 | 0.05 | 11.9 |  | --> | 0.047 | 0 | 0 | 0 | 0 | 0 | 0 | Constrained,otherwise capacity available =49kW. | --> | E12 ex WESTPORT | WESTPORT: T421∥T422 | CASTLEBAR |  | 53.7566 | -9.369
MV/LV Substation KI***826X | 20 kV | 400V(3ph) & 230V(single ph) | LV | 50 kVA :Pole Substation | 0.05 | --> | 0.05 | 0 | 0 | Constrained,otherwise capacity available =42kVA. | --> | 0.047 | 0 | 0 | 0 | 0.015 | 0.034 | 0 |  | --> | E11 ex ACADEMY STREET | ACADEMY STREET: T421∥T422 | NAVAN |  | 53.5435 | -6.5993
MV/LV Substation KI***827 | 10 kV | 400V(3ph) & 230V(single ph) | LV | 100 kVA :Pole Substation | 0.1 | --> | 0.1 | 0 | 0 | Constrained,otherwise capacity available =52kVA. | --> | 0.095 | 0 | 0 | 0 | 0 | 0.106 | 0 |  | --> | C22 ex KILMONEY | KILMONEY: T41∥T42 | TRABEG |  | 51.8102 | -8.3749
MV/LV Substation KI***827 | 10 kV | 400V(3ph) & 230V(single ph) | LV | 100 kVA :Pole Substation | 0.1 | --> | 0.1 | 0 | 0 | Constrained,otherwise capacity available =79kVA. | --> | 0.095 | 0 | 0 | 0 | 0 | 0 | 0 | Constrained,otherwise capacity available =103kW. | --> | C20 ex CLOONLOUGH | CLOONLOUGH: T41∥T42 | BARRYMORE |  | 52.2429 | -8.2782
MV/LV Substation KI***830 | 10 kV | 400V(3ph) & 230V(single ph) | LV | 50 kVA :Pole Substation | 0.05 | --> | 0.05 | 0.049 | 2.7 |  | --> | 0.047 | 0 | 0 | 0 | 0.002 | 0.047 | 0 |  | --> | C19 ex CASTLEBLAYNEY | CASTLEBLAYNEY: T41 | DUNDALK |  | 54.1066 | -6.7478
MV/LV Substation KI***830Y | 20 kV | 400V(3ph) & 230V(single ph) | LV | 630 kVA :Kiosk Substation | 0.63 | --> | 0.63 | 0.391 | 3.4 |  | --> | 0.598 | 0 | 0 | 0 | 0 | 0.5 | 0 |  | --> | E20 ex CLONMINCH | CLONMINCH: T422 | THORNSBERRY |  | 53.3165 | -7.2828
MV/LV Substation KI***831 | 10 kV | 400V(3ph) & 230V(single ph) | LV | 400 kVA :Kiosk Substation | 0.4 | --> | 0.4 | 0.248 | 4.3 |  | --> | 0.38 | 0 | 0 | 0 | 0.003 | 0.42 | 0 |  | --> | C18 ex WHITESTOWN | WHITESTOWN: T42 | COOKSTOWN |  | 53.2804 | -6.3863
MV/LV Substation KI***831 | 10 kV | 400V(3ph) & 230V(single ph) | LV | 400 kVA :Kiosk Substation | 0.4 | --> | 0.4 | 0.236 | 1.6 |  | --> | 0.38 | 0 | 0 | 0 | 0.004 | 0.42 | 0 |  | --> | C11 ex NEWTOWNCUNNINGHAM | NEWTOWNCUNNINGHAM: T41∥T42 | LETTERKENNY |  | 54.9797 | -7.4104
MV/LV Substation KI***831 | 20 kV | 400V(3ph) & 230V(single ph) | LV | 50 kVA :Pole Substation | 0.05 | --> | 0.05 | 0.024 | 0.8 |  | --> | 0.047 | 0 | 0 | 0 | 0.004 | 0 | 0 | Constrained,otherwise capacity available =49kW. | --> | C12 ex BANTRY | BANTRY: T41∥T42 | BALLYLICKY |  | 51.5822 | -9.7018
MV/LV Substation KI***831X | 20 kV | 400V(3ph) & 230V(single ph) | LV | 50 kVA :Pole Substation | 0.05 | --> | 0.05 | 0 | 0 | Constrained,otherwise capacity available =37kVA. | --> | 0.047 | 0 | 0 | 0 | 0 | 0 | 0 | Constrained,otherwise capacity available =51kW. | --> | C14 ex FERMOY NORTH | FERMOY NORTH: T41∥T42 | BARRYMORE |  | 52.1737 | -8.2257
MV/LV Substation KI***831Y | 10 kV | 400V(3ph) & 230V(single ph) | LV | 50 kVA :Pole Substation | 0.05 | --> | 0.05 | 0.036 | 2.5 |  | --> | 0.047 | 0 | 0 | 0 | 0 | 0.051 | 0 |  | --> | C26 ex ATHY | ATHY: T102 | ATHY |  | 53.0431 | -7.0157
MV/LV Substation KI***831Z | 10 kV | 400V(3ph) & 230V(single ph) | LV | 200 kVA :Pole Substation | 0.2 | --> | 0.2 | 0 | 0 | Constrained,otherwise capacity available =161kVA. | --> | 0.19 | 0 | 0 | 0 | 0 | 0.205 | 0 |  | --> | C14 ex SWORDS | SWORDS: T42 | GLASMORE |  | 53.447 | -6.2663
MV/LV Substation KI***832 | 10 kV | 400V(3ph) & 230V(single ph) | LV | 400 kVA :Kiosk Substation | 0.4 | --> | 0.4 | 0.266 | 4.3 |  | --> | 0.38 | 0 | 0 | 0 | 0.007 | 0.412 | 0 |  | --> | C18 ex WHITESTOWN | WHITESTOWN: T42 | COOKSTOWN |  | 53.2789 | -6.3884
MV/LV Substation KI***832X | 20 kV | 400V(3ph) & 230V(single ph) | LV | 100 kVA :Pole Substation | 0.1 | --> | 0.1 | 0.094 | 7.4 |  | --> | 0.095 | 0 | 0 | 0 | 0 | 0.1 | 0 |  | --> | C24 ex MULLINGAR | MULLINGAR: T102 | MULLINGAR |  | 53.6125 | -7.3696
MV/LV Substation KI***833X | 10 kV | 400V(3ph) & 230V(single ph) | LV | 200 kVA :Kiosk Substation | 0.2 | --> | 0.2 | 0.103 | 1.6 |  | --> | 0.19 | 0 | 0 | 0 | 0.002 | 0.212 | 0 |  | --> | C16 ex CLONDALKIN | CLONDALKIN: T42 | INCHICORE 220KV |  | 53.3182 | -6.417
MV/LV Substation KI***833Z | 10 kV | 400V(3ph) & 230V(single ph) | LV | 400 kVA :Kiosk Substation | 0.4 | --> | 0.4 | 0.317 | 2.7 |  | --> | 0.38 | 0 | 0 | 0 | 0.017 | 0.394 | 0 |  | --> | C19 ex CALLAN | CALLAN: T41∥T42 | KILKENNY |  | 52.5411 | -7.3844
MV/LV Substation KI***835X | 10 kV | 400V(3ph) & 230V(single ph) | LV | 400 kVA :Building Structure | 0.4 | --> | 0.4 | 0 | 0 | Constrained,otherwise capacity available =243kVA. | --> | 0.38 | 0 | 0 | 0 | 0.078 | 0.341 | 0 |  | --> | C20 ex CAVAN | CAVAN: T42 | SHANKILL |  | 53.9871 | -7.3229
MV/LV Substation KI***835X | 10 kV | 400V(3ph) & 230V(single ph) | LV | 630 kVA :Kiosk Substation | 0.63 | --> | 0.63 | 0.5 | 3.9 |  | --> | 0.598 | 0 | 0 | 0 | 0.002 | 0.5 | 0 |  | --> | C17 ex BALLYJAMESDUFF | BALLYJAMESDUFF: T41 | SHANKILL |  | 53.8797 | -7.2678
MV/LV Substation KI***835Z | 20 kV | 400V(3ph) & 230V(single ph) | LV | 50 kVA :Pole Substation | 0.05 | --> | 0.05 | 0.039 | 26.7 |  | --> | 0.047 | 0 | 0 | 0 | 0 | 0.051 | 0 |  | --> | E12 ex WEXFORD | WEXFORD: T121∥T122 | WEXFORD |  | 52.3554 | -6.7036
MV/LV Substation KI***836X | 20 kV | 400V(3ph) & 230V(single ph) | LV | 50 kVA :Pole Substation | 0.05 | --> | 0.05 | 0.049 | 1.4 |  | --> | 0.047 | 0 | 0 | 0 | 0 | 0 | 0 | Constrained,otherwise capacity available =49kW. | --> | C18 ex DEERPARK | DEERPARK: T41∥T42 | BALLYDINE |  | 52.4876 | -7.4984
MV/LV Substation KI***836X | 10 kV | 400V(3ph) & 230V(single ph) | LV | 50 kVA :Pole Substation | 0.05 | --> | 0.05 | 0.049 | 3.9 |  | --> | 0.047 | 0 | 0 | 0 | 0 | 0.049 | 0 |  | --> | C11 ex DUNMANWAY | DUNMANWAY: T43 | DUNMANWAY |  | 51.7093 | -9.1464
MV/LV Substation KI***838X | 10 kV | 400V(3ph) & 230V(single ph) | LV | 200 kVA :Pole Substation | 0.2 | --> | 0.2 | 0.104 | 1 |  | --> | 0.19 | 0 | 0 | 0 | 0.048 | 0.164 | 0 |  | --> | C17 ex KILCULLEN | KILCULLEN: T41 | STRATFORD |  | 53.1437 | -6.7335
MV/LV Substation KI***839Z | 10 kV | 400V(3ph) & 230V(single ph) | LV | 200 kVA :Kiosk Substation | 0.2 | --> | 0.2 | 0 | 0 | Constrained,otherwise capacity available =111kVA. | --> | 0.19 | 0 | 0 | 0 | 0.01 | 0.202 | 0 |  | --> | C14 ex ATHGARVAN | ATHGARVAN: T44 | NEWBRIDGE |  | 53.1661 | -6.789
MV/LV Substation KI***840 | 10 kV | 400V(3ph) & 230V(single ph) | LV | 100 kVA :Pole Substation | 0.1 | --> | 0.1 | 0.094 | 2.2 |  | --> | 0.095 | 0 | 0 | 0 | 0 | 0.1 | 0 |  | --> | C18 ex KINGSCOURT | KINGSCOURT: T42 | MEATH HILL |  | 53.9074 | -6.8031
MV/LV Substation KI***840X | 20 kV | 400V(3ph) & 230V(single ph) | LV | 100 kVA :Pole Substation | 0.1 | --> | 0.1 | 0.094 | 1.6 |  | --> | 0.095 | 0 | 0 | 0 | 0 | 0.1 | 0 |  | --> | E18 ex GURRANEBANE | GURRANEBANE: T421∥T422 | OUGHTRAGH |  | 51.8261 | -10.2734
MV/LV Substation KI***841X | 20 kV | 400V(3ph) & 230V(single ph) | LV | 50 kVA :Pole Substation | 0.05 | --> | 0.05 | 0 | 0 | Constrained,otherwise capacity available =50kVA. | --> | 0.047 | 0 | 0 | 0 | 0.003 | 0.046 | 0 |  | --> | E15 ex BELVIEW | BELVIEW: T421 | WATERFORD |  | 52.2688 | -7.0707
MV/LV Substation KI***841X | 10 kV | 400V(3ph) & 230V(single ph) | LV | 200 kVA :Building Structure | 0.2 | --> | 0.2 | 0.19 | 1.9 |  | --> | 0.19 | 0 | 0 | 0 | 0 | 0.201 | 0 |  | --> | C19 ex DRYBRIDGE | DRYBRIDGE: T41 | DRYBRIDGE |  | 53.7256 | -6.3701
MV/LV Substation KI***842Y | 10 kV | 400V(3ph) & 230V(single ph) | LV | 50 kVA :Pole Substation | 0.05 | --> | 0.05 | 0.045 | 1.5 |  | --> | 0.047 | 0 | 0 | 0 | 0 | 0.05 | 0 |  | --> | C11 ex DERRYCRAMPH | DERRYCRAMPH: T41∥T42 | SHANKILL |  | 53.9663 | -7.2621
MV/LV Substation KI***843X | 10 kV | 400V(3ph) & 230V(single ph) | LV | 100 kVA :Pole Substation | 0.1 | --> | 0.1 | 0.03 | 25.2 |  | --> | 0.095 | 0 | 0 | 0 | 0.028 | 0.081 | 0 |  | --> | C18 ex ARKLOW | ARKLOW: T101∥T102 | ARKLOW |  | 52.8901 | -6.1477
MV/LV Substation KI***845X | 20 kV | 400V(3ph) & 230V(single ph) | LV | 50 kVA :Pole Substation | 0.05 | --> | 0.05 | 0 | 0 | Constrained,otherwise capacity available =48kVA. | --> | 0.047 | 0 | 0 | 0 | 0 | 0.049 | 0 |  | --> | E21 ex FINEA | FINEA: T421∥T422 | SHANKILL |  | 53.8362 | -7.2873
MV/LV Substation KI***846 | 10 kV | 400V(3ph) & 230V(single ph) | LV | 100 kVA :Pole Substation | 0.1 | --> | 0.1 | 0 | 0 | Constrained,otherwise capacity available =80kVA. | --> | 0.095 | 0 | 0 | 0 | 0 | 0.103 | 0 |  | --> | C13 ex TIMOLEAGUE | TIMOLEAGUE: T41 | BANDON |  | 51.674 | -8.6938
MV/LV Substation KI***847 | 10 kV | 400V(3ph) & 230V(single ph) | LV | 200 kVA :Pole Substation | 0.2 | --> | 0.2 | 0 | 0 | Constrained,otherwise capacity available =115kVA. | --> | 0.19 | 0 | 0 | 0 | 0.003 | 0.209 | 0 |  | --> | C13 ex TIMOLEAGUE | TIMOLEAGUE: T41 | BANDON |  | 51.6736 | -8.69
MV/LV Substation KI***848Y | 10 kV | 400V(3ph) & 230V(single ph) | LV | 100 kVA :Pole Substation | 0.1 | --> | 0.1 | 0.089 | 1.3 |  | --> | 0.095 | 0 | 0 | 0 | 0.003 | 0.098 | 0 |  | --> | C18 ex BALLYBAY | BALLYBAY: T41∥T42 | LISDRUM |  | 54.1934 | -6.9127
MV/LV Substation KI***849X | 10 kV | 400V(3ph) & 230V(single ph) | LV | 200 kVA :Pole Substation | 0.2 | --> | 0.2 | 0 | 0 | Constrained,otherwise capacity available =186kVA. | --> | 0.19 | 0 | 0 | 0 | 0 | 0.201 | 0 |  | --> | C20 ex CAVAN | CAVAN: T42 | SHANKILL |  | 53.9897 | -7.3269
MV/LV Substation KI***849Z | 10 kV | 400V(3ph) & 230V(single ph) | LV | 50 kVA :Pole Substation | 0.05 | --> | 0.05 | 0.033 | 3.5 |  | --> | 0.047 | 0 | 0 | 0 | 0 | 0.051 | 0 |  | --> | C18 ex SALLINS | SALLINS: T42 | GRIFFINRATH |  | 53.3016 | -6.7039
MV/LV Substation KI***851 | 10 kV | 400V(3ph) & 230V(single ph) | LV | 50 kVA :Pole Substation | 0.05 | --> | 0.05 | 0.047 | 2.6 |  | --> | 0.047 | 0 | 0 | 0 | 0 | 0.049 | 0 |  | --> | C12 ex CLOONBANNIN | CLOONBANNIN: T42 | GLENLARA |  | 52.1765 | -9.1553
MV/LV Substation KI***852 | 10 kV | 400V(3ph) & 230V(single ph) | LV | 400 kVA :Kiosk Substation | 0.4 | --> | 0.4 | 0.274 | 1.8 |  | --> | 0.38 | 0 | 0 | 0 | 0.019 | 0.399 | 0 |  | --> | C13 ex DUNDRUM | DUNDRUM: T41 | BLACKROCK |  | 53.2846 | -6.2272
MV/LV Substation KI***852X | 20 kV | 400V(3ph) & 230V(single ph) | LV | 50 kVA :Pole Substation | 0.05 | --> | 0.05 | 0 | 0 | Constrained,otherwise capacity available =47kVA. | --> | 0.047 | 0 | 0 | 0 | 0 | 0.049 | 0 |  | --> | E23 ex ATHENRY | ATHENRY: T423 | GALWAY 110KV |  | 53.3066 | -8.6041
MV/LV Substation KI***853 | 20 kV | 400V(3ph) & 230V(single ph) | LV | 50 kVA :Pole Substation | 0.05 | --> | 0.05 | 0 | 0 | Constrained,otherwise capacity available =27kVA. | --> | 0.047 | 0 | 0 | 0 | 0 | 0.052 | 0 |  | --> | E17 ex BALTINGLASS | BALTINGLASS: T421∥T422 | STRATFORD |  | 52.9087 | -6.5393
MV/LV Substation KI***853Y | 20 kV | 400V(3ph) & 230V(single ph) | LV | 50 kVA :Pole Substation | 0.05 | --> | 0.05 | 0.037 | 4.5 |  | --> | 0.047 | 0 | 0 | 0 | 0 | 0.051 | 0 |  | --> | E13 ex TELAYDON | TELAYDON: T421 | LISDRUM |  | 54.2608 | -7.0461
MV/LV Substation KI***853Y | 10 kV | 400V(3ph) & 230V(single ph) | LV | 50 kVA :Pole Substation | 0.05 | --> | 0.05 | 0 | 0 | Constrained,otherwise capacity available =49kVA. | --> | 0.047 | 0 | 0 | 0 | 0 | 0 | 0 | Constrained,otherwise capacity available =49kW. | --> | C17 ex HOLYCROSS ROAD | HOLYCROSS ROAD: T41∥T42 | THURLES |  | 52.6871 | -7.8458
MV/LV Substation KI***855X | 20 kV | 400V(3ph) & 230V(single ph) | LV | 400 kVA :Building Structure | 0.4 | --> | 0.4 | 0 | 0 | Constrained,otherwise capacity available =363kVA. | --> | 0.38 | 0 | 0 | 0 | 0 | 0.405 | 0 |  | --> | E19 ex CAVAN | CAVAN: T421 | SHANKILL |  | 54.0033 | -7.4716
MV/LV Substation KI***855X | 20 kV | 400V(3ph) & 230V(single ph) | LV | 200 kVA :Pole Substation | 0.2 | --> | 0.2 | 0 | 0 | Constrained,otherwise capacity available =200kVA. | --> | 0.19 | 0 | 0 | 0 | 0 | 0.2 | 0 |  | --> | E23 ex ATHENRY | ATHENRY: T423 | GALWAY 110KV |  | 53.3096 | -8.5993
MV/LV Substation KI***856X | 10 kV | 400V(3ph) & 230V(single ph) | LV | 50 kVA :Pole Substation | 0.05 | --> | 0.05 | 0 | 0 | Constrained,otherwise capacity available =42kVA. | --> | 0.047 | 0 | 0 | 0 | 0 | 0 | 0 | Constrained,otherwise capacity available =50kW. | --> | C22 ex PORTLAOISE | PORTLAOISE: T42 | PORTLAOISE |  | 53.0982 | -7.217
MV/LV Substation KI***856Y | 20 kV | 400V(3ph) & 230V(single ph) | LV | 400 kVA :Building Structure | 0.4 | --> | 0.4 | 0.045 | 0 | Constrained,otherwise capacity available =348kVA. | --> | 0.38 | 0 | 0 | 0 | 0 | 0.407 | 0 |  | --> | E25 ex TALBOTS INCH | TALBOTS INCH: T41∥T42 | KILKENNY |  | 52.6969 | -7.3224
MV/LV Substation KI***859 | 10 kV | 400V(3ph) & 230V(single ph) | LV | 400 kVA :Kiosk Substation | 0.4 | --> | 0.4 | 0.333 | 9.8 |  | --> | 0.38 | 0 | 0 | 0 | 0.004 | 0.406 | 0 |  | --> | C11 ex KILCOOLE | KILCOOLE: T41∥T42 | FASSAROE |  | 53.0862 | -6.1044
MV/LV Substation KI***859X | 20 kV | 400V(3ph) & 230V(single ph) | LV | 100 kVA :Pole Substation | 0.1 | --> | 0.1 | 0.061 | 4.5 |  | --> | 0.095 | 0 | 0 | 0 | 0 | 0.105 | 0 |  | --> | E19 ex TELAYDON | TELAYDON: T421 | LISDRUM |  | 54.3033 | -7.0059
MV/LV Substation KI***860X | 10 kV | 400V(3ph) & 230V(single ph) | LV | 50 kVA :Pole Substation | 0.05 | --> | 0.05 | 0.046 | 3.7 |  | --> | 0.047 | 0 | 0 | 0 | 0 | 0.049 | 0 |  | --> | C22 ex ROSS CARBERY | ROSS CARBERY: T41∥T42 | DUNMANWAY |  | 51.6267 | -9.1077
MV/LV Substation KI***860X | 20 kV | 400V(3ph) & 230V(single ph) | LV | 50 kVA :Pole Substation | 0.05 | --> | 0.05 | 0.049 | 2.7 |  | --> | 0.047 | 0 | 0 | 0 | 0 | 0.049 | 0 |  | --> | C17 ex KILLESHANDRA | KILLESHANDRA: T41∥T42 | GORTAWEE |  | 54.0717 | -7.4999
MV/LV Substation KI***860Y | 10 kV | 400V(3ph) & 230V(single ph) | LV | 200 kVA :Kiosk Substation | 0.2 | --> | 0.2 | 0 | 0 | Constrained,otherwise capacity available =174kVA. | --> | 0.19 | 0 | 0 | 0 | 0.003 | 0.2 | 0 |  | --> | C21 ex PORTARLINGTON | PORTARLINGTON: T43 | BLAKE |  | 53.1389 | -7.1462
MV/LV Substation KI***862 | 20 kV | 400V(3ph) & 230V(single ph) | LV | 100 kVA :Pole Substation | 0.1 | --> | 0.1 | 0.048 | 0.8 |  | --> | 0.095 | 0 | 0 | 0 | 0 | 0 | 0 | Constrained,otherwise capacity available =107kW. | --> | E12 ex KILMACTHOMAS | KILMACTHOMAS: T421∥T422 | DUNGARVAN |  | 52.2047 | -7.4216
MV/LV Substation KI***862 | 20 kV | 400V(3ph) & 230V(single ph) | LV | 50 kVA :Pole Substation | 0.05 | --> | 0.05 | 0 | 0 | Constrained,otherwise capacity available =1kVA. | --> | 0.047 | 0 | 0 | 0 | 0.008 | 0.047 | 0 |  | --> | E11 ex KILCOLGAN | KILCOLGAN: T421 | GALWAY 110KV |  | 53.1383 | -8.9424
MV/LV Substation KI***862 | 20 kV | 400V(3ph) & 230V(single ph) | LV | 50 kVA :Pole Substation | 0.05 | --> | 0.05 | 0 | 0 | Constrained,otherwise capacity available =32kVA. | --> | 0.047 | 0 | 0 | 0 | 0 | 0 | 0 | Constrained,otherwise capacity available =51kW. | --> | C13 ex CLOYNE | CLOYNE: T41 | MIDLETON |  | 51.8942 | -7.9698
MV/LV Substation KI***862Y | 20 kV | 400V(3ph) & 230V(single ph) | LV | 400 kVA :Kiosk Substation | 0.4 | --> | 0.4 | 0 | 0 | Constrained,otherwise capacity available =245kVA. | --> | 0.38 | 0 | 0 | 0 | 0.046 | 0.375 | 0 |  | --> | E15 ex JULIANSTOWN | JULIANSTOWN: T421∥T422 | DRYBRIDGE |  | 53.6288 | -6.2716
MV/LV Substation KI***863 | 20 kV | 400V(3ph) & 230V(single ph) | LV | 50 kVA :Pole Substation | 0.05 | --> | 0.05 | 0.05 | 0.8 |  | --> | 0.047 | 0 | 0 | 0 | 0 | 0 | 0 | Constrained,otherwise capacity available =49kW. | --> | E17 ex KILMACTHOMAS | KILMACTHOMAS: T421∥T422 | DUNGARVAN |  | 52.2401 | -7.4328
MV/LV Substation KI***864 | 10 kV | 400V(3ph) & 230V(single ph) | LV | 400 kVA :Kiosk Substation | 0.4 | --> | 0.4 | 0.226 | 1.3 |  | --> | 0.38 | 0 | 0 | 0 | 0.042 | 0.382 | 0 |  | --> | C17 ex TYMON | TYMON: T41 | COOKSTOWN |  | 53.3039 | -6.3696
MV/LV Substation KI***864 | 20 kV | 400V(3ph) & 230V(single ph) | LV | 630 kVA :Building Structure | 0.63 | --> | 0.63 | 0.407 | 2.6 |  | --> | 0.598 | 0 | 0 | 0 | 0.001 | 0.5 | 0 |  | --> | E19 ex KILCOCK | KILCOCK: T421 | GRIFFINRATH |  | 53.3996 | -6.667
MV/LV Substation KI***864X | 20 kV | 400V(3ph) & 230V(single ph) | LV | 100 kVA :Pole Substation | 0.1 | --> | 0.1 | 0 | 0 | Constrained,otherwise capacity available =88kVA. | --> | 0.095 | 0 | 0 | 0 | 0 | 0.101 | 0 |  | --> | E17 ex CAVAN | CAVAN: T421 | SHANKILL |  | 54.0463 | -7.3781
MV/LV Substation KI***865 | 20 kV | 400V(3ph) & 230V(single ph) | LV | 400 kVA :Building Structure | 0.4 | --> | 0.4 | 0.388 | 1 |  | --> | 0.38 | 0 | 0 | 0 | 0.039 | 0.36 | 0 |  | --> | E11 ex BALLYHALE | BALLYHALE: T421 | KILKENNY |  | 52.551 | -7.1206
MV/LV Substation KI***865Y | 10 kV | 400V(3ph) & 230V(single ph) | LV | 400 kVA :Kiosk Substation | 0.4 | --> | 0.4 | 0.377 | 2.7 |  | --> | 0.38 | 0 | 0 | 0 | 0.023 | 0.378 | 0 |  | --> | C11 ex RAMPARTS | RAMPARTS: T41 | DUNDALK |  | 53.9902 | -6.3989
MV/LV Substation KI***865Z | 10 kV | 400V(3ph) & 230V(single ph) | LV | 400 kVA :Kiosk Substation | 0.4 | --> | 0.4 | 0 | 0 | Constrained,otherwise capacity available =340kVA. | --> | 0.38 | 0 | 0 | 0 | 0.039 | 0.368 | 0 |  | --> | C22 ex KILMONEY | KILMONEY: T41∥T42 | TRABEG |  | 51.8054 | -8.4121
MV/LV Substation KI***866 | 10 kV | 400V(3ph) & 230V(single ph) | LV | 100 kVA :Pole Substation | 0.1 | --> | 0.1 | 0.093 | 7.4 |  | --> | 0.095 | 0 | 0 | 0 | 0 | 0.1 | 0 |  | --> | E24 ex BANOGE | BANOGE: T122 | BANOGE |  | 52.666 | -6.2167
MV/LV Substation KI***867X | 20 kV | 400V(3ph) & 230V(single ph) | LV | 50 kVA :Pole Substation | 0.05 | --> | 0.05 | 0.045 | 6.7 |  | --> | 0.047 | 0 | 0 | 0 | 0 | 0 | 0 | Constrained,otherwise capacity available =50kW. | --> | E11 ex DUNFIRTH | DUNFIRTH: T122 | DUNFIRTH |  | 53.3895 | -6.8797
MV/LV Substation KI***867Y | 10 kV | 400V(3ph) & 230V(single ph) | LV | 50 kVA :Pole Substation | 0.05 | --> | 0.05 | 0.044 | 2.5 |  | --> | 0.047 | 0 | 0 | 0 | 0 | 0.05 | 0 |  | --> | C26 ex ATHY | ATHY: T102 | ATHY |  | 53.0389 | -7.0184
MV/LV Substation KI***868 | 10 kV | 400V(3ph) & 230V(single ph) | LV | 200 kVA :Pole Substation | 0.2 | --> | 0.2 | 0.173 | 1.2 |  | --> | 0.19 | 0 | 0 | 0 | 0 | 0.203 | 0 |  | --> | C15 ex SCREEB | SCREEB: T41 | SCREEB |  | 53.3257 | -9.7675
MV/LV Substation KI***868X | 10 kV | 400V(3ph) & 230V(single ph) | LV | 100 kVA :Pole Substation | 0.1 | --> | 0.1 | 0.073 | 2.2 |  | --> | 0.095 | 0 | 0 | 0 | 0.002 | 0.101 | 0 |  | --> | C18 ex SPA ROAD | SPA ROAD: T41∥T42 | DOON |  | 52.3604 | -7.5722
MV/LV Substation KI***868Y | 20 kV | 400V(3ph) & 230V(single ph) | LV | 100 kVA :Pole Substation | 0.1 | --> | 0.1 | 0.076 | 1.4 |  | --> | 0.095 | 0 | 0 | 0 | 0 | 0 | 0 | Constrained,otherwise capacity available =103kW. | --> | C18 ex DEERPARK | DEERPARK: T41∥T42 | BALLYDINE |  | 52.5142 | -7.5075
MV/LV Substation KI***873 | 20 kV | 400V(3ph) & 230V(single ph) | LV | 630 kVA :Kiosk Substation | 0.63 | --> | 0.63 | 0 | 0 | Constrained,otherwise capacity available =471kVA. | --> | 0.598 | 0 | 0 | 0 | 0.007 | 0.5 | 0 |  | --> | E11 ex KILCOLGAN | KILCOLGAN: T421 | GALWAY 110KV |  | 53.1383 | -8.9383
MV/LV Substation KI***873 | 20 kV | 400V(3ph) & 230V(single ph) | LV | 50 kVA :Pole Substation | 0.05 | --> | 0.05 | 0 | 0 | Constrained,otherwise capacity available =40kVA. | --> | 0.047 | 0 | 0 | 0 | 0 | 0.051 | 0 |  | --> | E43 ex CLAREGALWAY | CLAREGALWAY: T421 | GALWAY 110KV |  | 53.353 | -8.9132
MV/LV Substation KI***873 | 20 kV | 400V(3ph) & 230V(single ph) | LV | 50 kVA :Pole Substation | 0.05 | --> | 0.05 | 0 | 0 | Constrained,otherwise capacity available =50kVA. | --> | 0.047 | 0 | 0 | 0 | 0 | 0.049 | 0 |  | --> | E17 ex BALTINGLASS | BALTINGLASS: T421∥T422 | STRATFORD |  | 52.8961 | -6.5066
MV/LV Substation KI***873X | 10 kV | 400V(3ph) & 230V(single ph) | LV | 200 kVA :Pole Substation | 0.2 | --> | 0.2 | 0 | 0 | Constrained,otherwise capacity available =122kVA. | --> | 0.19 | 0 | 0 | 0 | 0.041 | 0.168 | 0 |  | --> | C13 ex MALAHIDE | MALAHIDE: T41 | GLASMORE |  | 53.4388 | -6.1662
MV/LV Substation KI***873Z | 20 kV | 400V(3ph) & 230V(single ph) | LV | 50 kVA :Pole Substation | 0.05 | --> | 0.05 | 0.043 | 6.2 |  | --> | 0.047 | 0 | 0 | 0 | 0 | 0.05 | 0 |  | --> | E13 ex BAGENALSTOWN | BAGENALSTOWN: T421∥T422 | CARLOW |  | 52.6964 | -6.9339
MV/LV Substation KI***874 | 10 kV | 400V(3ph) & 230V(single ph) | LV | 200 kVA :Building Structure | 0.2 | --> | 0.2 | 0.2 | 13.1 |  | --> | 0.19 | 0 | 0 | 0 | 0 | 0.2 | 0 |  | --> | C20 ex POTTERY ROAD | POTTERY ROAD: T102 | CARRICKMINES |  | 53.262 | -6.1431
MV/LV Substation KI***875 | 20 kV | 400V(3ph) & 230V(single ph) | LV | 200 kVA :Pole Substation | 0.2 | --> | 0.2 | 0.164 | 26.7 |  | --> | 0.19 | 0 | 0 | 0 | 0 | 0.205 | 0 |  | --> | E21 ex WEXFORD | WEXFORD: T121∥T122 | WEXFORD |  | 52.3834 | -6.562
MV/LV Substation KI***876 | 10 kV | 400V(3ph) & 230V(single ph) | LV | 630 kVA :Building Structure | 0.63 | --> | 0.63 | 0 | 0 | Constrained,otherwise capacity available =500kVA. | --> | 0.598 | 0 | 0 | 0 | 0 | 0.5 | 0 |  | --> | C19 ex BELGARD | BELGARD: T41 | COOKSTOWN |  | 53.2995 | -6.3608
MV/LV Substation KI***877 | 10 kV | 400V(3ph) & 230V(single ph) | LV | 400 kVA :Kiosk Substation | 0.4 | --> | 0.4 | 0 | 0 | Constrained,otherwise capacity available =373kVA. | --> | 0.38 | 0 | 0 | 0 | 0 | 0.403 | 0 |  | --> | C14 ex GREYSTONES | GREYSTONES: T42 | FASSAROE |  | 53.1538 | -6.1646
MV/LV Substation KI***879 | 20 kV | 400V(3ph) & 230V(single ph) | LV | 50 kVA :Pole Substation | 0.05 | --> | 0.05 | 0.04 | 3.6 |  | --> | 0.047 | 0 | 0 | 0 | 0.023 | 0.026 | 0 |  | --> | E21 ex CLARA | CLARA: T421 | THORNSBERRY |  | 53.3966 | -7.6666
MV/LV Substation KI***880 | 20 kV | 400V(3ph) & 230V(single ph) | LV | 50 kVA :Pole Substation | 0.05 | --> | 0.05 | 0.049 | 4.6 |  | --> | 0.047 | 0 | 0 | 0 | 0 | 0.049 | 0 |  | --> | E13 ex BALLYRAGGET | BALLYRAGGET: T421∥T422 | BALLYRAGGET |  | 52.7295 | -7.4385
MV/LV Substation KI***882X | 10 kV | 400V(3ph) & 230V(single ph) | LV | 50 kVA :Pole Substation | 0.05 | --> | 0.05 | 0.039 | 2.2 |  | --> | 0.047 | 0 | 0 | 0 | 0.003 | 0.047 | 0 |  | --> | C11 ex MALLOW | MALLOW: T41 | MALLOW |  | 52.1383 | -8.6293
MV/LV Substation KI***883 | 10 kV | 400V(3ph) & 230V(single ph) | LV | 200 kVA :Pole Substation | 0.2 | --> | 0.2 | 0.2 | 9.9 |  | --> | 0.19 | 0 | 0 | 0 | 0 | 0.2 | 0 |  | --> | C18 ex CONVOY | CONVOY: T41∥T42 | LETTERKENNY |  | 54.8591 | -7.6505
MV/LV Substation KI***884X | 20 kV | 400V(3ph) & 230V(single ph) | LV | 50 kVA :Pole Substation | 0.05 | --> | 0.05 | 0.034 | 5.6 |  | --> | 0.047 | 0 | 0 | 0 | 0 | 0.051 | 0 |  | --> | E18 ex CRANE | CRANE: T122 | CRANE |  | 52.51 | -6.2899
MV/LV Substation KI***884X | 10 kV | 400V(3ph) & 230V(single ph) | LV | 50 kVA :Pole Substation | 0.05 | --> | 0.05 | 0 | 0 | Constrained,otherwise capacity available =35kVA. | --> | 0.047 | 0 | 0 | 0 | 0 | 0.051 | 0 |  | --> | C18 ex BLAKE | BLAKE: T41∥T42 | BLAKE |  | 53.2456 | -6.8394
MV/LV Substation KI***884Z | 10 kV | 400V(3ph) & 230V(single ph) | LV | 50 kVA :Pole Substation | 0.05 | --> | 0.05 | 0 | 0 | Constrained,otherwise capacity available =50kVA. | --> | 0.047 | 0 | 0 | 0 | 0 | 0.049 | 0 |  | --> | C14 ex ATHGARVAN | ATHGARVAN: T44 | NEWBRIDGE |  | 53.1445 | -6.7728
MV/LV Substation KI***885 | 10 kV | 400V(3ph) & 230V(single ph) | LV | 50 kVA :Pole Substation | 0.05 | --> | 0.05 | 0 | 0 | Constrained,otherwise capacity available =34kVA. | --> | 0.047 | 0 | 0 | 0 | 0.003 | 0 | 0 | Constrained,otherwise capacity available =48kW. | --> | C11 ex DONEGAL | DONEGAL: T41∥T42 | CATHALEENS FALL |  | 54.6704 | -8.1034
MV/LV Substation KI***887X | 20 kV | 400V(3ph) & 230V(single ph) | LV | 50 kVA :Pole Substation | 0.05 | --> | 0.05 | 0.05 | 1.6 |  | --> | 0.047 | 0 | 0 | 0 | 0 | 0.049 | 0 |  | --> | E18 ex MILLTOWN (SR) | MILLTOWN (SR): T422 | OUGHTRAGH |  | 52.1508 | -9.697
MV/LV Substation KI***888 | 20 kV | 400V(3ph) & 230V(single ph) | LV | 50 kVA :Pole Substation | 0.05 | --> | 0.05 | 0 | 0 | Constrained,otherwise capacity available =44kVA. | --> | 0.047 | 0 | 0 | 0 | 0 | 0.05 | 0 |  | --> | E30 ex LOUGHREA | LOUGHREA: T41∥T42 | SOMERSET |  | 53.2228 | -8.7208
MV/LV Substation KI***888Y | 10 kV | 400V(3ph) & 230V(single ph) | LV | 200 kVA :Kiosk Substation | 0.2 | --> | 0.2 | 0 | 0 | Constrained,otherwise capacity available =131kVA. | --> | 0.19 | 0 | 0 | 0 | 0.012 | 0.197 | 0 |  | --> | C13 ex CLONMINCH | CLONMINCH: T41 | THORNSBERRY |  | 53.2677 | -7.4892
MV/LV Substation KI***889 | 10 kV | 400V(3ph) & 230V(single ph) | LV | 400 kVA :Kiosk Substation | 0.4 | --> | 0.4 | 0.259 | 5 |  | --> | 0.38 | 0 | 0 | 0 | 0.01 | 0.411 | 0 |  | --> | C21 ex OLDBAWN | OLDBAWN: T41 | COOKSTOWN |  | 53.2749 | -6.3595
MV/LV Substation KI***890 | 20 kV | 400V(3ph) & 230V(single ph) | LV | 50 kVA :Pole Substation | 0.05 | --> | 0.05 | 0 | 0 | Constrained,otherwise capacity available =44kVA. | --> | 0.047 | 0 | 0 | 0 | 0 | 0.05 | 0 |  | --> | E20 ex GLASMORE | GLASMORE: T422 | GLASMORE |  | 53.5181 | -6.1828
MV/LV Substation KI***890 | 10 kV | 400V(3ph) & 230V(single ph) | LV | 50 kVA :Pole Substation | 0.05 | --> | 0.05 | 0 | 0 | Constrained,otherwise capacity available =10kVA. | --> | 0.047 | 0 | 0 | 0 | 0 | 0.055 | 0 |  | --> | C13 ex SANDYFORD | SANDYFORD: T41 | CARRICKMINES |  | 53.2547 | -6.3197
MV/LV Substation KI***891 | 10 kV | 400V(3ph) & 230V(single ph) | LV | 200 kVA :Pole Substation | 0.2 | --> | 0.2 | 0.167 | 0.7 |  | --> | 0.19 | 0 | 0 | 0 | 0.01 | 0.194 | 0 |  | --> | C15 ex KILMAGIG | KILMAGIG: T42 | ARKLOW |  | 52.8528 | -6.3209
MV/LV Substation KI***891X | 20 kV | 400V(3ph) & 230V(single ph) | LV | 100 kVA :Pole Substation | 0.1 | --> | 0.1 | 0.092 | 6.2 |  | --> | 0.095 | 0 | 0 | 0 | 0 | 0.1 | 0 |  | --> | E12 ex BAGENALSTOWN | BAGENALSTOWN: T421∥T422 | CARLOW |  | 52.708 | -6.9821
MV/LV Substation KI***891Y | 10 kV | 400V(3ph) & 230V(single ph) | LV | 630 kVA :Kiosk Substation | 0.63 | --> | 0.63 | 0 | 0 | Constrained,otherwise capacity available =500kVA. | --> | 0.598 | 0 | 0 | 0 | 0.003 | 0.5 | 0 |  | --> | C21 ex PORTARLINGTON | PORTARLINGTON: T43 | BLAKE |  | 53.1332 | -7.1561
MV/LV Substation KI***891Z | 10 kV | 400V(3ph) & 230V(single ph) | LV | 400 kVA :Kiosk Substation | 0.4 | --> | 0.4 | 0 | 0 | Constrained,otherwise capacity available =282kVA. | --> | 0.38 | 0 | 0 | 0 | 0 | 0.415 | 0 |  | --> | C17 ex DELVIN | DELVIN: T42 | MULLINGAR |  | 53.6652 | -7.0201
MV/LV Substation KI***892 | 10 kV | 400V(3ph) & 230V(single ph) | LV | 50 kVA :Pole Substation | 0.05 | --> | 0.05 | 0.03 | 2 |  | --> | 0.047 | 0 | 0 | 0 | 0 | 0.052 | 0 |  | --> | C15 ex KILCAR | KILCAR: T41 | BINBANE |  | 54.6226 | -8.606
MV/LV Substation KI***892X | 10 kV | 400V(3ph) & 230V(single ph) | LV | 50 kVA :Pole Substation | 0.05 | --> | 0.05 | 0.049 | 0.7 |  | --> | 0.047 | 0 | 0 | 0 | 0 | 0.049 | 0 |  | --> | C15 ex KILMARTIN | KILMARTIN: T41 | ARKLOW |  | 53.0539 | -6.0974
MV/LV Substation KI***894 | 10 kV | 400V(3ph) & 230V(single ph) | LV | 100 kVA :Pole Substation | 0.1 | --> | 0.1 | 0 | 0 | Constrained,otherwise capacity available =83kVA. | --> | 0.095 | 0 | 0 | 0 | 0.003 | 0.099 | 0 |  | --> | C14 ex GREYSTONES | GREYSTONES: T42 | FASSAROE |  | 53.1647 | -6.1665
MV/LV Substation KI***894 | 20 kV | 400V(3ph) & 230V(single ph) | LV | 200 kVA :Pole Substation | 0.2 | --> | 0.2 | 0 | 0 | Constrained,otherwise capacity available =97kVA. | --> | 0.19 | 0 | 0 | 0 | 0.004 | 0.211 | 0 |  | --> | E11 ex KILCULLEN | KILCULLEN: T424 | STRATFORD |  | 53.0596 | -6.7001
MV/LV Substation KI***894X | 10 kV | 400V(3ph) & 230V(single ph) | LV | 400 kVA :Building Structure | 0.4 | --> | 0.4 | 0.349 | 5.9 |  | --> | 0.38 | 0 | 0 | 0 | 0 | 0.407 | 0 |  | --> | C18 ex BANDON | BANDON: T101 | BANDON |  | 51.7851 | -8.7107
MV/LV Substation KI***894X | 10 kV | 400V(3ph) & 230V(single ph) | LV | 50 kVA :Pole Substation | 0.05 | --> | 0.05 | 0.031 | 3.1 |  | --> | 0.047 | 0 | 0 | 0 | 0 | 0.051 | 0 |  | --> | C13 ex ERRIGAL | ERRIGAL: T41 | SHANKILL |  | 54.0431 | -7.1153
MV/LV Substation KI***898Z | 20 kV | 400V(3ph) & 230V(single ph) | LV | 200 kVA :Kiosk Substation | 0.2 | --> | 0.2 | 0.2 | 2.5 |  | --> | 0.19 | 0 | 0 | 0 | 0 | 0.2 | 0 |  | --> | C26 ex ATHY | ATHY: T102 | ATHY |  | 53.111 | -6.9935
MV/LV Substation KI***899X | 20 kV | 400V(3ph) & 230V(single ph) | LV | 100 kVA :Pole Substation | 0.1 | --> | 0.1 | 0 | 0 | Constrained,otherwise capacity available =77kVA. | --> | 0.095 | 0 | 0 | 0 | 0.004 | 0.098 | 0 |  | --> | E21 ex ATHENRY | ATHENRY: T423 | GALWAY 110KV |  | 53.4172 | -8.7246
MV/LV Substation KI***901X | 10 kV | 400V(3ph) & 230V(single ph) | LV | 50 kVA :Pole Substation | 0.05 | --> | 0.05 | 0.05 | 1.6 |  | --> | 0.047 | 0 | 0 | 0 | 0 | 0.049 | 0 |  | --> | C22 ex CAHIR | CAHIR: T42 | CAHIR |  | 52.3593 | -7.9408
MV/LV Substation KI***901Y | 10 kV | 400V(3ph) & 230V(single ph) | LV | 50 kVA :Pole Substation | 0.05 | --> | 0.05 | 0.05 | 1.4 |  | --> | 0.047 | 0 | 0 | 0 | 0 | 0.049 | 0 |  | --> | C17 ex ROSCOMMON | ROSCOMMON: T41 | LANESBORO |  | 53.5689 | -8.1673
MV/LV Substation KI***902X | 20 kV | 400V(3ph) & 230V(single ph) | LV | 100 kVA :Pole Substation | 0.1 | --> | 0.1 | 0.098 | 1.1 |  | --> | 0.095 | 0 | 0 | 0 | 0 | 0.1 | 0 |  | --> | E23 ex LAWLESSTOWN | LAWLESSTOWN: T421 | DOON |  | 52.3217 | -7.7641
MV/LV Substation KI***904 | 10 kV | 400V(3ph) & 230V(single ph) | LV | 50 kVA :Pole Substation | 0.05 | --> | 0.05 | 0 | 0 | Constrained,otherwise capacity available =37kVA. | --> | 0.047 | 0 | 0 | 0 | 0.003 | 0 | 0 | Constrained,otherwise capacity available =47kW. | --> | E11 ex ASHBOURNE | ASHBOURNE: T421 | FINGLAS |  | 53.4481 | -6.2897
MV/LV Substation KI***904X | 20 kV | 400V(3ph) & 230V(single ph) | LV | 50 kVA :Pole Substation | 0.05 | --> | 0.05 | 0 | 0 | Constrained,otherwise capacity available =39kVA. | --> | 0.047 | 0 | 0 | 0 | 0 | 0.051 | 0 |  | --> | E17 ex CREAGH | CREAGH: T421∥T422 | ATHLONE |  | 53.333 | -8.3955
MV/LV Substation KI***904X | 10 kV | 400V(3ph) & 230V(single ph) | LV | 400 kVA :Building Structure | 0.4 | --> | 0.4 | 0.366 | 5.8 |  | --> | 0.38 | 0 | 0 | 0 | 0 | 0.404 | 0 |  | --> | C19 ex WHITESTOWN | WHITESTOWN: T41 | COOKSTOWN |  | 53.2767 | -6.3758
MV/LV Substation KI***905 | 20 kV | 400V(3ph) & 230V(single ph) | LV | 50 kVA :Pole Substation | 0.05 | --> | 0.05 | 0.049 | 0.9 |  | --> | 0.047 | 0 | 0 | 0 | 0 | 0 | 0 | Constrained,otherwise capacity available =49kW. | --> | E23 ex ATHBOY | ATHBOY: T423 | NAVAN |  | 53.5306 | -6.8657
MV/LV Substation KI***905 | 10 kV | 400V(3ph) & 230V(single ph) | LV | 50 kVA :Pole Substation | 0.05 | --> | 0.05 | 0.039 | 2.3 |  | --> | 0.047 | 0 | 0 | 0 | 0 | 0.051 | 0 |  | --> | C15 ex CASTLECOMER | CASTLECOMER: T41∥T42 | BALLYRAGGET |  | 52.8286 | -7.1131
MV/LV Substation KI***906 | 10 kV | 400V(3ph) & 230V(single ph) | LV | 100 kVA :Pole Substation | 0.1 | --> | 0.1 | 0 | 0 | Constrained,otherwise capacity available =76kVA. | --> | 0.095 | 0 | 0 | 0 | 0 | 0.103 | 0 |  | --> | C20 ex COOLCORCORAN | COOLCORCORAN: T41∥T42 | KNOCKEARAGH |  | 52.099 | -9.4766
MV/LV Substation KI***909 | 10 kV | 400V(3ph) & 230V(single ph) | LV | 400 kVA :Building Structure | 0.4 | --> | 0.4 | 0.312 | 9.8 |  | --> | 0.38 | 0 | 0 | 0 | 0 | 0.413 | 0 |  | --> | C12 ex KILCOOLE | KILCOOLE: T41∥T42 | FASSAROE |  | 53.1004 | -6.0616
MV/LV Substation KI***909Y | 20 kV | 400V(3ph) & 230V(single ph) | LV | 400 kVA :Building Structure | 0.4 | --> | 0.4 | 0 | 0 | Constrained,otherwise capacity available =174kVA. | --> | 0.38 | 0 | 0 | 0 | 0 | 0.434 | 0 |  | --> | E15 ex ACADEMY STREET | ACADEMY STREET: T421∥T422 | NAVAN |  | 53.6288 | -6.6596
MV/LV Substation KI***910 | 10 kV | 400V(3ph) & 230V(single ph) | LV | 400 kVA :Building Structure | 0.4 | --> | 0.4 | 0.305 | 9.8 |  | --> | 0.38 | 0 | 0 | 0 | 0 | 0.414 | 0 |  | --> | C12 ex KILCOOLE | KILCOOLE: T41∥T42 | FASSAROE |  | 53.0989 | -6.0627
MV/LV Substation KI***910X | 10 kV | 400V(3ph) & 230V(single ph) | LV | 200 kVA :Pole Substation | 0.2 | --> | 0.2 | 0.1 | 0.3 |  | --> | 0.19 | 0 | 0 | 0 | 0.015 | 0.199 | 0 |  | --> | C19 ex DRUMBEAR | DRUMBEAR: T41∥T42 | LISDRUM |  | 54.2416 | -6.9929
MV/LV Substation KI***911 | 20 kV | 400V(3ph) & 230V(single ph) | LV | 50 kVA :Pole Substation | 0.05 | --> | 0.05 | 0.039 | 2 |  | --> | 0.047 | 0 | 0 | 0 | 0 | 0.051 | 0 |  | --> | E17 ex BALLYCONNELL | BALLYCONNELL: T421∥T422 | GORTAWEE |  | 54.1177 | -7.6802
MV/LV Substation KI***911 | 10 kV | 400V(3ph) & 230V(single ph) | LV | 50 kVA :Pole Substation | 0.05 | --> | 0.05 | 0.032 | 2.2 |  | --> | 0.047 | 0 | 0 | 0 | 0 | 0 | 0 | Constrained,otherwise capacity available =51kW. | --> | C19 ex NEWCASTLEWEST | NEWCASTLEWEST: T41∥T42 | RATHKEALE |  | 52.4435 | -9.0446
MV/LV Substation KI***911X | 20 kV | 400V(3ph) & 230V(single ph) | LV | 50 kVA :Pole Substation | 0.05 | --> | 0.05 | 0.05 | 4.5 |  | --> | 0.047 | 0 | 0 | 0 | 0 | 0.049 | 0 |  | --> | E13 ex TELAYDON | TELAYDON: T421 | LISDRUM |  | 54.2292 | -7.128
MV/LV Substation KI***912 | 20 kV | 400V(3ph) & 230V(single ph) | LV | 200 kVA :Pole Substation | 0.2 | --> | 0.2 | 0 | 0 | Constrained,otherwise capacity available =160kVA. | --> | 0.19 | 0 | 0 | 0 | 0 | 0.206 | 0 |  | --> | E17 ex BALTINGLASS | BALTINGLASS: T421∥T422 | STRATFORD |  | 52.9047 | -6.5981
MV/LV Substation KI***912 | 10 kV | 400V(3ph) & 230V(single ph) | LV | 400 kVA :Kiosk Substation | 0.4 | --> | 0.4 | 0.273 | 1.3 |  | --> | 0.38 | 0 | 0 | 0 | 0.002 | 0.417 | 0 |  | --> | C12 ex GRANGE (SR) | GRANGE (SR): T41∥T42 | BUTLERSTOWN |  | 52.2414 | -7.1116
MV/LV Substation KI***914 | 20 kV | 400V(3ph) & 230V(single ph) | LV | 50 kVA :Pole Substation | 0.05 | --> | 0.05 | 0.045 | 3.6 |  | --> | 0.047 | 0 | 0 | 0 | 0 | 0.05 | 0 |  | --> | C22 ex CASTLEREA | CASTLEREA: T41∥T42 | CARRICK ON SHANNON |  | 53.779 | -8.3764
MV/LV Substation KI***914 | 10 kV | 400V(3ph) & 230V(single ph) | LV | 50 kVA :Pole Substation | 0.05 | --> | 0.05 | 0.048 | 4.9 |  | --> | 0.047 | 0 | 0 | 0 | 0 | 0.049 | 0 |  | --> | C11 ex BALLINCOLLIG | BALLINCOLLIG: T41 | KILBARRY |  | 51.8679 | -8.617
MV/LV Substation KI***914 | 10 kV | 400V(3ph) & 230V(single ph) | LV | 50 kVA :Pole Substation | 0.05 | --> | 0.05 | 0.05 | 4.5 |  | --> | 0.047 | 0 | 0 | 0 | 0 | 0.049 | 0 |  | --> | C16 ex BRAY | BRAY: T42 | FASSAROE |  | 53.1857 | -6.1362
MV/LV Substation KI***915 | 20 kV | 400V(3ph) & 230V(single ph) | LV | 100 kVA :Pole Substation | 0.1 | --> | 0.1 | 0.062 | 6.9 |  | --> | 0.095 | 0 | 0 | 0 | 0 | 0 | 0 | Constrained,otherwise capacity available =105kW. | --> | E17 ex SPRINGS | SPRINGS: T421∥T422 | DUNGARVAN |  | 52.1009 | -7.5668
MV/LV Substation KI***915 | 10 kV | 400V(3ph) & 230V(single ph) | LV | 200 kVA :Pole Substation | 0.2 | --> | 0.2 | 0.161 | 5.9 |  | --> | 0.19 | 0 | 0 | 0 | 0 | 0.205 | 0 |  | --> | C17 ex BANDON | BANDON: T101 | BANDON |  | 51.7316 | -8.6347
MV/LV Substation KI***916 | 20 kV | 400V(3ph) & 230V(single ph) | LV | 100 kVA :Pole Substation | 0.1 | --> | 0.1 | 0 | 0 | Constrained,otherwise capacity available =74kVA. | --> | 0.095 | 0 | 0 | 0 | 0.004 | 0 | 0 | Constrained,otherwise capacity available =99kW. | --> | E18 ex BUNCLODY | BUNCLODY: T421∥T422 | CRANE |  | 52.5662 | -6.742
MV/LV Substation KI***916 | 20 kV | 400V(3ph) & 230V(single ph) | LV | 50 kVA :Pole Substation | 0.05 | --> | 0.05 | 0.044 | 6.9 |  | --> | 0.047 | 0 | 0 | 0 | 0.006 | 0 | 0 | Constrained,otherwise capacity available =43kW. | --> | E17 ex SPRINGS | SPRINGS: T421∥T422 | DUNGARVAN |  | 52.1008 | -7.5714
MV/LV Substation KI***918 | 20 kV | 400V(3ph) & 230V(single ph) | LV | 100 kVA :Pole Substation | 0.1 | --> | 0.1 | 0 | 0 | Constrained,otherwise capacity available =70kVA. | --> | 0.095 | 0 | 0 | 0 | 0.007 | 0 | 0 | Constrained,otherwise capacity available =97kW. | --> | E18 ex BUNCLODY | BUNCLODY: T421∥T422 | CRANE |  | 52.5645 | -6.7467
MV/LV Substation KI***919 | 20 kV | 400V(3ph) & 230V(single ph) | LV | 200 kVA :Kiosk Substation | 0.2 | --> | 0.2 | 0 | 0 | Constrained,otherwise capacity available =155kVA. | --> | 0.19 | 0 | 0 | 0 | 0.003 | 0.203 | 0 |  | --> | E17 ex BALTINGLASS | BALTINGLASS: T421∥T422 | STRATFORD |  | 52.9049 | -6.6065
MV/LV Substation KI***919 | 20 kV | 400V(3ph) & 230V(single ph) | LV | 100 kVA :Pole Substation | 0.1 | --> | 0.1 | 0.048 | 5.8 |  | --> | 0.095 | 0 | 0 | 0 | 0 | 0.107 | 0 |  | --> | E12 ex DUNMANWAY | DUNMANWAY: T422 | DUNMANWAY |  | 51.6584 | -9.0864
MV/LV Substation KI***919 | 10 kV | 400V(3ph) & 230V(single ph) | LV | 100 kVA :Pole Substation | 0.1 | --> | 0.1 | 0.082 | 2.2 |  | --> | 0.095 | 0 | 0 | 0 | 0.003 | 0 | 0 | Constrained,otherwise capacity available =99kW. | --> | C15 ex NEWCASTLEWEST | NEWCASTLEWEST: T41∥T42 | RATHKEALE |  | 52.4395 | -9.0569
MV/LV Substation KI***920X | 20 kV | 400V(3ph) & 230V(single ph) | LV | 400 kVA :Kiosk Substation | 0.4 | --> | 0.4 | 0.274 | 5.6 |  | --> | 0.38 | 0 | 0 | 0 | 0.028 | 0.39 | 0 |  | --> | E18 ex CRANE | CRANE: T122 | CRANE |  | 52.5105 | -6.2855
MV/LV Substation KI***920X | 20 kV | 400V(3ph) & 230V(single ph) | LV | 200 kVA :Pole Substation | 0.2 | --> | 0.2 | 0 | 0 | Constrained,otherwise capacity available =177kVA. | --> | 0.19 | 0 | 0 | 0 | 0 | 0.203 | 0 |  | --> | E18 ex BALLINDERRY | BALLINDERRY: T422 | MULLINGAR |  | 53.5075 | -7.1437
MV/LV Substation KI***922 | 10 kV | 400V(3ph) & 230V(single ph) | LV | 400 kVA :Kiosk Substation | 0.4 | --> | 0.4 | 0 | 0 | Constrained,otherwise capacity available =282kVA. | --> | 0.38 | 0 | 0 | 0 | 0.049 | 0.366 | 0 |  | --> | C19 ex CARRICKMINES | CARRICKMINES: T41 | CARRICKMINES |  | 53.2635 | -6.2158
MV/LV Substation KI***923 | 10 kV | 400V(3ph) & 230V(single ph) | LV | 400 kVA :Kiosk Substation | 0.4 | --> | 0.4 | 0.286 | 9.8 |  | --> | 0.38 | 0 | 0 | 0 | 0.015 | 0.401 | 0 |  | --> | C14 ex KILCOOLE | KILCOOLE: T41∥T42 | FASSAROE |  | 53.1145 | -6.0649
MV/LV Substation KI***926X | 10 kV | 400V(3ph) & 230V(single ph) | LV | 50 kVA :Pole Substation | 0.05 | --> | 0.05 | 0.037 | 0 |  | --> | 0.047 | 0 | 0 | 0 | 0 | 0.051 | 0 |  | --> | C16 ex TALBOTS INCH | TALBOTS INCH: T41∥T42 | KILKENNY |  | 52.6697 | -7.2648
MV/LV Substation KI***927 | 20 kV | 400V(3ph) & 230V(single ph) | LV | 50 kVA :Pole Substation | 0.05 | --> | 0.05 | 0 | 0 | Constrained,otherwise capacity available =47kVA. | --> | 0.047 | 0 | 0 | 0 | 0 | 0.049 | 0 |  | --> | C24 ex MACETOWN | MACETOWN: T102 | MACETOWN |  | 53.4746 | -6.4692
MV/LV Substation KI***928Y | 20 kV | 400V(3ph) & 230V(single ph) | LV | 50 kVA :Pole Substation | 0.05 | --> | 0.05 | 0.037 | 1.8 |  | --> | 0.047 | 0 | 0 | 0 | 0.003 | 0.047 | 0 |  | --> | E21 ex CURRALEIGH | CURRALEIGH: T421∥T422 | KILBARRY |  | 51.9431 | -8.5973
MV/LV Substation KI***929 | 20 kV | 400V(3ph) & 230V(single ph) | LV | 100 kVA :Pole Substation | 0.1 | --> | 0.1 | 0.1 | 6.2 |  | --> | 0.095 | 0 | 0 | 0 | 0 | 0.1 | 0 |  | --> | E12 ex BAGENALSTOWN | BAGENALSTOWN: T421∥T422 | CARLOW |  | 52.6541 | -6.9576
MV/LV Substation KI***930Y | 10 kV | 400V(3ph) & 230V(single ph) | LV | 200 kVA :Kiosk Substation | 0.2 | --> | 0.2 | 0.146 | 5.9 |  | --> | 0.19 | 0 | 0 | 0 | 0.02 | 0.186 | 0 |  | --> | C18 ex BANDON | BANDON: T101 | BANDON |  | 51.8004 | -8.6429
MV/LV Substation KI***931 | 10 kV | 400V(3ph) & 230V(single ph) | LV | 50 kVA :Pole Substation | 0.05 | --> | 0.05 | 0 | 0 | Constrained,otherwise capacity available =41kVA. | --> | 0.047 | 0 | 0 | 0 | 0 | 0.05 | 0 |  | --> | C18 ex KILCOLGAN | KILCOLGAN: T42 | GALWAY 110KV |  | 53.2209 | -8.8569
MV/LV Substation KI***934 | 10 kV | 400V(3ph) & 230V(single ph) | LV | 200 kVA :Kiosk Substation | 0.2 | --> | 0.2 | 0.155 | 0.9 |  | --> | 0.19 | 0 | 0 | 0 | 0.004 | 0.202 | 0 |  | --> | C13 ex BRAY | BRAY: T41 | FASSAROE |  | 53.2007 | -6.1132
MV/LV Substation KI***934X | 20 kV | 400V(3ph) & 230V(single ph) | LV | 50 kVA :Pole Substation | 0.05 | --> | 0.05 | 0.05 | 2.5 |  | --> | 0.047 | 0 | 0 | 0 | 0 | 0.049 | 0 |  | --> | E11 ex CLOONBANNIN | CLOONBANNIN: T421 | GLENLARA |  | 52.0404 | -9.0999
MV/LV Substation KI***935X | 20 kV | 400V(3ph) & 230V(single ph) | LV | 100 kVA :Pole Substation | 0.1 | --> | 0.1 | 0 | 0 | Constrained,otherwise capacity available =81kVA. | --> | 0.095 | 0 | 0 | 0 | 0 | 0 | 0 | Constrained,otherwise capacity available =102kW. | --> | E22 ex BUNCLODY | BUNCLODY: T421∥T422 | CRANE |  | 52.691 | -6.6924
MV/LV Substation KI***935Y | 10 kV | 400V(3ph) & 230V(single ph) | LV | 50 kVA :Pole Substation | 0.05 | --> | 0.05 | 0 | 0 | Constrained,otherwise capacity available =45kVA. | --> | 0.047 | 0 | 0 | 0 | 0 | 0.05 | 0 |  | --> | C23 ex GORESBRIDGE | GORESBRIDGE: T41∥T42 | KILKENNY |  | 52.6721 | -7.0442
MV/LV Substation KI***936 | 10 kV | 400V(3ph) & 230V(single ph) | LV | 100 kVA :Pole Substation | 0.1 | --> | 0.1 | 0 | 0 | Constrained,otherwise capacity available =50kVA. | --> | 0.095 | 0 | 0 | 0 | 0.003 | 0.104 | 0 |  | --> | C15 ex BALLAGHADERREEN | BALLAGHADERREEN: T41∥T42 | TONROE |  | 53.9067 | -8.5679
MV/LV Substation KI***937 | 10 kV | 400V(3ph) & 230V(single ph) | LV | 200 kVA :Kiosk Substation | 0.2 | --> | 0.2 | 0.146 | 5.8 |  | --> | 0.19 | 0 | 0 | 0 | 0 | 0.207 | 0 |  | --> | C17 ex WHITESTOWN | WHITESTOWN: T41 | COOKSTOWN |  | 53.2921 | -6.3948
MV/LV Substation KI***938X | 10 kV | 400V(3ph) & 230V(single ph) | LV | 630 kVA :Building Structure | 0.63 | --> | 0.63 | 0.5 | 1.8 |  | --> | 0.598 | 0 | 0 | 0 | 0 | 0.5 | 0 |  | --> | C15 ex RATHMULLAN | RATHMULLAN: T41 | DRYBRIDGE |  | 53.707 | -6.3688
MV/LV Substation KI***938Y | 20 kV | 400V(3ph) & 230V(single ph) | LV | 50 kVA :Pole Substation | 0.05 | --> | 0.05 | 0.05 | 11.3 |  | --> | 0.047 | 0 | 0 | 0 | 0 | 0.049 | 0 |  | --> | C14 ex SINGLAND | SINGLAND: T102 | SINGLAND |  | 52.6454 | -8.5273
MV/LV Substation KI***939 | 20 kV | 400V(3ph) & 230V(single ph) | LV | 100 kVA :Pole Substation | 0.1 | --> | 0.1 | 0 | 0 | Constrained,otherwise capacity available =96kVA. | --> | 0.095 | 0 | 0 | 0 | 0.003 | 0.096 | 0 |  | --> | E11 ex BALLINROBE | BALLINROBE: T421∥T422 | DALTON |  | 53.6094 | -9.2115
MV/LV Substation KI***940 | 20 kV | 400V(3ph) & 230V(single ph) | LV | 50 kVA :Pole Substation | 0.05 | --> | 0.05 | 0.046 | 1.6 |  | --> | 0.047 | 0 | 0 | 0 | 0 | 0.049 | 0 |  | --> | E18 ex GURRANEBANE | GURRANEBANE: T421∥T422 | OUGHTRAGH |  | 51.8243 | -10.2737
MV/LV Substation KI***941X | 10 kV | 400V(3ph) & 230V(single ph) | LV | 50 kVA :Pole Substation | 0.05 | --> | 0.05 | 0 | 2.8 |  | --> | 0.047 | 0 | 0 | 0 | 0 | 0.064 | 0 |  | --> | C12 ex CARRIGLAWN | CARRIGLAWN: T41∥T42 | WEXFORD |  | 52.345 | -6.4543
MV/LV Substation KI***942 | 10 kV | 400V(3ph) & 230V(single ph) | LV | 50 kVA :Pole Substation | 0.05 | --> | 0.05 | 0.036 | 2.2 |  | --> | 0.047 | 0 | 0 | 0 | 0.003 | 0.047 | 0 |  | --> | C18 ex KINGSCOURT | KINGSCOURT: T42 | MEATH HILL |  | 53.8995 | -6.8073
MV/LV Substation KI***943 | 10 kV | 400V(3ph) & 230V(single ph) | LV | 630 kVA :Building Structure | 0.63 | --> | 0.63 | 0 | 0 | Constrained,otherwise capacity available =500kVA. | --> | 0.598 | 0 | 0 | 0 | 0 | 0.5 | 0 |  | --> | C17 ex CARRICKMACROSS | CARRICKMACROSS: T41 | MEATH HILL |  | 53.969 | -6.6926
MV/LV Substation KI***943 | 20 kV | 400V(3ph) & 230V(single ph) | LV | 200 kVA :Pole Substation | 0.2 | --> | 0.2 | 0.192 | 3.6 |  | --> | 0.19 | 0 | 0 | 0 | 0 | 0.2 | 0 |  | --> | E17 ex CLARA | CLARA: T421 | THORNSBERRY |  | 53.3851 | -7.4988
MV/LV Substation KI***944Z | 10 kV | 400V(3ph) & 230V(single ph) | LV | 50 kVA :Pole Substation | 0.05 | --> | 0.05 | 0 | 0 | Constrained,otherwise capacity available =32kVA. | --> | 0.047 | 0 | 0 | 0 | 0 | 0.051 | 0 |  | --> | C21 ex KILMONEY | KILMONEY: T41∥T42 | TRABEG |  | 51.7519 | -8.3295
MV/LV Substation KI***947 | 10 kV | 400V(3ph) & 230V(single ph) | LV | 100 kVA :Pole Substation | 0.1 | --> | 0.1 | 0 | 0 | Constrained,otherwise capacity available =88kVA. | --> | 0.095 | 0 | 0 | 0 | 0 | 0.101 | 0 |  | --> | C15 ex SKIBBEREEN | SKIBBEREEN: T41∥T42 | DUNMANWAY |  | 51.5192 | -9.3393
MV/LV Substation KI***947Y | 20 kV | 400V(3ph) & 230V(single ph) | LV | 50 kVA :Pole Substation | 0.05 | --> | 0.05 | 0.05 | 3.4 |  | --> | 0.047 | 0 | 0 | 0 | 0 | 0.049 | 0 |  | --> | E18 ex CLONMINCH | CLONMINCH: T422 | THORNSBERRY |  | 53.2215 | -7.5585
MV/LV Substation KI***950 | 10 kV | 400V(3ph) & 230V(single ph) | LV | 50 kVA :Pole Substation | 0.05 | --> | 0.05 | 0.04 | 5.5 |  | --> | 0.047 | 0 | 0 | 0 | 0 | 0.051 | 0 |  | --> | C16 ex LOUGHSHINNY | LOUGHSHINNY: T42 | GLASMORE |  | 53.5687 | -6.1653
MV/LV Substation KI***954 | 20 kV | 400V(3ph) & 230V(single ph) | LV | 200 kVA :Pole Substation | 0.2 | --> | 0.2 | 0.118 | 3.6 |  | --> | 0.19 | 0 | 0 | 0 | 0 | 0.212 | 0 |  | --> | E20 ex KILLINICK | KILLINICK: T421∥T422 | WEXFORD |  | 52.2577 | -6.4564
MV/LV Substation KI***955X | 20 kV | 400V(3ph) & 230V(single ph) | LV | 50 kVA :Pole Substation | 0.05 | --> | 0.05 | 0.046 | 5.6 |  | --> | 0.047 | 0 | 0 | 0 | 0 | 0.049 | 0 |  | --> | E13 ex CRANE | CRANE: T122 | CRANE |  | 52.4905 | -6.5002
MV/LV Substation KI***957 | 20 kV | 400V(3ph) & 230V(single ph) | LV | 50 kVA :Pole Substation | 0.05 | --> | 0.05 | 0.029 | 1.3 |  | --> | 0.047 | 0 | 0 | 0 | 0 | 0.052 | 0 |  | --> | E11 ex KILCARRAGH | KILCARRAGH: T421∥T422 | BUTLERSTOWN |  | 52.2155 | -7.0711
MV/LV Substation KI***957X | 10 kV | 400V(3ph) & 230V(single ph) | LV | 200 kVA :Pole Substation | 0.2 | --> | 0.2 | 0 | 0 | Constrained,otherwise capacity available =200kVA. | --> | 0.19 | 0 | 0 | 0 | 0.097 | 0.097 | 0 |  | --> | C18 ex NAAS | NAAS: T42 | NEWBRIDGE |  | 53.188 | -6.6872
MV/LV Substation KI***957Z | 10 kV | 400V(3ph) & 230V(single ph) | LV | 50 kVA :Pole Substation | 0.05 | --> | 0.05 | 0.05 | 3.2 |  | --> | 0.047 | 0 | 0 | 0 | 0 | 0.049 | 0 |  | --> | C20 ex MCDONAGH | MCDONAGH: T42 | KILKENNY |  | 52.687 | -7.1413
MV/LV Substation KI***960 | 10 kV | 400V(3ph) & 230V(single ph) | LV | 200 kVA :Building Structure | 0.2 | --> | 0.2 | 0 | 0 | Constrained,otherwise capacity available =155kVA. | --> | 0.19 | 0 | 0 | 0 | 0 | 0.207 | 0 |  | --> | C20 ex COOLCORCORAN | COOLCORCORAN: T41∥T42 | KNOCKEARAGH |  | 52.0965 | -9.4695
MV/LV Substation KI***961 | 20 kV | 400V(3ph) & 230V(single ph) | LV | 50 kVA :Pole Substation | 0.05 | --> | 0.05 | 0.046 | 1.7 |  | --> | 0.047 | 0 | 0 | 0 | 0 | 0 | 0 | Constrained,otherwise capacity available =49kW. | --> | E17 ex CREESLOUGH | CREESLOUGH: T421 | ARDNAGAPPARY |  | 55.1787 | -7.9521
MV/LV Substation KI***962 | 10 kV | 400V(3ph) & 230V(single ph) | LV | 50 kVA :Pole Substation | 0.05 | --> | 0.05 | 0 | 0 | Constrained,otherwise capacity available =23kVA. | --> | 0.047 | 0 | 0 | 0 | 0 | 0 | 0 | Constrained,otherwise capacity available =53kW. | --> | C11 ex HOLYCROSS ROAD | HOLYCROSS ROAD: T41∥T42 | THURLES |  | 52.6052 | -7.8434
MV/LV Substation KI***964X | 20 kV | 400V(3ph) & 230V(single ph) | LV | 50 kVA :Pole Substation | 0.05 | --> | 0.05 | 0.046 | 2.8 |  | --> | 0.047 | 0 | 0 | 0 | 0 | 0.049 | 0 |  | --> | C12 ex CARRIGLAWN | CARRIGLAWN: T41∥T42 | WEXFORD |  | 52.366 | -6.4317
MV/LV Substation KI***965 | 10 kV | 400V(3ph) & 230V(single ph) | LV | 200 kVA :Pole Substation | 0.2 | --> | 0.2 | 0.158 | 5 |  | --> | 0.19 | 0 | 0 | 0 | 0 | 0.206 | 0 |  | --> | C12 ex BALLYTIVNAN | BALLYTIVNAN: T42 | SLIGO |  | 54.302 | -8.4131
MV/LV Substation KI***967 | 20 kV | 400V(3ph) & 230V(single ph) | LV | 100 kVA :Pole Substation | 0.1 | --> | 0.1 | 0.095 | 11.3 |  | --> | 0.095 | 0 | 0 | 0 | 0 | 0.1 | 0 |  | --> | C14 ex SINGLAND | SINGLAND: T102 | SINGLAND |  | 52.6393 | -8.5375
MV/LV Substation KI***967 | 10 kV | 400V(3ph) & 230V(single ph) | LV | 100 kVA :Pole Substation | 0.1 | --> | 0.1 | 0.03 | 0.3 |  | --> | 0.095 | 0 | 0 | 0 | 0 | 0.11 | 0 |  | --> | C15 ex DRUMBEAR | DRUMBEAR: T41∥T42 | LISDRUM |  | 54.2402 | -6.9272
MV/LV Substation KI***967X | 20 kV | 400V(3ph) & 230V(single ph) | LV | 100 kVA :Pole Substation | 0.1 | --> | 0.1 | 0 | 0 | Constrained,otherwise capacity available =51kVA. | --> | 0.095 | 0 | 0 | 0 | 0.011 | 0.095 | 0 |  | --> | E16 ex GLENAMADDY | GLENAMADDY: T422 | ATHLONE |  | 53.5543 | -8.569
MV/LV Substation KI***968 | 10 kV | 400V(3ph) & 230V(single ph) | LV | 50 kVA :Pole Substation | 0.05 | --> | 0.05 | 0.042 | 8.3 |  | --> | 0.047 | 0 | 0 | 0 | 0.004 | 0.046 | 0 |  | --> | C17 ex BALLYBEG | BALLYBEG: T101 | CARRICKMINES |  | 52.9464 | -6.0378
MV/LV Substation KI***968 | 10 kV | 400V(3ph) & 230V(single ph) | LV | 50 kVA :Pole Substation | 0.05 | --> | 0.05 | 0 | 0 | Constrained,otherwise capacity available =9kVA. | --> | 0.047 | 0 | 0 | 0 | 0.007 | 0.048 | 0 |  | --> | C12 ex BRUFF | BRUFF: T42 | LIMERICK |  | 52.5225 | -8.399
MV/LV Substation KI***968Z | 20 kV | 400V(3ph) & 230V(single ph) | LV | 50 kVA :Pole Substation | 0.05 | --> | 0.05 | 0.05 | 8.4 |  | --> | 0.047 | 0 | 0 | 0 | 0.007 | 0.042 | 0 |  | --> | C25 ex MULLINGAR | MULLINGAR: T101 | MULLINGAR |  | 53.5624 | -7.4891
MV/LV Substation KI***969 | 20 kV | 400V(3ph) & 230V(single ph) | LV | 100 kVA :Pole Substation | 0.1 | --> | 0.1 | 0.074 | 0.9 |  | --> | 0.095 | 0 | 0 | 0 | 0 | 0.103 | 0 |  | --> | C11 ex DRUMQUIN | DRUMQUIN: T42 | ENNIS |  | 52.7823 | -9.2151
MV/LV Substation KI***970 | 10 kV | 400V(3ph) & 230V(single ph) | LV | 100 kVA :Pole Substation | 0.1 | --> | 0.1 | 0.096 | 8.3 |  | --> | 0.095 | 0 | 0 | 0 | 0 | 0.1 | 0 |  | --> | C17 ex BALLYBEG | BALLYBEG: T101 | CARRICKMINES |  | 52.9565 | -6.0285
MV/LV Substation KI***970 | 10 kV | 400V(3ph) & 230V(single ph) | LV | 100 kVA :Pole Substation | 0.1 | --> | 0.1 | 0 | 0 | Constrained,otherwise capacity available =80kVA. | --> | 0.095 | 0 | 0 | 0 | 0.003 | 0.099 | 0 |  | --> | C17 ex GORESBRIDGE | GORESBRIDGE: T41∥T42 | KILKENNY |  | 52.6387 | -6.865
MV/LV Substation KI***970 | 20 kV | 400V(3ph) & 230V(single ph) | LV | 100 kVA :Pole Substation | 0.1 | --> | 0.1 | 0.094 | 11.3 |  | --> | 0.095 | 0 | 0 | 0 | 0.003 | 0.097 | 0 |  | --> | C14 ex SINGLAND | SINGLAND: T102 | SINGLAND |  | 52.6458 | -8.5252
MV/LV Substation KI***970Y | 10 kV | 400V(3ph) & 230V(single ph) | LV | 400 kVA :Building Structure | 0.4 | --> | 0.4 | 0.383 | 5.6 |  | --> | 0.38 | 0 | 0 | 0 | 0 | 0.402 | 0 |  | --> | C18 ex PURCELLS INCH | PURCELLS INCH: T42 | KILKENNY |  | 52.6444 | -7.2106
MV/LV Substation KI***974X | 20 kV | 400V(3ph) & 230V(single ph) | LV | 200 kVA :Pole Substation | 0.2 | --> | 0.2 | 0.074 | 2 |  | --> | 0.19 | 0 | 0 | 0 | 0 | 0.219 | 0 |  | --> | E17 ex BALLYCONNELL | BALLYCONNELL: T421∥T422 | GORTAWEE |  | 54.0879 | -7.6278
MV/LV Substation KI***975 | 20 kV | 400V(3ph) & 230V(single ph) | LV | 50 kVA :Pole Substation | 0.05 | --> | 0.05 | 0.046 | 1.6 |  | --> | 0.047 | 0 | 0 | 0 | 0.003 | 0.046 | 0 |  | --> | E16 ex GURRANEBANE | GURRANEBANE: T421∥T422 | OUGHTRAGH |  | 51.9047 | -10.0629
MV/LV Substation KI***979 | 20 kV | 400V(3ph) & 230V(single ph) | LV | 200 kVA :Kiosk Substation | 0.2 | --> | 0.2 | 0.148 | 6.2 |  | --> | 0.19 | 0 | 0 | 0 | 0 | 0.207 | 0 |  | --> | E11 ex BAGENALSTOWN | BAGENALSTOWN: T421∥T422 | CARLOW |  | 52.699 | -6.9358
MV/LV Substation KI***979X | 10 kV | 400V(3ph) & 230V(single ph) | LV | 400 kVA :Kiosk Substation | 0.4 | --> | 0.4 | 0 | 0 | Constrained,otherwise capacity available =311kVA. | --> | 0.38 | 0 | 0 | 0 | 0.003 | 0.41 | 0 |  | --> | C23 ex KILBARRY | KILBARRY: T101 | KILBARRY |  | 51.9094 | -8.4978
MV/LV Substation KI***979X | 10 kV | 400V(3ph) & 230V(single ph) | LV | 400 kVA :Kiosk Substation | 0.4 | --> | 0.4 | 0.335 | 9.8 |  | --> | 0.38 | 0 | 0 | 0 | 0 | 0.41 | 0 |  | --> | C20 ex COOKSTOWN | COOKSTOWN: T102 | CARRICKMINES |  | 53.2693 | -6.3707
MV/LV Substation KI***980Y | 20 kV | 400V(3ph) & 230V(single ph) | LV | 200 kVA :Pole Substation | 0.2 | --> | 0.2 | 0.2 | 4.5 |  | --> | 0.19 | 0 | 0 | 0 | 0 | 0.2 | 0 |  | --> | E13 ex TELAYDON | TELAYDON: T421 | LISDRUM |  | 54.2601 | -7.0421
MV/LV Substation KI***981 | 10 kV | 400V(3ph) & 230V(single ph) | LV | 400 kVA :Building Structure | 0.4 | --> | 0.4 | 0.367 | 8.3 |  | --> | 0.38 | 0 | 0 | 0 | 0 | 0.404 | 0 |  | --> | C17 ex BALLYBEG | BALLYBEG: T101 | CARRICKMINES |  | 52.959 | -6.0299
MV/LV Substation KI***982X | 10 kV | 400V(3ph) & 230V(single ph) | LV | 400 kVA :Kiosk Substation | 0.4 | --> | 0.4 | 0 | 0 | Constrained,otherwise capacity available =383kVA. | --> | 0.38 | 0 | 0 | 0 | 0 | 0.402 | 0 |  | --> | C12 ex OLDBAWN | OLDBAWN: T42 | COOKSTOWN |  | 53.2788 | -6.3438
MV/LV Substation KI***983 | 20 kV | 400V(3ph) & 230V(single ph) | LV | 50 kVA :Pole Substation | 0.05 | --> | 0.05 | 0.033 | 4.1 |  | --> | 0.047 | 0 | 0 | 0 | 0 | 0 | 0 | Constrained,otherwise capacity available =51kW. | --> | E11 ex CHARLEVILLE | CHARLEVILLE: T422 | CHARLEVILLE |  | 52.4362 | -8.7042
MV/LV Substation KI***983 | 10 kV | 400V(3ph) & 230V(single ph) | LV | 50 kVA :Pole Substation | 0.05 | --> | 0.05 | 0.042 | 5 |  | --> | 0.047 | 0 | 0 | 0 | 0 | 0.05 | 0 |  | --> | C17 ex BALLYRICKARD | BALLYRICKARD: T41∥T42 | TRALEE |  | 52.3139 | -9.7987
MV/LV Substation KI***983Y | 20 kV | 400V(3ph) & 230V(single ph) | LV | 50 kVA :Pole Substation | 0.05 | --> | 0.05 | 0.044 | 2.5 |  | --> | 0.047 | 0 | 0 | 0 | 0 | 0.05 | 0 |  | --> | C26 ex ATHY | ATHY: T102 | ATHY |  | 53.1259 | -7.0308
MV/LV Substation KI***984 | 20 kV | 400V(3ph) & 230V(single ph) | LV | 200 kVA :Pole Substation | 0.2 | --> | 0.2 | 0.148 | 5.6 |  | --> | 0.19 | 0 | 0 | 0 | 0.003 | 0.204 | 0 |  | --> | E18 ex CRANE | CRANE: T122 | CRANE |  | 52.5128 | -6.2854
MV/LV Substation KI***984 | 20 kV | 400V(3ph) & 230V(single ph) | LV | 50 kVA :Pole Substation | 0.05 | --> | 0.05 | 0 | 0 | Constrained,otherwise capacity available =44kVA. | --> | 0.047 | 0 | 0 | 0 | 0.008 | 0.041 | 0 |  | --> | E25 ex PATRICKSWELL | PATRICKSWELL: T421∥T422 | LIMERICK |  | 52.6276 | -8.8132
MV/LV Substation KI***984Y | 20 kV | 400V(3ph) & 230V(single ph) | LV | 50 kVA :Pole Substation | 0.05 | --> | 0.05 | 0.045 | 2.6 |  | --> | 0.047 | 0 | 0 | 0 | 0 | 0.05 | 0 |  | --> | E16 ex LISDRUM | LISDRUM: T422 | LISDRUM |  | 54.2681 | -6.8848
MV/LV Substation KI***985X | 20 kV | 400V(3ph) & 230V(single ph) | LV | 50 kVA :Pole Substation | 0.05 | --> | 0.05 | 0.049 | 1 |  | --> | 0.047 | 0 | 0 | 0 | 0 | 0.049 | 0 |  | --> | E19 ex SHILLELAGH | SHILLELAGH: T421∥T422 | CARLOW |  | 52.6881 | -6.4923
MV/LV Substation KI***985X | 20 kV | 400V(3ph) & 230V(single ph) | LV | 200 kVA :Pole Substation | 0.2 | --> | 0.2 | 0 | 0 | Constrained,otherwise capacity available =179kVA. | --> | 0.19 | 0 | 0 | 0 | 0 | 0.203 | 0 |  | --> | E21 ex FINEA | FINEA: T421∥T422 | SHANKILL |  | 53.8656 | -7.3331
MV/LV Substation KI***986 | 20 kV | 400V(3ph) & 230V(single ph) | LV | 50 kVA :Pole Substation | 0.05 | --> | 0.05 | 0 | 0 | Constrained,otherwise capacity available =43kVA. | --> | 0.047 | 0 | 0 | 0 | 0 | 0.05 | 0 |  | --> | E13 ex BALLINROBE | BALLINROBE: T421∥T422 | DALTON |  | 53.7275 | -9.2933
MV/LV Substation KI***987X | 20 kV | 400V(3ph) & 230V(single ph) | LV | 200 kVA :Kiosk Substation | 0.2 | --> | 0.2 | 0.188 | 1.4 |  | --> | 0.19 | 0 | 0 | 0 | 0 | 0.201 | 0 |  | --> | E20 ex GARRANACANTY | GARRANACANTY: T422 | TIPPERARY |  | 52.5587 | -8.0408
MV/LV Substation KI***988X | 10 kV | 400V(3ph) & 230V(single ph) | LV | 400 kVA :Building Structure | 0.4 | --> | 0.4 | 0.297 | 7.3 |  | --> | 0.38 | 0 | 0 | 0 | 0 | 0.415 | 0 |  | --> | E41 ex KINSALE | KINSALE: T423 | BANDON |  | 51.7017 | -8.5189
MV/LV Substation KI***989X | 20 kV | 400V(3ph) & 230V(single ph) | LV | 50 kVA :Pole Substation | 0.05 | --> | 0.05 | 0.048 | 2.8 |  | --> | 0.047 | 0 | 0 | 0 | 0 | 0.049 | 0 |  | --> | E12 ex LONGFORD | LONGFORD: T422 | RICHMOND |  | 53.7947 | -7.7947
MV/LV Substation KI***991 | 20 kV | 400V(3ph) & 230V(single ph) | LV | 200 kVA :Pole Substation | 0.2 | --> | 0.2 | 0.166 | 4.5 |  | --> | 0.19 | 0 | 0 | 0 | 0 | 0.204 | 0 |  | --> | E12 ex CLARA | CLARA: T422 | THORNSBERRY |  | 53.3641 | -7.5094
MV/LV Substation KI***992X | 10 kV | 400V(3ph) & 230V(single ph) | LV | 100 kVA :Pole Substation | 0.1 | --> | 0.1 | 0.04 | 0.9 |  | --> | 0.095 | 0 | 0 | 0 | 0.007 | 0.101 | 0 |  | --> | C18 ex BALLYHALE | BALLYHALE: T42 | KILKENNY |  | 52.4612 | -7.3298
MV/LV Substation KI***995 | 20 kV | 400V(3ph) & 230V(single ph) | LV | 50 kVA :Pole Substation | 0.05 | --> | 0.05 | 0 | 0 | Constrained,otherwise capacity available =18kVA. | --> | 0.047 | 0 | 0 | 0 | 0 | 0.054 | 0 |  | --> | E23 ex BALTRASNA | BALTRASNA: T121 | BALTRASNA |  | 53.5735 | -6.4454
MV/LV Substation KI***995X | 10 kV | 400V(3ph) & 230V(single ph) | LV | 100 kVA :Pole Substation | 0.1 | --> | 0.1 | 0 | 0 | Constrained,otherwise capacity available =79kVA. | --> | 0.095 | 0 | 0 | 0 | 0 | 0 | 0 | Constrained,otherwise capacity available =103kW. | --> | C22 ex PORTLAOISE | PORTLAOISE: T42 | PORTLAOISE |  | 53.0441 | -7.2594
MV/LV Substation KI***999 | 20 kV | 400V(3ph) & 230V(single ph) | LV | 50 kVA :Pole Substation | 0.05 | --> | 0.05 | 0.044 | 1.6 |  | --> | 0.047 | 0 | 0 | 0 | 0 | 0.05 | 0 |  | --> | E12 ex GURRANEBANE | GURRANEBANE: T421∥T422 | OUGHTRAGH |  | 52.0538 | -9.9414
MV/LV Substation KI***999 | 10 kV | 400V(3ph) & 230V(single ph) | LV | 100 kVA :Pole Substation | 0.1 | --> | 0.1 | 0.057 | 2.2 |  | --> | 0.095 | 0 | 0 | 0 | 0.003 | 0.103 | 0 |  | --> | C15 ex SPA ROAD | SPA ROAD: T41∥T42 | DOON |  | 52.3401 | -7.7255
MV/LV Substation KI***999 | 10 kV | 400V(3ph) & 230V(single ph) | LV | 50 kVA :Pole Substation | 0.05 | --> | 0.05 | 0.038 | 4.6 |  | --> | 0.047 | 0 | 0 | 0 | 0 | 0.051 | 0 |  | --> | C21 ex BALLYRAINE | BALLYRAINE: T41∥T42 | LETTERKENNY |  | 54.9615 | -7.7003
MV/LV Substation KK***280Z | 10 kV | 400V(3ph) & 230V(single ph) | LV | 400 kVA :Building Structure | 0.4 | --> | 0.4 | 0.327 | 3.2 |  | --> | 0.38 | 0 | 0 | 0 | 0 | 0.411 | 0 |  | --> | C14 ex MCDONAGH | MCDONAGH: T42 | KILKENNY |  | 52.6568 | -7.2281
MV/LV Substation KK***669X | 20 kV | 400V(3ph) & 230V(single ph) | LV | 400 kVA :Building Structure | 0.4 | --> | 0.4 | 0.381 | 4.6 |  | --> | 0.38 | 0 | 0 | 0 | 0 | 0.402 | 0 |  | --> | E13 ex BALLYRAGGET | BALLYRAGGET: T421∥T422 | BALLYRAGGET |  | 52.741 | -7.3494
MV/LV Substation KL***132 | 10 kV | 400V(3ph) & 230V(single ph) | LV | 200 kVA :Pole Substation | 0.2 | --> | 0.2 | 0 | 0 | Constrained,otherwise capacity available =186kVA. | --> | 0.19 | 0 | 0 | 0 | 0 | 0.201 | 0 |  | --> | C12 ex KANTURK | KANTURK: T41∥T42 | GLENLARA |  | 52.1608 | -8.9058
MV/LV Substation KL***935X | 20 kV | 400V(3ph) & 230V(single ph) | LV | 200 kVA :Pole Substation | 0.2 | --> | 0.2 | 0.154 | 2.7 |  | --> | 0.19 | 0 | 0 | 0 | 0.007 | 0.199 | 0 |  | --> | C18 ex KILLESHANDRA | KILLESHANDRA: T41∥T42 | GORTAWEE |  | 54.0088 | -7.5227
MV/LV Substation KL***995 | 10 kV | 400V(3ph) & 230V(single ph) | LV | 630 kVA :Building Structure | 0.63 | --> | 0.63 | 0 | 0 | Constrained,otherwise capacity available =458kVA. | --> | 0.598 | 0 | 0 | 0 | 0 | 0.5 | 0 |  | --> | C14 ex BALLYBEGGAN | BALLYBEGGAN: T43∥T44 | TRALEE |  | 52.2728 | -9.6734
MV/LV Substation KM***4089 | 10 kV | 400V(3ph) & 230V(single ph) | LV | 630 kVA :Building Structure | 0.63 | --> | 0.63 | 0 | 0 | Constrained,otherwise capacity available =337kVA. | --> | 0.598 | 0 | 0 | 0 | 0 | 0.5 | 0 |  | --> | C23 ex CLONMINCH | CLONMINCH: T41 | THORNSBERRY |  | 53.2746 | -7.4622
MV/LV Substation KN***001X | 10 kV | 400V(3ph) & 230V(single ph) | LV | 50 kVA :Pole Substation | 0.05 | --> | 0.05 | 0.036 | 3.6 |  | --> | 0.047 | 0 | 0 | 0 | 0 | 0.051 | 0 |  | --> | C17 ex CASTLEREA | CASTLEREA: T41∥T42 | CARRICK ON SHANNON |  | 53.7599 | -8.4715
MV/LV Substation KN***003 | 10 kV | 400V(3ph) & 230V(single ph) | LV | 200 kVA :Kiosk Substation | 0.2 | --> | 0.2 | 0 | 0 | Constrained,otherwise capacity available =135kVA. | --> | 0.19 | 0 | 0 | 0 | 0 | 0.21 | 0 |  | --> | C17 ex BALLYHAUNIS | BALLYHAUNIS: T41∥T42 | DALTON |  | 53.7645 | -8.7634
MV/LV Substation KN***005X | 10 kV | 400V(3ph) & 230V(single ph) | LV | 400 kVA :Kiosk Substation | 0.4 | --> | 0.4 | 0.279 | 6.3 |  | --> | 0.38 | 0 | 0 | 0 | 0.001 | 0.417 | 0 |  | --> | C24 ex KILBARRY | KILBARRY: T43 | KILBARRY |  | 51.9067 | -8.4969
MV/LV Substation KN***006 | 10 kV | 400V(3ph) & 230V(single ph) | LV | 630 kVA :Kiosk Substation | 0.63 | --> | 0.63 | 0.32 | 2.1 |  | --> | 0.598 | 0 | 0 | 0 | 0.068 | 0.5 | 0 |  | --> | C20 ex SALLYNOGGIN ROAD | SALLYNOGGIN ROAD: T42 | CHERRYWOOD |  | 53.2888 | -6.1462
MV/LV Substation KN***008 | 10 kV | 400V(3ph) & 230V(single ph) | LV | 100 kVA :Pole Substation | 0.1 | --> | 0.1 | 0 | 0 | Constrained,otherwise capacity available =48kVA. | --> | 0.095 | 0 | 0 | 0 | 0.007 | 0.1 | 0 |  | --> | C20 ex BUTTEVANT | BUTTEVANT: T41∥T42 | MALLOW |  | 52.2278 | -8.6788
MV/LV Substation KN***008X | 20 kV | 400V(3ph) & 230V(single ph) | LV | 50 kVA :Pole Substation | 0.05 | --> | 0.05 | 0.047 | 4.4 |  | --> | 0.047 | 0 | 0 | 0 | 0.008 | 0.041 | 0 |  | --> | E15 ex MOHILL | MOHILL: T421∥T422 | CARRICK ON SHANNON |  | 53.9269 | -7.8654
MV/LV Substation KN***009 | 10 kV | 400V(3ph) & 230V(single ph) | LV | 50 kVA :Pole Substation | 0.05 | --> | 0.05 | 0 | 0 | Constrained,otherwise capacity available =49kVA. | --> | 0.047 | 0 | 0 | 0 | 0 | 0.049 | 0 |  | --> | C17 ex BALLYHAUNIS | BALLYHAUNIS: T41∥T42 | DALTON |  | 53.7643 | -8.7927
MV/LV Substation KN***010 | 10 kV | 400V(3ph) & 230V(single ph) | LV | 1000 kVA :Building Structure | 1 | --> | 1 | 0.478 | 0.8 |  | --> | 0.95 | 0 | 0 | 0 | 0 | 0.5 | 0 |  | --> | C12 ex FAIRHILL | FAIRHILL: T42 | KILBARRY |  | 51.9018 | -8.4737
MV/LV Substation KN***012Y | 10 kV | 400V(3ph) & 230V(single ph) | LV | 50 kVA :Pole Substation | 0.05 | --> | 0.05 | 0.049 | 1.2 |  | --> | 0.047 | 0 | 0 | 0 | 0 | 0.049 | 0 |  | --> | C26 ex KYLEERAGH | KYLEERAGH: T42 | NENAGH |  | 52.9254 | -8.2165
MV/LV Substation KN***014 | 10 kV | 400V(3ph) & 230V(single ph) | LV | 200 kVA :Pole Substation | 0.2 | --> | 0.2 | 0.115 | 3.6 |  | --> | 0.19 | 0 | 0 | 0 | 0.003 | 0.209 | 0 |  | --> | C17 ex CASTLEREA | CASTLEREA: T41∥T42 | CARRICK ON SHANNON |  | 53.7619 | -8.4744
MV/LV Substation KN***014X | 20 kV | 400V(3ph) & 230V(single ph) | LV | 400 kVA :Kiosk Substation | 0.4 | --> | 0.4 | 0.284 | 5.4 |  | --> | 0.38 | 0 | 0 | 0 | 0 | 0.417 | 0 |  | --> | E19 ex ARDNAREE | ARDNAREE: T421 | MOY |  | 54.1188 | -9.1339
MV/LV Substation KN***017Y | 20 kV | 400V(3ph) & 230V(single ph) | LV | 50 kVA :Pole Substation | 0.05 | --> | 0.05 | 0 | 0 | Constrained,otherwise capacity available =50kVA. | --> | 0.047 | 0 | 0 | 0 | 0 | 0.049 | 0 |  | --> | E23 ex ATHENRY | ATHENRY: T423 | GALWAY 110KV |  | 53.2943 | -8.5919
MV/LV Substation KN***021 | 10 kV | 400V(3ph) & 230V(single ph) | LV | 50 kVA :Pole Substation | 0.05 | --> | 0.05 | 0 | 0 | Constrained,otherwise capacity available =36kVA. | --> | 0.047 | 0 | 0 | 0 | 0.003 | 0 | 0 | Constrained,otherwise capacity available =47kW. | --> | C16 ex RATHDOWNEY | RATHDOWNEY: T42 | IKERRIN |  | 52.8517 | -7.5885
MV/LV Substation KN***023Z | 20 kV | 400V(3ph) & 230V(single ph) | LV | 50 kVA :Pole Substation | 0.05 | --> | 0.05 | 0 | 0 | Constrained,otherwise capacity available =48kVA. | --> | 0.047 | 0 | 0 | 0 | 0 | 0.049 | 0 |  | --> | E13 ex BALTINGLASS | BALTINGLASS: T421∥T422 | STRATFORD |  | 52.911 | -6.768
MV/LV Substation KN***026 | 10 kV | 400V(3ph) & 230V(single ph) | LV | 200 kVA :Kiosk Substation | 0.2 | --> | 0.2 | 0.126 | 4.6 |  | --> | 0.19 | 0 | 0 | 0 | 0.017 | 0.193 | 0 |  | --> | C11 ex BALLYRAINE | BALLYRAINE: T41∥T42 | LETTERKENNY |  | 54.9613 | -7.7242
MV/LV Substation KN***026X | 10 kV | 400V(3ph) & 230V(single ph) | LV | 630 kVA :Kiosk Substation | 0.63 | --> | 0.63 | 0 | 0 | Constrained,otherwise capacity available =500kVA. | --> | 0.598 | 0 | 0 | 0 | 0 | 0.5 | 0 |  | --> | C13 ex CHARLESTOWN | CHARLESTOWN: T41 | TONROE |  | 53.9131 | -8.8237
MV/LV Substation KN***028X | 10 kV | 400V(3ph) & 230V(single ph) | LV | 50 kVA :Pole Substation | 0.05 | --> | 0.05 | 0 | 0 | Constrained,otherwise capacity available =49kVA. | --> | 0.047 | 0 | 0 | 0 | 0 | 0.049 | 0 |  | --> | C22 ex SKIBBEREEN | SKIBBEREEN: T41∥T42 | DUNMANWAY |  | 51.5431 | -9.3566
MV/LV Substation KN***029 | 10 kV | 400V(3ph) & 230V(single ph) | LV | 100 kVA :Pole Substation | 0.1 | --> | 0.1 | 0 | 9.6 |  | --> | 0.095 | 0 | 0 | 0 | 0.003 | 0.117 | 0 |  | --> | C17 ex GORTLEE | GORTLEE: T41∥T42 | LETTERKENNY |  | 54.9624 | -7.7275
MV/LV Substation KN***029X | 10 kV | 400V(3ph) & 230V(single ph) | LV | 400 kVA :Kiosk Substation | 0.4 | --> | 0.4 | 0.353 | 2.1 |  | --> | 0.38 | 0 | 0 | 0 | 0.01 | 0.396 | 0 |  | --> | C16 ex LITTLE BRAY | LITTLE BRAY: T42 | FASSAROE |  | 53.236 | -6.125
MV/LV Substation KN***031Y | 20 kV | 400V(3ph) & 230V(single ph) | LV | 200 kVA :Pole Substation | 0.2 | --> | 0.2 | 0.173 | 1 |  | --> | 0.19 | 0 | 0 | 0 | 0.003 | 0 | 0 | Constrained,otherwise capacity available =200kW. | --> | E11 ex MACROOM | MACROOM: T422 | MACROOM |  | 51.9788 | -8.8334
MV/LV Substation KN***034 | 10 kV | 400V(3ph) & 230V(single ph) | LV | 400 kVA :Building Structure | 0.4 | --> | 0.4 | 0.35 | 0.4 | Constrained,otherwise capacity available =390kVA. | --> | 0.38 | 0 | 0 | 0 | 0 | 0 | 0 | Constrained,otherwise capacity available =401kW. | --> | C25 ex GARRYSPILLANE | GARRYSPILLANE: T41 | TIPPERARY |  | 52.4341 | -8.4116
MV/LV Substation KN***035 | 20 kV | 400V(3ph) & 230V(single ph) | LV | 400 kVA :Kiosk Substation | 0.4 | --> | 0.4 | 0.342 | 3.7 |  | --> | 0.38 | 0 | 0 | 0 | 0.025 | 0 | 0 | Constrained,otherwise capacity available =382kW. | --> | E14 ex FOXHOLE | FOXHOLE: T421∥T422 | DUNGARVAN |  | 51.9424 | -7.8513
MV/LV Substation KN***035X | 10 kV | 400V(3ph) & 230V(single ph) | LV | 50 kVA :Pole Substation | 0.05 | --> | 0.05 | 0.043 | 2.7 |  | --> | 0.047 | 0 | 0 | 0 | 0.004 | 0.046 | 0 |  | --> | C22 ex BALLYARD | BALLYARD: T41∥T42 | TRALEE |  | 52.2259 | -9.8893
MV/LV Substation KN***035X | 20 kV | 400V(3ph) & 230V(single ph) | LV | 50 kVA :Pole Substation | 0.05 | --> | 0.05 | 0.029 | 3.7 |  | --> | 0.047 | 0 | 0 | 0 | 0 | 0 | 0 | Constrained,otherwise capacity available =52kW. | --> | E20 ex FOXHOLE | FOXHOLE: T421∥T422 | DUNGARVAN |  | 51.9677 | -7.8827
MV/LV Substation KN***037X | 20 kV | 400V(3ph) & 230V(single ph) | LV | 50 kVA :Pole Substation | 0.05 | --> | 0.05 | 0 | 0 | Constrained,otherwise capacity available =49kVA. | --> | 0.047 | 0 | 0 | 0 | 0 | 0.049 | 0 |  | --> | C21 ex CASTLEISLAND | CASTLEISLAND: T41∥T42 | TRALEE |  | 52.1687 | -9.3643
MV/LV Substation KN***039 | 20 kV | 400V(3ph) & 230V(single ph) | LV | 200 kVA :Kiosk Substation | 0.2 | --> | 0.2 | 0 | 0 | Constrained,otherwise capacity available =146kVA. | --> | 0.19 | 0 | 0 | 0 | 0.039 | 0.166 | 0 |  | --> | E14 ex DALTON | DALTON: T421∥T422 | DALTON |  | 53.7927 | -8.9186
MV/LV Substation KN***041X | 10 kV | 400V(3ph) & 230V(single ph) | LV | 50 kVA :Pole Substation | 0.05 | --> | 0.05 | 0 | 0 | Constrained,otherwise capacity available =49kVA. | --> | 0.047 | 0 | 0 | 0 | 0 | 0.049 | 0 |  | --> | E14 ex COLLOONEY | COLLOONEY: T422 | SLIGO |  | 54.1051 | -8.6848
MV/LV Substation KN***045 | 10 kV | 400V(3ph) & 230V(single ph) | LV | 400 kVA :Kiosk Substation | 0.4 | --> | 0.4 | 0.264 | 2.4 |  | --> | 0.38 | 0 | 0 | 0 | 0.021 | 0.398 | 0 |  | --> | C25 ex TINAHASK | TINAHASK: T41∥T42 | ARKLOW |  | 52.7898 | -6.1643
MV/LV Substation KN***045Y | 20 kV | 400V(3ph) & 230V(single ph) | LV | 50 kVA :Pole Substation | 0.05 | --> | 0.05 | 0 | 0 | Constrained,otherwise capacity available =50kVA. | --> | 0.047 | 0 | 0 | 0 | 0 | 0 | 0 | Constrained,otherwise capacity available =49kW. | --> | C18 ex LEE BRIDGE | LEE BRIDGE: T42 | MACROOM |  | 51.9726 | -9.0281
MV/LV Substation KN***046Y | 10 kV | 400V(3ph) & 230V(single ph) | LV | 50 kVA :Pole Substation | 0.05 | --> | 0.05 | 0.05 | 0.9 |  | --> | 0.047 | 0 | 0 | 0 | 0 | 0.049 | 0 |  | --> | C12 ex BALLYHALE | BALLYHALE: T42 | KILKENNY |  | 52.4871 | -7.2169
MV/LV Substation KN***047Y | 10 kV | 400V(3ph) & 230V(single ph) | LV | 400 kVA :Kiosk Substation | 0.4 | --> | 0.4 | 0.284 | 0.9 |  | --> | 0.38 | 0 | 0 | 0 | 0.01 | 0.407 | 0 |  | --> | C12 ex BALLYHALE | BALLYHALE: T42 | KILKENNY |  | 52.4861 | -7.216
MV/LV Substation KN***049 | 10 kV | 400V(3ph) & 230V(single ph) | LV | 50 kVA :Pole Substation | 0.05 | --> | 0.05 | 0.05 | 2.2 |  | --> | 0.047 | 0 | 0 | 0 | 0 | 0 | 0 | Constrained,otherwise capacity available =49kW. | --> | C19 ex GLENGOOLE | GLENGOOLE: T41 | THURLES |  | 52.6481 | -7.5395
MV/LV Substation KN***050 | 10 kV | 400V(3ph) & 230V(single ph) | LV | 100 kVA :Pole Substation | 0.1 | --> | 0.1 | 0.022 | 0 | Constrained,otherwise capacity available =89kVA. | --> | 0.095 | 0 | 0 | 0 | 0 | 0.101 | 0 |  | --> | C16 ex RATHDRUM | RATHDRUM: T42 | ARKLOW |  | 52.9251 | -6.2398
MV/LV Substation KN***054 | 10 kV | 400V(3ph) & 230V(single ph) | LV | 200 kVA :Pole Substation | 0.2 | --> | 0.2 | 0 | 0 | Constrained,otherwise capacity available =195kVA. | --> | 0.19 | 0 | 0 | 0 | 0 | 0.2 | 0 |  | --> | C13 ex CHARLESTOWN | CHARLESTOWN: T41 | TONROE |  | 53.9139 | -8.811
MV/LV Substation KN***054Y | 10 kV | 400V(3ph) & 230V(single ph) | LV | 200 kVA :Pole Substation | 0.2 | --> | 0.2 | 0.162 | 1.8 |  | --> | 0.19 | 0 | 0 | 0 | 0 | 0.205 | 0 |  | --> | C18 ex CAHERDAVIN | CAHERDAVIN: T42 | ARDNACRUSHA |  | 52.6726 | -8.6704
MV/LV Substation KN***055Y | 10 kV | 400V(3ph) & 230V(single ph) | LV | 200 kVA :Pole Substation | 0.2 | --> | 0.2 | 0.2 | 0.9 |  | --> | 0.19 | 0 | 0 | 0 | 0 | 0.2 | 0 |  | --> | C12 ex BALLYHALE | BALLYHALE: T42 | KILKENNY |  | 52.483 | -7.2136
MV/LV Substation KN***058X | 10 kV | 400V(3ph) & 230V(single ph) | LV | 100 kVA :Pole Substation | 0.1 | --> | 0.1 | 0 | 0 | Constrained,otherwise capacity available =88kVA. | --> | 0.095 | 0 | 0 | 0 | 0 | 0.101 | 0 |  | --> | C18 ex CASTLEISLAND | CASTLEISLAND: T41∥T42 | TRALEE |  | 52.2414 | -9.5084
MV/LV Substation KN***059X | 10 kV | 400V(3ph) & 230V(single ph) | LV | 200 kVA :Pole Substation | 0.2 | --> | 0.2 | 0 | 0 | Constrained,otherwise capacity available =184kVA. | --> | 0.19 | 0 | 0 | 0 | 0 | 0.202 | 0 |  | --> | C22 ex CASTLEISLAND | CASTLEISLAND: T41∥T42 | TRALEE |  | 52.2337 | -9.4524
MV/LV Substation KN***059Y | 10 kV | 400V(3ph) & 230V(single ph) | LV | 50 kVA :Pole Substation | 0.05 | --> | 0.05 | 0.05 | 3.8 |  | --> | 0.047 | 0 | 0 | 0 | 0 | 0 | 0 | Constrained,otherwise capacity available =49kW. | --> | C16 ex TURLOUGH ROAD | TURLOUGH ROAD: T41∥T42 | CASTLEBAR |  | 53.8637 | -9.3084
MV/LV Substation KN***062X | 20 kV | 400V(3ph) & 230V(single ph) | LV | 50 kVA :Pole Substation | 0.05 | --> | 0.05 | 0 | 0 | Constrained,otherwise capacity available =26kVA. | --> | 0.047 | 0 | 0 | 0 | 0.007 | 0.045 | 0 |  | --> | C19 ex ENNISTYMON | ENNISTYMON: T41∥T42 | ENNIS |  | 53.1167 | -9.1405
MV/LV Substation KN***063 | 10 kV | 400V(3ph) & 230V(single ph) | LV | 400 kVA :Kiosk Substation | 0.4 | --> | 0.4 | 0.338 | 9.6 |  | --> | 0.38 | 0 | 0 | 0 | 0.005 | 0.404 | 0 |  | --> | C17 ex GORTLEE | GORTLEE: T41∥T42 | LETTERKENNY |  | 54.9556 | -7.7404
MV/LV Substation KN***063Z | 20 kV | 400V(3ph) & 230V(single ph) | LV | 50 kVA :Pole Substation | 0.05 | --> | 0.05 | 0.041 | 1.5 |  | --> | 0.047 | 0 | 0 | 0 | 0 | 0 | 0 | Constrained,otherwise capacity available =50kW. | --> | C17 ex FOYNES | FOYNES: T41 | RATHKEALE |  | 52.5567 | -9.2007
MV/LV Substation KN***064Y | 20 kV | 400V(3ph) & 230V(single ph) | LV | 400 kVA :Kiosk Substation | 0.4 | --> | 0.4 | 0.332 | 6.9 |  | --> | 0.38 | 0 | 0 | 0 | 0.006 | 0 | 0 | Constrained,otherwise capacity available =403kW. | --> | E17 ex SPRINGS | SPRINGS: T421∥T422 | DUNGARVAN |  | 52.1058 | -7.5747
MV/LV Substation KN***070 | 10 kV | 400V(3ph) & 230V(single ph) | LV | 200 kVA :Kiosk Substation | 0.2 | --> | 0.2 | 0.139 | 3.8 |  | --> | 0.19 | 0 | 0 | 0 | 0 | 0 | 0 | Constrained,otherwise capacity available =209kW. | --> | C13 ex TURLOUGH ROAD | TURLOUGH ROAD: T41∥T42 | CASTLEBAR |  | 53.8609 | -9.2939
MV/LV Substation KN***071Y | 10 kV | 400V(3ph) & 230V(single ph) | LV | 100 kVA :Pole Substation | 0.1 | --> | 0.1 | 0.1 | 1.3 |  | --> | 0.095 | 0 | 0 | 0 | 0 | 0.1 | 0 |  | --> | C14 ex ROOSKY | ROOSKY: T41 | RICHMOND |  | 53.8353 | -7.9167
MV/LV Substation KN***072Z | 10 kV | 400V(3ph) & 230V(single ph) | LV | 400 kVA :Building Structure | 0.4 | --> | 0.4 | 0.316 | 0.6 |  | --> | 0.38 | 0 | 0 | 0 | 0 | 0.412 | 0 |  | --> | C13 ex CLONDALKIN | CLONDALKIN: T41 | INCHICORE 220KV |  | 53.3245 | -6.366
MV/LV Substation KN***074 | 10 kV | 400V(3ph) & 230V(single ph) | LV | 50 kVA :Pole Substation | 0.05 | --> | 0.05 | 0.002 | 2.2 |  | --> | 0.047 | 0 | 0 | 0 | 0.016 | 0 | 0 | Constrained,otherwise capacity available =39kW. | --> | C16 ex NEWCASTLEWEST | NEWCASTLEWEST: T41∥T42 | RATHKEALE |  | 52.4948 | -9.146
MV/LV Substation KN***075X | 10 kV | 400V(3ph) & 230V(single ph) | LV | 50 kVA :Pole Substation | 0.05 | --> | 0.05 | 0 | 0 | Constrained,otherwise capacity available =49kVA. | --> | 0.047 | 0 | 0 | 0 | 0 | 0.049 | 0 |  | --> | C16 ex MILFORD (NR) | MILFORD (NR): T41∥T42 | LETTERKENNY |  | 55.0531 | -7.8174
MV/LV Substation KN***078 | 10 kV | 400V(3ph) & 230V(single ph) | LV | 100 kVA :Pole Substation | 0.1 | --> | 0.1 | 0.06 | 2.7 |  | --> | 0.095 | 0 | 0 | 0 | 0.003 | 0.103 | 0 |  | --> | C13 ex MONFIN | MONFIN: T41∥T42 | WEXFORD |  | 52.4679 | -6.5209
MV/LV Substation KN***078X | 10 kV | 400V(3ph) & 230V(single ph) | LV | 200 kVA :Kiosk Substation | 0.2 | --> | 0.2 | 0 | 0 | Constrained,otherwise capacity available =200kVA. | --> | 0.19 | 0 | 0 | 0 | 0 | 0.2 | 0 |  | --> | C12 ex CHARLESTOWN | CHARLESTOWN: T41 | TONROE |  | 53.9673 | -8.7989
MV/LV Substation KN***079Z | 20 kV | 400V(3ph) & 230V(single ph) | LV | 50 kVA :Pole Substation | 0.05 | --> | 0.05 | 0 | 0 | Constrained,otherwise capacity available =40kVA. | --> | 0.047 | 0 | 0 | 0 | 0.004 | 0.046 | 0 |  | --> | E18 ex GLASMORE | GLASMORE: T422 | GLASMORE |  | 53.5462 | -6.2385
MV/LV Substation KN***081Z | 20 kV | 400V(3ph) & 230V(single ph) | LV | 50 kVA :Pole Substation | 0.05 | --> | 0.05 | 0.016 | 26.7 |  | --> | 0.047 | 0 | 0 | 0 | 0 | 0.054 | 0 |  | --> | E17 ex WEXFORD | WEXFORD: T121∥T122 | WEXFORD |  | 52.3424 | -6.5763
MV/LV Substation KN***083 | 10 kV | 400V(3ph) & 230V(single ph) | LV | 50 kVA :Pole Substation | 0.05 | --> | 0.05 | 0 | 0 | Constrained,otherwise capacity available =45kVA. | --> | 0.047 | 0 | 0 | 0 | 0.007 | 0.042 | 0 |  | --> | C12 ex TIMOLEAGUE | TIMOLEAGUE: T41 | BANDON |  | 51.7246 | -8.7857
MV/LV Substation KN***083X | 10 kV | 400V(3ph) & 230V(single ph) | LV | 50 kVA :Pole Substation | 0.05 | --> | 0.05 | 0.05 | 9.8 |  | --> | 0.047 | 0 | 0 | 0 | 0 | 0.049 | 0 |  | --> | C14 ex KILCOOLE | KILCOOLE: T41∥T42 | FASSAROE |  | 53.0697 | -6.1886
MV/LV Substation KN***084X | 10 kV | 400V(3ph) & 230V(single ph) | LV | 50 kVA :Pole Substation | 0.05 | --> | 0.05 | 0.05 | 9.8 |  | --> | 0.047 | 0 | 0 | 0 | 0 | 0.049 | 0 |  | --> | C14 ex KILCOOLE | KILCOOLE: T41∥T42 | FASSAROE |  | 53.0701 | -6.1858
MV/LV Substation KN***085 | 20 kV | 400V(3ph) & 230V(single ph) | LV | 50 kVA :Pole Substation | 0.05 | --> | 0.05 | 0.036 | 11.3 |  | --> | 0.047 | 0 | 0 | 0 | 0 | 0.051 | 0 |  | --> | C14 ex SINGLAND | SINGLAND: T102 | SINGLAND |  | 52.5834 | -8.4813
MV/LV Substation KN***085Y | 20 kV | 400V(3ph) & 230V(single ph) | LV | 200 kVA :Building Structure | 0.2 | --> | 0.2 | 0 | 0 | Constrained,otherwise capacity available =150kVA. | --> | 0.19 | 0 | 0 | 0 | 0 | 0.207 | 0 |  | --> | E14 ex DALTON | DALTON: T421∥T422 | DALTON |  | 53.7981 | -8.902
MV/LV Substation KN***089 | 10 kV | 400V(3ph) & 230V(single ph) | LV | 100 kVA :Pole Substation | 0.1 | --> | 0.1 | 0.071 | 2.2 |  | --> | 0.095 | 0 | 0 | 0 | 0.01 | 0 | 0 | Constrained,otherwise capacity available =93kW. | --> | C15 ex NEWCASTLEWEST | NEWCASTLEWEST: T41∥T42 | RATHKEALE |  | 52.4444 | -9.0627
MV/LV Substation KN***092 | 10 kV | 400V(3ph) & 230V(single ph) | LV | 400 kVA :Kiosk Substation | 0.4 | --> | 0.4 | 0.309 | 5 |  | --> | 0.38 | 0 | 0 | 0 | 0.01 | 0.403 | 0 |  | --> | C21 ex BALLYRICKARD | BALLYRICKARD: T41∥T42 | TRALEE |  | 52.2667 | -9.7186
MV/LV Substation KN***092X | 10 kV | 400V(3ph) & 230V(single ph) | LV | 200 kVA :Kiosk Substation | 0.2 | --> | 0.2 | 0.149 | 2.7 |  | --> | 0.19 | 0 | 0 | 0 | 0 | 0.207 | 0 |  | --> | C19 ex CASTLEBLAYNEY | CASTLEBLAYNEY: T41 | DUNDALK |  | 54.1112 | -6.745
MV/LV Substation KN***096 | 10 kV | 400V(3ph) & 230V(single ph) | LV | 50 kVA :Pole Substation | 0.05 | --> | 0.05 | 0.045 | 3.7 |  | --> | 0.047 | 0 | 0 | 0 | 0 | 0.05 | 0 |  | --> | C21 ex ROSS CARBERY | ROSS CARBERY: T41∥T42 | DUNMANWAY |  | 51.6509 | -8.9992
MV/LV Substation KN***096 | 10 kV | 400V(3ph) & 230V(single ph) | LV | 200 kVA :Kiosk Substation | 0.2 | --> | 0.2 | 0.1 | 1.2 |  | --> | 0.19 | 0 | 0 | 0 | 0.01 | 0 | 0 | Constrained,otherwise capacity available =204kW. | --> | C19 ex KNOCKAPHUNTA | KNOCKAPHUNTA: T41∥T42 | CASTLEBAR |  | 53.8423 | -9.3205
MV/LV Substation KN***096X | 10 kV | 400V(3ph) & 230V(single ph) | LV | 630 kVA :Building Structure | 0.63 | --> | 0.63 | 0.409 | 5.4 |  | --> | 0.598 | 0 | 0 | 0 | 0 | 0.5 | 0 |  | --> | E17 ex MOY | MOY: T421∥T422 | MOY |  | 54.1068 | -9.1648
MV/LV Substation KN***101 | 10 kV | 400V(3ph) & 230V(single ph) | LV | 400 kVA :Kiosk Substation | 0.4 | --> | 0.4 | 0.299 | 3.3 |  | --> | 0.38 | 0 | 0 | 0 | 0.007 | 0.408 | 0 |  | --> | C11 ex MOYLISH | MOYLISH: T41∥T42 | ARDNACRUSHA |  | 52.6998 | -8.6526
MV/LV Substation KN***103 | 20 kV | 400V(3ph) & 230V(single ph) | LV | 100 kVA :Pole Substation | 0.1 | --> | 0.1 | 0.075 | 6.9 |  | --> | 0.095 | 0 | 0 | 0 | 0 | 0 | 0 | Constrained,otherwise capacity available =103kW. | --> | E17 ex SPRINGS | SPRINGS: T421∥T422 | DUNGARVAN |  | 52.1101 | -7.5871
MV/LV Substation KN***105X | 20 kV | 400V(3ph) & 230V(single ph) | LV | 400 kVA :Kiosk Substation | 0.4 | --> | 0.4 | 0.362 | 5.4 |  | --> | 0.38 | 0 | 0 | 0 | 0 | 0.405 | 0 |  | --> | E19 ex ARDNAREE | ARDNAREE: T421 | MOY |  | 54.1178 | -9.1335
MV/LV Substation KN***108 | 10 kV | 400V(3ph) & 230V(single ph) | LV | 200 kVA :Building Structure | 0.2 | --> | 0.2 | 0.2 | 8.9 |  | --> | 0.19 | 0 | 0 | 0 | 0 | 0.2 | 0 |  | --> | C19 ex MIDLETON | MIDLETON: T101 | MIDLETON |  | 51.9183 | -8.1944
MV/LV Substation KN***109 | 20 kV | 400V(3ph) & 230V(single ph) | LV | 50 kVA :Pole Substation | 0.05 | --> | 0.05 | 0.043 | 1.4 |  | --> | 0.047 | 0 | 0 | 0 | 0 | 0.05 | 0 |  | --> | E20 ex GARRANACANTY | GARRANACANTY: T422 | TIPPERARY |  | 52.4837 | -8.0767
MV/LV Substation KN***109X | 20 kV | 400V(3ph) & 230V(single ph) | LV | 100 kVA :Pole Substation | 0.1 | --> | 0.1 | 0.099 | 0.8 |  | --> | 0.095 | 0 | 0 | 0 | 0.023 | 0.075 | 0 |  | --> | E15 ex RATHMORE | RATHMORE: T421 | KNOCKEARAGH |  | 52.1291 | -9.2095
MV/LV Substation KN***110Y | 10 kV | 400V(3ph) & 230V(single ph) | LV | 100 kVA :Pole Substation | 0.1 | --> | 0.1 | 0.061 | 2.4 |  | --> | 0.095 | 0 | 0 | 0 | 0.007 | 0.098 | 0 |  | --> | C25 ex TINAHASK | TINAHASK: T41∥T42 | ARKLOW |  | 52.7927 | -6.1612
MV/LV Substation KN***115 | 10 kV | 400V(3ph) & 230V(single ph) | LV | 400 kVA :Kiosk Substation | 0.4 | --> | 0.4 | 0 | 0 | Constrained,otherwise capacity available =251kVA. | --> | 0.38 | 0 | 0 | 0 | 0.04 | 0.38 | 0 |  | --> | C15 ex LOUGHSHINNY | LOUGHSHINNY: T41 | GLASMORE |  | 53.521 | -6.0805
MV/LV Substation KN***117X | 10 kV | 400V(3ph) & 230V(single ph) | LV | 50 kVA :Pole Substation | 0.05 | --> | 0.05 | 0.047 | 2 |  | --> | 0.047 | 0 | 0 | 0 | 0 | 0.049 | 0 |  | --> | C17 ex CAPPAMORE | CAPPAMORE: T41∥T42 | ARDNACRUSHA |  | 52.6029 | -8.4358
MV/LV Substation KN***117X | 20 kV | 400V(3ph) & 230V(single ph) | LV | 200 kVA :Building Structure | 0.2 | --> | 0.2 | 0 | 0 | Constrained,otherwise capacity available =164kVA. | --> | 0.19 | 0 | 0 | 0 | 0 | 0.205 | 0 |  | --> | E18 ex BALLINDERRY | BALLINDERRY: T422 | MULLINGAR |  | 53.5051 | -7.2028
MV/LV Substation KN***119X | 10 kV | 400V(3ph) & 230V(single ph) | LV | 50 kVA :Pole Substation | 0.05 | --> | 0.05 | 0.046 | 5 |  | --> | 0.047 | 0 | 0 | 0 | 0.004 | 0.045 | 0 |  | --> | C12 ex BALLYRICKARD | BALLYRICKARD: T41∥T42 | TRALEE |  | 52.2796 | -9.7723
MV/LV Substation KN***120X | 10 kV | 400V(3ph) & 230V(single ph) | LV | 400 kVA :Kiosk Substation | 0.4 | --> | 0.4 | 0.324 | 1.4 |  | --> | 0.38 | 0 | 0 | 0 | 0.043 | 0.366 | 0 |  | --> | E16 ex GARRANACANTY | GARRANACANTY: T422 | TIPPERARY |  | 52.4708 | -8.1472
MV/LV Substation KN***126 | 10 kV | 400V(3ph) & 230V(single ph) | LV | 50 kVA :Pole Substation | 0.05 | --> | 0.05 | 0.037 | 1.1 |  | --> | 0.047 | 0 | 0 | 0 | 0.005 | 0.045 | 0 |  | --> | C15 ex CAHIRCALLA | CAHIRCALLA: T41∥T42 | ENNIS |  | 52.8145 | -8.9444
MV/LV Substation KN***129 | 20 kV | 400V(3ph) & 230V(single ph) | LV | 200 kVA :Pole Substation | 0.2 | --> | 0.2 | 0.191 | 2.2 |  | --> | 0.19 | 0 | 0 | 0 | 0 | 0.2 | 0 |  | --> | E11 ex CLONROCHE | CLONROCHE: T421∥T422 | WEXFORD |  | 52.4008 | -6.7276
MV/LV Substation KN***131Y | 20 kV | 400V(3ph) & 230V(single ph) | LV | 200 kVA :Pole Substation | 0.2 | --> | 0.2 | 0.036 | 1.3 |  | --> | 0.19 | 0 | 0 | 0 | 0 | 0.214 | 0 |  | --> | C17 ex ROOSKY | ROOSKY: T41 | RICHMOND |  | 53.8235 | -7.9612
MV/LV Substation KN***135X | 10 kV | 400V(3ph) & 230V(single ph) | LV | 200 kVA :Kiosk Substation | 0.2 | --> | 0.2 | 0.133 | 3.6 |  | --> | 0.19 | 0 | 0 | 0 | 0 | 0.21 | 0 |  | --> | C17 ex CASTLEREA | CASTLEREA: T41∥T42 | CARRICK ON SHANNON |  | 53.7633 | -8.4831
MV/LV Substation KN***135Z | 10 kV | 400V(3ph) & 230V(single ph) | LV | 100 kVA :Pole Substation | 0.1 | --> | 0.1 | 0 | 0 | Constrained,otherwise capacity available =96kVA. | --> | 0.095 | 0 | 0 | 0 | 0 | 0.1 | 0 |  | --> | C12 ex TIMOLEAGUE | TIMOLEAGUE: T41 | BANDON |  | 51.7305 | -8.7911
MV/LV Substation KN***135Z | 10 kV | 400V(3ph) & 230V(single ph) | LV | 400 kVA :Kiosk Substation | 0.4 | --> | 0.4 | 0.331 | 1.8 |  | --> | 0.38 | 0 | 0 | 0 | 0.003 | 0.407 | 0 |  | --> | C18 ex CAHERDAVIN | CAHERDAVIN: T42 | ARDNACRUSHA |  | 52.6674 | -8.6666
MV/LV Substation KN***142 | 10 kV | 400V(3ph) & 230V(single ph) | LV | 50 kVA :Pole Substation | 0.05 | --> | 0.05 | 0.032 | 25.2 |  | --> | 0.047 | 0 | 0 | 0 | 0 | 0.051 | 0 |  | --> | C22 ex ARKLOW | ARKLOW: T101∥T102 | ARKLOW |  | 52.7875 | -6.1762
MV/LV Substation KN***144 | 20 kV | 400V(3ph) & 230V(single ph) | LV | 50 kVA :Pole Substation | 0.05 | --> | 0.05 | 0.049 | 1.6 |  | --> | 0.047 | 0 | 0 | 0 | 0 | 0.049 | 0 |  | --> | E16 ex MILLTOWN (SR) | MILLTOWN (SR): T422 | OUGHTRAGH |  | 52.1417 | -9.7198
MV/LV Substation KN***144X | 10 kV | 400V(3ph) & 230V(single ph) | LV | 50 kVA :Pole Substation | 0.05 | --> | 0.05 | 0.032 | 5.4 |  | --> | 0.047 | 0 | 0 | 0 | 0 | 0.051 | 0 |  | --> | E17 ex MOY | MOY: T421∥T422 | MOY |  | 54.1053 | -9.1698
MV/LV Substation KN***148 | 10 kV | 400V(3ph) & 230V(single ph) | LV | 100 kVA :Pole Substation | 0.1 | --> | 0.1 | 0 | 0 | Constrained,otherwise capacity available =100kVA. | --> | 0.095 | 0 | 0 | 0 | 0 | 0.1 | 0 |  | --> | C12 ex WOODFORD | WOODFORD: T41∥T42 | KNOCKEARAGH |  | 52.0767 | -9.4383
MV/LV Substation KN***148X | 10 kV | 400V(3ph) & 230V(single ph) | LV | 50 kVA :Pole Substation | 0.05 | --> | 0.05 | 0.05 | 3.6 |  | --> | 0.047 | 0 | 0 | 0 | 0 | 0.049 | 0 |  | --> | C18 ex CASTLEREA | CASTLEREA: T41∥T42 | CARRICK ON SHANNON |  | 53.7611 | -8.4688
MV/LV Substation KN***151 | 20 kV | 400V(3ph) & 230V(single ph) | LV | 400 kVA :Kiosk Substation | 0.4 | --> | 0.4 | 0 | 0 | Constrained,otherwise capacity available =274kVA. | --> | 0.38 | 0 | 0 | 0 | 0 | 0.419 | 0 |  | --> | C16 ex KILSHANNY | KILSHANNY: T42 | CAHIR |  | 52.275 | -8.2056
MV/LV Substation KN***151 | 20 kV | 400V(3ph) & 230V(single ph) | LV | 50 kVA :Pole Substation | 0.05 | --> | 0.05 | 0 | 0 | Constrained,otherwise capacity available =50kVA. | --> | 0.047 | 0 | 0 | 0 | 0 | 0 | 0 | Constrained,otherwise capacity available =49kW. | --> | E18 ex BEALNABLATH | BEALNABLATH: T421 | BANDON |  | 51.8639 | -8.7794
MV/LV Substation KN***155 | 10 kV | 400V(3ph) & 230V(single ph) | LV | 630 kVA :Building Structure | 0.63 | --> | 0.63 | 0.392 | 6.3 |  | --> | 0.598 | 0 | 0 | 0 | 0.005 | 0.5 | 0 |  | --> | C24 ex KILBARRY | KILBARRY: T43 | KILBARRY |  | 51.9096 | -8.4856
MV/LV Substation KN***156X | 10 kV | 400V(3ph) & 230V(single ph) | LV | 50 kVA :Pole Substation | 0.05 | --> | 0.05 | 0.05 | 9.9 |  | --> | 0.047 | 0 | 0 | 0 | 0 | 0.049 | 0 |  | --> | C12 ex CONVOY | CONVOY: T41∥T42 | LETTERKENNY |  | 54.842 | -7.7259
MV/LV Substation KN***157X | 10 kV | 400V(3ph) & 230V(single ph) | LV | 50 kVA :Pole Substation | 0.05 | --> | 0.05 | 0.04 | 0 | Constrained,otherwise capacity available =46kVA. | --> | 0.047 | 0 | 0 | 0 | 0 | 0.049 | 0 |  | --> | C17 ex GRAIGUENAMANAGH | GRAIGUENAMANAGH: T41∥T42 | KILKENNY |  | 52.6204 | -6.8518
MV/LV Substation KN***157Y | 20 kV | 400V(3ph) & 230V(single ph) | LV | 50 kVA :Pole Substation | 0.05 | --> | 0.05 | 0 | 0 | Constrained,otherwise capacity available =48kVA. | --> | 0.047 | 0 | 0 | 0 | 0.008 | 0.041 | 0 |  | --> | E14 ex EMYVALE | EMYVALE: T422 | LISDRUM |  | 54.3673 | -6.9682
MV/LV Substation KN***158 | 10 kV | 400V(3ph) & 230V(single ph) | LV | 50 kVA :Pole Substation | 0.05 | --> | 0.05 | 0.022 | 0 | Constrained,otherwise capacity available =40kVA. | --> | 0.047 | 0 | 0 | 0 | 0 | 0.051 | 0 |  | --> | C16 ex RATHDRUM | RATHDRUM: T42 | ARKLOW |  | 52.9731 | -6.2737
MV/LV Substation KN***159 | 10 kV | 400V(3ph) & 230V(single ph) | LV | 50 kVA :Pole Substation | 0.05 | --> | 0.05 | 0.024 | 2.7 |  | --> | 0.047 | 0 | 0 | 0 | 0 | 0.053 | 0 |  | --> | C22 ex BALLYARD | BALLYARD: T41∥T42 | TRALEE |  | 52.2255 | -9.8899
MV/LV Substation KN***159Y | 10 kV | 400V(3ph) & 230V(single ph) | LV | 400 kVA :Kiosk Substation | 0.4 | --> | 0.4 | 0.312 | 2.4 |  | --> | 0.38 | 0 | 0 | 0 | 0.017 | 0.395 | 0 |  | --> | C24 ex TINAHASK | TINAHASK: T41∥T42 | ARKLOW |  | 52.7854 | -6.1704
MV/LV Substation KN***159Z | 20 kV | 400V(3ph) & 230V(single ph) | LV | 50 kVA :Pole Substation | 0.05 | --> | 0.05 | 0.05 | 6.2 |  | --> | 0.047 | 0 | 0 | 0 | 0 | 0.049 | 0 |  | --> | E13 ex BAGENALSTOWN | BAGENALSTOWN: T421∥T422 | CARLOW |  | 52.6697 | -6.8499
MV/LV Substation KN***179X | 10 kV | 400V(3ph) & 230V(single ph) | LV | 630 kVA :Kiosk Substation | 0.63 | --> | 0.63 | 0.5 | 3.5 |  | --> | 0.598 | 0 | 0 | 0 | 0 | 0.5 | 0 |  | --> | C12 ex TELAYDON | TELAYDON: T42 | LISDRUM |  | 54.264 | -6.9441
MV/LV Substation KN***180 | 20 kV | 400V(3ph) & 230V(single ph) | LV | 50 kVA :Pole Substation | 0.05 | --> | 0.05 | 0.048 | 0.8 |  | --> | 0.047 | 0 | 0 | 0 | 0 | 0 | 0 | Constrained,otherwise capacity available =49kW. | --> | E16 ex KILMACTHOMAS | KILMACTHOMAS: T421∥T422 | DUNGARVAN |  | 52.1649 | -7.5373
MV/LV Substation KN***182 | 10 kV | 400V(3ph) & 230V(single ph) | LV | 100 kVA :Pole Substation | 0.1 | --> | 0.1 | 0.067 | 1.2 |  | --> | 0.095 | 0 | 0 | 0 | 0.015 | 0.088 | 0 |  | --> | C12 ex SRAH | SRAH: T41∥T42 | THORNSBERRY |  | 53.2843 | -7.5012
MV/LV Substation KN***182Z | 20 kV | 400V(3ph) & 230V(single ph) | LV | 50 kVA :Pole Substation | 0.05 | --> | 0.05 | 0.05 | 15.6 |  | --> | 0.047 | 0 | 0 | 0 | 0 | 0.049 | 0 |  | --> | C22 ex STEPHENSTOWN | STEPHENSTOWN: T102 | FINGLAS |  | 53.626 | -6.2134
MV/LV Substation KN***185Y | 20 kV | 400V(3ph) & 230V(single ph) | LV | 50 kVA :Pole Substation | 0.05 | --> | 0.05 | 0 | 0 | Constrained,otherwise capacity available =43kVA. | --> | 0.047 | 0 | 0 | 0 | 0.003 | 0.047 | 0 |  | --> | E14 ex DALTON | DALTON: T421∥T422 | DALTON |  | 53.785 | -8.9424
MV/LV Substation KN***187 | 20 kV | 400V(3ph) & 230V(single ph) | LV | 50 kVA :Pole Substation | 0.05 | --> | 0.05 | 0 | 0 | Constrained,otherwise capacity available =46kVA. | --> | 0.047 | 0 | 0 | 0 | 0 | 0.049 | 0 |  | --> | E18 ex BALLINROBE | BALLINROBE: T421∥T422 | DALTON |  | 53.6521 | -9.2622
MV/LV Substation KN***187X | 10 kV | 400V(3ph) & 230V(single ph) | LV | 50 kVA :Pole Substation | 0.05 | --> | 0.05 | 0.048 | 2.9 |  | --> | 0.047 | 0 | 0 | 0 | 0.003 | 0.046 | 0 |  | --> | C18 ex DUNLEER | DUNLEER: T41∥T42 | DRYBRIDGE |  | 53.827 | -6.4281
MV/LV Substation KN***187X | 10 kV | 400V(3ph) & 230V(single ph) | LV | 50 kVA :Pole Substation | 0.05 | --> | 0.05 | 0.045 | 5 |  | --> | 0.047 | 0 | 0 | 0 | 0 | 0.05 | 0 |  | --> | C17 ex BALLYRICKARD | BALLYRICKARD: T41∥T42 | TRALEE |  | 52.2918 | -9.7779
MV/LV Substation KN***188Y | 20 kV | 400V(3ph) & 230V(single ph) | LV | 50 kVA :Pole Substation | 0.05 | --> | 0.05 | 0.04 | 1.1 |  | --> | 0.047 | 0 | 0 | 0 | 0 | 0.051 | 0 |  | --> | E19 ex LAWLESSTOWN | LAWLESSTOWN: T421 | DOON |  | 52.5001 | -7.7587
MV/LV Substation KN***191 | 20 kV | 400V(3ph) & 230V(single ph) | LV | 50 kVA :Pole Substation | 0.05 | --> | 0.05 | 0.049 | 1.8 |  | --> | 0.047 | 0 | 0 | 0 | 0 | 0.049 | 0 |  | --> | E16 ex CURRALEIGH | CURRALEIGH: T421∥T422 | KILBARRY |  | 51.9414 | -8.748
MV/LV Substation KN***196Z | 10 kV | 400V(3ph) & 230V(single ph) | LV | 50 kVA :Pole Substation | 0.05 | --> | 0.05 | 0.047 | 5.9 |  | --> | 0.047 | 0 | 0 | 0 | 0 | 0.049 | 0 |  | --> | C17 ex BANDON | BANDON: T101 | BANDON |  | 51.7458 | -8.6524
MV/LV Substation KN***199Y | 10 kV | 400V(3ph) & 230V(single ph) | LV | 50 kVA :Pole Substation | 0.05 | --> | 0.05 | 0.04 | 1.1 |  | --> | 0.047 | 0 | 0 | 0 | 0 | 0.051 | 0 |  | --> | C20 ex CAHIRCALLA | CAHIRCALLA: T41∥T42 | ENNIS |  | 52.8122 | -9.0514
MV/LV Substation KN***200Y | 10 kV | 400V(3ph) & 230V(single ph) | LV | 200 kVA :Kiosk Substation | 0.2 | --> | 0.2 | 0.152 | 4 |  | --> | 0.19 | 0 | 0 | 0 | 0.009 | 0.197 | 0 |  | --> | C14 ex OAKFIELD | OAKFIELD: T42 | SLIGO |  | 54.2151 | -8.5099
MV/LV Substation KN***204Z | 10 kV | 400V(3ph) & 230V(single ph) | LV | 400 kVA :Kiosk Substation | 0.4 | --> | 0.4 | 0.323 | 2.8 |  | --> | 0.38 | 0 | 0 | 0 | 0 | 0.411 | 0 |  | --> | C14 ex INCHICORE NORTH | INCHICORE NORTH: T41 | INCHICORE 220KV |  | 53.347 | -6.3468
MV/LV Substation KN***205 | 10 kV | 400V(3ph) & 230V(single ph) | LV | 50 kVA :Pole Substation | 0.05 | --> | 0.05 | 0.04 | 0 | Constrained,otherwise capacity available =42kVA. | --> | 0.047 | 0 | 0 | 0 | 0 | 0.05 | 0 |  | --> | C11 ex GRAIGUENAMANAGH | GRAIGUENAMANAGH: T41∥T42 | KILKENNY |  | 52.5222 | -6.9024
MV/LV Substation KN***206 | 20 kV | 400V(3ph) & 230V(single ph) | LV | 50 kVA :Pole Substation | 0.05 | --> | 0.05 | 0 | 0 | Constrained,otherwise capacity available =50kVA. | --> | 0.047 | 0 | 0 | 0 | 0 | 0.049 | 0 |  | --> | C18 ex KANTURK | KANTURK: T41∥T42 | GLENLARA |  | 52.1201 | -8.8975
MV/LV Substation KN***212X | 10 kV | 400V(3ph) & 230V(single ph) | LV | 50 kVA :Pole Substation | 0.05 | --> | 0.05 | 0.05 | 12.2 |  | --> | 0.047 | 0 | 0 | 0 | 0 | 0.049 | 0 |  | --> | C28 ex SALTHILL | SALTHILL: T102 | SALTHILL |  | 53.2507 | -9.2065
MV/LV Substation KN***215X | 20 kV | 400V(3ph) & 230V(single ph) | LV | 50 kVA :Pole Substation | 0.05 | --> | 0.05 | 0.032 | 1.8 |  | --> | 0.047 | 0 | 0 | 0 | 0.016 | 0.034 | 0 |  | --> | E21 ex CURRALEIGH | CURRALEIGH: T421∥T422 | KILBARRY |  | 51.9278 | -8.6531
MV/LV Substation KN***219 | 20 kV | 400V(3ph) & 230V(single ph) | LV | 50 kVA :Pole Substation | 0.05 | --> | 0.05 | 0.009 | 2 |  | --> | 0.047 | 0 | 0 | 0 | 0 | 0.055 | 0 |  | --> | E31 ex CAPPAMORE | CAPPAMORE: T41∥T42 | ARDNACRUSHA |  | 52.6951 | -8.1287
MV/LV Substation KN***224Y | 20 kV | 400V(3ph) & 230V(single ph) | LV | 100 kVA :Pole Substation | 0.1 | --> | 0.1 | 0 | 0 | Constrained,otherwise capacity available =88kVA. | --> | 0.095 | 0 | 0 | 0 | 0 | 0.101 | 0 |  | --> | E14 ex DALTON | DALTON: T421∥T422 | DALTON |  | 53.7908 | -8.9222
MV/LV Substation KN***230Y | 10 kV | 400V(3ph) & 230V(single ph) | LV | 50 kVA :Pole Substation | 0.05 | --> | 0.05 | 0.043 | 8.9 |  | --> | 0.047 | 0 | 0 | 0 | 0 | 0.05 | 0 |  | --> | C14 ex CARROWBEG | CARROWBEG: T41∥T42 | CARROWBEG |  | 53.8126 | -9.5557
MV/LV Substation KN***232Y | 20 kV | 400V(3ph) & 230V(single ph) | LV | 100 kVA :Pole Substation | 0.1 | --> | 0.1 | 0 | 0 | Constrained,otherwise capacity available =90kVA. | --> | 0.095 | 0 | 0 | 0 | 0 | 0.101 | 0 |  | --> | E12 ex EMYVALE | EMYVALE: T422 | LISDRUM |  | 54.3154 | -7.0787
MV/LV Substation KN***236 | 10 kV | 400V(3ph) & 230V(single ph) | LV | 50 kVA :Pole Substation | 0.05 | --> | 0.05 | 0.044 | 1.2 |  | --> | 0.047 | 0 | 0 | 0 | 0 | 0.05 | 0 |  | --> | C20 ex ABBEYFEALE | ABBEYFEALE: T42 | TRIEN |  | 52.3958 | -9.3035
MV/LV Substation KN***237Y | 20 kV | 400V(3ph) & 230V(single ph) | LV | 50 kVA :Pole Substation | 0.05 | --> | 0.05 | 0 | 0 | Constrained,otherwise capacity available =42kVA. | --> | 0.047 | 0 | 0 | 0 | 0 | 0.05 | 0 |  | --> | C12 ex SPIDDAL | SPIDDAL: T42 | SCREEB |  | 53.2469 | -9.3755
MV/LV Substation KN***237Y | 10 kV | 400V(3ph) & 230V(single ph) | LV | 200 kVA :Kiosk Substation | 0.2 | --> | 0.2 | 0.115 | 2.4 |  | --> | 0.19 | 0 | 0 | 0 | 0.019 | 0.193 | 0 |  | --> | C24 ex TINAHASK | TINAHASK: T41∥T42 | ARKLOW |  | 52.7847 | -6.1705
MV/LV Substation KN***238X | 20 kV | 400V(3ph) & 230V(single ph) | LV | 50 kVA :Pole Substation | 0.05 | --> | 0.05 | 0 | 0 | Constrained,otherwise capacity available =49kVA. | --> | 0.047 | 0 | 0 | 0 | 0 | 0.049 | 0 |  | --> | C14 ex CARRICK ON SHANNON | CARRICK ON SHANNON: T41∥T42 | CARRICK ON SHANNON |  | 54.0152 | -8.0248
MV/LV Substation KN***239X | 10 kV | 400V(3ph) & 230V(single ph) | LV | 50 kVA :Pole Substation | 0.05 | --> | 0.05 | 0.047 | 3.2 |  | --> | 0.047 | 0 | 0 | 0 | 0 | 0.049 | 0 |  | --> | C17 ex BOYLE | BOYLE: T41∥T42 | CARRICK ON SHANNON |  | 53.9985 | -8.1945
MV/LV Substation KN***240 | 20 kV | 400V(3ph) & 230V(single ph) | LV | 50 kVA :Pole Substation | 0.05 | --> | 0.05 | 0.036 | 5.3 |  | --> | 0.047 | 0 | 0 | 0 | 0.004 | 0.046 | 0 |  | --> | C14 ex SMEARLA | SMEARLA: T42 | TRIEN |  | 52.4614 | -9.3725
MV/LV Substation KN***242X | 10 kV | 400V(3ph) & 230V(single ph) | LV | 50 kVA :Pole Substation | 0.05 | --> | 0.05 | 0.035 | 5.1 |  | --> | 0.047 | 0 | 0 | 0 | 0 | 0 | 0 | Constrained,otherwise capacity available =51kW. | --> | C12 ex CASTLEKNOCK | CASTLEKNOCK: T41∥T42 | FINGLAS |  | 53.3672 | -6.3745
MV/LV Substation KN***245X | 10 kV | 400V(3ph) & 230V(single ph) | LV | 630 kVA :Kiosk Substation | 0.63 | --> | 0.63 | 0.5 | 2.7 |  | --> | 0.598 | 0 | 0 | 0 | 0.003 | 0.5 | 0 |  | --> | C21 ex CASTLEBLAYNEY | CASTLEBLAYNEY: T41 | DUNDALK |  | 54.1586 | -6.7813
MV/LV Substation KN***261X | 10 kV | 400V(3ph) & 230V(single ph) | LV | 50 kVA :Pole Substation | 0.05 | --> | 0.05 | 0 | 0 | Constrained,otherwise capacity available =35kVA. | --> | 0.047 | 0 | 0 | 0 | 0 | 0 | 0 | Constrained,otherwise capacity available =51kW. | --> | C16 ex TOOMEVARA | TOOMEVARA: T42 | NENAGH |  | 52.8587 | -8.0248
MV/LV Substation KN***262 | 10 kV | 400V(3ph) & 230V(single ph) | LV | 50 kVA :Pole Substation | 0.05 | --> | 0.05 | 0 | 0 | Constrained,otherwise capacity available =44kVA. | --> | 0.047 | 0 | 0 | 0 | 0 | 0.05 | 0 |  | --> | C11 ex GARDEN CITY | GARDEN CITY: T41∥T42 | ARKLOW |  | 52.7027 | -6.2866
MV/LV Substation KN***262X | 10 kV | 400V(3ph) & 230V(single ph) | LV | 400 kVA :Building Structure | 0.4 | --> | 0.4 | 0 | 0 | Constrained,otherwise capacity available =174kVA. | --> | 0.38 | 0 | 0 | 0 | 0 | 0.427 | 0 |  | --> | C23 ex KILBARRY | KILBARRY: T101 | KILBARRY |  | 51.9047 | -8.5059
MV/LV Substation KN***274 | 10 kV | 400V(3ph) & 230V(single ph) | LV | 50 kVA :Pole Substation | 0.05 | --> | 0.05 | 0 | 0 | Constrained,otherwise capacity available =12kVA. | --> | 0.047 | 0 | 0 | 0 | 0.008 | 0.046 | 0 |  | --> | C18 ex KINSALE | KINSALE: T41∥T42 | BANDON |  | 51.7227 | -8.5178
MV/LV Substation KN***276 | 20 kV | 400V(3ph) & 230V(single ph) | LV | 50 kVA :Pole Substation | 0.05 | --> | 0.05 | 0.028 | 6 |  | --> | 0.047 | 0 | 0 | 0 | 0 | 0 | 0 | Constrained,otherwise capacity available =52kW. | --> | E21 ex ABBEYFEALE | ABBEYFEALE: T421 | TRIEN |  | 52.394 | -9.2828
MV/LV Substation KN***278 | 10 kV | 400V(3ph) & 230V(single ph) | LV | 200 kVA :Pole Substation | 0.2 | --> | 0.2 | 0 | 0 | Constrained,otherwise capacity available =152kVA. | --> | 0.19 | 0 | 0 | 0 | 0.003 | 0.203 | 0 |  | --> | C18 ex COOLCORCORAN | COOLCORCORAN: T41∥T42 | KNOCKEARAGH |  | 52.0771 | -9.5701
MV/LV Substation KN***279 | 10 kV | 400V(3ph) & 230V(single ph) | LV | 100 kVA :Building Structure | 0.1 | --> | 0.1 | 0.072 | 2.6 |  | --> | 0.095 | 0 | 0 | 0 | 0 | 0.103 | 0 |  | --> | C14 ex CLOONBANNIN | CLOONBANNIN: T42 | GLENLARA |  | 52.1145 | -9.1017
MV/LV Substation KN***280Z | 10 kV | 400V(3ph) & 230V(single ph) | LV | 400 kVA :Kiosk Substation | 0.4 | --> | 0.4 | 0 | 0 | Constrained,otherwise capacity available =369kVA. | --> | 0.38 | 0 | 0 | 0 | 0 | 0.404 | 0 |  | --> | C19 ex SEMPERIT | SEMPERIT: T41 | GRANGE CASTLE |  | 53.3505 | -6.3511
MV/LV Substation KN***281X | 10 kV | 400V(3ph) & 230V(single ph) | LV | 50 kVA :Pole Substation | 0.05 | --> | 0.05 | 0.05 | 2.7 |  | --> | 0.047 | 0 | 0 | 0 | 0 | 0.049 | 0 |  | --> | C21 ex CASTLEBLAYNEY | CASTLEBLAYNEY: T41 | DUNDALK |  | 54.1569 | -6.7797
MV/LV Substation KN***283 | 20 kV | 400V(3ph) & 230V(single ph) | LV | 50 kVA :Pole Substation | 0.05 | --> | 0.05 | 0 | 0 | Constrained,otherwise capacity available =49kVA. | --> | 0.047 | 0 | 0 | 0 | 0 | 0.049 | 0 |  | --> | C16 ex TULLA | TULLA: T42 | ENNIS |  | 52.8612 | -8.7463
MV/LV Substation KN***288X | 10 kV | 400V(3ph) & 230V(single ph) | LV | 630 kVA :Building Structure | 0.63 | --> | 0.63 | 0.449 | 1.1 |  | --> | 0.598 | 0 | 0 | 0 | 0 | 0.5 | 0 |  | --> | C17 ex TRIM | TRIM: T41∥T42 | NAVAN |  | 53.5482 | -6.763
MV/LV Substation KN***289 | 10 kV | 400V(3ph) & 230V(single ph) | LV | 50 kVA :Pole Substation | 0.05 | --> | 0.05 | 0.043 | 1.2 |  | --> | 0.047 | 0 | 0 | 0 | 0 | 0 | 0 | Constrained,otherwise capacity available =50kW. | --> | C19 ex KNOCKAPHUNTA | KNOCKAPHUNTA: T41∥T42 | CASTLEBAR |  | 53.8454 | -9.3184
MV/LV Substation KN***291 | 20 kV | 400V(3ph) & 230V(single ph) | LV | 50 kVA :Pole Substation | 0.05 | --> | 0.05 | 0.039 | 6 |  | --> | 0.047 | 0 | 0 | 0 | 0.011 | 0 | 0 | Constrained,otherwise capacity available =39kW. | --> | E21 ex ABBEYFEALE | ABBEYFEALE: T421 | TRIEN |  | 52.3558 | -9.1762
MV/LV Substation KN***291Y | 20 kV | 400V(3ph) & 230V(single ph) | LV | 100 kVA :Pole Substation | 0.1 | --> | 0.1 | 0.096 | 1.1 |  | --> | 0.095 | 0 | 0 | 0 | 0 | 0.1 | 0 |  | --> | E23 ex LAWLESSTOWN | LAWLESSTOWN: T421 | DOON |  | 52.4072 | -7.7499
MV/LV Substation KN***292 | 10 kV | 400V(3ph) & 230V(single ph) | LV | 50 kVA :Pole Substation | 0.05 | --> | 0.05 | 0.03 | 9.9 |  | --> | 0.047 | 0 | 0 | 0 | 0 | 0.052 | 0 |  | --> | C19 ex ENNIS | ENNIS: T101 | ENNIS |  | 52.8546 | -8.9297
MV/LV Substation KN***293Z | 10 kV | 400V(3ph) & 230V(single ph) | LV | 630 kVA :Building Structure | 0.63 | --> | 0.63 | 0 | 0 | Constrained,otherwise capacity available =500kVA. | --> | 0.598 | 0 | 0 | 0 | 0 | 0.5 | 0 |  | --> | C20 ex POPPINTREE | POPPINTREE: T102 | FINGLAS |  | 53.3997 | -6.276
MV/LV Substation KN***303X | 20 kV | 400V(3ph) & 230V(single ph) | LV | 50 kVA :Pole Substation | 0.05 | --> | 0.05 | 0 | 0 | Constrained,otherwise capacity available =34kVA. | --> | 0.047 | 0 | 0 | 0 | 0 | 0 | 0 | Constrained,otherwise capacity available =51kW. | --> | C18 ex COOLCARRON | COOLCARRON: T41 | BARRYMORE |  | 52.1578 | -8.1809
MV/LV Substation KN***306 | 20 kV | 400V(3ph) & 230V(single ph) | LV | 200 kVA :Pole Substation | 0.2 | --> | 0.2 | 0 | 0 | Constrained,otherwise capacity available =151kVA. | --> | 0.19 | 0 | 0 | 0 | 0.003 | 0.203 | 0 |  | --> | E14 ex DALTON | DALTON: T421∥T422 | DALTON |  | 53.7955 | -8.9199
MV/LV Substation KN***306Z | 10 kV | 400V(3ph) & 230V(single ph) | LV | 50 kVA :Pole Substation | 0.05 | --> | 0.05 | 0 | 0 | Constrained,otherwise capacity available =27kVA. | --> | 0.047 | 0 | 0 | 0 | 0 | 0.052 | 0 |  | --> | C12 ex TIMOLEAGUE | TIMOLEAGUE: T41 | BANDON |  | 51.6916 | -8.7587
MV/LV Substation KN***307X | 20 kV | 400V(3ph) & 230V(single ph) | LV | 50 kVA :Pole Substation | 0.05 | --> | 0.05 | 0.033 | 1.4 |  | --> | 0.047 | 0 | 0 | 0 | 0.007 | 0.044 | 0 |  | --> | E20 ex GARRANACANTY | GARRANACANTY: T422 | TIPPERARY |  | 52.5036 | -7.962
MV/LV Substation KN***314Y | 20 kV | 400V(3ph) & 230V(single ph) | LV | 50 kVA :Pole Substation | 0.05 | --> | 0.05 | 0.049 | 1.3 |  | --> | 0.047 | 0 | 0 | 0 | 0 | 0.049 | 0 |  | --> | E11 ex KILCARRAGH | KILCARRAGH: T421∥T422 | BUTLERSTOWN |  | 52.2383 | -6.9799
MV/LV Substation KN***316Z | 10 kV | 400V(3ph) & 230V(single ph) | LV | 50 kVA :Pole Substation | 0.05 | --> | 0.05 | 0.048 | 1.2 |  | --> | 0.047 | 0 | 0 | 0 | 0 | 0 | 0 | Constrained,otherwise capacity available =49kW. | --> | C14 ex ROSBERCON | ROSBERCON: T42 | WATERFORD |  | 52.4511 | -6.972
MV/LV Substation KN***324 | 20 kV | 400V(3ph) & 230V(single ph) | LV | 100 kVA :Pole Substation | 0.1 | --> | 0.1 | 0.09 | 1.1 |  | --> | 0.095 | 0 | 0 | 0 | 0.007 | 0.094 | 0 |  | --> | E19 ex LAWLESSTOWN | LAWLESSTOWN: T421 | DOON |  | 52.5251 | -7.7215
MV/LV Substation KN***325X | 10 kV | 400V(3ph) & 230V(single ph) | LV | 50 kVA :Pole Substation | 0.05 | --> | 0.05 | 0.042 | 3.7 |  | --> | 0.047 | 0 | 0 | 0 | 0.003 | 0 | 0 | Constrained,otherwise capacity available =47kW. | --> | E19 ex FOXHOLE | FOXHOLE: T421∥T422 | DUNGARVAN |  | 52.0548 | -7.891
MV/LV Substation KN***327X | 10 kV | 400V(3ph) & 230V(single ph) | LV | 400 kVA :Kiosk Substation | 0.4 | --> | 0.4 | 0.261 | 1.1 |  | --> | 0.38 | 0 | 0 | 0 | 0.053 | 0.365 | 0 |  | --> | C17 ex TRIM | TRIM: T41∥T42 | NAVAN |  | 53.5491 | -6.7678
MV/LV Substation KN***328 | 20 kV | 400V(3ph) & 230V(single ph) | LV | 50 kVA :Pole Substation | 0.05 | --> | 0.05 | 0 | 0 | Constrained,otherwise capacity available =17kVA. | --> | 0.047 | 0 | 0 | 0 | 0.01 | 0.043 | 0 |  | --> | E14 ex DALTON | DALTON: T421∥T422 | DALTON |  | 53.7849 | -8.9149
MV/LV Substation KN***329Y | 10 kV | 400V(3ph) & 230V(single ph) | LV | 630 kVA :Building Structure | 0.63 | --> | 0.63 | 0 | 0 | Constrained,otherwise capacity available =303kVA. | --> | 0.598 | 0 | 0 | 0 | 0.008 | 0.5 | 0 |  | --> | C22 ex MIDLETON | MIDLETON: T102 | MIDLETON |  | 51.9185 | -8.1837
MV/LV Substation KN***333 | 20 kV | 400V(3ph) & 230V(single ph) | LV | 50 kVA :Pole Substation | 0.05 | --> | 0.05 | 0.05 | 1.6 |  | --> | 0.047 | 0 | 0 | 0 | 0 | 0.049 | 0 |  | --> | E18 ex GURRANEBANE | GURRANEBANE: T421∥T422 | OUGHTRAGH |  | 51.8892 | -10.3165
MV/LV Substation KN***334X | 10 kV | 400V(3ph) & 230V(single ph) | LV | 400 kVA :Kiosk Substation | 0.4 | --> | 0.4 | 0.261 | 1.1 |  | --> | 0.38 | 0 | 0 | 0 | 0.012 | 0.408 | 0 |  | --> | C17 ex TRIM | TRIM: T41∥T42 | NAVAN |  | 53.5499 | -6.7706
MV/LV Substation KN***336 | 10 kV | 400V(3ph) & 230V(single ph) | LV | 50 kVA :Pole Substation | 0.05 | --> | 0.05 | 0.024 | 1.2 |  | --> | 0.047 | 0 | 0 | 0 | 0 | 0 | 0 | Constrained,otherwise capacity available =53kW. | --> | C14 ex ROSBERCON | ROSBERCON: T42 | WATERFORD |  | 52.4517 | -6.9696
MV/LV Substation KN***342 | 20 kV | 400V(3ph) & 230V(single ph) | LV | 100 kVA :Pole Substation | 0.1 | --> | 0.1 | 0.081 | 11.9 |  | --> | 0.095 | 0 | 0 | 0 | 0 | 0 | 0 | Constrained,otherwise capacity available =102kW. | --> | E11 ex WESTPORT | WESTPORT: T421∥T422 | CASTLEBAR |  | 53.7786 | -9.5787
MV/LV Substation KN***342 | 20 kV | 400V(3ph) & 230V(single ph) | LV | 50 kVA :Pole Substation | 0.05 | --> | 0.05 | 0 | 0 | Constrained,otherwise capacity available =35kVA. | --> | 0.047 | 0 | 0 | 0 | 0 | 0.051 | 0 |  | --> | C16 ex KILSHANNY | KILSHANNY: T42 | CAHIR |  | 52.2655 | -8.1439
MV/LV Substation KN***344X | 10 kV | 400V(3ph) & 230V(single ph) | LV | 400 kVA :Building Structure | 0.4 | --> | 0.4 | 0.196 | 10.8 |  | --> | 0.38 | 0 | 0 | 0 | 0 | 0.43 | 0 |  | --> | C33 ex SALTHILL | SALTHILL: T101 | SALTHILL |  | 53.2626 | -9.1057
MV/LV Substation KN***344Y | 10 kV | 400V(3ph) & 230V(single ph) | LV | 50 kVA :Pole Substation | 0.05 | --> | 0.05 | 0.032 | 8.9 |  | --> | 0.047 | 0 | 0 | 0 | 0 | 0.051 | 0 |  | --> | C12 ex CARROWBEG | CARROWBEG: T41∥T42 | CARROWBEG |  | 53.7683 | -9.5197
MV/LV Substation KN***353 | 10 kV | 400V(3ph) & 230V(single ph) | LV | 400 kVA :Kiosk Substation | 0.4 | --> | 0.4 | 0.271 | 12.2 |  | --> | 0.38 | 0 | 0 | 0 | 0.022 | 0.396 | 0 |  | --> | C26 ex SALTHILL | SALTHILL: T102 | SALTHILL |  | 53.2644 | -9.1111
MV/LV Substation KN***354Z | 10 kV | 400V(3ph) & 230V(single ph) | LV | 200 kVA :Kiosk Substation | 0.2 | --> | 0.2 | 0.129 | 3.5 |  | --> | 0.19 | 0 | 0 | 0 | 0 | 0.21 | 0 |  | --> | C18 ex TELAYDON | TELAYDON: T42 | LISDRUM |  | 54.246 | -6.9886
MV/LV Substation KN***356 | 10 kV | 400V(3ph) & 230V(single ph) | LV | 50 kVA :Pole Substation | 0.05 | --> | 0.05 | 0.015 | 5.3 |  | --> | 0.047 | 0 | 0 | 0 | 0 | 0.054 | 0 |  | --> | C18 ex SMEARLA | SMEARLA: T42 | TRIEN |  | 52.4341 | -9.4599
MV/LV Substation KN***363X | 10 kV | 400V(3ph) & 230V(single ph) | LV | 1000 kVA :Building Structure | 1 | --> | 1 | 0.5 | 1.1 |  | --> | 0.95 | 0 | 0 | 0 | 0 | 0.5 | 0 |  | --> | C16 ex TRIM | TRIM: T41∥T42 | NAVAN |  | 53.5467 | -6.7964
MV/LV Substation KN***365 | 10 kV | 400V(3ph) & 230V(single ph) | LV | 630 kVA :Building Structure | 0.63 | --> | 0.63 | 0.4 | 5 |  | --> | 0.598 | 0 | 0 | 0 | 0.037 | 0.5 | 0 |  | --> | C11 ex CRUMLIN | CRUMLIN: T41 | INCHICORE 220KV |  | 53.3291 | -6.3145
MV/LV Substation KN***365X | 10 kV | 400V(3ph) & 230V(single ph) | LV | 400 kVA :Kiosk Substation | 0.4 | --> | 0.4 | 0.363 | 1.1 |  | --> | 0.38 | 0 | 0 | 0 | 0.003 | 0.402 | 0 |  | --> | C16 ex TRIM | TRIM: T41∥T42 | NAVAN |  | 53.5468 | -6.7987
MV/LV Substation KN***369 | 10 kV | 400V(3ph) & 230V(single ph) | LV | 50 kVA :Pole Substation | 0.05 | --> | 0.05 | 0 | 0 | Constrained,otherwise capacity available =37kVA. | --> | 0.047 | 0 | 0 | 0 | 0 | 0.051 | 0 |  | --> | C17 ex KINSALE | KINSALE: T41∥T42 | BANDON |  | 51.7724 | -8.6285
MV/LV Substation KN***369 | 10 kV | 400V(3ph) & 230V(single ph) | LV | 630 kVA :Kiosk Substation | 0.63 | --> | 0.63 | 0.5 | 4.7 |  | --> | 0.598 | 0 | 0 | 0 | 0 | 0.5 | 0 |  | --> | C11 ex OAKFIELD | OAKFIELD: T41 | SLIGO |  | 54.2578 | -8.4711
MV/LV Substation KN***373 | 10 kV | 400V(3ph) & 230V(single ph) | LV | 50 kVA :Pole Substation | 0.05 | --> | 0.05 | 0 | 0 | Constrained,otherwise capacity available =37kVA. | --> | 0.047 | 0 | 0 | 0 | 0.003 | 0.047 | 0 |  | --> | C16 ex CLAREGALWAY | CLAREGALWAY: T42 | GALWAY 110KV |  | 53.3756 | -8.9211
MV/LV Substation KN***377 | 10 kV | 400V(3ph) & 230V(single ph) | LV | 100 kVA :Pole Substation | 0.1 | --> | 0.1 | 0.058 | 5.9 |  | --> | 0.095 | 0 | 0 | 0 | 0 | 0.106 | 0 |  | --> | C20 ex NEWMARKET (SR) | NEWMARKET (SR): T41∥T42 | GLENLARA |  | 52.2577 | -9.05
MV/LV Substation KN***378 | 20 kV | 400V(3ph) & 230V(single ph) | LV | 50 kVA :Pole Substation | 0.05 | --> | 0.05 | 0.044 | 1.1 |  | --> | 0.047 | 0 | 0 | 0 | 0 | 0.05 | 0 |  | --> | E23 ex LAWLESSTOWN | LAWLESSTOWN: T421 | DOON |  | 52.3307 | -7.7814
MV/LV Substation KN***378X | 10 kV | 400V(3ph) & 230V(single ph) | LV | 400 kVA :Kiosk Substation | 0.4 | --> | 0.4 | 0 | 0 | Constrained,otherwise capacity available =220kVA. | --> | 0.38 | 0 | 0 | 0 | 0 | 0 | 0 | Constrained,otherwise capacity available =427kW. | --> | C11 ex PORTLAOISE | PORTLAOISE: T41 | PORTLAOISE |  | 53.0265 | -7.3171
MV/LV Substation KN***380 | 20 kV | 400V(3ph) & 230V(single ph) | LV | 50 kVA :Pole Substation | 0.05 | --> | 0.05 | 0 | 0 | Constrained,otherwise capacity available =50kVA. | --> | 0.047 | 0 | 0 | 0 | 0.022 | 0.026 | 0 |  | --> | E20 ex BALLINDERRY | BALLINDERRY: T422 | MULLINGAR |  | 53.4511 | -7.3663
MV/LV Substation KN***381 | 10 kV | 400V(3ph) & 230V(single ph) | LV | 400 kVA :Kiosk Substation | 0.4 | --> | 0.4 | 0.329 | 12.2 |  | --> | 0.38 | 0 | 0 | 0 | 0.015 | 0.395 | 0 |  | --> | C26 ex SALTHILL | SALTHILL: T102 | SALTHILL |  | 53.2662 | -9.1113
MV/LV Substation KN***385 | 20 kV | 400V(3ph) & 230V(single ph) | LV | 100 kVA :Pole Substation | 0.1 | --> | 0.1 | 0 | 0 | Constrained,otherwise capacity available =48kVA. | --> | 0.095 | 0 | 0 | 0 | 0.011 | 0.096 | 0 |  | --> | E17 ex CAVAN | CAVAN: T421 | SHANKILL |  | 54.0806 | -7.3686
MV/LV Substation KN***385X | 20 kV | 400V(3ph) & 230V(single ph) | LV | 50 kVA :Pole Substation | 0.05 | --> | 0.05 | 0.039 | 1 |  | --> | 0.047 | 0 | 0 | 0 | 0.007 | 0.043 | 0 |  | --> | E11 ex BALLYHALE | BALLYHALE: T421 | KILKENNY |  | 52.5499 | -7.1858
MV/LV Substation KN***386 | 10 kV | 400V(3ph) & 230V(single ph) | LV | 50 kVA :Pole Substation | 0.05 | --> | 0.05 | 0.029 | 5.2 |  | --> | 0.047 | 0 | 0 | 0 | 0 | 0.052 | 0 |  | --> | C15 ex KILFLYNN | KILFLYNN: T41∥T42 | TRALEE |  | 52.3315 | -9.6377
MV/LV Substation KN***387X | 20 kV | 400V(3ph) & 230V(single ph) | LV | 50 kVA :Pole Substation | 0.05 | --> | 0.05 | 0 | 0 | Constrained,otherwise capacity available =48kVA. | --> | 0.047 | 0 | 0 | 0 | 0 | 0.049 | 0 |  | --> | E15 ex GLENAMADDY | GLENAMADDY: T422 | ATHLONE |  | 53.6538 | -8.5621
MV/LV Substation KN***391Z | 10 kV | 400V(3ph) & 230V(single ph) | LV | 50 kVA :Pole Substation | 0.05 | --> | 0.05 | 0.049 | 0.8 |  | --> | 0.047 | 0 | 0 | 0 | 0 | 0.049 | 0 |  | --> | C19 ex SMEARLA | SMEARLA: T41 | TRIEN |  | 52.3801 | -9.3568
MV/LV Substation KN***398 | 10 kV | 400V(3ph) & 230V(single ph) | LV | 100 kVA :Pole Substation | 0.1 | --> | 0.1 | 0.068 | 0.3 |  | --> | 0.095 | 0 | 0 | 0 | 0.003 | 0.101 | 0 |  | --> | C25 ex NENAGH | NENAGH: T41 | NENAGH |  | 52.8473 | -8.1619
MV/LV Substation KN***4004 | 10 kV | 400V(3ph) & 230V(single ph) | LV | 50 kVA :Pole Substation | 0.05 | --> | 0.05 | 0.05 | 2.1 |  | --> | 0.047 | 0 | 0 | 0 | 0 | 0.049 | 0 |  | --> | C17 ex MILFORD (MWR) | MILFORD (MWR): T41 | CHARLEVILLE |  | 52.3373 | -8.9186
MV/LV Substation KN***4005 | 20 kV | 400V(3ph) & 230V(single ph) | LV | 50 kVA :Pole Substation | 0.05 | --> | 0.05 | 0.032 | 2.1 |  | --> | 0.047 | 0 | 0 | 0 | 0 | 0.051 | 0 |  | --> | E13 ex NEWPORT | NEWPORT: T421 | CARROWBEG |  | 53.9154 | -9.5051
MV/LV Substation KN***4011 | 10 kV | 400V(3ph) & 230V(single ph) | LV | 100 kVA :Pole Substation | 0.1 | --> | 0.1 | 0 | 0 | Constrained,otherwise capacity available =98kVA. | --> | 0.095 | 0 | 0 | 0 | 0 | 0.1 | 0 |  | --> | C16 ex CARRIGALINE | CARRIGALINE: T41∥T42 | BARNAHELY |  | 51.8628 | -8.3722
MV/LV Substation KN***4013 | 10 kV | 400V(3ph) & 230V(single ph) | LV | 630 kVA :Building Structure | 0.63 | --> | 0.63 | 0.476 | 5.4 |  | --> | 0.598 | 0 | 0 | 0 | 0.026 | 0.5 | 0 |  | --> | C18 ex TEMPLEOGUE | TEMPLEOGUE: T41 | MILLTOWN (DR) |  | 53.2848 | -6.3172
MV/LV Substation KN***401Y | 20 kV | 400V(3ph) & 230V(single ph) | LV | 100 kVA :Pole Substation | 0.1 | --> | 0.1 | 0.094 | 2.2 |  | --> | 0.095 | 0 | 0 | 0 | 0 | 0.1 | 0 |  | --> | E15 ex CLONROCHE | CLONROCHE: T421∥T422 | WEXFORD |  | 52.4392 | -6.7779
MV/LV Substation KN***4028 | 10 kV | 400V(3ph) & 230V(single ph) | LV | 50 kVA :Pole Substation | 0.05 | --> | 0.05 | 0.05 | 1 |  | --> | 0.047 | 0 | 0 | 0 | 0 | 0.049 | 0 |  | --> | C16 ex KILCULLEN | KILCULLEN: T42 | STRATFORD |  | 53.1245 | -6.7922
MV/LV Substation KN***402Y | 20 kV | 400V(3ph) & 230V(single ph) | LV | 50 kVA :Pole Substation | 0.05 | --> | 0.05 | 0 | 0 | Constrained,otherwise capacity available =49kVA. | --> | 0.047 | 0 | 0 | 0 | 0 | 0.049 | 0 |  | --> | E15 ex GLENAMADDY | GLENAMADDY: T422 | ATHLONE |  | 53.5971 | -8.4775
MV/LV Substation KN***4037 | 10 kV | 400V(3ph) & 230V(single ph) | LV | 100 kVA :Pole Substation | 0.1 | --> | 0.1 | 0 | 0 | Constrained,otherwise capacity available =91kVA. | --> | 0.095 | 0 | 0 | 0 | 0 | 0.1 | 0 |  | --> | C18 ex BUTTEVANT | BUTTEVANT: T41∥T42 | MALLOW |  | 52.2504 | -8.8052
MV/LV Substation KN***4038 | 20 kV | 400V(3ph) & 230V(single ph) | LV | 50 kVA :Pole Substation | 0.05 | --> | 0.05 | 0.05 | 0.9 |  | --> | 0.047 | 0 | 0 | 0 | 0 | 0.049 | 0 |  | --> | C11 ex DRUMQUIN | DRUMQUIN: T42 | ENNIS |  | 52.8287 | -9.1224
MV/LV Substation KN***403Z | 20 kV | 400V(3ph) & 230V(single ph) | LV | 50 kVA :Pole Substation | 0.05 | --> | 0.05 | 0.05 | 2.5 |  | --> | 0.047 | 0 | 0 | 0 | 0 | 0.049 | 0 |  | --> | E19 ex TULLOW | TULLOW: T421 | CARLOW |  | 52.8027 | -6.6836
MV/LV Substation KN***4048 | 10 kV | 400V(3ph) & 230V(single ph) | LV | 50 kVA :Pole Substation | 0.05 | --> | 0.05 | 0.04 | 0 | Constrained,otherwise capacity available =50kVA. | --> | 0.047 | 0 | 0 | 0 | 0 | 0.049 | 0 |  | --> | C17 ex GRAIGUENAMANAGH | GRAIGUENAMANAGH: T41∥T42 | KILKENNY |  | 52.5521 | -6.9449
MV/LV Substation KN***4053 | 10 kV | 400V(3ph) & 230V(single ph) | LV | 630 kVA :Kiosk Substation | 0.63 | --> | 0.63 | 0.5 | 5 |  | --> | 0.598 | 0 | 0 | 0 | 0.016 | 0.5 | 0 |  | --> | C13 ex CRUMLIN | CRUMLIN: T41 | INCHICORE 220KV |  | 53.3294 | -6.3191
MV/LV Substation KN***4060 | 10 kV | 400V(3ph) & 230V(single ph) | LV | 50 kVA :Pole Substation | 0.05 | --> | 0.05 | 0 | 0 | Constrained,otherwise capacity available =50kVA. | --> | 0.047 | 0 | 0 | 0 | 0 | 0.049 | 0 |  | --> | C12 ex SAGGART | SAGGART: T41∥T42 | GRANGE CASTLE |  | 53.2603 | -6.4809
MV/LV Substation KN***4060 | 20 kV | 400V(3ph) & 230V(single ph) | LV | 100 kVA :Pole Substation | 0.1 | --> | 0.1 | 0.079 | 2.5 |  | --> | 0.095 | 0 | 0 | 0 | 0 | 0.103 | 0 |  | --> | E17 ex CONG | CONG: T421∥T422 | CLOON |  | 53.5414 | -9.2431
MV/LV Substation KN***4065 | 10 kV | 400V(3ph) & 230V(single ph) | LV | 200 kVA :Kiosk Substation | 0.2 | --> | 0.2 | 0.172 | 0.8 |  | --> | 0.19 | 0 | 0 | 0 | 0 | 0.203 | 0 |  | --> | C19 ex SMEARLA | SMEARLA: T41 | TRIEN |  | 52.434 | -9.3727
MV/LV Substation KN***4071 | 10 kV | 400V(3ph) & 230V(single ph) | LV | 50 kVA :Pole Substation | 0.05 | --> | 0.05 | 0 | 0 | Constrained,otherwise capacity available =35kVA. | --> | 0.047 | 0 | 0 | 0 | 0 | 0.051 | 0 |  | --> | C18 ex KINSALE | KINSALE: T41∥T42 | BANDON |  | 51.7344 | -8.4481
MV/LV Substation KN***4071 | 20 kV | 400V(3ph) & 230V(single ph) | LV | 50 kVA :Pole Substation | 0.05 | --> | 0.05 | 0 | 0 | Constrained,otherwise capacity available =50kVA. | --> | 0.047 | 0 | 0 | 0 | 0 | 0.049 | 0 |  | --> | E11 ex KILCULLEN | KILCULLEN: T424 | STRATFORD |  | 53.0425 | -6.7236
MV/LV Substation KN***4074 | 10 kV | 400V(3ph) & 230V(single ph) | LV | 50 kVA :Pole Substation | 0.05 | --> | 0.05 | 0.046 | 3.4 |  | --> | 0.047 | 0 | 0 | 0 | 0 | 0.049 | 0 |  | --> | C18 ex GRAIGUE | GRAIGUE: T42 | CARLOW |  | 52.8674 | -6.9357
MV/LV Substation KN***4074 | 10 kV | 400V(3ph) & 230V(single ph) | LV | 400 kVA :Kiosk Substation | 0.4 | --> | 0.4 | 0.279 | 2.3 |  | --> | 0.38 | 0 | 0 | 0 | 0.047 | 0.369 | 0 |  | --> | C20 ex MOUNT MERRION | MOUNT MERRION: T42 | CARRICKMINES |  | 53.2948 | -6.223
MV/LV Substation KN***4076 | 20 kV | 400V(3ph) & 230V(single ph) | LV | 50 kVA :Pole Substation | 0.05 | --> | 0.05 | 0 | 0 | Constrained,otherwise capacity available =47kVA. | --> | 0.047 | 0 | 0 | 0 | 0 | 0.049 | 0 |  | --> | E14 ex KILCOCK | KILCOCK: T422 | GRIFFINRATH |  | 53.4086 | -6.6635
MV/LV Substation KN***4079 | 20 kV | 400V(3ph) & 230V(single ph) | LV | 50 kVA :Pole Substation | 0.05 | --> | 0.05 | 0 | 0 | Constrained,otherwise capacity available =50kVA. | --> | 0.047 | 0 | 0 | 0 | 0 | 0.049 | 0 |  | --> | E14 ex DALTON | DALTON: T421∥T422 | DALTON |  | 53.7892 | -8.9265
MV/LV Substation KN***4079 | 10 kV | 400V(3ph) & 230V(single ph) | LV | 50 kVA :Pole Substation | 0.05 | --> | 0.05 | 0 | 0 | Constrained,otherwise capacity available =47kVA. | --> | 0.047 | 0 | 0 | 0 | 0 | 0.049 | 0 |  | --> | C11 ex KANTURK | KANTURK: T41∥T42 | GLENLARA |  | 52.1919 | -8.8907
MV/LV Substation KN***409 | 10 kV | 400V(3ph) & 230V(single ph) | LV | 50 kVA :Pole Substation | 0.05 | --> | 0.05 | 0.021 | 3.4 |  | --> | 0.047 | 0 | 0 | 0 | 0 | 0.053 | 0 |  | --> | C18 ex TRAMORE | TRAMORE: T42 | BUTLERSTOWN |  | 52.2159 | -7.1649
MV/LV Substation KN***4095 | 20 kV | 400V(3ph) & 230V(single ph) | LV | 200 kVA :Pole Substation | 0.2 | --> | 0.2 | 0.194 | 1.5 |  | --> | 0.19 | 0 | 0 | 0 | 0.008 | 0.192 | 0 |  | --> | E15 ex ARDFINNAN | ARDFINNAN: T421 | CAHIR |  | 52.3295 | -7.7948
MV/LV Substation KN***4095 | 10 kV | 400V(3ph) & 230V(single ph) | LV | 200 kVA :Kiosk Substation | 0.2 | --> | 0.2 | 0.116 | 10.8 |  | --> | 0.19 | 0 | 0 | 0 | 0 | 0.212 | 0 |  | --> | C17 ex SALTHILL | SALTHILL: T101 | SALTHILL |  | 53.2694 | -9.1228
MV/LV Substation KN***409X | 10 kV | 400V(3ph) & 230V(single ph) | LV | 200 kVA :Pole Substation | 0.2 | --> | 0.2 | 0.12 | 0.4 |  | --> | 0.19 | 0 | 0 | 0 | 0.032 | 0 | 0 | Constrained,otherwise capacity available =178kW. | --> | C25 ex GARRYSPILLANE | GARRYSPILLANE: T41 | TIPPERARY |  | 52.4378 | -8.4108
MV/LV Substation KN***4100 | 10 kV | 400V(3ph) & 230V(single ph) | LV | 400 kVA :Kiosk Substation | 0.4 | --> | 0.4 | 0.4 | 4 |  | --> | 0.38 | 0 | 0 | 0 | 0 | 0.4 | 0 |  | --> | C20 ex OAKFIELD | OAKFIELD: T42 | SLIGO |  | 54.2711 | -8.4897
MV/LV Substation KN***4100 | 10 kV | 400V(3ph) & 230V(single ph) | LV | 50 kVA :Pole Substation | 0.05 | --> | 0.05 | 0.04 | 0.9 |  | --> | 0.047 | 0 | 0 | 0 | 0 | 0.051 | 0 |  | --> | C16 ex RIVERSTOWN | RIVERSTOWN: T41∥T42 | KILBARRY |  | 51.954 | -8.3226
MV/LV Substation KN***4106 | 10 kV | 400V(3ph) & 230V(single ph) | LV | 50 kVA :Pole Substation | 0.05 | --> | 0.05 | 0.033 | 0.3 |  | --> | 0.047 | 0 | 0 | 0 | 0 | 0.051 | 0 |  | --> | C20 ex DRUMBEAR | DRUMBEAR: T41∥T42 | LISDRUM |  | 54.1942 | -6.9592
MV/LV Substation KN***4111 | 10 kV | 400V(3ph) & 230V(single ph) | LV | 50 kVA :Pole Substation | 0.05 | --> | 0.05 | 0.045 | 12.2 |  | --> | 0.047 | 0 | 0 | 0 | 0 | 0.05 | 0 |  | --> | C28 ex SALTHILL | SALTHILL: T102 | SALTHILL |  | 53.2544 | -9.1384
MV/LV Substation KN***411X | 10 kV | 400V(3ph) & 230V(single ph) | LV | 200 kVA :Kiosk Substation | 0.2 | --> | 0.2 | 0.114 | 8.3 |  | --> | 0.19 | 0 | 0 | 0 | 0 | 0.213 | 0 |  | --> | C25 ex BALLYBEG | BALLYBEG: T101 | CARRICKMINES |  | 52.9888 | -6.0624
MV/LV Substation KN***4122 | 10 kV | 400V(3ph) & 230V(single ph) | LV | 50 kVA :Pole Substation | 0.05 | --> | 0.05 | 0 | 0 | Constrained,otherwise capacity available =40kVA. | --> | 0.047 | 0 | 0 | 0 | 0 | 0.051 | 0 |  | --> | C11 ex ATHENRY | ATHENRY: T41∥T42 | GALWAY 110KV |  | 53.3036 | -8.8148
MV/LV Substation KN***4127 | 10 kV | 400V(3ph) & 230V(single ph) | LV | 50 kVA :Pole Substation | 0.05 | --> | 0.05 | 0 | 0 | Constrained,otherwise capacity available =49kVA. | --> | 0.047 | 0 | 0 | 0 | 0 | 0.049 | 0 |  | --> | C17 ex GORESBRIDGE | GORESBRIDGE: T41∥T42 | KILKENNY |  | 52.643 | -6.8867
MV/LV Substation KN***4131 | 10 kV | 400V(3ph) & 230V(single ph) | LV | 50 kVA :Pole Substation | 0.05 | --> | 0.05 | 0.032 | 8.4 |  | --> | 0.047 | 0 | 0 | 0 | 0.01 | 0.041 | 0 |  | --> | C13 ex MULLINGAR | MULLINGAR: T101 | MULLINGAR |  | 53.5653 | -7.3254
MV/LV Substation KN***4135 | 20 kV | 400V(3ph) & 230V(single ph) | LV | 100 kVA :Pole Substation | 0.1 | --> | 0.1 | 0.098 | 5.3 |  | --> | 0.095 | 0 | 0 | 0 | 0 | 0.1 | 0 |  | --> | C14 ex SMEARLA | SMEARLA: T42 | TRIEN |  | 52.4646 | -9.3718
MV/LV Substation KN***4137 | 20 kV | 400V(3ph) & 230V(single ph) | LV | 100 kVA :Pole Substation | 0.1 | --> | 0.1 | 0 | 0 | Constrained,otherwise capacity available =100kVA. | --> | 0.095 | 0 | 0 | 0 | 0 | 0 | 0 | Constrained,otherwise capacity available =100kW. | --> | C17 ex COLLIGAN | COLLIGAN: T41 | DUNGARVAN |  | 52.0578 | -7.7191
MV/LV Substation KN***4141 | 10 kV | 400V(3ph) & 230V(single ph) | LV | 100 kVA :Pole Substation | 0.1 | --> | 0.1 | 0.1 | 5.2 |  | --> | 0.095 | 0 | 0 | 0 | 0 | 0.1 | 0 |  | --> | C11 ex KILFLYNN | KILFLYNN: T41∥T42 | TRALEE |  | 52.3507 | -9.6922
MV/LV Substation KN***4145 | 20 kV | 400V(3ph) & 230V(single ph) | LV | 50 kVA :Pole Substation | 0.05 | --> | 0.05 | 0.05 | 2 |  | --> | 0.047 | 0 | 0 | 0 | 0 | 0.049 | 0 |  | --> | C16 ex CAPPAMORE | CAPPAMORE: T41∥T42 | ARDNACRUSHA |  | 52.6002 | -8.2097
MV/LV Substation KN***4147 | 10 kV | 400V(3ph) & 230V(single ph) | LV | 50 kVA :Pole Substation | 0.05 | --> | 0.05 | 0.041 | 1.2 |  | --> | 0.047 | 0 | 0 | 0 | 0 | 0.05 | 0 |  | --> | C26 ex KYLEERAGH | KYLEERAGH: T42 | NENAGH |  | 52.9115 | -8.2082
MV/LV Substation KN***4153 | 10 kV | 400V(3ph) & 230V(single ph) | LV | 50 kVA :Pole Substation | 0.05 | --> | 0.05 | 0.05 | 1.4 |  | --> | 0.047 | 0 | 0 | 0 | 0 | 0 | 0 | Constrained,otherwise capacity available =49kW. | --> | C11 ex DEERPARK | DEERPARK: T41∥T42 | BALLYDINE |  | 52.3075 | -7.512
MV/LV Substation KN***4154 | 10 kV | 400V(3ph) & 230V(single ph) | LV | 200 kVA :Pole Substation | 0.2 | --> | 0.2 | 0.2 | 4.9 |  | --> | 0.19 | 0 | 0 | 0 | 0 | 0.2 | 0 |  | --> | C11 ex BALLINCOLLIG | BALLINCOLLIG: T41 | KILBARRY |  | 51.8387 | -8.5995
MV/LV Substation KN***4156 | 10 kV | 400V(3ph) & 230V(single ph) | LV | 400 kVA :Kiosk Substation | 0.4 | --> | 0.4 | 0 | 0 | Constrained,otherwise capacity available =395kVA. | --> | 0.38 | 0 | 0 | 0 | 0.003 | 0 | 0 | Constrained,otherwise capacity available =397kW. | --> | C16 ex RAMSTOWN | RAMSTOWN: T41∥T42 | CRANE |  | 52.6672 | -6.29
MV/LV Substation KN***4158 | 20 kV | 400V(3ph) & 230V(single ph) | LV | 50 kVA :Pole Substation | 0.05 | --> | 0.05 | 0.049 | 1 |  | --> | 0.047 | 0 | 0 | 0 | 0 | 0 | 0 | Constrained,otherwise capacity available =49kW. | --> | C25 ex KILCLOHER | KILCLOHER: T42 | DUNGARVAN |  | 52.2154 | -7.7385
MV/LV Substation KN***4159 | 20 kV | 400V(3ph) & 230V(single ph) | LV | 50 kVA :Pole Substation | 0.05 | --> | 0.05 | 0.05 | 1 |  | --> | 0.047 | 0 | 0 | 0 | 0 | 0 | 0 | Constrained,otherwise capacity available =49kW. | --> | C25 ex KILCLOHER | KILCLOHER: T42 | DUNGARVAN |  | 52.2199 | -7.7386
MV/LV Substation KN***416 | 10 kV | 400V(3ph) & 230V(single ph) | LV | 50 kVA :Pole Substation | 0.05 | --> | 0.05 | 0 | 0 | Constrained,otherwise capacity available =50kVA. | --> | 0.047 | 0 | 0 | 0 | 0 | 0 | 0 | Constrained,otherwise capacity available =49kW. | --> | C20 ex CLOONLOUGH | CLOONLOUGH: T41∥T42 | BARRYMORE |  | 52.2129 | -8.2835
MV/LV Substation KN***4162 | 20 kV | 400V(3ph) & 230V(single ph) | LV | 50 kVA :Pole Substation | 0.05 | --> | 0.05 | 0 | 0 | Constrained,otherwise capacity available =44kVA. | --> | 0.047 | 0 | 0 | 0 | 0 | 0.05 | 0 |  | --> | C16 ex KILSHANNY | KILSHANNY: T42 | CAHIR |  | 52.2716 | -8.2148
MV/LV Substation KN***4168 | 10 kV | 400V(3ph) & 230V(single ph) | LV | 50 kVA :Pole Substation | 0.05 | --> | 0.05 | 0 | 0 | Constrained,otherwise capacity available =50kVA. | --> | 0.047 | 0 | 0 | 0 | 0 | 0.049 | 0 |  | --> | C30 ex BRUFF | BRUFF: T42 | LIMERICK |  | 52.4847 | -8.5075
MV/LV Substation KN***416Y | 10 kV | 400V(3ph) & 230V(single ph) | LV | 50 kVA :Pole Substation | 0.05 | --> | 0.05 | 0 | 0 | Constrained,otherwise capacity available =50kVA. | --> | 0.047 | 0 | 0 | 0 | 0 | 0.049 | 0 |  | --> | C30 ex KINSALE | KINSALE: T41∥T42 | BANDON |  | 51.6878 | -8.5642
MV/LV Substation KN***417 | 10 kV | 400V(3ph) & 230V(single ph) | LV | 50 kVA :Pole Substation | 0.05 | --> | 0.05 | 0.022 | 3 |  | --> | 0.047 | 0 | 0 | 0 | 0.017 | 0 | 0 | Constrained,otherwise capacity available =35kW. | --> | E18 ex WINDSOR | WINDSOR: T421∥T422 | CASTLEBAR |  | 53.8496 | -9.2806
MV/LV Substation KN***417 | 20 kV | 400V(3ph) & 230V(single ph) | LV | 200 kVA :Pole Substation | 0.2 | --> | 0.2 | 0.137 | 3.7 |  | --> | 0.19 | 0 | 0 | 0 | 0.039 | 0 | 0 | Constrained,otherwise capacity available =168kW. | --> | E19 ex FOXHOLE | FOXHOLE: T421∥T422 | DUNGARVAN |  | 51.9976 | -7.9546
MV/LV Substation KN***4170 | 10 kV | 400V(3ph) & 230V(single ph) | LV | 400 kVA :Kiosk Substation | 0.4 | --> | 0.4 | 0.209 | 5.5 |  | --> | 0.38 | 0 | 0 | 0 | 0.05 | 0.376 | 0 |  | --> | C18 ex LOUGHSHINNY | LOUGHSHINNY: T42 | GLASMORE |  | 53.5264 | -6.1025
MV/LV Substation KN***4170 | 20 kV | 400V(3ph) & 230V(single ph) | LV | 50 kVA :Pole Substation | 0.05 | --> | 0.05 | 0.05 | 5.8 |  | --> | 0.047 | 0 | 0 | 0 | 0 | 0.049 | 0 |  | --> | E12 ex DUNMANWAY | DUNMANWAY: T422 | DUNMANWAY |  | 51.6526 | -9.3231
MV/LV Substation KN***4175 | 10 kV | 400V(3ph) & 230V(single ph) | LV | 100 kVA :Pole Substation | 0.1 | --> | 0.1 | 0.1 | 2.3 |  | --> | 0.095 | 0 | 0 | 0 | 0 | 0 | 0 | Constrained,otherwise capacity available =100kW. | --> | C11 ex KILRUSH | KILRUSH: T41∥T42 | TULLABRACK |  | 52.6544 | -9.3948
MV/LV Substation KN***4184 | 10 kV | 400V(3ph) & 230V(single ph) | LV | 50 kVA :Pole Substation | 0.05 | --> | 0.05 | 0 | 0 | Constrained,otherwise capacity available =50kVA. | --> | 0.047 | 0 | 0 | 0 | 0 | 0.049 | 0 |  | --> | C30 ex CLAREGALWAY | CLAREGALWAY: T42 | GALWAY 110KV |  | 53.3638 | -8.9207
MV/LV Substation KN***4188 | 20 kV | 400V(3ph) & 230V(single ph) | LV | 50 kVA :Pole Substation | 0.05 | --> | 0.05 | 0.05 | 1.1 |  | --> | 0.047 | 0 | 0 | 0 | 0 | 0.049 | 0 |  | --> | E23 ex LAWLESSTOWN | LAWLESSTOWN: T421 | DOON |  | 52.2734 | -7.6867
MV/LV Substation KN***4190 | 10 kV | 400V(3ph) & 230V(single ph) | LV | 400 kVA :Kiosk Substation | 0.4 | --> | 0.4 | 0.311 | 0.9 |  | --> | 0.38 | 0 | 0 | 0 | 0.024 | 0.388 | 0 |  | --> | C20 ex RATHMULLAN | RATHMULLAN: T42 | DRYBRIDGE |  | 53.6991 | -6.3654
MV/LV Substation KN***4193 | 10 kV | 400V(3ph) & 230V(single ph) | LV | 50 kVA :Pole Substation | 0.05 | --> | 0.05 | 0 | 0 | Constrained,otherwise capacity available =50kVA. | --> | 0.047 | 0 | 0 | 0 | 0 | 0.049 | 0 |  | --> | C15 ex BALLYBAILIE | BALLYBAILIE: T41 | DUNDALK |  | 53.9013 | -6.5688
MV/LV Substation KN***4203 | 20 kV | 400V(3ph) & 230V(single ph) | LV | 50 kVA :Pole Substation | 0.05 | --> | 0.05 | 0.05 | 0.8 |  | --> | 0.047 | 0 | 0 | 0 | 0 | 0 | 0 | Constrained,otherwise capacity available =49kW. | --> | E16 ex KILMACTHOMAS | KILMACTHOMAS: T421∥T422 | DUNGARVAN |  | 52.1392 | -7.5073
MV/LV Substation KN***4207 | 10 kV | 400V(3ph) & 230V(single ph) | LV | 50 kVA :Pole Substation | 0.05 | --> | 0.05 | 0.035 | 2.1 |  | --> | 0.047 | 0 | 0 | 0 | 0.042 | 0.007 | 0 |  | --> | C17 ex MILFORD (MWR) | MILFORD (MWR): T41 | CHARLEVILLE |  | 52.3349 | -8.9235
MV/LV Substation KN***4213 | 10 kV | 400V(3ph) & 230V(single ph) | LV | 50 kVA :Pole Substation | 0.05 | --> | 0.05 | 0.035 | 3.6 |  | --> | 0.047 | 0 | 0 | 0 | 0 | 0.051 | 0 |  | --> | C21 ex CASTLEREA | CASTLEREA: T41∥T42 | CARRICK ON SHANNON |  | 53.685 | -8.4814
MV/LV Substation KN***422 | 10 kV | 400V(3ph) & 230V(single ph) | LV | 400 kVA :Kiosk Substation | 0.4 | --> | 0.4 | 0.175 | 0.4 |  | --> | 0.38 | 0 | 0 | 0 | 0.117 | 0.311 | 0 |  | --> | C19 ex BALLYBODEN | BALLYBODEN: T41 | COOKSTOWN |  | 53.2864 | -6.3103
MV/LV Substation KN***4232 | 10 kV | 400V(3ph) & 230V(single ph) | LV | 400 kVA :Kiosk Substation | 0.4 | --> | 0.4 | 0.354 | 2.1 |  | --> | 0.38 | 0 | 0 | 0 | 0 | 0.407 | 0 |  | --> | C21 ex WATERFORD IND EST | WATERFORD IND EST: T41 | BUTLERSTOWN |  | 52.2425 | -7.1308
MV/LV Substation KN***4236 | 10 kV | 400V(3ph) & 230V(single ph) | LV | 50 kVA :Pole Substation | 0.05 | --> | 0.05 | 0.05 | 2.4 |  | --> | 0.047 | 0 | 0 | 0 | 0 | 0.049 | 0 |  | --> | C12 ex PORTLAW | PORTLAW: T41∥T42 | BUTLERSTOWN |  | 52.2871 | -7.301
MV/LV Substation KN***4238 | 20 kV | 400V(3ph) & 230V(single ph) | LV | 50 kVA :Pole Substation | 0.05 | --> | 0.05 | 0.05 | 11.3 |  | --> | 0.047 | 0 | 0 | 0 | 0 | 0.049 | 0 |  | --> | C14 ex SINGLAND | SINGLAND: T102 | SINGLAND |  | 52.6013 | -8.4781
MV/LV Substation KN***423X | 10 kV | 400V(3ph) & 230V(single ph) | LV | 100 kVA :Pole Substation | 0.1 | --> | 0.1 | 0.045 | 3.5 |  | --> | 0.095 | 0 | 0 | 0 | 0 | 0.108 | 0 |  | --> | C12 ex TELAYDON | TELAYDON: T42 | LISDRUM |  | 54.2606 | -6.9552
MV/LV Substation KN***4251 | 10 kV | 400V(3ph) & 230V(single ph) | LV | 50 kVA :Pole Substation | 0.05 | --> | 0.05 | 0.05 | 2 |  | --> | 0.047 | 0 | 0 | 0 | 0 | 0.049 | 0 |  | --> | C25 ex TYCOR | TYCOR: T41∥T42 | WATERFORD |  | 52.2565 | -7.1809
MV/LV Substation KN***4252 | 10 kV | 400V(3ph) & 230V(single ph) | LV | 50 kVA :Pole Substation | 0.05 | --> | 0.05 | 0.05 | 2 |  | --> | 0.047 | 0 | 0 | 0 | 0 | 0.049 | 0 |  | --> | C25 ex TYCOR | TYCOR: T41∥T42 | WATERFORD |  | 52.2586 | -7.1826
MV/LV Substation KN***4255 | 10 kV | 400V(3ph) & 230V(single ph) | LV | 50 kVA :Pole Substation | 0.05 | --> | 0.05 | 0.05 | 2.2 |  | --> | 0.047 | 0 | 0 | 0 | 0 | 0 | 0 | Constrained,otherwise capacity available =49kW. | --> | C19 ex NEWCASTLEWEST | NEWCASTLEWEST: T41∥T42 | RATHKEALE |  | 52.3047 | -8.9893
MV/LV Substation KN***426 | 10 kV | 400V(3ph) & 230V(single ph) | LV | 100 kVA :Pole Substation | 0.1 | --> | 0.1 | 0 | 0 | Constrained,otherwise capacity available =96kVA. | --> | 0.095 | 0 | 0 | 0 | 0 | 0.1 | 0 |  | --> | C23 ex CASTLEISLAND | CASTLEISLAND: T41∥T42 | TRALEE |  | 52.2429 | -9.4519
MV/LV Substation KN***4267 | 20 kV | 400V(3ph) & 230V(single ph) | LV | 630 kVA :Kiosk Substation | 0.63 | --> | 0.63 | 0.5 | 1.3 |  | --> | 0.598 | 0 | 0 | 0 | 0 | 0.5 | 0 |  | --> | E12 ex KILCARRAGH | KILCARRAGH: T421∥T422 | BUTLERSTOWN |  | 52.2392 | -7.095
MV/LV Substation KN***4270 | 20 kV | 400V(3ph) & 230V(single ph) | LV | 100 kVA :Pole Substation | 0.1 | --> | 0.1 | 0.09 | 0.8 |  | --> | 0.095 | 0 | 0 | 0 | 0 | 0.101 | 0 |  | --> | E17 ex RATHMORE | RATHMORE: T421 | KNOCKEARAGH |  | 52.0672 | -9.1763
MV/LV Substation KN***427X | 10 kV | 400V(3ph) & 230V(single ph) | LV | 50 kVA :Pole Substation | 0.05 | --> | 0.05 | 0.041 | 2.7 |  | --> | 0.047 | 0 | 0 | 0 | 0 | 0.05 | 0 |  | --> | C13 ex MONFIN | MONFIN: T41∥T42 | WEXFORD |  | 52.4404 | -6.595
MV/LV Substation KN***4293 | 20 kV | 400V(3ph) & 230V(single ph) | LV | 50 kVA :Pole Substation | 0.05 | --> | 0.05 | 0.05 | 4.5 |  | --> | 0.047 | 0 | 0 | 0 | 0 | 0.049 | 0 |  | --> | E19 ex TELAYDON | TELAYDON: T421 | LISDRUM |  | 54.3114 | -6.9773
MV/LV Substation KN***4298 | 20 kV | 400V(3ph) & 230V(single ph) | LV | 50 kVA :Pole Substation | 0.05 | --> | 0.05 | 0 | 0 | Constrained,otherwise capacity available =50kVA. | --> | 0.047 | 0 | 0 | 0 | 0 | 0.049 | 0 |  | --> | C15 ex KILMONEY | KILMONEY: T41∥T42 | TRABEG |  | 51.7706 | -8.5523
MV/LV Substation KN***4307 | 10 kV | 400V(3ph) & 230V(single ph) | LV | 50 kVA :Pole Substation | 0.05 | --> | 0.05 | 0.05 | 1.4 |  | --> | 0.047 | 0 | 0 | 0 | 0 | 0 | 0 | Constrained,otherwise capacity available =49kW. | --> | C11 ex DEERPARK | DEERPARK: T41∥T42 | BALLYDINE |  | 52.3095 | -7.5055
MV/LV Substation KN***4313 | 20 kV | 400V(3ph) & 230V(single ph) | LV | 400 kVA :Kiosk Substation | 0.4 | --> | 0.4 | 0 | 0 | Constrained,otherwise capacity available =400kVA. | --> | 0.38 | 0 | 0 | 0 | 0 | 0 | 0 | Constrained,otherwise capacity available =400kW. | --> | E15 ex FERNS | FERNS: T421 | CRANE |  | 52.5889 | -6.497
MV/LV Substation KN***431X | 20 kV | 400V(3ph) & 230V(single ph) | LV | 100 kVA :Pole Substation | 0.1 | --> | 0.1 | 0.096 | 3.6 |  | --> | 0.095 | 0 | 0 | 0 | 0 | 0.1 | 0 |  | --> | E17 ex CLARA | CLARA: T421 | THORNSBERRY |  | 53.4025 | -7.452
MV/LV Substation KN***431Y | 10 kV | 400V(3ph) & 230V(single ph) | LV | 50 kVA :Pole Substation | 0.05 | --> | 0.05 | 0.026 | 1.4 |  | --> | 0.047 | 0 | 0 | 0 | 0.003 | 0.049 | 0 |  | --> | C17 ex LEIXLIP | LEIXLIP: T41 | GRIFFINRATH |  | 53.3653 | -6.4972
MV/LV Substation KN***4320 | 10 kV | 400V(3ph) & 230V(single ph) | LV | 200 kVA :Kiosk Substation | 0.2 | --> | 0.2 | 0.147 | 0.1 | Constrained,otherwise capacity available =200kVA. | --> | 0.19 | 0 | 0 | 0 | 0 | 0.2 | 0 |  | --> | C16 ex JOHNSTOWN | JOHNSTOWN: T42 | KILTEEL |  | 53.2362 | -6.6211
MV/LV Substation KN***4329 | 20 kV | 400V(3ph) & 230V(single ph) | LV | 50 kVA :Pole Substation | 0.05 | --> | 0.05 | 0.041 | 1.4 |  | --> | 0.047 | 0 | 0 | 0 | 0.021 | 0 | 0 | Constrained,otherwise capacity available =28kW. | --> | C18 ex DEERPARK | DEERPARK: T41∥T42 | BALLYDINE |  | 52.422 | -7.3508
MV/LV Substation KN***4335 | 10 kV | 400V(3ph) & 230V(single ph) | LV | 50 kVA :Pole Substation | 0.05 | --> | 0.05 | 0.05 | 2.4 |  | --> | 0.047 | 0 | 0 | 0 | 0 | 0.049 | 0 |  | --> | C12 ex PORTLAW | PORTLAW: T41∥T42 | BUTLERSTOWN |  | 52.2888 | -7.3085
MV/LV Substation KN***4337 | 10 kV | 400V(3ph) & 230V(single ph) | LV | 200 kVA :Pole Substation | 0.2 | --> | 0.2 | 0.2 | 0.9 |  | --> | 0.19 | 0 | 0 | 0 | 0 | 0.2 | 0 |  | --> | C12 ex BALLYHALE | BALLYHALE: T42 | KILKENNY |  | 52.4866 | -7.2195
MV/LV Substation KN***4357 | 10 kV | 400V(3ph) & 230V(single ph) | LV | 50 kVA :Pole Substation | 0.05 | --> | 0.05 | 0 | 0 | Constrained,otherwise capacity available =50kVA. | --> | 0.047 | 0 | 0 | 0 | 0 | 0.049 | 0 |  | --> | C17 ex KINSALE | KINSALE: T41∥T42 | BANDON |  | 51.7749 | -8.6288
MV/LV Substation KN***4358 | 10 kV | 400V(3ph) & 230V(single ph) | LV | 50 kVA :Pole Substation | 0.05 | --> | 0.05 | 0.05 | 8.9 |  | --> | 0.047 | 0 | 0 | 0 | 0 | 0.049 | 0 |  | --> | C19 ex MIDLETON | MIDLETON: T101 | MIDLETON |  | 51.9236 | -8.1901
MV/LV Substation KN***4360 | 10 kV | 400V(3ph) & 230V(single ph) | LV | 400 kVA :Kiosk Substation | 0.4 | --> | 0.4 | 0 | 0 | Constrained,otherwise capacity available =400kVA. | --> | 0.38 | 0 | 0 | 0 | 0 | 0.4 | 0 |  | --> | C22 ex MIDLETON | MIDLETON: T102 | MIDLETON |  | 51.9197 | -8.1876
MV/LV Substation KN***4362 | 10 kV | 400V(3ph) & 230V(single ph) | LV | 400 kVA :Kiosk Substation | 0.4 | --> | 0.4 | 0.391 | 1.8 |  | --> | 0.38 | 0 | 0 | 0 | 0 | 0.4 | 0 |  | --> | C18 ex CAHERDAVIN | CAHERDAVIN: T42 | ARDNACRUSHA |  | 52.6723 | -8.6725
MV/LV Substation KN***436X | 20 kV | 400V(3ph) & 230V(single ph) | LV | 50 kVA :Pole Substation | 0.05 | --> | 0.05 | 0.042 | 1 |  | --> | 0.047 | 0 | 0 | 0 | 0 | 0.05 | 0 |  | --> | E11 ex BALLYHALE | BALLYHALE: T421 | KILKENNY |  | 52.5306 | -7.2162
MV/LV Substation KN***439 | 10 kV | 400V(3ph) & 230V(single ph) | LV | 400 kVA :Kiosk Substation | 0.4 | --> | 0.4 | 0.236 | 2.3 |  | --> | 0.38 | 0 | 0 | 0 | 0.007 | 0.417 | 0 |  | --> | C11 ex TRABEG | TRABEG: T102 | TRABEG |  | 51.8868 | -8.4545
MV/LV Substation KN***4391 | 20 kV | 400V(3ph) & 230V(single ph) | LV | 50 kVA :Pole Substation | 0.05 | --> | 0.05 | 0.05 | 3.6 |  | --> | 0.047 | 0 | 0 | 0 | 0 | 0.049 | 0 |  | --> | E13 ex CLARA | CLARA: T421 | THORNSBERRY |  | 53.4114 | -7.5429
MV/LV Substation KN***440 | 20 kV | 400V(3ph) & 230V(single ph) | LV | 50 kVA :Pole Substation | 0.05 | --> | 0.05 | 0.038 | 3.7 |  | --> | 0.047 | 0 | 0 | 0 | 0 | 0 | 0 | Constrained,otherwise capacity available =51kW. | --> | E20 ex FOXHOLE | FOXHOLE: T421∥T422 | DUNGARVAN |  | 51.9452 | -7.9343
MV/LV Substation KN***443Y | 10 kV | 400V(3ph) & 230V(single ph) | LV | 50 kVA :Pole Substation | 0.05 | --> | 0.05 | 0.05 | 3.3 |  | --> | 0.047 | 0 | 0 | 0 | 0 | 0.049 | 0 |  | --> | C16 ex MOYLISH | MOYLISH: T41∥T42 | ARDNACRUSHA |  | 52.6749 | -8.6732
MV/LV Substation KN***449X | 20 kV | 400V(3ph) & 230V(single ph) | LV | 100 kVA :Pole Substation | 0.1 | --> | 0.1 | 0.038 | 1.8 |  | --> | 0.095 | 0 | 0 | 0 | 0 | 0.109 | 0 |  | --> | C18 ex ROSCOMMON | ROSCOMMON: T42 | LANESBORO |  | 53.5757 | -8.0955
MV/LV Substation KN***450X | 20 kV | 400V(3ph) & 230V(single ph) | LV | 50 kVA :Pole Substation | 0.05 | --> | 0.05 | 0.042 | 1.8 |  | --> | 0.047 | 0 | 0 | 0 | 0 | 0.05 | 0 |  | --> | C18 ex ROSCOMMON | ROSCOMMON: T42 | LANESBORO |  | 53.5732 | -8.0914
MV/LV Substation KN***450X | 20 kV | 400V(3ph) & 230V(single ph) | LV | 100 kVA :Pole Substation | 0.1 | --> | 0.1 | 0 | 0 | Constrained,otherwise capacity available =63kVA. | --> | 0.095 | 0 | 0 | 0 | 0 | 0.105 | 0 |  | --> | E15 ex DULEEK | DULEEK: T421∥T422 | DRYBRIDGE |  | 53.6504 | -6.4041
MV/LV Substation KN***451X | 10 kV | 400V(3ph) & 230V(single ph) | LV | 50 kVA :Pole Substation | 0.05 | --> | 0.05 | 0.032 | 6.6 |  | --> | 0.047 | 0 | 0 | 0 | 0 | 0.051 | 0 |  | --> | C18 ex GLEBE | GLEBE: T41∥T42 | RICHMOND |  | 53.7212 | -7.765
MV/LV Substation KN***453 | 10 kV | 400V(3ph) & 230V(single ph) | LV | 33 kVA :Pole Substation | 0.033 | --> | 0.033 | 0 | 0 | Constrained,otherwise capacity available =33kVA. | --> | 0.031 | 0 | 0 | 0 | 0 | 0.032 | 0 |  | --> | C19 ex CARRICKMACROSS | CARRICKMACROSS: T41 | MEATH HILL |  | 53.95 | -6.7713
MV/LV Substation KN***454 | 10 kV | 400V(3ph) & 230V(single ph) | LV | 50 kVA :Pole Substation | 0.05 | --> | 0.05 | 0.041 | 3.9 |  | --> | 0.047 | 0 | 0 | 0 | 0 | 0 | 0 | Constrained,otherwise capacity available =50kW. | --> | C13 ex DERRYBEG | DERRYBEG: T41∥T42 | ARDNAGAPPARY |  | 55.0555 | -8.2988
MV/LV Substation KN***459 | 20 kV | 400V(3ph) & 230V(single ph) | LV | 50 kVA :Pole Substation | 0.05 | --> | 0.05 | 0 | 0 | Constrained,otherwise capacity available =10kVA. | --> | 0.047 | 0 | 0 | 0 | 0 | 0.055 | 0 |  | --> | E17 ex BALLINROBE | BALLINROBE: T421∥T422 | DALTON |  | 53.6453 | -9.1878
MV/LV Substation KN***460 | 20 kV | 400V(3ph) & 230V(single ph) | LV | 100 kVA :Pole Substation | 0.1 | --> | 0.1 | 0.076 | 0.8 |  | --> | 0.095 | 0 | 0 | 0 | 0 | 0.103 | 0 |  | --> | E15 ex RATHMORE | RATHMORE: T421 | KNOCKEARAGH |  | 52.1229 | -9.2043
MV/LV Substation KN***4600 | 20 kV | 400V(3ph) & 230V(single ph) | LV | 50 kVA :Pole Substation | 0.05 | --> | 0.05 | 0.05 | 0.3 |  | --> | 0.047 | 0 | 0 | 0 | 0 | 0.049 | 0 |  | --> | C17 ex TUAM NORTH | TUAM NORTH: T41∥T42 | CLOON |  | 53.4824 | -8.7102
MV/LV Substation KN***462X | 10 kV | 400V(3ph) & 230V(single ph) | LV | 50 kVA :Pole Substation | 0.05 | --> | 0.05 | 0.03 | 0.9 |  | --> | 0.047 | 0 | 0 | 0 | 0 | 0.052 | 0 |  | --> | C16 ex RIVERSTOWN | RIVERSTOWN: T41∥T42 | KILBARRY |  | 51.9577 | -8.3393
MV/LV Substation KN***467 | 10 kV | 400V(3ph) & 230V(single ph) | LV | 50 kVA :Pole Substation | 0.05 | --> | 0.05 | 0.044 | 3.4 |  | --> | 0.047 | 0 | 0 | 0 | 0 | 0.05 | 0 |  | --> | C12 ex CAUSEWAY | CAUSEWAY: T41∥T42 | TRALEE |  | 52.4601 | -9.6708
MV/LV Substation KN***483X | 10 kV | 400V(3ph) & 230V(single ph) | LV | 50 kVA :Pole Substation | 0.05 | --> | 0.05 | 0.026 | 2.4 |  | --> | 0.047 | 0 | 0 | 0 | 0 | 0.052 | 0 |  | --> | C23 ex TINAHASK | TINAHASK: T41∥T42 | ARKLOW |  | 52.771 | -6.2403
MV/LV Substation KN***483Y | 20 kV | 400V(3ph) & 230V(single ph) | LV | 100 kVA :Pole Substation | 0.1 | --> | 0.1 | 0.1 | 4.5 |  | --> | 0.095 | 0 | 0 | 0 | 0 | 0.1 | 0 |  | --> | E13 ex TELAYDON | TELAYDON: T421 | LISDRUM |  | 54.3076 | -7.1021
MV/LV Substation KN***485 | 10 kV | 400V(3ph) & 230V(single ph) | LV | 50 kVA :Pole Substation | 0.05 | --> | 0.05 | 0.032 | 8.9 |  | --> | 0.047 | 0 | 0 | 0 | 0.007 | 0.044 | 0 |  | --> | C12 ex CARROWBEG | CARROWBEG: T41∥T42 | CARROWBEG |  | 53.8002 | -9.5086
MV/LV Substation KN***487Y | 10 kV | 400V(3ph) & 230V(single ph) | LV | 50 kVA :Pole Substation | 0.05 | --> | 0.05 | 0 | 0 | Constrained,otherwise capacity available =40kVA. | --> | 0.047 | 0 | 0 | 0 | 0 | 0.051 | 0 |  | --> | C17 ex CARRIGSHANE | CARRIGSHANE: T41 | MIDLETON |  | 51.8782 | -8.1337
MV/LV Substation KN***488X | 20 kV | 400V(3ph) & 230V(single ph) | LV | 50 kVA :Pole Substation | 0.05 | --> | 0.05 | 0 | 0 | Constrained,otherwise capacity available =44kVA. | --> | 0.047 | 0 | 0 | 0 | 0 | 0.05 | 0 |  | --> | E14 ex DALTON | DALTON: T421∥T422 | DALTON |  | 53.792 | -8.9223
MV/LV Substation KN***500 | 20 kV | 400V(3ph) & 230V(single ph) | LV | 100 kVA :Pole Substation | 0.1 | --> | 0.1 | 0.087 | 1.4 |  | --> | 0.095 | 0 | 0 | 0 | 0.002 | 0.099 | 0 |  | --> | E20 ex GARRANACANTY | GARRANACANTY: T422 | TIPPERARY |  | 52.5476 | -8.0151
MV/LV Substation KN***502X | 10 kV | 400V(3ph) & 230V(single ph) | LV | 100 kVA :Pole Substation | 0.1 | --> | 0.1 | 0 | 0 | Constrained,otherwise capacity available =78kVA. | --> | 0.095 | 0 | 0 | 0 | 0.004 | 0.098 | 0 |  | --> | C18 ex BALLYBAILIE | BALLYBAILIE: T41 | DUNDALK |  | 53.951 | -6.537
MV/LV Substation KN***504X | 20 kV | 400V(3ph) & 230V(single ph) | LV | 50 kVA :Pole Substation | 0.05 | --> | 0.05 | 0.038 | 1.4 |  | --> | 0.047 | 0 | 0 | 0 | 0.015 | 0.035 | 0 |  | --> | E18 ex GARRANACANTY | GARRANACANTY: T422 | TIPPERARY |  | 52.5559 | -8.1224
MV/LV Substation KN***506X | 10 kV | 400V(3ph) & 230V(single ph) | LV | 50 kVA :Pole Substation | 0.05 | --> | 0.05 | 0 | 0 | Constrained,otherwise capacity available =49kVA. | --> | 0.047 | 0 | 0 | 0 | 0 | 0 | 0 | Constrained,otherwise capacity available =49kW. | --> | C18 ex RATHDOWNEY | RATHDOWNEY: T42 | IKERRIN |  | 52.8567 | -7.6921
MV/LV Substation KN***509 | 10 kV | 400V(3ph) & 230V(single ph) | LV | 200 kVA :Pole Substation | 0.2 | --> | 0.2 | 0 | 0 | Constrained,otherwise capacity available =182kVA. | --> | 0.19 | 0 | 0 | 0 | 0 | 0.202 | 0 |  | --> | C23 ex CASTLEISLAND | CASTLEISLAND: T41∥T42 | TRALEE |  | 52.3317 | -9.3802
MV/LV Substation KN***515 | 20 kV | 400V(3ph) & 230V(single ph) | LV | 50 kVA :Pole Substation | 0.05 | --> | 0.05 | 0.032 | 5.2 |  | --> | 0.047 | 0 | 0 | 0 | 0.003 | 0.048 | 0 |  | --> | E16 ex WHITECHURCH | WHITECHURCH: T422 | KILBARRY |  | 51.9764 | -8.4847
MV/LV Substation KN***516 | 20 kV | 400V(3ph) & 230V(single ph) | LV | 50 kVA :Pole Substation | 0.05 | --> | 0.05 | 0 | 0 | Constrained,otherwise capacity available =48kVA. | --> | 0.047 | 0 | 0 | 0 | 0 | 0 | 0 | Constrained,otherwise capacity available =49kW. | --> | E11 ex BEALNABLATH | BEALNABLATH: T421 | BANDON |  | 51.8417 | -8.8045
MV/LV Substation KN***517 | 10 kV | 400V(3ph) & 230V(single ph) | LV | 50 kVA :Pole Substation | 0.05 | --> | 0.05 | 0 | 0 | Constrained,otherwise capacity available =36kVA. | --> | 0.047 | 0 | 0 | 0 | 0 | 0.051 | 0 |  | --> | C15 ex COOLCORCORAN | COOLCORCORAN: T41∥T42 | KNOCKEARAGH |  | 52.0623 | -9.5264
MV/LV Substation KN***517Z | 10 kV | 400V(3ph) & 230V(single ph) | LV | 400 kVA :Kiosk Substation | 0.4 | --> | 0.4 | 0.4 | 9.2 |  | --> | 0.38 | 0 | 0 | 0 | 0 | 0.4 | 0 |  | --> | C19 ex CENTRE PARK ROAD | MARINA: T105 | MARINA |  | 51.9018 | -8.4737
MV/LV Substation KN***518X | 10 kV | 400V(3ph) & 230V(single ph) | LV | 400 kVA :Kiosk Substation | 0.4 | --> | 0.4 | 0 | 0 | Constrained,otherwise capacity available =390kVA. | --> | 0.38 | 0 | 0 | 0 | 0 | 0 | 0 | Constrained,otherwise capacity available =401kW. | --> | C11 ex MOUNTRATH | MOUNTRATH: T41∥T42 | PORTLAOISE |  | 52.9925 | -7.4833
MV/LV Substation KN***519 | 10 kV | 400V(3ph) & 230V(single ph) | LV | 50 kVA :Pole Substation | 0.05 | --> | 0.05 | 0 | 0 | Constrained,otherwise capacity available =38kVA. | --> | 0.047 | 0 | 0 | 0 | 0.007 | 0.043 | 0 |  | --> | C18 ex COOLCORCORAN | COOLCORCORAN: T41∥T42 | KNOCKEARAGH |  | 52.0827 | -9.5285
MV/LV Substation KN***519 | 10 kV | 400V(3ph) & 230V(single ph) | LV | 50 kVA :Pole Substation | 0.05 | --> | 0.05 | 0.03 | 9.9 |  | --> | 0.047 | 0 | 0 | 0 | 0.017 | 0.034 | 0 |  | --> | C19 ex ENNIS | ENNIS: T101 | ENNIS |  | 52.8553 | -8.9404
MV/LV Substation KN***519Z | 10 kV | 400V(3ph) & 230V(single ph) | LV | 50 kVA :Pole Substation | 0.05 | --> | 0.05 | 0.046 | 1.7 |  | --> | 0.047 | 0 | 0 | 0 | 0 | 0.049 | 0 |  | --> | C24 ex BISHOPSTOWN | BISHOPSTOWN: T42 | KILBARRY |  | 51.8459 | -8.5161
MV/LV Substation KN***523 | 20 kV | 400V(3ph) & 230V(single ph) | LV | 50 kVA :Pole Substation | 0.05 | --> | 0.05 | 0.038 | 3.4 |  | --> | 0.047 | 0 | 0 | 0 | 0 | 0.051 | 0 |  | --> | E20 ex CLONMINCH | CLONMINCH: T422 | THORNSBERRY |  | 53.2818 | -7.331
MV/LV Substation KN***527 | 10 kV | 400V(3ph) & 230V(single ph) | LV | 200 kVA :Pole Substation | 0.2 | --> | 0.2 | 0 | 0 | Constrained,otherwise capacity available =147kVA. | --> | 0.19 | 0 | 0 | 0 | 0.027 | 0.179 | 0 |  | --> | C23 ex CASTLEISLAND | CASTLEISLAND: T41∥T42 | TRALEE |  | 52.3329 | -9.3833
MV/LV Substation KN***528X | 20 kV | 400V(3ph) & 230V(single ph) | LV | 200 kVA :Pole Substation | 0.2 | --> | 0.2 | 0 | 0 | Constrained,otherwise capacity available =164kVA. | --> | 0.19 | 0 | 0 | 0 | 0 | 0.205 | 0 |  | --> | E14 ex DALTON | DALTON: T421∥T422 | DALTON |  | 53.7887 | -8.9228
MV/LV Substation KN***529Y | 20 kV | 400V(3ph) & 230V(single ph) | LV | 200 kVA :Kiosk Substation | 0.2 | --> | 0.2 | 0 | 0 | Constrained,otherwise capacity available =196kVA. | --> | 0.19 | 0 | 0 | 0 | 0 | 0.2 | 0 |  | --> | E14 ex COLLOONEY | COLLOONEY: T422 | SLIGO |  | 54.1783 | -8.5043
MV/LV Substation KN***534 | 10 kV | 400V(3ph) & 230V(single ph) | LV | 400 kVA :Kiosk Substation | 0.4 | --> | 0.4 | 0.338 | 5.7 |  | --> | 0.38 | 0 | 0 | 0 | 0.004 | 0.405 | 0 |  | --> | C14 ex DEANSGRANGE | DEANSGRANGE: T42 | CARRICKMINES |  | 53.2754 | -6.1798
MV/LV Substation KN***534X | 10 kV | 400V(3ph) & 230V(single ph) | LV | 100 kVA :Pole Substation | 0.1 | --> | 0.1 | 0.1 | 3.3 |  | --> | 0.095 | 0 | 0 | 0 | 0 | 0.1 | 0 |  | --> | C11 ex MOYLISH | MOYLISH: T41∥T42 | ARDNACRUSHA |  | 52.6961 | -8.6466
MV/LV Substation KN***537 | 10 kV | 400V(3ph) & 230V(single ph) | LV | 50 kVA :Pole Substation | 0.05 | --> | 0.05 | 0.048 | 2.3 |  | --> | 0.047 | 0 | 0 | 0 | 0.003 | 0.046 | 0 |  | --> | C11 ex CASTLECOMER | CASTLECOMER: T41∥T42 | BALLYRAGGET |  | 52.788 | -7.1725
MV/LV Substation KN***537Y | 10 kV | 400V(3ph) & 230V(single ph) | LV | 200 kVA :Kiosk Substation | 0.2 | --> | 0.2 | 0.148 | 0.7 |  | --> | 0.19 | 0 | 0 | 0 | 0 | 0.207 | 0 |  | --> | C12 ex AGHAMORE | AGHAMORE: T42 | LANESBORO |  | 53.6686 | -7.9821
MV/LV Substation KN***539X | 20 kV | 400V(3ph) & 230V(single ph) | LV | 50 kVA :Pole Substation | 0.05 | --> | 0.05 | 0.05 | 1.8 |  | --> | 0.047 | 0 | 0 | 0 | 0 | 0.049 | 0 |  | --> | E16 ex CURRALEIGH | CURRALEIGH: T421∥T422 | KILBARRY |  | 52.002 | -8.7541
MV/LV Substation KN***540 | 10 kV | 400V(3ph) & 230V(single ph) | LV | 50 kVA :Pole Substation | 0.05 | --> | 0.05 | 0.039 | 3.7 |  | --> | 0.047 | 0 | 0 | 0 | 0 | 0 | 0 | Constrained,otherwise capacity available =51kW. | --> | E19 ex FOXHOLE | FOXHOLE: T421∥T422 | DUNGARVAN |  | 52.0513 | -7.8871
MV/LV Substation KN***545 | 20 kV | 400V(3ph) & 230V(single ph) | LV | 200 kVA :Pole Substation | 0.2 | --> | 0.2 | 0.177 | 1.6 |  | --> | 0.19 | 0 | 0 | 0 | 0.003 | 0.2 | 0 |  | --> | E18 ex GURRANEBANE | GURRANEBANE: T421∥T422 | OUGHTRAGH |  | 51.9248 | -10.2911
MV/LV Substation KN***546 | 20 kV | 400V(3ph) & 230V(single ph) | LV | 50 kVA :Pole Substation | 0.05 | --> | 0.05 | 0.036 | 2.1 |  | --> | 0.047 | 0 | 0 | 0 | 0.003 | 0.047 | 0 |  | --> | E18 ex NEWPORT | NEWPORT: T421 | CARROWBEG |  | 53.8937 | -9.5487
MV/LV Substation KN***547 | 10 kV | 400V(3ph) & 230V(single ph) | LV | 100 kVA :Pole Substation | 0.1 | --> | 0.1 | 0.035 | 2.4 |  | --> | 0.095 | 0 | 0 | 0 | 0.004 | 0.105 | 0 |  | --> | C24 ex TINAHASK | TINAHASK: T41∥T42 | ARKLOW |  | 52.7868 | -6.1628
MV/LV Substation KN***547 | 20 kV | 400V(3ph) & 230V(single ph) | LV | 100 kVA :Pole Substation | 0.1 | --> | 0.1 | 0.088 | 3.7 |  | --> | 0.095 | 0 | 0 | 0 | 0.011 | 0 | 0 | Constrained,otherwise capacity available =90kW. | --> | E13 ex FOXHOLE | FOXHOLE: T421∥T422 | DUNGARVAN |  | 51.9969 | -7.7407
MV/LV Substation KN***547Z | 10 kV | 400V(3ph) & 230V(single ph) | LV | 400 kVA :Kiosk Substation | 0.4 | --> | 0.4 | 0 | 0 | Constrained,otherwise capacity available =274kVA. | --> | 0.38 | 0 | 0 | 0 | 0.023 | 0.395 | 0 |  | --> | C14 ex SWORDS | SWORDS: T42 | GLASMORE |  | 53.4555 | -6.2638
MV/LV Substation KN***548Y | 10 kV | 400V(3ph) & 230V(single ph) | LV | 50 kVA :Pole Substation | 0.05 | --> | 0.05 | 0.028 | 2.1 |  | --> | 0.047 | 0 | 0 | 0 | 0 | 0.052 | 0 |  | --> | C12 ex GRANAGH | GRANAGH: T41∥T42 | WATERFORD |  | 52.3613 | -7.2882
MV/LV Substation KN***548Z | 10 kV | 400V(3ph) & 230V(single ph) | LV | 400 kVA :Kiosk Substation | 0.4 | --> | 0.4 | 0 | 0 | Constrained,otherwise capacity available =270kVA. | --> | 0.38 | 0 | 0 | 0 | 0.083 | 0.332 | 0 |  | --> | C14 ex SWORDS | SWORDS: T42 | GLASMORE |  | 53.4548 | -6.2585
MV/LV Substation KN***550Y | 10 kV | 400V(3ph) & 230V(single ph) | LV | 200 kVA :Pole Substation | 0.2 | --> | 0.2 | 0.168 | 1.2 |  | --> | 0.19 | 0 | 0 | 0 | 0.003 | 0.201 | 0 |  | --> | C12 ex SRAH | SRAH: T41∥T42 | THORNSBERRY |  | 53.2867 | -7.5102
MV/LV Substation KN***550Y | 10 kV | 400V(3ph) & 230V(single ph) | LV | 50 kVA :Pole Substation | 0.05 | --> | 0.05 | 0 | 0 | Constrained,otherwise capacity available =48kVA. | --> | 0.047 | 0 | 0 | 0 | 0 | 0.049 | 0 |  | --> | C30 ex KINSALE | KINSALE: T41∥T42 | BANDON |  | 51.6868 | -8.5708
MV/LV Substation KN***551X | 10 kV | 400V(3ph) & 230V(single ph) | LV | 200 kVA :Kiosk Substation | 0.2 | --> | 0.2 | 0.156 | 8.9 |  | --> | 0.19 | 0 | 0 | 0 | 0.031 | 0.173 | 0 |  | --> | C12 ex CARROWBEG | CARROWBEG: T41∥T42 | CARROWBEG |  | 53.8018 | -9.5048
MV/LV Substation KN***553 | 20 kV | 400V(3ph) & 230V(single ph) | LV | 50 kVA :Pole Substation | 0.05 | --> | 0.05 | 0 | 0 | Constrained,otherwise capacity available =31kVA. | --> | 0.047 | 0 | 0 | 0 | 0 | 0.051 | 0 |  | --> | C14 ex MILFORD (NR) | MILFORD (NR): T41∥T42 | LETTERKENNY |  | 55.179 | -7.5746
MV/LV Substation KN***553 | 20 kV | 400V(3ph) & 230V(single ph) | LV | 100 kVA :Pole Substation | 0.1 | --> | 0.1 | 0.075 | 3.6 |  | --> | 0.095 | 0 | 0 | 0 | 0.007 | 0.096 | 0 |  | --> | E18 ex JENKINSTOWN | JENKINSTOWN: T421∥T422 | DUNDALK |  | 54.0871 | -6.2592
MV/LV Substation KN***561 | 10 kV | 400V(3ph) & 230V(single ph) | LV | 50 kVA :Pole Substation | 0.05 | --> | 0.05 | 0.034 | 2.7 |  | --> | 0.047 | 0 | 0 | 0 | 0.003 | 0.048 | 0 |  | --> | C11 ex CALLAN | CALLAN: T41∥T42 | KILKENNY |  | 52.6224 | -7.4116
MV/LV Substation KN***562 | 10 kV | 400V(3ph) & 230V(single ph) | LV | 50 kVA :Pole Substation | 0.05 | --> | 0.05 | 0.041 | 2.7 |  | --> | 0.047 | 0 | 0 | 0 | 0 | 0.05 | 0 |  | --> | C11 ex CALLAN | CALLAN: T41∥T42 | KILKENNY |  | 52.6207 | -7.4174
MV/LV Substation KN***563Y | 10 kV | 400V(3ph) & 230V(single ph) | LV | 50 kVA :Pole Substation | 0.05 | --> | 0.05 | 0.041 | 1 |  | --> | 0.047 | 0 | 0 | 0 | 0 | 0 | 0 | Constrained,otherwise capacity available =50kW. | --> | C12 ex LOUGHTAGALLA | LOUGHTAGALLA: T41∥T42 | THURLES |  | 52.6469 | -7.795
MV/LV Substation KN***564Y | 10 kV | 400V(3ph) & 230V(single ph) | LV | 100 kVA :Pole Substation | 0.1 | --> | 0.1 | 0 | 0 | Constrained,otherwise capacity available =97kVA. | --> | 0.095 | 0 | 0 | 0 | 0.004 | 0.095 | 0 |  | --> | C15 ex KINSALE | KINSALE: T41∥T42 | BANDON |  | 51.7106 | -8.5154
MV/LV Substation KN***567 | 10 kV | 400V(3ph) & 230V(single ph) | LV | 400 kVA :Kiosk Substation | 0.4 | --> | 0.4 | 0.278 | 4.6 |  | --> | 0.38 | 0 | 0 | 0 | 0.007 | 0.411 | 0 |  | --> | C15 ex BALLINCLEA | BALLINCLEA: T41 | CHERRYWOOD |  | 53.2646 | -6.1167
MV/LV Substation KN***567X | 10 kV | 400V(3ph) & 230V(single ph) | LV | 50 kVA :Pole Substation | 0.05 | --> | 0.05 | 0 | 0 | Constrained,otherwise capacity available =43kVA. | --> | 0.047 | 0 | 0 | 0 | 0 | 0.05 | 0 |  | --> | C15 ex CARRICK ON SHANNON | CARRICK ON SHANNON: T41∥T42 | CARRICK ON SHANNON |  | 53.9743 | -8.1665
MV/LV Substation KN***567Y | 10 kV | 400V(3ph) & 230V(single ph) | LV | 50 kVA :Pole Substation | 0.05 | --> | 0.05 | 0 | 0 | Constrained,otherwise capacity available =50kVA. | --> | 0.047 | 0 | 0 | 0 | 0 | 0.049 | 0 |  | --> | C22 ex MIDLETON | MIDLETON: T102 | MIDLETON |  | 51.922 | -8.184
MV/LV Substation KN***570Y | 10 kV | 400V(3ph) & 230V(single ph) | LV | 400 kVA :Building Structure | 0.4 | --> | 0.4 | 0 | 0 | Constrained,otherwise capacity available =390kVA. | --> | 0.38 | 0 | 0 | 0 | 0 | 0.401 | 0 |  | --> | C16 ex CLAREGALWAY | CLAREGALWAY: T42 | GALWAY 110KV |  | 53.3898 | -8.917
MV/LV Substation KN***570Y | 10 kV | 400V(3ph) & 230V(single ph) | LV | 50 kVA :Pole Substation | 0.05 | --> | 0.05 | 0.047 | 3.3 |  | --> | 0.047 | 0 | 0 | 0 | 0 | 0.049 | 0 |  | --> | C11 ex MOYLISH | MOYLISH: T41∥T42 | ARDNACRUSHA |  | 52.6918 | -8.6503
MV/LV Substation KN***577X | 10 kV | 400V(3ph) & 230V(single ph) | LV | 50 kVA :Pole Substation | 0.05 | --> | 0.05 | 0 | 0 | Constrained,otherwise capacity available =40kVA. | --> | 0.047 | 0 | 0 | 0 | 0 | 0.051 | 0 |  | --> | C16 ex KANTURK | KANTURK: T41∥T42 | GLENLARA |  | 52.2765 | -8.8704
MV/LV Substation KN***579X | 10 kV | 400V(3ph) & 230V(single ph) | LV | 200 kVA :Kiosk Substation | 0.2 | --> | 0.2 | 0.151 | 1.2 |  | --> | 0.19 | 0 | 0 | 0 | 0.007 | 0 | 0 | Constrained,otherwise capacity available =199kW. | --> | C19 ex KNOCKAPHUNTA | KNOCKAPHUNTA: T41∥T42 | CASTLEBAR |  | 53.8408 | -9.3221
MV/LV Substation KN***579X | 10 kV | 400V(3ph) & 230V(single ph) | LV | 50 kVA :Pole Substation | 0.05 | --> | 0.05 | 0.05 | 0.4 |  | --> | 0.047 | 0 | 0 | 0 | 0 | 0 | 0 | Constrained,otherwise capacity available =49kW. | --> | C25 ex GARRYSPILLANE | GARRYSPILLANE: T41 | TIPPERARY |  | 52.4298 | -8.4035
MV/LV Substation KN***590X | 20 kV | 400V(3ph) & 230V(single ph) | LV | 50 kVA :Pole Substation | 0.05 | --> | 0.05 | 0 | 0 | Constrained,otherwise capacity available =48kVA. | --> | 0.047 | 0 | 0 | 0 | 0.003 | 0.046 | 0 |  | --> | E15 ex WHITECHURCH | WHITECHURCH: T421 | KILBARRY |  | 51.9439 | -8.571
MV/LV Substation KN***594 | 20 kV | 400V(3ph) & 230V(single ph) | LV | 100 kVA :Pole Substation | 0.1 | --> | 0.1 | 0.085 | 0.5 |  | --> | 0.095 | 0 | 0 | 0 | 0.003 | 0.099 | 0 |  | --> | C12 ex BALBRIGGAN | BALBRIGGAN: T42 | GLASMORE |  | 53.5723 | -6.2422
MV/LV Substation KN***595Y | 20 kV | 400V(3ph) & 230V(single ph) | LV | 50 kVA :Pole Substation | 0.05 | --> | 0.05 | 0.041 | 4.4 |  | --> | 0.047 | 0 | 0 | 0 | 0 | 0 | 0 | Constrained,otherwise capacity available =50kW. | --> | E21 ex SLANE | SLANE: T421 | DRYBRIDGE |  | 53.7382 | -6.5584
MV/LV Substation KN***597X | 10 kV | 400V(3ph) & 230V(single ph) | LV | 50 kVA :Pole Substation | 0.05 | --> | 0.05 | 0 | 0 | Constrained,otherwise capacity available =47kVA. | --> | 0.047 | 0 | 0 | 0 | 0 | 0.049 | 0 |  | --> | C18 ex MIDLETON | MIDLETON: T102 | MIDLETON |  | 51.9586 | -8.1982
MV/LV Substation KN***597X | 10 kV | 400V(3ph) & 230V(single ph) | LV | 200 kVA :Building Structure | 0.2 | --> | 0.2 | 0.189 | 10.8 |  | --> | 0.19 | 0 | 0 | 0 | 0 | 0.201 | 0 |  | --> | C33 ex SALTHILL | SALTHILL: T101 | SALTHILL |  | 53.2551 | -9.109
MV/LV Substation KN***599Y | 20 kV | 400V(3ph) & 230V(single ph) | LV | 50 kVA :Pole Substation | 0.05 | --> | 0.05 | 0.048 | 4.4 |  | --> | 0.047 | 0 | 0 | 0 | 0 | 0 | 0 | Constrained,otherwise capacity available =49kW. | --> | E21 ex SLANE | SLANE: T421 | DRYBRIDGE |  | 53.7334 | -6.5518
MV/LV Substation KN***604X | 10 kV | 400V(3ph) & 230V(single ph) | LV | 50 kVA :Pole Substation | 0.05 | --> | 0.05 | 0.05 | 4 |  | --> | 0.047 | 0 | 0 | 0 | 0 | 0 | 0 | Constrained,otherwise capacity available =49kW. | --> | C19 ex LISMORE | LISMORE: T41∥T42 | DUNGARVAN |  | 52.1793 | -8.059
MV/LV Substation KN***608 | 20 kV | 400V(3ph) & 230V(single ph) | LV | 50 kVA :Pole Substation | 0.05 | --> | 0.05 | 0.038 | 5.2 |  | --> | 0.047 | 0 | 0 | 0 | 0.002 | 0.048 | 0 |  | --> | E12 ex WHITECHURCH | WHITECHURCH: T422 | KILBARRY |  | 52.0701 | -8.4831
MV/LV Substation KN***608X | 20 kV | 400V(3ph) & 230V(single ph) | LV | 200 kVA :Pole Substation | 0.2 | --> | 0.2 | 0.192 | 6.7 |  | --> | 0.19 | 0 | 0 | 0 | 0 | 0 | 0 | Constrained,otherwise capacity available =200kW. | --> | E12 ex DUNFIRTH | DUNFIRTH: T122 | DUNFIRTH |  | 53.413 | -6.7906
MV/LV Substation KN***608Y | 20 kV | 400V(3ph) & 230V(single ph) | LV | 100 kVA :Pole Substation | 0.1 | --> | 0.1 | 0 | 0 | Constrained,otherwise capacity available =100kVA. | --> | 0.095 | 0 | 0 | 0 | 0 | 0.1 | 0 |  | --> | E13 ex BALTINGLASS | BALTINGLASS: T421∥T422 | STRATFORD |  | 52.8995 | -6.7862
MV/LV Substation KN***609Y | 10 kV | 400V(3ph) & 230V(single ph) | LV | 630 kVA :Building Structure | 0.63 | --> | 0.63 | 0.5 | 1.4 |  | --> | 0.598 | 0 | 0 | 0 | 0 | 0 | 0 | Constrained,otherwise capacity available =500kW. | --> | C15 ex DEERPARK | DEERPARK: T41∥T42 | BALLYDINE |  | 52.3452 | -7.4137
MV/LV Substation KN***618 | 10 kV | 400V(3ph) & 230V(single ph) | LV | 50 kVA :Pole Substation | 0.05 | --> | 0.05 | 0.05 | 3.3 |  | --> | 0.047 | 0 | 0 | 0 | 0 | 0.049 | 0 |  | --> | C11 ex MOYLISH | MOYLISH: T41∥T42 | ARDNACRUSHA |  | 52.7003 | -8.6516
MV/LV Substation KN***618 | 20 kV | 400V(3ph) & 230V(single ph) | LV | 50 kVA :Pole Substation | 0.05 | --> | 0.05 | 0.036 | 2.5 |  | --> | 0.047 | 0 | 0 | 0 | 0.015 | 0.035 | 0 |  | --> | E19 ex TULLOW | TULLOW: T421 | CARLOW |  | 52.8058 | -6.6675
MV/LV Substation KN***620 | 10 kV | 400V(3ph) & 230V(single ph) | LV | 200 kVA :Kiosk Substation | 0.2 | --> | 0.2 | 0.16 | 5.4 |  | --> | 0.19 | 0 | 0 | 0 | 0.017 | 0.188 | 0 |  | --> | C20 ex TEMPLEOGUE | TEMPLEOGUE: T41 | MILLTOWN (DR) |  | 53.2822 | -6.3248
MV/LV Substation KN***627X | 10 kV | 400V(3ph) & 230V(single ph) | LV | 630 kVA :Kiosk Substation | 0.63 | --> | 0.63 | 0.5 | 8.9 |  | --> | 0.598 | 0 | 0 | 0 | 0 | 0.5 | 0 |  | --> | C12 ex CARROWBEG | CARROWBEG: T41∥T42 | CARROWBEG |  | 53.8024 | -9.5072
MV/LV Substation KN***639 | 20 kV | 400V(3ph) & 230V(single ph) | LV | 50 kVA :Pole Substation | 0.05 | --> | 0.05 | 0.036 | 0.1 |  | --> | 0.047 | 0 | 0 | 0 | 0 | 0.051 | 0 |  | --> | C12 ex SCARIFF | SCARIFF: T42 | ENNIS |  | 52.9174 | -8.4892
MV/LV Substation KN***643X | 10 kV | 400V(3ph) & 230V(single ph) | LV | 200 kVA :Pole Substation | 0.2 | --> | 0.2 | 0.173 | 1.3 |  | --> | 0.19 | 0 | 0 | 0 | 0.003 | 0.2 | 0 |  | --> | E12 ex KILCARRAGH | KILCARRAGH: T421∥T422 | BUTLERSTOWN |  | 52.2366 | -7.06
MV/LV Substation KN***644 | 10 kV | 400V(3ph) & 230V(single ph) | LV | 100 kVA :Pole Substation | 0.1 | --> | 0.1 | 0.088 | 0.8 |  | --> | 0.095 | 0 | 0 | 0 | 0 | 0.101 | 0 |  | --> | C13 ex SMEARLA | SMEARLA: T41 | TRIEN |  | 52.4777 | -9.4643
MV/LV Substation KN***644 | 20 kV | 400V(3ph) & 230V(single ph) | LV | 50 kVA :Pole Substation | 0.05 | --> | 0.05 | 0.044 | 5.6 |  | --> | 0.047 | 0 | 0 | 0 | 0 | 0.05 | 0 |  | --> | E17 ex BLESSINGTON | BLESSINGTON: T421 | KILTEEL |  | 53.1601 | -6.5112
MV/LV Substation KN***645Z | 20 kV | 400V(3ph) & 230V(single ph) | LV | 50 kVA :Pole Substation | 0.05 | --> | 0.05 | 0.039 | 5.2 |  | --> | 0.047 | 0 | 0 | 0 | 0 | 0.051 | 0 |  | --> | E18 ex WHITECHURCH | WHITECHURCH: T422 | KILBARRY |  | 51.9821 | -8.5909
MV/LV Substation KN***646Y | 20 kV | 400V(3ph) & 230V(single ph) | LV | 50 kVA :Pole Substation | 0.05 | --> | 0.05 | 0 | 0 | Constrained,otherwise capacity available =35kVA. | --> | 0.047 | 0 | 0 | 0 | 0 | 0.051 | 0 |  | --> | E14 ex EMYVALE | EMYVALE: T422 | LISDRUM |  | 54.3684 | -6.9642
MV/LV Substation KN***658X | 20 kV | 400V(3ph) & 230V(single ph) | LV | 200 kVA :Kiosk Substation | 0.2 | --> | 0.2 | 0.161 | 1.6 |  | --> | 0.19 | 0 | 0 | 0 | 0.008 | 0.197 | 0 |  | --> | E16 ex MILLTOWN (SR) | MILLTOWN (SR): T422 | OUGHTRAGH |  | 52.1127 | -9.7985
MV/LV Substation KN***663X | 10 kV | 400V(3ph) & 230V(single ph) | LV | 100 kVA :Pole Substation | 0.1 | --> | 0.1 | 0.081 | 8.3 |  | --> | 0.095 | 0 | 0 | 0 | 0.004 | 0.098 | 0 |  | --> | C25 ex BALLYBEG | BALLYBEG: T101 | CARRICKMINES |  | 52.9907 | -6.0644
MV/LV Substation KN***666X | 10 kV | 400V(3ph) & 230V(single ph) | LV | 100 kVA :Pole Substation | 0.1 | --> | 0.1 | 0.092 | 1.2 |  | --> | 0.095 | 0 | 0 | 0 | 0 | 0.1 | 0 |  | --> | C24 ex MULLAGH | MULLAGH: T44 | MEATH HILL |  | 53.7562 | -6.8727
MV/LV Substation KN***676X | 10 kV | 400V(3ph) & 230V(single ph) | LV | 50 kVA :Pole Substation | 0.05 | --> | 0.05 | 0.047 | 1.6 |  | --> | 0.047 | 0 | 0 | 0 | 0.042 | 0.005 | 0 |  | --> | C24 ex CAHIR | CAHIR: T42 | CAHIR |  | 52.4134 | -7.8472
MV/LV Substation KN***680 | 20 kV | 400V(3ph) & 230V(single ph) | LV | 100 kVA :Pole Substation | 0.1 | --> | 0.1 | 0 | 0 | Constrained,otherwise capacity available =75kVA. | --> | 0.095 | 0 | 0 | 0 | 0.007 | 0.096 | 0 |  | --> | E14 ex DALTON | DALTON: T421∥T422 | DALTON |  | 53.7869 | -8.9235
MV/LV Substation KN***680 | 10 kV | 400V(3ph) & 230V(single ph) | LV | 200 kVA :Pole Substation | 0.2 | --> | 0.2 | 0.159 | 3.4 |  | --> | 0.19 | 0 | 0 | 0 | 0 | 0.206 | 0 |  | --> | C18 ex GRAIGUE | GRAIGUE: T42 | CARLOW |  | 52.8668 | -6.9376
MV/LV Substation KN***680Z | 20 kV | 400V(3ph) & 230V(single ph) | LV | 50 kVA :Pole Substation | 0.05 | --> | 0.05 | 0 | 0 | Constrained,otherwise capacity available =28kVA. | --> | 0.047 | 0 | 0 | 0 | 0 | 0.052 | 0 |  | --> | E13 ex BALTINGLASS | BALTINGLASS: T421∥T422 | STRATFORD |  | 52.8799 | -6.8151
MV/LV Substation KN***681 | 10 kV | 400V(3ph) & 230V(single ph) | LV | 30 kVA :Pole Substation | 0.03 | --> | 0.03 | 0 | 0 | Constrained,otherwise capacity available =30kVA. | --> | 0.028 | 0 | 0 | 0 | 0 | 0 | 0 | Constrained,otherwise capacity available =29kW. | --> | C11 ex CLOONLOUGH | CLOONLOUGH: T41∥T42 | BARRYMORE |  | 52.3257 | -8.3437
MV/LV Substation KN***681 | 20 kV | 400V(3ph) & 230V(single ph) | LV | 400 kVA :Kiosk Substation | 0.4 | --> | 0.4 | 0 | 0 | Constrained,otherwise capacity available =203kVA. | --> | 0.38 | 0 | 0 | 0 | 0 | 0.43 | 0 |  | --> | E14 ex DALTON | DALTON: T421∥T422 | DALTON |  | 53.7925 | -8.9205
MV/LV Substation KN***681X | 10 kV | 400V(3ph) & 230V(single ph) | LV | 50 kVA :Pole Substation | 0.05 | --> | 0.05 | 0.05 | 1.5 |  | --> | 0.047 | 0 | 0 | 0 | 0 | 0.049 | 0 |  | --> | C11 ex DERRYCRAMPH | DERRYCRAMPH: T41∥T42 | SHANKILL |  | 53.9254 | -7.2139
MV/LV Substation KN***682 | 10 kV | 400V(3ph) & 230V(single ph) | LV | 100 kVA :Pole Substation | 0.1 | --> | 0.1 | 0.093 | 2 |  | --> | 0.095 | 0 | 0 | 0 | 0 | 0.1 | 0 |  | --> | C17 ex KILCAR | KILCAR: T41 | BINBANE |  | 54.709 | -8.7304
MV/LV Substation KN***685 | 10 kV | 400V(3ph) & 230V(single ph) | LV | 100 kVA :Pole Substation | 0.1 | --> | 0.1 | 0.089 | 0.3 |  | --> | 0.095 | 0 | 0 | 0 | 0 | 0.101 | 0 |  | --> | C25 ex NENAGH | NENAGH: T41 | NENAGH |  | 52.8498 | -8.1695
MV/LV Substation KN***686Y | 10 kV | 400V(3ph) & 230V(single ph) | LV | 400 kVA :Kiosk Substation | 0.4 | --> | 0.4 | 0.331 | 0.7 |  | --> | 0.38 | 0 | 0 | 0 | 0.003 | 0.407 | 0 |  | --> | C14 ex KNOCKMULLEN | KNOCKMULLEN: T42 | GREAT ISLAND |  | 52.4045 | -6.935
MV/LV Substation KN***688 | 20 kV | 400V(3ph) & 230V(single ph) | LV | 100 kVA :Pole Substation | 0.1 | --> | 0.1 | 0 | 0 | Constrained,otherwise capacity available =97kVA. | --> | 0.095 | 0 | 0 | 0 | 0 | 0.1 | 0 |  | --> | E14 ex DALTON | DALTON: T421∥T422 | DALTON |  | 53.7991 | -8.918
MV/LV Substation KN***690X | 20 kV | 400V(3ph) & 230V(single ph) | LV | 50 kVA :Pole Substation | 0.05 | --> | 0.05 | 0 | 0 |  | --> | 0.047 | 0 | 0 | 0 | 0 | 0.057 | 0 |  | --> | E20 ex BALTINGLASS | BALTINGLASS: T421∥T422 | STRATFORD |  | 52.9438 | -6.7307
MV/LV Substation KN***692 | 20 kV | 400V(3ph) & 230V(single ph) | LV | 200 kVA :Pole Substation | 0.2 | --> | 0.2 | 0 | 0 | Constrained,otherwise capacity available =173kVA. | --> | 0.19 | 0 | 0 | 0 | 0 | 0.203 | 0 |  | --> | E15 ex JULIANSTOWN | JULIANSTOWN: T421∥T422 | DRYBRIDGE |  | 53.6267 | -6.2228
MV/LV Substation KN***693 | 20 kV | 400V(3ph) & 230V(single ph) | LV | 50 kVA :Pole Substation | 0.05 | --> | 0.05 | 0.031 | 1.5 |  | --> | 0.047 | 0 | 0 | 0 | 0 | 0.051 | 0 |  | --> | E15 ex ARDFINNAN | ARDFINNAN: T421 | CAHIR |  | 52.3086 | -7.8144
MV/LV Substation KN***697X | 10 kV | 400V(3ph) & 230V(single ph) | LV | 50 kVA :Pole Substation | 0.05 | --> | 0.05 | 0 | 0 | Constrained,otherwise capacity available =46kVA. | --> | 0.047 | 0 | 0 | 0 | 0 | 0.049 | 0 |  | --> | C12 ex TIMOLEAGUE | TIMOLEAGUE: T41 | BANDON |  | 51.7298 | -8.787
MV/LV Substation KN***697Y | 20 kV | 400V(3ph) & 230V(single ph) | LV | 50 kVA :Pole Substation | 0.05 | --> | 0.05 | 0.043 | 1.2 |  | --> | 0.047 | 0 | 0 | 0 | 0 | 0.05 | 0 |  | --> | E11 ex BALLYDEHOB | BALLYDEHOB: T421 | DUNMANWAY |  | 51.5671 | -9.4411
MV/LV Substation KN***698 | 10 kV | 400V(3ph) & 230V(single ph) | LV | 200 kVA :Pole Substation | 0.2 | --> | 0.2 | 0.088 | 1.2 |  | --> | 0.19 | 0 | 0 | 0 | 0 | 0.216 | 0 |  | --> | C24 ex POLLERTON | POLLERTON: T42 | CARLOW |  | 52.8589 | -6.8777
MV/LV Substation KN***701 | 10 kV | 400V(3ph) & 230V(single ph) | LV | 50 kVA :Pole Substation | 0.05 | --> | 0.05 | 0.043 | 5.4 |  | --> | 0.047 | 0 | 0 | 0 | 0 | 0.05 | 0 |  | --> | E17 ex MOY | MOY: T421∥T422 | MOY |  | 54.1105 | -9.1781
MV/LV Substation KN***701X | 20 kV | 400V(3ph) & 230V(single ph) | LV | 400 kVA :Kiosk Substation | 0.4 | --> | 0.4 | 0.36 | 6.7 |  | --> | 0.38 | 0 | 0 | 0 | 0.004 | 0 | 0 | Constrained,otherwise capacity available =402kW. | --> | E13 ex DUNFIRTH | DUNFIRTH: T122 | DUNFIRTH |  | 53.3858 | -6.7854
MV/LV Substation KN***702 | 20 kV | 400V(3ph) & 230V(single ph) | LV | 100 kVA :Pole Substation | 0.1 | --> | 0.1 | 0 | 0 | Constrained,otherwise capacity available =65kVA. | --> | 0.095 | 0 | 0 | 0 | 0.007 | 0.098 | 0 |  | --> | E14 ex EMYVALE | EMYVALE: T422 | LISDRUM |  | 54.3691 | -6.9657
MV/LV Substation KN***707 | 10 kV | 400V(3ph) & 230V(single ph) | LV | 50 kVA :Pole Substation | 0.05 | --> | 0.05 | 0.05 | 3.3 |  | --> | 0.047 | 0 | 0 | 0 | 0 | 0.049 | 0 |  | --> | C19 ex SHERCOCK | SHERCOCK: T41∥T42 | MEATH HILL |  | 53.9846 | -6.9799
MV/LV Substation KN***708X | 10 kV | 400V(3ph) & 230V(single ph) | LV | 50 kVA :Pole Substation | 0.05 | --> | 0.05 | 0.04 | 3.3 |  | --> | 0.047 | 0 | 0 | 0 | 0 | 0.051 | 0 |  | --> | C11 ex MOYLISH | MOYLISH: T41∥T42 | ARDNACRUSHA |  | 52.7009 | -8.6492
MV/LV Substation KN***711Y | 20 kV | 400V(3ph) & 230V(single ph) | LV | 50 kVA :Pole Substation | 0.05 | --> | 0.05 | 0.048 | 3.6 |  | --> | 0.047 | 0 | 0 | 0 | 0.003 | 0.046 | 0 |  | --> | E11 ex KILLINICK | KILLINICK: T421∥T422 | WEXFORD |  | 52.2132 | -6.5626
MV/LV Substation KN***715 | 20 kV | 400V(3ph) & 230V(single ph) | LV | 50 kVA :Pole Substation | 0.05 | --> | 0.05 | 0 | 0 | Constrained,otherwise capacity available =35kVA. | --> | 0.047 | 0 | 0 | 0 | 0.007 | 0 | 0 | Constrained,otherwise capacity available =44kW. | --> | C13 ex CLOYNE | CLOYNE: T41 | MIDLETON |  | 51.8854 | -7.8701
MV/LV Substation KN***718 | 20 kV | 400V(3ph) & 230V(single ph) | LV | 200 kVA :Pole Substation | 0.2 | --> | 0.2 | 0.164 | 1.5 |  | --> | 0.19 | 0 | 0 | 0 | 0 | 0.205 | 0 |  | --> | E15 ex ARDFINNAN | ARDFINNAN: T421 | CAHIR |  | 52.33 | -7.7919
MV/LV Substation KN***719 | 20 kV | 400V(3ph) & 230V(single ph) | LV | 50 kVA :Pole Substation | 0.05 | --> | 0.05 | 0.041 | 1.5 |  | --> | 0.047 | 0 | 0 | 0 | 0 | 0.05 | 0 |  | --> | E15 ex ARDFINNAN | ARDFINNAN: T421 | CAHIR |  | 52.3379 | -7.7978
MV/LV Substation KN***720 | 20 kV | 400V(3ph) & 230V(single ph) | LV | 400 kVA :Kiosk Substation | 0.4 | --> | 0.4 | 0.243 | 0.8 |  | --> | 0.38 | 0 | 0 | 0 | 0 | 0 | 0 | Constrained,otherwise capacity available =424kW. | --> | E16 ex KILMACTHOMAS | KILMACTHOMAS: T421∥T422 | DUNGARVAN |  | 52.1629 | -7.5262
MV/LV Substation KN***720X | 10 kV | 400V(3ph) & 230V(single ph) | LV | 50 kVA :Pole Substation | 0.05 | --> | 0.05 | 0.049 | 2 |  | --> | 0.047 | 0 | 0 | 0 | 0 | 0.049 | 0 |  | --> | C25 ex TYCOR | TYCOR: T41∥T42 | WATERFORD |  | 52.2587 | -7.1662
MV/LV Substation KN***720X | 20 kV | 400V(3ph) & 230V(single ph) | LV | 50 kVA :Pole Substation | 0.05 | --> | 0.05 | 0.039 | 2 |  | --> | 0.047 | 0 | 0 | 0 | 0 | 0.051 | 0 |  | --> | E31 ex CAPPAMORE | CAPPAMORE: T41∥T42 | ARDNACRUSHA |  | 52.6893 | -8.1104
MV/LV Substation KN***724X | 10 kV | 400V(3ph) & 230V(single ph) | LV | 100 kVA :Pole Substation | 0.1 | --> | 0.1 | 0.097 | 8.4 |  | --> | 0.095 | 0 | 0 | 0 | 0 | 0.1 | 0 |  | --> | C13 ex MULLINGAR | MULLINGAR: T101 | MULLINGAR |  | 53.5753 | -7.3146
MV/LV Substation KN***733 | 20 kV | 400V(3ph) & 230V(single ph) | LV | 50 kVA :Pole Substation | 0.05 | --> | 0.05 | 0 | 0 | Constrained,otherwise capacity available =50kVA. | --> | 0.047 | 0 | 0 | 0 | 0 | 0 | 0 | Constrained,otherwise capacity available =49kW. | --> | E18 ex BUNCLODY | BUNCLODY: T421∥T422 | CRANE |  | 52.6453 | -6.5963
MV/LV Substation KN***734X | 10 kV | 400V(3ph) & 230V(single ph) | LV | 400 kVA :Kiosk Substation | 0.4 | --> | 0.4 | 0 | 0 | Constrained,otherwise capacity available =365kVA. | --> | 0.38 | 0 | 0 | 0 | 0.019 | 0.385 | 0 |  | --> | C16 ex ENNISTYMON | ENNISTYMON: T41∥T42 | ENNIS |  | 52.934 | -9.4005
MV/LV Substation KN***737 | 10 kV | 400V(3ph) & 230V(single ph) | LV | 400 kVA :Kiosk Substation | 0.4 | --> | 0.4 | 0.36 | 2.8 |  | --> | 0.38 | 0 | 0 | 0 | 0.007 | 0.398 | 0 |  | --> | C12 ex BALLYBODEN | BALLYBODEN: T42 | COOKSTOWN |  | 53.2789 | -6.3152
MV/LV Substation KN***738X | 10 kV | 400V(3ph) & 230V(single ph) | LV | 50 kVA :Pole Substation | 0.05 | --> | 0.05 | 0 | 0 | Constrained,otherwise capacity available =48kVA. | --> | 0.047 | 0 | 0 | 0 | 0 | 0.049 | 0 |  | --> | C20 ex BUTTEVANT | BUTTEVANT: T41∥T42 | MALLOW |  | 52.226 | -8.6832
MV/LV Substation KN***739 | 20 kV | 400V(3ph) & 230V(single ph) | LV | 50 kVA :Pole Substation | 0.05 | --> | 0.05 | 0.03 | 1.3 |  | --> | 0.047 | 0 | 0 | 0 | 0.003 | 0.049 | 0 |  | --> | E11 ex KILCARRAGH | KILCARRAGH: T421∥T422 | BUTLERSTOWN |  | 52.2322 | -7.0619
MV/LV Substation KN***742X | 10 kV | 400V(3ph) & 230V(single ph) | LV | 200 kVA :Kiosk Substation | 0.2 | --> | 0.2 | 0.116 | 1.1 |  | --> | 0.19 | 0 | 0 | 0 | 0.033 | 0.177 | 0 |  | --> | E25 ex LAWLESSTOWN | LAWLESSTOWN: T421 | DOON |  | 52.3611 | -7.6787
MV/LV Substation KN***742X | 10 kV | 400V(3ph) & 230V(single ph) | LV | 50 kVA :Pole Substation | 0.05 | --> | 0.05 | 0 | 0 | Constrained,otherwise capacity available =35kVA. | --> | 0.047 | 0 | 0 | 0 | 0 | 0.051 | 0 |  | --> | C17 ex ROSEHILL | ROSEHILL: T41 | KILKENNY |  | 52.5643 | -7.3624
MV/LV Substation KN***744Y | 10 kV | 400V(3ph) & 230V(single ph) | LV | 400 kVA :Kiosk Substation | 0.4 | --> | 0.4 | 0.3 | 0.9 |  | --> | 0.38 | 0 | 0 | 0 | 0.005 | 0.41 | 0 |  | --> | C20 ex RATHMULLAN | RATHMULLAN: T42 | DRYBRIDGE |  | 53.7008 | -6.3664
MV/LV Substation KN***745Y | 10 kV | 400V(3ph) & 230V(single ph) | LV | 200 kVA :Kiosk Substation | 0.2 | --> | 0.2 | 0.11 | 0.9 |  | --> | 0.19 | 0 | 0 | 0 | 0.014 | 0.199 | 0 |  | --> | C20 ex RATHMULLAN | RATHMULLAN: T42 | DRYBRIDGE |  | 53.6998 | -6.3686
MV/LV Substation KN***759 | 10 kV | 400V(3ph) & 230V(single ph) | LV | 50 kVA :Pole Substation | 0.05 | --> | 0.05 | 0.022 | 0 | Constrained,otherwise capacity available =45kVA. | --> | 0.047 | 0 | 0 | 0 | 0 | 0.05 | 0 |  | --> | C16 ex RATHDRUM | RATHDRUM: T42 | ARKLOW |  | 52.9712 | -6.275
MV/LV Substation KN***762Y | 10 kV | 400V(3ph) & 230V(single ph) | LV | 50 kVA :Pole Substation | 0.05 | --> | 0.05 | 0 | 0 | Constrained,otherwise capacity available =47kVA. | --> | 0.047 | 0 | 0 | 0 | 0.008 | 0.041 | 0 |  | --> | C11 ex KILMALLOCK | KILMALLOCK: T42 | CHARLEVILLE |  | 52.4346 | -8.4285
MV/LV Substation KN***764 | 20 kV | 400V(3ph) & 230V(single ph) | LV | 50 kVA :Pole Substation | 0.05 | --> | 0.05 | 0 | 0 | Constrained,otherwise capacity available =41kVA. | --> | 0.047 | 0 | 0 | 0 | 0.007 | 0 | 0 | Constrained,otherwise capacity available =42kW. | --> | E11 ex FERNS | FERNS: T421 | CRANE |  | 52.5926 | -6.5038
MV/LV Substation KN***766 | 10 kV | 400V(3ph) & 230V(single ph) | LV | 50 kVA :Pole Substation | 0.05 | --> | 0.05 | 0 | 0 | Constrained,otherwise capacity available =31kVA. | --> | 0.047 | 0 | 0 | 0 | 0 | 0.051 | 0 |  | --> | C30 ex CLAREGALWAY | CLAREGALWAY: T42 | GALWAY 110KV |  | 53.3651 | -8.9239
MV/LV Substation KN***768X | 10 kV | 400V(3ph) & 230V(single ph) | LV | 100 kVA :Pole Substation | 0.1 | --> | 0.1 | 0.061 | 1.5 |  | --> | 0.095 | 0 | 0 | 0 | 0 | 0.105 | 0 |  | --> | C11 ex DERRYCRAMPH | DERRYCRAMPH: T41∥T42 | SHANKILL |  | 53.9589 | -7.1588
MV/LV Substation KN***769X | 10 kV | 400V(3ph) & 230V(single ph) | LV | 50 kVA :Pole Substation | 0.05 | --> | 0.05 | 0 | 0 | Constrained,otherwise capacity available =49kVA. | --> | 0.047 | 0 | 0 | 0 | 0 | 0.049 | 0 |  | --> | C20 ex BUTTEVANT | BUTTEVANT: T41∥T42 | MALLOW |  | 52.192 | -8.7149
MV/LV Substation KN***773X | 10 kV | 400V(3ph) & 230V(single ph) | LV | 50 kVA :Pole Substation | 0.05 | --> | 0.05 | 0 | 0 | Constrained,otherwise capacity available =24kVA. | --> | 0.047 | 0 | 0 | 0 | 0 | 0.053 | 0 |  | --> | C18 ex KILDARE | KILDARE: T41∥T42 | NEWBRIDGE |  | 53.161 | -6.9208
MV/LV Substation KN***776X | 20 kV | 400V(3ph) & 230V(single ph) | LV | 100 kVA :Pole Substation | 0.1 | --> | 0.1 | 0 | 0 | Constrained,otherwise capacity available =96kVA. | --> | 0.095 | 0 | 0 | 0 | 0.003 | 0.096 | 0 |  | --> | E14 ex BALLINROBE | BALLINROBE: T421∥T422 | DALTON |  | 53.6547 | -9.2341
MV/LV Substation KN***781 | 20 kV | 400V(3ph) & 230V(single ph) | LV | 200 kVA :Pole Substation | 0.2 | --> | 0.2 | 0.15 | 1.5 |  | --> | 0.19 | 0 | 0 | 0 | 0 | 0.207 | 0 |  | --> | C21 ex TRAMORE | TRAMORE: T41 | BUTLERSTOWN |  | 52.1409 | -7.3675
MV/LV Substation KN***781X | 10 kV | 400V(3ph) & 230V(single ph) | LV | 200 kVA :Kiosk Substation | 0.2 | --> | 0.2 | 0.156 | 3.8 |  | --> | 0.19 | 0 | 0 | 0 | 0 | 0 | 0 | Constrained,otherwise capacity available =206kW. | --> | C13 ex TURLOUGH ROAD | TURLOUGH ROAD: T41∥T42 | CASTLEBAR |  | 53.865 | -9.2839
MV/LV Substation KN***782X | 10 kV | 400V(3ph) & 230V(single ph) | LV | 100 kVA :Pole Substation | 0.1 | --> | 0.1 | 0.073 | 1.3 |  | --> | 0.095 | 0 | 0 | 0 | 0.013 | 0.09 | 0 |  | --> | E12 ex KILCARRAGH | KILCARRAGH: T421∥T422 | BUTLERSTOWN |  | 52.2354 | -7.0595
MV/LV Substation KN***786 | 10 kV | 400V(3ph) & 230V(single ph) | LV | 50 kVA :Pole Substation | 0.05 | --> | 0.05 | 0.039 | 0.4 |  | --> | 0.047 | 0 | 0 | 0 | 0 | 0 | 0 | Constrained,otherwise capacity available =51kW. | --> | C25 ex GARRYSPILLANE | GARRYSPILLANE: T41 | TIPPERARY |  | 52.4347 | -8.4084
MV/LV Substation KN***792Y | 10 kV | 400V(3ph) & 230V(single ph) | LV | 400 kVA :Kiosk Substation | 0.4 | --> | 0.4 | 0 | 0 | Constrained,otherwise capacity available =384kVA. | --> | 0.38 | 0 | 0 | 0 | 0 | 0.402 | 0 |  | --> | C22 ex MIDLETON | MIDLETON: T102 | MIDLETON |  | 51.9173 | -8.189
MV/LV Substation KN***793 | 10 kV | 400V(3ph) & 230V(single ph) | LV | 50 kVA :Pole Substation | 0.05 | --> | 0.05 | 0 | 0 | Constrained,otherwise capacity available =24kVA. | --> | 0.047 | 0 | 0 | 0 | 0 | 0.053 | 0 |  | --> | C14 ex SWORDS | SWORDS: T42 | GLASMORE |  | 53.4548 | -6.2677
MV/LV Substation KN***793X | 10 kV | 400V(3ph) & 230V(single ph) | LV | 50 kVA :Pole Substation | 0.05 | --> | 0.05 | 0.05 | 1.2 |  | --> | 0.047 | 0 | 0 | 0 | 0 | 0.049 | 0 |  | --> | C24 ex MULLAGH | MULLAGH: T44 | MEATH HILL |  | 53.7572 | -6.8719
MV/LV Substation KN***794 | 20 kV | 400V(3ph) & 230V(single ph) | LV | 50 kVA :Pole Substation | 0.05 | --> | 0.05 | 0.034 | 2.6 |  | --> | 0.047 | 0 | 0 | 0 | 0.01 | 0.041 | 0 |  | --> | E13 ex KILCOCK | KILCOCK: T421 | GRIFFINRATH |  | 53.5077 | -6.5881
MV/LV Substation KN***794Y | 20 kV | 400V(3ph) & 230V(single ph) | LV | 50 kVA :Pole Substation | 0.05 | --> | 0.05 | 0.048 | 2.5 |  | --> | 0.047 | 0 | 0 | 0 | 0 | 0.049 | 0 |  | --> | E19 ex TULLOW | TULLOW: T421 | CARLOW |  | 52.7998 | -6.6966
MV/LV Substation KN***794Z | 10 kV | 400V(3ph) & 230V(single ph) | LV | 200 kVA :Pole Substation | 0.2 | --> | 0.2 | 0 | 0 | Constrained,otherwise capacity available =155kVA. | --> | 0.19 | 0 | 0 | 0 | 0 | 0.207 | 0 |  | --> | C14 ex SWORDS | SWORDS: T42 | GLASMORE |  | 53.4502 | -6.2657
MV/LV Substation KN***796Z | 20 kV | 400V(3ph) & 230V(single ph) | LV | 50 kVA :Pole Substation | 0.05 | --> | 0.05 | 0.043 | 2.7 |  | --> | 0.047 | 0 | 0 | 0 | 0 | 0.05 | 0 |  | --> | E18 ex TULLOW | TULLOW: T422 | CARLOW |  | 52.8708 | -6.5056
MV/LV Substation KN***801X | 10 kV | 400V(3ph) & 230V(single ph) | LV | 50 kVA :Pole Substation | 0.05 | --> | 0.05 | 0 | 0 | Constrained,otherwise capacity available =45kVA. | --> | 0.047 | 0 | 0 | 0 | 0.003 | 0 | 0 | Constrained,otherwise capacity available =47kW. | --> | C11 ex TEMPLEMORE | TEMPLEMORE: T41 | IKERRIN |  | 52.7599 | -7.9644
MV/LV Substation KN***803X | 10 kV | 400V(3ph) & 230V(single ph) | LV | 200 kVA :Pole Substation | 0.2 | --> | 0.2 | 0 | 0 | Constrained,otherwise capacity available =190kVA. | --> | 0.19 | 0 | 0 | 0 | 0 | 0.201 | 0 |  | --> | C16 ex LOUGHREA | LOUGHREA: T41∥T42 | SOMERSET |  | 53.1841 | -8.5572
MV/LV Substation KN***807X | 10 kV | 400V(3ph) & 230V(single ph) | LV | 1000 kVA :Building Structure | 1 | --> | 1 | 0 | 0 | Constrained,otherwise capacity available =500kVA. | --> | 0.95 | 0 | 0 | 0 | 0 | 0 | 0 | Constrained,otherwise capacity available =500kW. | --> | C11 ex MOUNTRATH | MOUNTRATH: T41∥T42 | PORTLAOISE |  | 52.9742 | -7.5255
MV/LV Substation KN***811X | 10 kV | 400V(3ph) & 230V(single ph) | LV | 50 kVA :Pole Substation | 0.05 | --> | 0.05 | 0 | 0 | Constrained,otherwise capacity available =36kVA. | --> | 0.047 | 0 | 0 | 0 | 0 | 0.051 | 0 |  | --> | C14 ex SWORDS | SWORDS: T42 | GLASMORE |  | 53.4472 | -6.2708
MV/LV Substation KN***812 | 10 kV | 400V(3ph) & 230V(single ph) | LV | 50 kVA :Pole Substation | 0.05 | --> | 0.05 | 0.02 | 1 |  | --> | 0.047 | 0 | 0 | 0 | 0 | 0 | 0 | Constrained,otherwise capacity available =54kW. | --> | C15 ex KILCLOHER | KILCLOHER: T42 | DUNGARVAN |  | 52.1021 | -7.7861
MV/LV Substation KN***812X | 10 kV | 400V(3ph) & 230V(single ph) | LV | 50 kVA :Pole Substation | 0.05 | --> | 0.05 | 0 | 0 | Constrained,otherwise capacity available =3kVA. | --> | 0.047 | 0 | 0 | 0 | 0 | 0.056 | 0 |  | --> | C14 ex SWORDS | SWORDS: T42 | GLASMORE |  | 53.4559 | -6.2671
MV/LV Substation KN***818X | 20 kV | 400V(3ph) & 230V(single ph) | LV | 100 kVA :Pole Substation | 0.1 | --> | 0.1 | 0.09 | 0.8 |  | --> | 0.095 | 0 | 0 | 0 | 0 | 0.101 | 0 |  | --> | E15 ex RATHMORE | RATHMORE: T421 | KNOCKEARAGH |  | 52.1149 | -9.2285
MV/LV Substation KN***818Z | 20 kV | 400V(3ph) & 230V(single ph) | LV | 50 kVA :Pole Substation | 0.05 | --> | 0.05 | 0.048 | 5.6 |  | --> | 0.047 | 0 | 0 | 0 | 0 | 0.049 | 0 |  | --> | E17 ex BLESSINGTON | BLESSINGTON: T421 | KILTEEL |  | 53.162 | -6.5148
MV/LV Substation KN***825X | 20 kV | 400V(3ph) & 230V(single ph) | LV | 200 kVA :Pole Substation | 0.2 | --> | 0.2 | 0.193 | 2.2 |  | --> | 0.19 | 0 | 0 | 0 | 0.003 | 0.197 | 0 |  | --> | E15 ex CLONROCHE | CLONROCHE: T421∥T422 | WEXFORD |  | 52.4424 | -6.7851
MV/LV Substation KN***827 | 10 kV | 400V(3ph) & 230V(single ph) | LV | 50 kVA :Pole Substation | 0.05 | --> | 0.05 | 0.014 | 2.1 |  | --> | 0.047 | 0 | 0 | 0 | 0 | 0.054 | 0 |  | --> | C17 ex MILFORD (MWR) | MILFORD (MWR): T41 | CHARLEVILLE |  | 52.3393 | -8.9574
MV/LV Substation KN***832 | 10 kV | 400V(3ph) & 230V(single ph) | LV | 100 kVA :Pole Substation | 0.1 | --> | 0.1 | 0.097 | 0.9 |  | --> | 0.095 | 0 | 0 | 0 | 0.003 | 0.096 | 0 |  | --> | C14 ex BALLYHALE | BALLYHALE: T42 | KILKENNY |  | 52.4076 | -7.1855
MV/LV Substation KN***832X | 20 kV | 400V(3ph) & 230V(single ph) | LV | 200 kVA :Kiosk Substation | 0.2 | --> | 0.2 | 0.09 | 1.6 |  | --> | 0.19 | 0 | 0 | 0 | 0 | 0.216 | 0 |  | --> | E18 ex GURRANEBANE | GURRANEBANE: T421∥T422 | OUGHTRAGH |  | 51.9264 | -10.2899
MV/LV Substation KN***835X | 20 kV | 400V(3ph) & 230V(single ph) | LV | 50 kVA :Pole Substation | 0.05 | --> | 0.05 | 0.045 | 6.7 |  | --> | 0.047 | 0 | 0 | 0 | 0.004 | 0 | 0 | Constrained,otherwise capacity available =46kW. | --> | E13 ex DUNFIRTH | DUNFIRTH: T122 | DUNFIRTH |  | 53.3864 | -6.7894
MV/LV Substation KN***838 | 20 kV | 400V(3ph) & 230V(single ph) | LV | 50 kVA :Pole Substation | 0.05 | --> | 0.05 | 0.044 | 1.7 |  | --> | 0.047 | 0 | 0 | 0 | 0 | 0.05 | 0 |  | --> | C17 ex TULLA | TULLA: T41 | ENNIS |  | 52.8665 | -8.7808
MV/LV Substation KN***838 | 20 kV | 400V(3ph) & 230V(single ph) | LV | 50 kVA :Pole Substation | 0.05 | --> | 0.05 | 0.047 | 26.7 |  | --> | 0.047 | 0 | 0 | 0 | 0 | 0.049 | 0 |  | --> | E17 ex WEXFORD | WEXFORD: T121∥T122 | WEXFORD |  | 52.3403 | -6.5728
MV/LV Substation KN***842 | 20 kV | 400V(3ph) & 230V(single ph) | LV | 50 kVA :Pole Substation | 0.05 | --> | 0.05 | 0 | 0 | Constrained,otherwise capacity available =40kVA. | --> | 0.047 | 0 | 0 | 0 | 0 | 0.051 | 0 |  | --> | E21 ex DALTON | DALTON: T421∥T422 | DALTON |  | 53.7569 | -9.0751
MV/LV Substation KN***843 | 10 kV | 400V(3ph) & 230V(single ph) | LV | 50 kVA :Pole Substation | 0.05 | --> | 0.05 | 0.05 | 3.7 |  | --> | 0.047 | 0 | 0 | 0 | 0 | 0.049 | 0 |  | --> | C22 ex ROSS CARBERY | ROSS CARBERY: T41∥T42 | DUNMANWAY |  | 51.612 | -9.1574
MV/LV Substation KN***846 | 20 kV | 400V(3ph) & 230V(single ph) | LV | 50 kVA :Pole Substation | 0.05 | --> | 0.05 | 0.04 | 3.7 |  | --> | 0.047 | 0 | 0 | 0 | 0 | 0 | 0 | Constrained,otherwise capacity available =51kW. | --> | E18 ex FOXHOLE | FOXHOLE: T421∥T422 | DUNGARVAN |  | 52.0307 | -7.8099
MV/LV Substation KN***846X | 20 kV | 400V(3ph) & 230V(single ph) | LV | 200 kVA :Pole Substation | 0.2 | --> | 0.2 | 0.154 | 6.2 |  | --> | 0.19 | 0 | 0 | 0 | 0 | 0.207 | 0 |  | --> | E13 ex BAGENALSTOWN | BAGENALSTOWN: T421∥T422 | CARLOW |  | 52.702 | -6.759
MV/LV Substation KN***847X | 20 kV | 400V(3ph) & 230V(single ph) | LV | 100 kVA :Pole Substation | 0.1 | --> | 0.1 | 0.085 | 1.6 |  | --> | 0.095 | 0 | 0 | 0 | 0.004 | 0.098 | 0 |  | --> | E16 ex MILLTOWN (SR) | MILLTOWN (SR): T422 | OUGHTRAGH |  | 52.1128 | -9.7932
MV/LV Substation KN***856 | 10 kV | 400V(3ph) & 230V(single ph) | LV | 100 kVA :Pole Substation | 0.1 | --> | 0.1 | 0.039 | 3.7 |  | --> | 0.095 | 0 | 0 | 0 | 0.039 | 0.068 | 0 |  | --> | C22 ex ROSS CARBERY | ROSS CARBERY: T41∥T42 | DUNMANWAY |  | 51.6085 | -9.1652
MV/LV Substation KN***858X | 20 kV | 400V(3ph) & 230V(single ph) | LV | 50 kVA :Pole Substation | 0.05 | --> | 0.05 | 0.023 | 11.9 |  | --> | 0.047 | 0 | 0 | 0 | 0 | 0 | 0 | Constrained,otherwise capacity available =53kW. | --> | E16 ex WESTPORT | WESTPORT: T421∥T422 | CASTLEBAR |  | 53.7609 | -9.5519
MV/LV Substation KN***861 | 10 kV | 400V(3ph) & 230V(single ph) | LV | 50 kVA :Pole Substation | 0.05 | --> | 0.05 | 0 | 0 | Constrained,otherwise capacity available =29kVA. | --> | 0.047 | 0 | 0 | 0 | 0 | 0.052 | 0 |  | --> | C30 ex BRUFF | BRUFF: T42 | LIMERICK |  | 52.5094 | -8.5093
MV/LV Substation KN***861X | 10 kV | 400V(3ph) & 230V(single ph) | LV | 50 kVA :Pole Substation | 0.05 | --> | 0.05 | 0 | 0 | Constrained,otherwise capacity available =46kVA. | --> | 0.047 | 0 | 0 | 0 | 0 | 0 | 0 | Constrained,otherwise capacity available =49kW. | --> | C19 ex CURRAGLASS | CURRAGLASS: T41 | BARRYMORE |  | 52.0977 | -8.1221
MV/LV Substation KN***862 | 10 kV | 400V(3ph) & 230V(single ph) | LV | 50 kVA :Pole Substation | 0.05 | --> | 0.05 | 0 | 0 | Constrained,otherwise capacity available =48kVA. | --> | 0.047 | 0 | 0 | 0 | 0 | 0 | 0 | Constrained,otherwise capacity available =49kW. | --> | C15 ex TOOMEVARA | TOOMEVARA: T42 | NENAGH |  | 52.8715 | -8.0236
MV/LV Substation KN***878X | 20 kV | 400V(3ph) & 230V(single ph) | LV | 50 kVA :Pole Substation | 0.05 | --> | 0.05 | 0.04 | 1.6 |  | --> | 0.047 | 0 | 0 | 0 | 0 | 0.051 | 0 |  | --> | E16 ex MILLTOWN (SR) | MILLTOWN (SR): T422 | OUGHTRAGH |  | 52.1378 | -9.7322
MV/LV Substation KN***878X | 20 kV | 400V(3ph) & 230V(single ph) | LV | 50 kVA :Pole Substation | 0.05 | --> | 0.05 | 0 | 0 | Constrained,otherwise capacity available =50kVA. | --> | 0.047 | 0 | 0 | 0 | 0 | 0.049 | 0 |  | --> | E17 ex BALTINGLASS | BALTINGLASS: T421∥T422 | STRATFORD |  | 52.8803 | -6.6851
MV/LV Substation KN***886X | 10 kV | 400V(3ph) & 230V(single ph) | LV | 50 kVA :Pole Substation | 0.05 | --> | 0.05 | 0 | 0 | Constrained,otherwise capacity available =43kVA. | --> | 0.047 | 0 | 0 | 0 | 0 | 0.05 | 0 |  | --> | C15 ex KINSALE | KINSALE: T41∥T42 | BANDON |  | 51.71 | -8.5139
MV/LV Substation KN***888 | 20 kV | 400V(3ph) & 230V(single ph) | LV | 100 kVA :Pole Substation | 0.1 | --> | 0.1 | 0.084 | 5.6 |  | --> | 0.095 | 0 | 0 | 0 | 0.004 | 0.098 | 0 |  | --> | E17 ex CRANE | CRANE: T122 | CRANE |  | 52.5575 | -6.4511
MV/LV Substation KN***888X | 20 kV | 400V(3ph) & 230V(single ph) | LV | 50 kVA :Pole Substation | 0.05 | --> | 0.05 | 0.034 | 11.3 |  | --> | 0.047 | 0 | 0 | 0 | 0 | 0.051 | 0 |  | --> | C14 ex SINGLAND | SINGLAND: T102 | SINGLAND |  | 52.6052 | -8.4681
MV/LV Substation KN***889 | 20 kV | 400V(3ph) & 230V(single ph) | LV | 100 kVA :Pole Substation | 0.1 | --> | 0.1 | 0.09 | 4.7 |  | --> | 0.095 | 0 | 0 | 0 | 0 | 0.101 | 0 |  | --> | E13 ex EDGEWORTHSTOWN | EDGEWORTHSTOWN: T421∥T422 | RICHMOND |  | 53.7476 | -7.5524
MV/LV Substation KN***891 | 10 kV | 400V(3ph) & 230V(single ph) | LV | 100 kVA :Pole Substation | 0.1 | --> | 0.1 | 0 | 0 | Constrained,otherwise capacity available =77kVA. | --> | 0.095 | 0 | 0 | 0 | 0.003 | 0.099 | 0 |  | --> | C30 ex CLAREGALWAY | CLAREGALWAY: T42 | GALWAY 110KV |  | 53.3706 | -8.9212
MV/LV Substation KN***892 | 10 kV | 400V(3ph) & 230V(single ph) | LV | 100 kVA :Pole Substation | 0.1 | --> | 0.1 | 0.092 | 9.8 |  | --> | 0.095 | 0 | 0 | 0 | 0 | 0.1 | 0 |  | --> | C14 ex KILCOOLE | KILCOOLE: T41∥T42 | FASSAROE |  | 53.1188 | -6.0657
MV/LV Substation KN***894 | 20 kV | 400V(3ph) & 230V(single ph) | LV | 50 kVA :Pole Substation | 0.05 | --> | 0.05 | 0.05 | 5.1 |  | --> | 0.047 | 0 | 0 | 0 | 0 | 0.049 | 0 |  | --> | E16 ex BALLYBUNION | BALLYBUNION: T421∥T422 | TRIEN |  | 52.4946 | -9.5166
MV/LV Substation KN***899 | 20 kV | 400V(3ph) & 230V(single ph) | LV | 50 kVA :Pole Substation | 0.05 | --> | 0.05 | 0.043 | 5.6 |  | --> | 0.047 | 0 | 0 | 0 | 0 | 0.05 | 0 |  | --> | E17 ex CRANE | CRANE: T122 | CRANE |  | 52.533 | -6.4777
MV/LV Substation KN***901 | 10 kV | 400V(3ph) & 230V(single ph) | LV | 630 kVA :Kiosk Substation | 0.63 | --> | 0.63 | 0.459 | 4.3 |  | --> | 0.598 | 0 | 0 | 0 | 0.009 | 0.5 | 0 |  | --> | C18 ex WHITESTOWN | WHITESTOWN: T42 | COOKSTOWN |  | 53.2765 | -6.39
MV/LV Substation KN***902 | 10 kV | 400V(3ph) & 230V(single ph) | LV | 100 kVA :Pole Substation | 0.1 | --> | 0.1 | 0.071 | 5.9 |  | --> | 0.095 | 0 | 0 | 0 | 0.008 | 0.095 | 0 |  | --> | C17 ex BANDON | BANDON: T101 | BANDON |  | 51.7359 | -8.6728
MV/LV Substation KN***905Z | 20 kV | 400V(3ph) & 230V(single ph) | LV | 50 kVA :Pole Substation | 0.05 | --> | 0.05 | 0.05 | 2.5 |  | --> | 0.047 | 0 | 0 | 0 | 0 | 0.049 | 0 |  | --> | E19 ex TULLOW | TULLOW: T421 | CARLOW |  | 52.8002 | -6.6954
MV/LV Substation KN***908X | 20 kV | 400V(3ph) & 230V(single ph) | LV | 100 kVA :Pole Substation | 0.1 | --> | 0.1 | 0.086 | 2.2 |  | --> | 0.095 | 0 | 0 | 0 | 0.011 | 0.09 | 0 |  | --> | E15 ex CLONROCHE | CLONROCHE: T421∥T422 | WEXFORD |  | 52.4359 | -6.7745
MV/LV Substation KN***909 | 20 kV | 400V(3ph) & 230V(single ph) | LV | 200 kVA :Pole Substation | 0.2 | --> | 0.2 | 0.176 | 9.9 |  | --> | 0.19 | 0 | 0 | 0 | 0 | 0.203 | 0 |  | --> | C19 ex ENNIS | ENNIS: T101 | ENNIS |  | 52.7942 | -8.8315
MV/LV Substation KN***909Y | 10 kV | 400V(3ph) & 230V(single ph) | LV | 50 kVA :Pole Substation | 0.05 | --> | 0.05 | 0 | 0 | Constrained,otherwise capacity available =44kVA. | --> | 0.047 | 0 | 0 | 0 | 0 | 0.05 | 0 |  | --> | C18 ex KINSALE | KINSALE: T41∥T42 | BANDON |  | 51.725 | -8.5273
MV/LV Substation KN***913 | 10 kV | 400V(3ph) & 230V(single ph) | LV | 50 kVA :Pole Substation | 0.05 | --> | 0.05 | 0.036 | 1 |  | --> | 0.047 | 0 | 0 | 0 | 0 | 0.051 | 0 |  | --> | C16 ex KILCULLEN | KILCULLEN: T42 | STRATFORD |  | 53.1269 | -6.791
MV/LV Substation KN***915 | 20 kV | 400V(3ph) & 230V(single ph) | LV | 200 kVA :Pole Substation | 0.2 | --> | 0.2 | 0.172 | 1.1 |  | --> | 0.19 | 0 | 0 | 0 | 0 | 0.203 | 0 |  | --> | E23 ex LAWLESSTOWN | LAWLESSTOWN: T421 | DOON |  | 52.2332 | -7.7268
MV/LV Substation KN***915 | 10 kV | 400V(3ph) & 230V(single ph) | LV | 50 kVA :Pole Substation | 0.05 | --> | 0.05 | 0.041 | 2.7 |  | --> | 0.047 | 0 | 0 | 0 | 0 | 0.05 | 0 |  | --> | C11 ex CALLAN | CALLAN: T41∥T42 | KILKENNY |  | 52.5673 | -7.3703
MV/LV Substation KN***916 | 10 kV | 400V(3ph) & 230V(single ph) | LV | 50 kVA :Pole Substation | 0.05 | --> | 0.05 | 0 | 0 | Constrained,otherwise capacity available =36kVA. | --> | 0.047 | 0 | 0 | 0 | 0 | 0.051 | 0 |  | --> | C17 ex ROSEHILL | ROSEHILL: T41 | KILKENNY |  | 52.5644 | -7.3583
MV/LV Substation KN***916X | 10 kV | 400V(3ph) & 230V(single ph) | LV | 200 kVA :Pole Substation | 0.2 | --> | 0.2 | 0.175 | 1.4 |  | --> | 0.19 | 0 | 0 | 0 | 0 | 0.203 | 0 |  | --> | E16 ex GARRANACANTY | GARRANACANTY: T422 | TIPPERARY |  | 52.4706 | -8.1505
MV/LV Substation KN***917 | 20 kV | 400V(3ph) & 230V(single ph) | LV | 50 kVA :Pole Substation | 0.05 | --> | 0.05 | 0.034 | 3.7 |  | --> | 0.047 | 0 | 0 | 0 | 0 | 0 | 0 | Constrained,otherwise capacity available =51kW. | --> | E18 ex FOXHOLE | FOXHOLE: T421∥T422 | DUNGARVAN |  | 52.0275 | -7.8113
MV/LV Substation KN***919X | 10 kV | 400V(3ph) & 230V(single ph) | LV | 200 kVA :Pole Substation | 0.2 | --> | 0.2 | 0.2 | 2 |  | --> | 0.19 | 0 | 0 | 0 | 0 | 0.2 | 0 |  | --> | C25 ex TYCOR | TYCOR: T41∥T42 | WATERFORD |  | 52.2601 | -7.1765
MV/LV Substation KN***924X | 20 kV | 400V(3ph) & 230V(single ph) | LV | 200 kVA :Pole Substation | 0.2 | --> | 0.2 | 0 | 0 | Constrained,otherwise capacity available =169kVA. | --> | 0.19 | 0 | 0 | 0 | 0 | 0.204 | 0 |  | --> | E14 ex DALTON | DALTON: T421∥T422 | DALTON |  | 53.7917 | -8.9136
MV/LV Substation KN***929Y | 10 kV | 400V(3ph) & 230V(single ph) | LV | 50 kVA :Pole Substation | 0.05 | --> | 0.05 | 0 | 0 | Constrained,otherwise capacity available =50kVA. | --> | 0.047 | 0 | 0 | 0 | 0 | 0 | 0 | Constrained,otherwise capacity available =49kW. | --> | C12 ex MOUNTRATH | MOUNTRATH: T41∥T42 | PORTLAOISE |  | 53.0502 | -7.4497
MV/LV Substation KN***931X | 20 kV | 400V(3ph) & 230V(single ph) | LV | 50 kVA :Pole Substation | 0.05 | --> | 0.05 | 0.05 | 1.4 |  | --> | 0.047 | 0 | 0 | 0 | 0 | 0.049 | 0 |  | --> | E20 ex GARRANACANTY | GARRANACANTY: T422 | TIPPERARY |  | 52.4914 | -7.9831
MV/LV Substation KN***938 | 20 kV | 400V(3ph) & 230V(single ph) | LV | 50 kVA :Pole Substation | 0.05 | --> | 0.05 | 0 | 0 | Constrained,otherwise capacity available =50kVA. | --> | 0.047 | 0 | 0 | 0 | 0 | 0.049 | 0 |  | --> | C21 ex CASTLEISLAND | CASTLEISLAND: T41∥T42 | TRALEE |  | 52.1642 | -9.3432
MV/LV Substation KN***942 | 20 kV | 400V(3ph) & 230V(single ph) | LV | 200 kVA :Pole Substation | 0.2 | --> | 0.2 | 0.16 | 0.8 |  | --> | 0.19 | 0 | 0 | 0 | 0 | 0.206 | 0 |  | --> | E15 ex RATHMORE | RATHMORE: T421 | KNOCKEARAGH |  | 52.1224 | -9.2098
MV/LV Substation KN***943 | 10 kV | 400V(3ph) & 230V(single ph) | LV | 50 kVA :Pole Substation | 0.05 | --> | 0.05 | 0 | 0 | Constrained,otherwise capacity available =34kVA. | --> | 0.047 | 0 | 0 | 0 | 0.003 | 0.048 | 0 |  | --> | C17 ex CARRIGSHANE | CARRIGSHANE: T41 | MIDLETON |  | 51.8803 | -8.136
MV/LV Substation KN***948 | 10 kV | 400V(3ph) & 230V(single ph) | LV | 400 kVA :Kiosk Substation | 0.4 | --> | 0.4 | 0.316 | 4.3 |  | --> | 0.38 | 0 | 0 | 0 | 0.002 | 0.41 | 0 |  | --> | C18 ex WHITESTOWN | WHITESTOWN: T42 | COOKSTOWN |  | 53.2776 | -6.3926
MV/LV Substation KN***956X | 10 kV | 400V(3ph) & 230V(single ph) | LV | 400 kVA :Kiosk Substation | 0.4 | --> | 0.4 | 0.269 | 4.7 |  | --> | 0.38 | 0 | 0 | 0 | 0.007 | 0.412 | 0 |  | --> | C20 ex CENTRE PARK ROAD | MARINA: T106 | MARINA |  | 51.8891 | -8.4543
MV/LV Substation KN***965X | 20 kV | 400V(3ph) & 230V(single ph) | LV | 50 kVA :Pole Substation | 0.05 | --> | 0.05 | 0.04 | 4.5 |  | --> | 0.047 | 0 | 0 | 0 | 0.004 | 0.046 | 0 |  | --> | E19 ex TELAYDON | TELAYDON: T421 | LISDRUM |  | 54.3096 | -6.9786
MV/LV Substation KN***966 | 10 kV | 400V(3ph) & 230V(single ph) | LV | 400 kVA :Kiosk Substation | 0.4 | --> | 0.4 | 0.353 | 2 |  | --> | 0.38 | 0 | 0 | 0 | 0 | 0.407 | 0 |  | --> | C17 ex FAIRVIEW | FAIRVIEW: T41 | MCDERMOTT |  | 53.3635 | -6.2072
MV/LV Substation KN***970X | 10 kV | 400V(3ph) & 230V(single ph) | LV | 200 kVA :Pole Substation | 0.2 | --> | 0.2 | 0.153 | 3.5 |  | --> | 0.19 | 0 | 0 | 0 | 0 | 0.207 | 0 |  | --> | C12 ex TELAYDON | TELAYDON: T42 | LISDRUM |  | 54.2659 | -6.9434
MV/LV Substation KN***971 | 20 kV | 400V(3ph) & 230V(single ph) | LV | 50 kVA :Pole Substation | 0.05 | --> | 0.05 | 0.021 | 8.3 |  | --> | 0.047 | 0 | 0 | 0 | 0 | 0.053 | 0 |  | --> | E14 ex BALTRASNA | BALTRASNA: T122 | BALTRASNA |  | 53.5414 | -6.4429
MV/LV Substation KN***973 | 10 kV | 400V(3ph) & 230V(single ph) | LV | 50 kVA :Pole Substation | 0.05 | --> | 0.05 | 0.043 | 5 |  | --> | 0.047 | 0 | 0 | 0 | 0 | 0.05 | 0 |  | --> | C17 ex BALLYRICKARD | BALLYRICKARD: T41∥T42 | TRALEE |  | 52.2715 | -9.7288
MV/LV Substation KN***973 | 10 kV | 400V(3ph) & 230V(single ph) | LV | 50 kVA :Pole Substation | 0.05 | --> | 0.05 | 0.043 | 1.7 |  | --> | 0.047 | 0 | 0 | 0 | 0 | 0.05 | 0 |  | --> | C15 ex TULLA | TULLA: T41 | ENNIS |  | 52.9718 | -8.6721
MV/LV Substation KN***976 | 10 kV | 400V(3ph) & 230V(single ph) | LV | 50 kVA :Pole Substation | 0.05 | --> | 0.05 | 0.049 | 5.5 |  | --> | 0.047 | 0 | 0 | 0 | 0 | 0 | 0 | Constrained,otherwise capacity available =49kW. | --> | C22 ex ENNISKEANE | ENNISKEANE: T41∥T42 | BANDON |  | 51.7257 | -8.9583
MV/LV Substation KN***977 | 20 kV | 400V(3ph) & 230V(single ph) | LV | 630 kVA :Building Structure | 0.63 | --> | 0.63 | 0.5 | 1.6 |  | --> | 0.598 | 0 | 0 | 0 | 0 | 0.5 | 0 |  | --> | E17 ex GURRANEBANE | GURRANEBANE: T421∥T422 | OUGHTRAGH |  | 51.9351 | -10.2394
MV/LV Substation KN***977 | 20 kV | 400V(3ph) & 230V(single ph) | LV | 200 kVA :Pole Substation | 0.2 | --> | 0.2 | 0.184 | 1.5 |  | --> | 0.19 | 0 | 0 | 0 | 0 | 0.202 | 0 |  | --> | C21 ex TRAMORE | TRAMORE: T41 | BUTLERSTOWN |  | 52.1395 | -7.3596
MV/LV Substation KN***979 | 20 kV | 400V(3ph) & 230V(single ph) | LV | 50 kVA :Pole Substation | 0.05 | --> | 0.05 | 0 | 0 | Constrained,otherwise capacity available =47kVA. | --> | 0.047 | 0 | 0 | 0 | 0 | 0.049 | 0 |  | --> | E23 ex ATHENRY | ATHENRY: T423 | GALWAY 110KV |  | 53.2969 | -8.6001
MV/LV Substation KN***982 | 20 kV | 400V(3ph) & 230V(single ph) | LV | 50 kVA :Pole Substation | 0.05 | --> | 0.05 | 0 | 0 | Constrained,otherwise capacity available =48kVA. | --> | 0.047 | 0 | 0 | 0 | 0 | 0.049 | 0 |  | --> | C12 ex BALLYHAUNIS | BALLYHAUNIS: T41∥T42 | DALTON |  | 53.7677 | -8.8275
MV/LV Substation KN***983Y | 10 kV | 400V(3ph) & 230V(single ph) | LV | 200 kVA :Kiosk Substation | 0.2 | --> | 0.2 | 0.165 | 4.2 |  | --> | 0.19 | 0 | 0 | 0 | 0.007 | 0.198 | 0 |  | --> | C21 ex MARSHES | MARSHES: T41 | DUNDALK |  | 53.9715 | -6.3871
MV/LV Substation KN***990X | 10 kV | 400V(3ph) & 230V(single ph) | LV | 50 kVA :Pole Substation | 0.05 | --> | 0.05 | 0.05 | 8.9 |  | --> | 0.047 | 0 | 0 | 0 | 0 | 0.049 | 0 |  | --> | C12 ex CARROWBEG | CARROWBEG: T41∥T42 | CARROWBEG |  | 53.7992 | -9.5055
MV/LV Substation KN***997X | 10 kV | 400V(3ph) & 230V(single ph) | LV | 400 kVA :Kiosk Substation | 0.4 | --> | 0.4 | 0 | 0 | Constrained,otherwise capacity available =376kVA. | --> | 0.38 | 0 | 0 | 0 | 0 | 0 | 0 | Constrained,otherwise capacity available =403kW. | --> | C12 ex PALLAS | PALLAS: T41∥T42 | PORTLAOISE |  | 53.0273 | -7.3152
MV/LV Substation KO***126X | 10 kV | 400V(3ph) & 230V(single ph) | LV | 200 kVA :Pole Substation | 0.2 | --> | 0.2 | 0 | 0 | Constrained,otherwise capacity available =144kVA. | --> | 0.19 | 0 | 0 | 0 | 0.008 | 0.2 | 0 |  | --> | C35 ex SEMPERIT | SEMPERIT: T43 | GRANGE CASTLE |  | 53.3225 | -6.3481
MV/LV Substation KO***141 | 20 kV | 400V(3ph) & 230V(single ph) | LV | 400 kVA :Building Structure | 0.4 | --> | 0.4 | 0.316 | 6 |  | --> | 0.38 | 0 | 0 | 0 | 0 | 0 | 0 | Constrained,otherwise capacity available =400kW. | --> | E19 ex ABBEYFEALE | ABBEYFEALE: T421 | TRIEN |  | 52.3869 | -9.2866
MV/LV Substation KO***402Y | 10 kV | 400V(3ph) & 230V(single ph) | LV | 400 kVA :Building Structure | 0.4 | --> | 0.4 | 0.4 | 2.8 |  | --> | 0.38 | 0 | 0 | 0 | 0 | 0.4 | 0 |  | --> | C17 ex TULLYNAMALRA | TULLYNAMALRA: T41∥T42 | MEATH HILL |  | 54.058 | -6.8128
MV/LV Substation KO***4086 | 10 kV | 400V(3ph) & 230V(single ph) | LV | 50 kVA :Pole Substation | 0.05 | --> | 0.05 | 0.01 | 1.2 |  | --> | 0.047 | 0 | 0 | 0 | 0 | 0 | 0 | Constrained,otherwise capacity available =55kW. | --> | C13 ex KNOCKAPHUNTA | KNOCKAPHUNTA: T41∥T42 | CASTLEBAR |  | 53.8374 | -9.2939
MV/LV Substation KO***4485 | 10 kV | 400V(3ph) & 230V(single ph) | LV | 630 kVA :Kiosk Substation | 0.63 | --> | 0.63 | 0 | 0 | Constrained,otherwise capacity available =500kVA. | --> | 0.598 | 0 | 0 | 0 | 0 | 0 | 0 | Constrained,otherwise capacity available =500kW. | --> | C20 ex PORTLAOISE | PORTLAOISE: T42 | PORTLAOISE |  | 53.0349 | -7.2746
MV/LV Substation KO***992 | 20 kV | 400V(3ph) & 230V(single ph) | LV | 100 kVA :Building Structure | 0.1 | --> | 0.1 | 0.044 | 2.6 |  | --> | 0.095 | 0 | 0 | 0 | 0 | 0.108 | 0 |  | --> | E13 ex AGHADA | AGHADA: T721 | N/A |  | 51.8186 | -8.2557
MV/LV Substation KP***291 | 20 kV | 400V(3ph) & 230V(single ph) | LV | 50 kVA :Pole Substation | 0.05 | --> | 0.05 | 0.05 | 1.6 |  | --> | 0.047 | 0 | 0 | 0 | 0 | 0.049 | 0 |  | --> | E12 ex MILLTOWN (SR) | MILLTOWN (SR): T422 | OUGHTRAGH |  | 52.0933 | -9.8377
MV/LV Substation KP***299Y | 20 kV | 400V(3ph) & 230V(single ph) | LV | 400 kVA :Building Structure | 0.4 | --> | 0.4 | 0 | 0 | Constrained,otherwise capacity available =369kVA. | --> | 0.38 | 0 | 0 | 0 | 0 | 0.404 | 0 |  | --> | E14 ex DALTON | DALTON: T421∥T422 | DALTON |  | 53.7982 | -8.9152
MV/LV Substation KP***4050 | 10 kV | 400V(3ph) & 230V(single ph) | LV | 100 kVA :Pole Substation | 0.1 | --> | 0.1 | 0.048 | 3.7 |  | --> | 0.095 | 0 | 0 | 0 | 0 | 0.107 | 0 |  | --> | C17 ex BALLINASLOE | BALLINASLOE: T41∥T42 | SOMERSET |  | 53.3195 | -8.2186
MV/LV Substation KR***142 | 10 kV | 400V(3ph) & 230V(single ph) | LV | 1000 kVA :Building Structure | 1 | --> | 1 | 0 | 0 | Constrained,otherwise capacity available =500kVA. | --> | 0.95 | 0 | 0 | 0 | 0 | 0.5 | 0 |  | --> | C20 ex GARRYOWEN | GARRYOWEN: T42 | LIMERICK |  | 52.6473 | -8.6149
MV/LV Substation KR***529Z | 10 kV | 400V(3ph) & 230V(single ph) | LV | 400 kVA :Kiosk Substation | 0.4 | --> | 0.4 | 0 | 0 | Constrained,otherwise capacity available =338kVA. | --> | 0.38 | 0 | 0 | 0 | 0.007 | 0.402 | 0 |  | --> | C23 ex MACETOWN | MACETOWN: T101 | MACETOWN |  | 53.3972 | -6.4491
MV/LV Substation KS***015 | 20 kV | 400V(3ph) & 230V(single ph) | LV | 50 kVA :Pole Substation | 0.05 | --> | 0.05 | 0.047 | 7.4 |  | --> | 0.047 | 0 | 0 | 0 | 0.004 | 0 | 0 | Constrained,otherwise capacity available =45kW. | --> | E14 ex ARIGNA | ARIGNA: T121 | ARIGNA |  | 54.0202 | -7.9365
MV/LV Substation KT***078X | 10 kV | 400V(3ph) & 230V(single ph) | LV | 630 kVA :Building Structure | 0.63 | --> | 0.63 | 0 | 0 | Constrained,otherwise capacity available =500kVA. | --> | 0.598 | 0 | 0 | 0 | 0 | 0.5 | 0 |  | --> | C14 ex BALLYBEGGAN | BALLYBEGGAN: T43∥T44 | TRALEE |  | 52.2874 | -9.6679
MV/LV Substation KT***4406 | 20 kV | 400V(3ph) & 230V(single ph) | LV | 400 kVA :Building Structure | 0.4 | --> | 0.4 | 0 | 0 | Constrained,otherwise capacity available =400kVA. | --> | 0.38 | 0 | 0 | 0 | 0 | 0.4 | 0 |  | --> | C22 ex ATHGARVAN | ATHGARVAN: T44 | NEWBRIDGE |  | 53.1466 | -6.7192
MV/LV Substation KT***744 | 10 kV | 400V(3ph) & 230V(single ph) | LV | 400 kVA :Building Structure | 0.4 | --> | 0.4 | 0 | 0 | Constrained,otherwise capacity available =371kVA. | --> | 0.38 | 0 | 0 | 0 | 0.007 | 0.396 | 0 |  | --> | C11 ex COOLCORCORAN | COOLCORCORAN: T41∥T42 | KNOCKEARAGH |  | 52.064 | -9.4899
MV/LV Substation KU***120X | 10 kV | 400V(3ph) & 230V(single ph) | LV | 400 kVA :Building Structure | 0.4 | --> | 0.4 | 0.343 | 1.1 |  | --> | 0.38 | 0 | 0 | 0 | 0 | 0.408 | 0 |  | --> | C15 ex TRIM | TRIM: T41∥T42 | NAVAN |  | 53.5662 | -6.8035
MV/LV Substation KV***386Z | 10 kV | 400V(3ph) & 230V(single ph) | LV | 400 kVA :Building Structure | 0.4 | --> | 0.4 | 0.337 | 0.5 |  | --> | 0.38 | 0 | 0 | 0 | 0 | 0.409 | 0 |  | --> | C14 ex BALBRIGGAN | BALBRIGGAN: T42 | GLASMORE |  | 53.6052 | -6.1886
MV/LV Substation KY***031 | 10 kV | 400V(3ph) & 230V(single ph) | LV | 200 kVA :Pole Substation | 0.2 | --> | 0.2 | 0.2 | 0.4 |  | --> | 0.19 | 0 | 0 | 0 | 0 | 0.2 | 0 |  | --> | C15 ex KYLEERAGH | KYLEERAGH: T41 | NENAGH |  | 52.8687 | -8.1845
MV/LV Substation KY***037 | 10 kV | 400V(3ph) & 230V(single ph) | LV | 630 kVA :Kiosk Substation | 0.63 | --> | 0.63 | 0 | 0 | Constrained,otherwise capacity available =500kVA. | --> | 0.598 | 0 | 0 | 0 | 0.021 | 0.5 | 0 |  | --> | C19 ex LOUGHSHINNY | LOUGHSHINNY: T41 | GLASMORE |  | 53.576 | -6.1055
MV/LV Substation KY***043Z | 10 kV | 400V(3ph) & 230V(single ph) | LV | 630 kVA :Building Structure | 0.63 | --> | 0.63 | 0 | 0 | Constrained,otherwise capacity available =500kVA. | --> | 0.598 | 0 | 0 | 0 | 0 | 0.5 | 0 |  | --> | C27 ex KILBARRY | KILBARRY: T101 | KILBARRY |  | 51.901 | -8.4791
MV/LV Substation KY***052 | 20 kV | 400V(3ph) & 230V(single ph) | LV | 50 kVA :Pole Substation | 0.05 | --> | 0.05 | 0 | 0 | Constrained,otherwise capacity available =43kVA. | --> | 0.047 | 0 | 0 | 0 | 0 | 0 | 0 | Constrained,otherwise capacity available =50kW. | --> | E24 ex BIRR | BIRR: T422 | DALLOW |  | 53.1674 | -7.7304
MV/LV Substation KY***055X | 10 kV | 400V(3ph) & 230V(single ph) | LV | 400 kVA :Kiosk Substation | 0.4 | --> | 0.4 | 0 | 0 | Constrained,otherwise capacity available =274kVA. | --> | 0.38 | 0 | 0 | 0 | 0 | 0.419 | 0 |  | --> | C17 ex SEMPERIT | SEMPERIT: T41 | GRANGE CASTLE |  | 53.3364 | -6.3484
MV/LV Substation KY***067Z | 10 kV | 400V(3ph) & 230V(single ph) | LV | 630 kVA :Kiosk Substation | 0.63 | --> | 0.63 | 0 | 0 | Constrained,otherwise capacity available =485kVA. | --> | 0.598 | 0 | 0 | 0 | 0.042 | 0.5 | 0 |  | --> | C21 ex CASTLETROY | CASTLETROY: T41∥T42 | ARDNACRUSHA |  | 52.6545 | -8.5577
MV/LV Substation KY***077Y | 10 kV | 400V(3ph) & 230V(single ph) | LV | 100 kVA :Pole Substation | 0.1 | --> | 0.1 | 0 | 0 | Constrained,otherwise capacity available =84kVA. | --> | 0.095 | 0 | 0 | 0 | 0 | 0 | 0 | Constrained,otherwise capacity available =102kW. | --> | C20 ex MOUNTMELLICK | MOUNTMELLICK: T41∥T42 | PORTLAOISE |  | 53.0712 | -7.3254
MV/LV Substation KY***098 | 10 kV | 400V(3ph) & 230V(single ph) | LV | 630 kVA :Building Structure | 0.63 | --> | 0.63 | 0.28 | 2.8 |  | --> | 0.598 | 0 | 0 | 0 | 0.006 | 0.5 | 0 |  | --> | C13 ex INCHICORE NORTH | INCHICORE NORTH: T41 | INCHICORE 220KV |  | 53.3374 | -6.3473
MV/LV Substation KY***106Z | 10 kV | 400V(3ph) & 230V(single ph) | LV | 630 kVA :Kiosk Substation | 0.63 | --> | 0.63 | 0 | 0 | Constrained,otherwise capacity available =404kVA. | --> | 0.598 | 0 | 0 | 0 | 0 | 0 | 0 | Constrained,otherwise capacity available =500kW. | --> | C20 ex PORTLAOISE | PORTLAOISE: T42 | PORTLAOISE |  | 53.0297 | -7.2956
MV/LV Substation KY***122 | 20 kV | 400V(3ph) & 230V(single ph) | LV | 50 kVA :Pole Substation | 0.05 | --> | 0.05 | 0.036 | 2.8 |  | --> | 0.047 | 0 | 0 | 0 | 0 | 0 | 0 | Constrained,otherwise capacity available =51kW. | --> | C21 ex LEE BRIDGE | LEE BRIDGE: T41 | MACROOM |  | 51.8899 | -9.0547
MV/LV Substation KY***156Z | 20 kV | 400V(3ph) & 230V(single ph) | LV | 50 kVA :Pole Substation | 0.05 | --> | 0.05 | 0 | 0 | Constrained,otherwise capacity available =42kVA. | --> | 0.047 | 0 | 0 | 0 | 0 | 0 | 0 | Constrained,otherwise capacity available =50kW. | --> | E12 ex PORTLAOISE | PORTLAOISE: T423∥T424 | PORTLAOISE |  | 52.9683 | -7.1846
MV/LV Substation KY***179Y | 10 kV | 400V(3ph) & 230V(single ph) | LV | 50 kVA :Pole Substation | 0.05 | --> | 0.05 | 0 | 0 | Constrained,otherwise capacity available =50kVA. | --> | 0.047 | 0 | 0 | 0 | 0 | 0.049 | 0 |  | --> | C20 ex ENNISTYMON | ENNISTYMON: T41∥T42 | ENNIS |  | 52.8657 | -9.2064
MV/LV Substation KY***219Z | 10 kV | 400V(3ph) & 230V(single ph) | LV | 400 kVA :Kiosk Substation | 0.4 | --> | 0.4 | 0 | 0 | Constrained,otherwise capacity available =335kVA. | --> | 0.38 | 0 | 0 | 0 | 0.006 | 0.403 | 0 |  | --> | C21 ex CASTLETROY | CASTLETROY: T41∥T42 | ARDNACRUSHA |  | 52.653 | -8.5572
MV/LV Substation KY***248Z | 20 kV | 400V(3ph) & 230V(single ph) | LV | 400 kVA :Kiosk Substation | 0.4 | --> | 0.4 | 0.322 | 2.5 |  | --> | 0.38 | 0 | 0 | 0 | 0.031 | 0.379 | 0 |  | --> | E13 ex TULLOW | TULLOW: T421 | CARLOW |  | 52.7865 | -6.7975
MV/LV Substation KY***272 | 10 kV | 400V(3ph) & 230V(single ph) | LV | 1000 kVA :Building Structure | 1 | --> | 1 | 0.5 | 2.8 |  | --> | 0.95 | 0 | 0 | 0 | 0 | 0.5 | 0 |  | --> | C17 ex INCHICORE NORTH | INCHICORE NORTH: T41 | INCHICORE 220KV |  | 53.3337 | -6.3503
MV/LV Substation KY***344X | 10 kV | 400V(3ph) & 230V(single ph) | LV | 50 kVA :Pole Substation | 0.05 | --> | 0.05 | 0.05 | 1.2 |  | --> | 0.047 | 0 | 0 | 0 | 0 | 0.049 | 0 |  | --> | C24 ex KYLEERAGH | KYLEERAGH: T42 | NENAGH |  | 52.8727 | -8.1849
MV/LV Substation KY***350 | 10 kV | 400V(3ph) & 230V(single ph) | LV | 200 kVA :Kiosk Substation | 0.2 | --> | 0.2 | 0.026 | 4.6 |  | --> | 0.19 | 0 | 0 | 0 | 0.025 | 0.199 | 0 |  | --> | C19 ex BALLINCLEA | BALLINCLEA: T41 | CHERRYWOOD |  | 53.2607 | -6.1297
MV/LV Substation KY***404Y | 20 kV | 400V(3ph) & 230V(single ph) | LV | 200 kVA :Kiosk Substation | 0.2 | --> | 0.2 | 0 | 0 | Constrained,otherwise capacity available =150kVA. | --> | 0.19 | 0 | 0 | 0 | 0.012 | 0 | 0 | Constrained,otherwise capacity available =195kW. | --> | E12 ex PORTLAOISE | PORTLAOISE: T423∥T424 | PORTLAOISE |  | 53.0251 | -7.2958
MV/LV Substation KY***408 | 10 kV | 400V(3ph) & 230V(single ph) | LV | 50 kVA :Pole Substation | 0.05 | --> | 0.05 | 0.043 | 1 |  | --> | 0.047 | 0 | 0 | 0 | 0.004 | 0 | 0 | Constrained,otherwise capacity available =46kW. | --> | C11 ex LOUGHTAGALLA | LOUGHTAGALLA: T41∥T42 | THURLES |  | 52.6731 | -7.7678
MV/LV Substation KY***4084 | 20 kV | 400V(3ph) & 230V(single ph) | LV | 50 kVA :Pole Substation | 0.05 | --> | 0.05 | 0.049 | 2.5 |  | --> | 0.047 | 0 | 0 | 0 | 0 | 0.049 | 0 |  | --> | C16 ex CURRA | CURRA: T41 | SOMERSET |  | 53.1064 | -8.3753
MV/LV Substation KY***4096 | 20 kV | 400V(3ph) & 230V(single ph) | LV | 200 kVA :Kiosk Substation | 0.2 | --> | 0.2 | 0 | 0 | Constrained,otherwise capacity available =127kVA. | --> | 0.19 | 0 | 0 | 0 | 0 | 0.21 | 0 |  | --> | C13 ex RECESS | RECESS: T41 | GALWAY 110KV |  | 53.5615 | -9.8904
MV/LV Substation KY***4110 | 20 kV | 400V(3ph) & 230V(single ph) | LV | 50 kVA :Pole Substation | 0.05 | --> | 0.05 | 0 | 0 | Constrained,otherwise capacity available =27kVA. | --> | 0.047 | 0 | 0 | 0 | 0 | 0.052 | 0 |  | --> | C13 ex RECESS | RECESS: T41 | GALWAY 110KV |  | 53.5617 | -9.8999
MV/LV Substation KY***413Z | 10 kV | 400V(3ph) & 230V(single ph) | LV | 400 kVA :Building Structure | 0.4 | --> | 0.4 | 0 | 0 | Constrained,otherwise capacity available =347kVA. | --> | 0.38 | 0 | 0 | 0 | 0 | 0.407 | 0 |  | --> | C17 ex SEMPERIT | SEMPERIT: T41 | GRANGE CASTLE |  | 53.3356 | -6.3515
MV/LV Substation KY***414X | 20 kV | 400V(3ph) & 230V(single ph) | LV | 50 kVA :Pole Substation | 0.05 | --> | 0.05 | 0 | 0 | Constrained,otherwise capacity available =50kVA. | --> | 0.047 | 0 | 0 | 0 | 0 | 0.049 | 0 |  | --> | C13 ex RECESS | RECESS: T41 | GALWAY 110KV |  | 53.5606 | -9.9237
MV/LV Substation KY***4211 | 20 kV | 400V(3ph) & 230V(single ph) | LV | 50 kVA :Pole Substation | 0.05 | --> | 0.05 | 0 | 0 | Constrained,otherwise capacity available =39kVA. | --> | 0.047 | 0 | 0 | 0 | 0 | 0 | 0 | Constrained,otherwise capacity available =51kW. | --> | E12 ex BIRR | BIRR: T422 | DALLOW |  | 53.0978 | -7.7557
MV/LV Substation KY***4245 | 10 kV | 400V(3ph) & 230V(single ph) | LV | 400 kVA :Kiosk Substation | 0.4 | --> | 0.4 | 0.4 | 2.8 |  | --> | 0.38 | 0 | 0 | 0 | 0 | 0.4 | 0 |  | --> | C17 ex INCHICORE NORTH | INCHICORE NORTH: T41 | INCHICORE 220KV |  | 53.3346 | -6.3424
MV/LV Substation KY***4247 | 20 kV | 400V(3ph) & 230V(single ph) | LV | 50 kVA :Pole Substation | 0.05 | --> | 0.05 | 0.035 | 0.4 |  | --> | 0.047 | 0 | 0 | 0 | 0 | 0.051 | 0 |  | --> | C17 ex KYLEERAGH | KYLEERAGH: T41 | NENAGH |  | 53.0091 | -8.1804
MV/LV Substation KY***498Y | 20 kV | 400V(3ph) & 230V(single ph) | LV | 50 kVA :Pole Substation | 0.05 | --> | 0.05 | 0.039 | 2.5 |  | --> | 0.047 | 0 | 0 | 0 | 0.012 | 0.038 | 0 |  | --> | C16 ex CURRA | CURRA: T41 | SOMERSET |  | 53.1055 | -8.373
MV/LV Substation KY***514X | 20 kV | 400V(3ph) & 230V(single ph) | LV | 100 kVA :Pole Substation | 0.1 | --> | 0.1 | 0 | 0 | Constrained,otherwise capacity available =87kVA. | --> | 0.095 | 0 | 0 | 0 | 0 | 0.101 | 0 |  | --> | C13 ex RECESS | RECESS: T41 | GALWAY 110KV |  | 53.5628 | -9.9033
MV/LV Substation KY***535Y | 20 kV | 400V(3ph) & 230V(single ph) | LV | 200 kVA :Kiosk Substation | 0.2 | --> | 0.2 | 0.117 | 5.6 |  | --> | 0.19 | 0 | 0 | 0 | 0.014 | 0.197 | 0 |  | --> | E18 ex CRANE | CRANE: T122 | CRANE |  | 52.5046 | -6.392
MV/LV Substation KY***546X | 10 kV | 400V(3ph) & 230V(single ph) | LV | 630 kVA :Building Structure | 0.63 | --> | 0.63 | 0 | 0 | Constrained,otherwise capacity available =500kVA. | --> | 0.598 | 0 | 0 | 0 | 0 | 0.5 | 0 |  | --> | C35 ex SEMPERIT | SEMPERIT: T43 | GRANGE CASTLE |  | 53.3294 | -6.3433
MV/LV Substation KY***591 | 10 kV | 400V(3ph) & 230V(single ph) | LV | 100 kVA :Pole Substation | 0.1 | --> | 0.1 | 0 | 0 | Constrained,otherwise capacity available =85kVA. | --> | 0.095 | 0 | 0 | 0 | 0.003 | 0.099 | 0 |  | --> | C12 ex BALLYBEGGAN | BALLYBEGGAN: T43∥T44 | TRALEE |  | 52.2731 | -9.6303
MV/LV Substation KY***601Y | 20 kV | 400V(3ph) & 230V(single ph) | LV | 400 kVA :Kiosk Substation | 0.4 | --> | 0.4 | 0 | 0 | Constrained,otherwise capacity available =390kVA. | --> | 0.38 | 0 | 0 | 0 | 0 | 0 | 0 | Constrained,otherwise capacity available =401kW. | --> | E20 ex ROSCREA | ROSCREA: T42 | IKERRIN |  | 52.9412 | -7.6428
MV/LV Substation KY***629Y | 10 kV | 400V(3ph) & 230V(single ph) | LV | 200 kVA :Kiosk Substation | 0.2 | --> | 0.2 | 0.166 | 2.1 |  | --> | 0.19 | 0 | 0 | 0 | 0 | 0.204 | 0 |  | --> | C12 ex GRANAGH | GRANAGH: T41∥T42 | WATERFORD |  | 52.3327 | -7.3145
MV/LV Substation KY***751X | 10 kV | 400V(3ph) & 230V(single ph) | LV | 1000 kVA :Building Structure | 1 | --> | 1 | 0.5 | 6.7 |  | --> | 0.95 | 0 | 0 | 0 | 0 | 0.5 | 0 |  | --> | C25 ex LIBERTY STREET | LIBERTY STREET: T101 | LIBERTY STREET |  | 51.9001 | -8.4774
MV/LV Substation KY***821 | 10 kV | 400V(3ph) & 230V(single ph) | LV | 100 kVA :Pole Substation | 0.1 | --> | 0.1 | 0 | 0 | Constrained,otherwise capacity available =90kVA. | --> | 0.095 | 0 | 0 | 0 | 0 | 0 | 0 | Constrained,otherwise capacity available =101kW. | --> | C16 ex BANAGHER | BANAGHER: T42 | DALLOW |  | 53.1849 | -7.9865
MV/LV Substation KY***842X | 20 kV | 400V(3ph) & 230V(single ph) | LV | 50 kVA :Pole Substation | 0.05 | --> | 0.05 | 0.035 | 2.8 |  | --> | 0.047 | 0 | 0 | 0 | 0.011 | 0 | 0 | Constrained,otherwise capacity available =40kW. | --> | C21 ex LEE BRIDGE | LEE BRIDGE: T41 | MACROOM |  | 51.8924 | -9.0628
MV/LV Substation KY***897X | 10 kV | 400V(3ph) & 230V(single ph) | LV | 1000 kVA :Building Structure | 1 | --> | 1 | 0.5 | 4.6 |  | --> | 0.95 | 0 | 0 | 0 | 0 | 0.5 | 0 |  | --> | C28 ex LIBERTY STREET | LIBERTY STREET: T102 | LIBERTY STREET |  | 51.9001 | -8.4774
MV/LV Substation KY***977X | 20 kV | 400V(3ph) & 230V(single ph) | LV | 200 kVA :Kiosk Substation | 0.2 | --> | 0.2 | 0.157 | 6.9 |  | --> | 0.19 | 0 | 0 | 0 | 0 | 0 | 0 | Constrained,otherwise capacity available =206kW. | --> | E14 ex RATHKEALE | RATHKEALE: T421∥T422 | RATHKEALE |  | 52.5184 | -8.7131
MV/LV Substation KY***977X | 20 kV | 400V(3ph) & 230V(single ph) | LV | 50 kVA :Pole Substation | 0.05 | --> | 0.05 | 0.049 | 10.8 |  | --> | 0.047 | 0 | 0 | 0 | 0 | 0.049 | 0 |  | --> | C27 ex SALTHILL | SALTHILL: T101 | SALTHILL |  | 53.3329 | -9.1886
MV/LV Substation L ***062Y | 10 kV | 400V(3ph) & 230V(single ph) | LV | 100 kVA :Pole Substation | 0.1 | --> | 0.1 | 0.085 | 0.9 |  | --> | 0.095 | 0 | 0 | 0 | 0 | 0.102 | 0 |  | --> | C18 ex BALLYHALE | BALLYHALE: T42 | KILKENNY |  | 52.4723 | -7.2026
MV/LV Substation L ***228X | 20 kV | 400V(3ph) & 230V(single ph) | LV | 200 kVA :Pole Substation | 0.2 | --> | 0.2 | 0.189 | 1.2 |  | --> | 0.19 | 0 | 0 | 0 | 0 | 0.201 | 0 |  | --> | C16 ex SCREEB | SCREEB: T41 | SCREEB |  | 53.2429 | -9.7307
MV/LV Substation L ***4290 | 10 kV | 400V(3ph) & 230V(single ph) | LV | 400 kVA :Kiosk Substation | 0.4 | --> | 0.4 | 0 | 0 | Constrained,otherwise capacity available =371kVA. | --> | 0.38 | 0 | 0 | 0 | 0.003 | 0.4 | 0 |  | --> | C16 ex ATHENRY | ATHENRY: T41∥T42 | GALWAY 110KV |  | 53.3102 | -8.7468
MV/LV Substation L ***429X | 10 kV | 400V(3ph) & 230V(single ph) | LV | 400 kVA :Building Structure | 0.4 | --> | 0.4 | 0 | 0 | Constrained,otherwise capacity available =389kVA. | --> | 0.38 | 0 | 0 | 0 | 0 | 0 | 0 | Constrained,otherwise capacity available =401kW. | --> | C19 ex BIRR | BIRR: T41 | DALLOW |  | 53.0936 | -7.8953
MV/LV Substation L ***538Y | 10 kV | 400V(3ph) & 230V(single ph) | LV | 630 kVA :Kiosk Substation | 0.63 | --> | 0.63 | 0.5 | 0.9 |  | --> | 0.598 | 0 | 0 | 0 | 0 | 0.5 | 0 |  | --> | C14 ex MULGANNON | MULGANNON: T42 | WEXFORD |  | 52.3388 | -6.4604
MV/LV Substation L ***653Y | 10 kV | 400V(3ph) & 230V(single ph) | LV | 200 kVA :Pole Substation | 0.2 | --> | 0.2 | 0 | 0 | Constrained,otherwise capacity available =190kVA. | --> | 0.19 | 0 | 0 | 0 | 0 | 0.201 | 0 |  | --> | C14 ex GORESBRIDGE | GORESBRIDGE: T41∥T42 | KILKENNY |  | 52.606 | -6.9373
MV/LV Substation L ***657X | 10 kV | 400V(3ph) & 230V(single ph) | LV | 400 kVA :Kiosk Substation | 0.4 | --> | 0.4 | 0.332 | 8.3 |  | --> | 0.38 | 0 | 0 | 0 | 0.011 | 0.398 | 0 |  | --> | C22 ex MONREAD | MONREAD: T102 | MONREAD |  | 53.2145 | -6.6743
MV/LV Substation L ***890 | 20 kV | 400V(3ph) & 230V(single ph) | LV | 50 kVA :Pole Substation | 0.05 | --> | 0.05 | 0.05 | 3.5 |  | --> | 0.047 | 0 | 0 | 0 | 0.004 | 0.045 | 0 |  | --> | E19 ex STRANORLAR | STRANORLAR: T421 | LETTERKENNY |  | 54.7664 | -7.8664
MV/LV Substation L ***958X | 10 kV | 400V(3ph) & 230V(single ph) | LV | 630 kVA :Kiosk Substation | 0.63 | --> | 0.63 | 0.5 | 0.7 |  | --> | 0.598 | 0 | 0 | 0 | 0 | 0.5 | 0 |  | --> | C18 ex KNOCKMULLEN | KNOCKMULLEN: T42 | GREAT ISLAND |  | 52.3943 | -6.9457
MV/LV Substation L.***073Z | 20 kV | 400V(3ph) & 230V(single ph) | LV | 50 kVA :Pole Substation | 0.05 | --> | 0.05 | 0.029 | 0.9 |  | --> | 0.047 | 0 | 0 | 0 | 0 | 0.052 | 0 |  | --> | C18 ex RIVERSTOWN | RIVERSTOWN: T41∥T42 | KILBARRY |  | 51.9761 | -8.3875
MV/LV Substation L/***020Y | 20 kV | 400V(3ph) & 230V(single ph) | LV | 50 kVA :Pole Substation | 0.05 | --> | 0.05 | 0.043 | 4.6 |  | --> | 0.047 | 0 | 0 | 0 | 0 | 0.05 | 0 |  | --> | E13 ex BALLYRAGGET | BALLYRAGGET: T421∥T422 | BALLYRAGGET |  | 52.7483 | -7.3341
MV/LV Substation L/***025X | 10 kV | 400V(3ph) & 230V(single ph) | LV | 50 kVA :Pole Substation | 0.05 | --> | 0.05 | 0 | 0 | Constrained,otherwise capacity available =50kVA. | --> | 0.047 | 0 | 0 | 0 | 0 | 0.049 | 0 |  | --> | C14 ex ATHGARVAN | ATHGARVAN: T44 | NEWBRIDGE |  | 53.1885 | -6.7729
MV/LV Substation L/***051 | 10 kV | 400V(3ph) & 230V(single ph) | LV | 630 kVA :Kiosk Substation | 0.63 | --> | 0.63 | 0 | 0 | Constrained,otherwise capacity available =454kVA. | --> | 0.598 | 0 | 0 | 0 | 0 | 0.5 | 0 |  | --> | C18 ex CULLION | CULLION: T41∥T42 | LETTERKENNY |  | 54.9485 | -7.7336
MV/LV Substation L/***113 | 10 kV | 400V(3ph) & 230V(single ph) | LV | 630 kVA :Building Structure | 0.63 | --> | 0.63 | 0.44 | 4.4 |  | --> | 0.598 | 0 | 0 | 0 | 0 | 0 | 0 | Constrained,otherwise capacity available =500kW. | --> | C17 ex CHURCHTOWN | CHURCHTOWN: T41 | RATHKEALE |  | 52.451 | -9.0596
MV/LV Substation L/***4139 | 10 kV | 400V(3ph) & 230V(single ph) | LV | 50 kVA :Pole Substation | 0.05 | --> | 0.05 | 0.047 | 1.5 |  | --> | 0.047 | 0 | 0 | 0 | 0 | 0.049 | 0 |  | --> | C19 ex SALLINS | SALLINS: T41 | GRIFFINRATH |  | 53.3092 | -6.7593
MV/LV Substation L/***976 | 20 kV | 400V(3ph) & 230V(single ph) | LV | 400 kVA :Kiosk Substation | 0.4 | --> | 0.4 | 0.373 | 6.2 |  | --> | 0.38 | 0 | 0 | 0 | 0 | 0.403 | 0 |  | --> | E17 ex BAGENALSTOWN | BAGENALSTOWN: T421∥T422 | CARLOW |  | 52.7381 | -6.9831
MV/LV Substation L+***173 | 10 kV | 400V(3ph) & 230V(single ph) | LV | 400 kVA :Building Structure | 0.4 | --> | 0.4 | 0 | 0 | Constrained,otherwise capacity available =312kVA. | --> | 0.38 | 0 | 0 | 0 | 0 | 0 | 0 | Constrained,otherwise capacity available =413kW. | --> | C22 ex BELLFIELD | BELLFIELD: T41∥T42 | CRANE |  | 52.5001 | -6.566
MV/LV Substation L+***185Y | 10 kV | 400V(3ph) & 230V(single ph) | LV | 400 kVA :Building Structure | 0.4 | --> | 0.4 | 0.366 | 1.8 |  | --> | 0.38 | 0 | 0 | 0 | 0 | 0.404 | 0 |  | --> | C17 ex RATHMULLAN | RATHMULLAN: T41 | DRYBRIDGE |  | 53.7145 | -6.3535
MV/LV Substation L+***299 | 10 kV | 400V(3ph) & 230V(single ph) | LV | 400 kVA :Building Structure | 0.4 | --> | 0.4 | 0 | 0 | Constrained,otherwise capacity available =262kVA. | --> | 0.38 | 0 | 0 | 0 | 0.007 | 0 | 0 | Constrained,otherwise capacity available =411kW. | --> | C12 ex COLLIGAN | COLLIGAN: T41 | DUNGARVAN |  | 52.0899 | -7.619
MV/LV Substation LA***001 | 20 kV | 400V(3ph) & 230V(single ph) | LV | 200 kVA :Kiosk Substation | 0.2 | --> | 0.2 | 0.075 | 1.6 |  | --> | 0.19 | 0 | 0 | 0 | 0.004 | 0.214 | 0 |  | --> | E16 ex MILLTOWN (SR) | MILLTOWN (SR): T422 | OUGHTRAGH |  | 52.105 | -9.7873
MV/LV Substation LA***003 | 20 kV | 400V(3ph) & 230V(single ph) | LV | 630 kVA :Kiosk Substation | 0.63 | --> | 0.63 | 0.389 | 1.6 |  | --> | 0.598 | 0 | 0 | 0 | 0.007 | 0.5 | 0 |  | --> | E16 ex MILLTOWN (SR) | MILLTOWN (SR): T422 | OUGHTRAGH |  | 52.1059 | -9.7849
MV/LV Substation LA***006 | 20 kV | 400V(3ph) & 230V(single ph) | LV | 50 kVA :Pole Substation | 0.05 | --> | 0.05 | 0 | 0 | Constrained,otherwise capacity available =49kVA. | --> | 0.047 | 0 | 0 | 0 | 0 | 0.049 | 0 |  | --> | E47 ex CLAREGALWAY | CLAREGALWAY: T421 | GALWAY 110KV |  | 53.3783 | -8.8635
MV/LV Substation LA***006 | 10 kV | 400V(3ph) & 230V(single ph) | LV | 200 kVA :Pole Substation | 0.2 | --> | 0.2 | 0.168 | 3.6 |  | --> | 0.19 | 0 | 0 | 0 | 0 | 0.204 | 0 |  | --> | C18 ex CASTLEBLAYNEY | CASTLEBLAYNEY: T42 | DUNDALK |  | 54.1247 | -6.7361
MV/LV Substation LA***006X | 10 kV | 400V(3ph) & 230V(single ph) | LV | 630 kVA :Kiosk Substation | 0.63 | --> | 0.63 | 0 | 0 | Constrained,otherwise capacity available =500kVA. | --> | 0.598 | 0 | 0 | 0 | 0 | 0.5 | 0 |  | --> | C17 ex NEWMARKET (DR) | NEWMARKET (DR): T41 | FRANCIS STREET |  | 53.3427 | -6.2747
MV/LV Substation LA***007Y | 10 kV | 400V(3ph) & 230V(single ph) | LV | 200 kVA :Kiosk Substation | 0.2 | --> | 0.2 | 0.187 | 1.8 |  | --> | 0.19 | 0 | 0 | 0 | 0 | 0.201 | 0 |  | --> | C20 ex CAHERDAVIN | CAHERDAVIN: T42 | ARDNACRUSHA |  | 52.6778 | -8.688
MV/LV Substation LA***008X | 20 kV | 400V(3ph) & 230V(single ph) | LV | 50 kVA :Pole Substation | 0.05 | --> | 0.05 | 0.049 | 5.4 |  | --> | 0.047 | 0 | 0 | 0 | 0.003 | 0.046 | 0 |  | --> | E11 ex MOY | MOY: T421∥T422 | MOY |  | 54.1317 | -9.1664
MV/LV Substation LA***009 | 10 kV | 400V(3ph) & 230V(single ph) | LV | 200 kVA :Pole Substation | 0.2 | --> | 0.2 | 0 | 0 | Constrained,otherwise capacity available =66kVA. | --> | 0.19 | 0 | 0 | 0 | 0.019 | 0.199 | 0 |  | --> | C22 ex COBH | COBH: T41∥T42 | COW CROSS |  | 51.8506 | -8.3018
MV/LV Substation LA***010Y | 10 kV | 400V(3ph) & 230V(single ph) | LV | 50 kVA :Pole Substation | 0.05 | --> | 0.05 | 0 | 0 | Constrained,otherwise capacity available =22kVA. | --> | 0.047 | 0 | 0 | 0 | 0 | 0.053 | 0 |  | --> | C20 ex CAVAN | CAVAN: T42 | SHANKILL |  | 53.9665 | -7.2288
MV/LV Substation LA***011 | 10 kV | 400V(3ph) & 230V(single ph) | LV | 630 kVA :Building Structure | 0.63 | --> | 0.63 | 0.138 | 5.6 |  | --> | 0.598 | 0 | 0 | 0 | 0.017 | 0.5 | 0 |  | --> | C19 ex HAROLDS CROSS | HAROLDS CROSS: T101 | POOLBEG |  | 53.32 | -6.2909
MV/LV Substation LA***014 | 20 kV | 400V(3ph) & 230V(single ph) | LV | 100 kVA :Pole Substation | 0.1 | --> | 0.1 | 0 | 0 | Constrained,otherwise capacity available =73kVA. | --> | 0.095 | 0 | 0 | 0 | 0 | 0 | 0 | Constrained,otherwise capacity available =103kW. | --> | E11 ex BEALNABLATH | BEALNABLATH: T421 | BANDON |  | 51.8472 | -8.7195
MV/LV Substation LA***016 | 10 kV | 400V(3ph) & 230V(single ph) | LV | 200 kVA :Kiosk Substation | 0.2 | --> | 0.2 | 0 | 0 | Constrained,otherwise capacity available =143kVA. | --> | 0.19 | 0 | 0 | 0 | 0.003 | 0.205 | 0 |  | --> | C12 ex CHARLESTOWN | CHARLESTOWN: T41 | TONROE |  | 53.9635 | -8.7918
MV/LV Substation LA***017 | 10 kV | 400V(3ph) & 230V(single ph) | LV | 200 kVA :Kiosk Substation | 0.2 | --> | 0.2 | 0 | 0 | Constrained,otherwise capacity available =113kVA. | --> | 0.19 | 0 | 0 | 0 | 0.012 | 0.2 | 0 |  | --> | C17 ex MORRISTOWN | MORRISTOWN: T41∥T42 | NEWBRIDGE |  | 53.1795 | -6.8141
MV/LV Substation LA***017 | 10 kV | 400V(3ph) & 230V(single ph) | LV | 200 kVA :Pole Substation | 0.2 | --> | 0.2 | 0.084 | 1.4 |  | --> | 0.19 | 0 | 0 | 0 | 0.004 | 0.213 | 0 |  | --> | C13 ex ROSCOMMON | ROSCOMMON: T41 | LANESBORO |  | 53.6326 | -8.1859
MV/LV Substation LA***017 | 10 kV | 400V(3ph) & 230V(single ph) | LV | 50 kVA :Pole Substation | 0.05 | --> | 0.05 | 0 | 0 | Constrained,otherwise capacity available =24kVA. | --> | 0.047 | 0 | 0 | 0 | 0.006 | 0 | 0 | Constrained,otherwise capacity available =47kW. | --> | C15 ex PORTARLINGTON | PORTARLINGTON: T41∥T42 | PORTLAOISE |  | 53.1569 | -7.1947
MV/LV Substation LA***019Z | 20 kV | 400V(3ph) & 230V(single ph) | LV | 50 kVA :Pole Substation | 0.05 | --> | 0.05 | 0 | 0 | Constrained,otherwise capacity available =50kVA. | --> | 0.047 | 0 | 0 | 0 | 0 | 0.049 | 0 |  | --> | E17 ex BALTRASNA | BALTRASNA: T121 | BALTRASNA |  | 53.5033 | -6.5096
MV/LV Substation LA***020 | 10 kV | 400V(3ph) & 230V(single ph) | LV | 400 kVA :Kiosk Substation | 0.4 | --> | 0.4 | 0 | 0 | Constrained,otherwise capacity available =332kVA. | --> | 0.38 | 0 | 0 | 0 | 0 | 0.41 | 0 |  | --> | C12 ex MORRISTOWN | MORRISTOWN: T41∥T42 | NEWBRIDGE |  | 53.181 | -6.8128
MV/LV Substation LA***021X | 10 kV | 400V(3ph) & 230V(single ph) | LV | 1000 kVA :Building Structure | 1 | --> | 1 | 0.5 | 1.8 |  | --> | 0.95 | 0 | 0 | 0 | 0.039 | 0.5 | 0 |  | --> | C19 ex DUNDRUM | DUNDRUM: T41 | BLACKROCK |  | 53.3028 | -6.2425
MV/LV Substation LA***023 | 10 kV | 400V(3ph) & 230V(single ph) | LV | 400 kVA :Kiosk Substation | 0.4 | --> | 0.4 | 0 | 0 | Constrained,otherwise capacity available =240kVA. | --> | 0.38 | 0 | 0 | 0 | 0.026 | 0.397 | 0 |  | --> | C16 ex DOUGLAS | DOUGLAS: T41 | TRABEG |  | 51.8838 | -8.4378
MV/LV Substation LA***024 | 10 kV | 400V(3ph) & 230V(single ph) | LV | 200 kVA :Building Structure | 0.2 | --> | 0.2 | 0 | 0 |  | --> | 0.19 | 0 | 0 | 0 | 0.014 | 0.217 | 0 |  | --> | C15 ex CLONAKILTY | CLONAKILTY: T41∥T42 | DUNMANWAY |  | 51.6208 | -8.8905
MV/LV Substation LA***024 | 10 kV | 400V(3ph) & 230V(single ph) | LV | 400 kVA :Kiosk Substation | 0.4 | --> | 0.4 | 0.236 | 0.8 |  | --> | 0.38 | 0 | 0 | 0 | 0 | 0 | 0 | Constrained,otherwise capacity available =424kW. | --> | C15 ex BANTRY | BANTRY: T41∥T42 | BALLYLICKY |  | 51.6937 | -9.435
MV/LV Substation LA***024X | 10 kV | 400V(3ph) & 230V(single ph) | LV | 630 kVA :Kiosk Substation | 0.63 | --> | 0.63 | 0.464 | 0.8 |  | --> | 0.598 | 0 | 0 | 0 | 0.009 | 0.5 | 0 |  | --> | C20 ex FAIRHILL | FAIRHILL: T42 | KILBARRY |  | 51.9057 | -8.4701
MV/LV Substation LA***024Z | 10 kV | 400V(3ph) & 230V(single ph) | LV | 400 kVA :Kiosk Substation | 0.4 | --> | 0.4 | 0 | 0 | Constrained,otherwise capacity available =268kVA. | --> | 0.38 | 0 | 0 | 0 | 0.016 | 0 | 0 | Constrained,otherwise capacity available =403kW. | --> | C15 ex PALLAS | PALLAS: T41∥T42 | PORTLAOISE |  | 53.0416 | -7.2965
MV/LV Substation LA***027 | 10 kV | 400V(3ph) & 230V(single ph) | LV | 200 kVA :Pole Substation | 0.2 | --> | 0.2 | 0 | 0 | Constrained,otherwise capacity available =171kVA. | --> | 0.19 | 0 | 0 | 0 | 0 | 0.203 | 0 |  | --> | C15 ex ENNISTYMON | ENNISTYMON: T41∥T42 | ENNIS |  | 52.9389 | -9.303
MV/LV Substation LA***028 | 10 kV | 400V(3ph) & 230V(single ph) | LV | 400 kVA :Kiosk Substation | 0.4 | --> | 0.4 | 0.249 | 4.7 |  | --> | 0.38 | 0 | 0 | 0 | 0.014 | 0.408 | 0 |  | --> | C13 ex OAKFIELD | OAKFIELD: T41 | SLIGO |  | 54.2672 | -8.4962
MV/LV Substation LA***030Z | 10 kV | 400V(3ph) & 230V(single ph) | LV | 400 kVA :Kiosk Substation | 0.4 | --> | 0.4 | 0.284 | 0.5 |  | --> | 0.38 | 0 | 0 | 0 | 0.023 | 0.393 | 0 |  | --> | C17 ex BALLINDERRY | BALLINDERRY: T41 | MULLINGAR |  | 53.5279 | -7.3174
MV/LV Substation LA***031Z | 10 kV | 400V(3ph) & 230V(single ph) | LV | 200 kVA :Pole Substation | 0.2 | --> | 0.2 | 0 | 0 | Constrained,otherwise capacity available =137kVA. | --> | 0.19 | 0 | 0 | 0 | 0 | 0 | 0 | Constrained,otherwise capacity available =209kW. | --> | C16 ex PORTARLINGTON | PORTARLINGTON: T41∥T42 | PORTLAOISE |  | 53.1419 | -7.2026
MV/LV Substation LA***033X | 10 kV | 400V(3ph) & 230V(single ph) | LV | 400 kVA :Kiosk Substation | 0.4 | --> | 0.4 | 0.067 | 0.1 | Constrained,otherwise capacity available =233kVA. | --> | 0.38 | 0 | 0 | 0 | 0.028 | 0.396 | 0 |  | --> | C21 ex BISHOPSTOWN | BISHOPSTOWN: T41 | KILBARRY |  | 51.8866 | -8.5119
MV/LV Substation LA***033Z | 10 kV | 400V(3ph) & 230V(single ph) | LV | 400 kVA :Kiosk Substation | 0.4 | --> | 0.4 | 0 | 0 | Constrained,otherwise capacity available =384kVA. | --> | 0.38 | 0 | 0 | 0 | 0 | 0.402 | 0 |  | --> | C21 ex PORTARLINGTON | PORTARLINGTON: T43 | BLAKE |  | 53.1544 | -7.1916
MV/LV Substation LA***034Y | 20 kV | 400V(3ph) & 230V(single ph) | LV | 200 kVA :Pole Substation | 0.2 | --> | 0.2 | 0 | 0 | Constrained,otherwise capacity available =114kVA. | --> | 0.19 | 0 | 0 | 0 | 0 | 0.213 | 0 |  | --> | E11 ex EDENDERRY | EDENDERRY: T421∥T422 | BLAKE |  | 53.345 | -7.0509
MV/LV Substation LA***036Z | 10 kV | 400V(3ph) & 230V(single ph) | LV | 400 kVA :Kiosk Substation | 0.4 | --> | 0.4 | 0 | 0 | Constrained,otherwise capacity available =388kVA. | --> | 0.38 | 0 | 0 | 0 | 0 | 0.401 | 0 |  | --> | C11 ex DOCK ROAD | DOCK ROAD: T41∥T42 | LIMERICK |  | 52.6514 | -8.6475
MV/LV Substation LA***038 | 10 kV | 400V(3ph) & 230V(single ph) | LV | 400 kVA :Kiosk Substation | 0.4 | --> | 0.4 | 0.258 | 3.4 |  | --> | 0.38 | 0 | 0 | 0 | 0 | 0.421 | 0 |  | --> | C16 ex MAYFIELD | MAYFIELD: T42 | KILBARRY |  | 51.9162 | -8.4329
MV/LV Substation LA***038 | 10 kV | 400V(3ph) & 230V(single ph) | LV | 630 kVA :Kiosk Substation | 0.63 | --> | 0.63 | 0.474 | 3.1 |  | --> | 0.598 | 0 | 0 | 0 | 0 | 0.5 | 0 |  | --> | C16 ex KILROSS ROAD | KILROSS ROAD: T42 | TIPPERARY |  | 52.4752 | -8.1712
MV/LV Substation LA***041Z | 10 kV | 400V(3ph) & 230V(single ph) | LV | 200 kVA :Kiosk Substation | 0.2 | --> | 0.2 | 0 | 0 | Constrained,otherwise capacity available =110kVA. | --> | 0.19 | 0 | 0 | 0 | 0.031 | 0.181 | 0 |  | --> | C15 ex LOUGHSHINNY | LOUGHSHINNY: T41 | GLASMORE |  | 53.536 | -6.0932
MV/LV Substation LA***044Y | 20 kV | 400V(3ph) & 230V(single ph) | LV | 50 kVA :Pole Substation | 0.05 | --> | 0.05 | 0 | 0 | Constrained,otherwise capacity available =48kVA. | --> | 0.047 | 0 | 0 | 0 | 0.003 | 0.046 | 0 |  | --> | E17 ex BALTRASNA | BALTRASNA: T121 | BALTRASNA |  | 53.5067 | -6.5097
MV/LV Substation LA***045Y | 10 kV | 400V(3ph) & 230V(single ph) | LV | 630 kVA :Kiosk Substation | 0.63 | --> | 0.63 | 0.5 | 1.2 |  | --> | 0.598 | 0 | 0 | 0 | 0 | 0 | 0 | Constrained,otherwise capacity available =500kW. | --> | C22 ex KNOCKAPHUNTA | KNOCKAPHUNTA: T41∥T42 | CASTLEBAR |  | 53.8528 | -9.3051
MV/LV Substation LA***050Z | 20 kV | 400V(3ph) & 230V(single ph) | LV | 100 kVA :Pole Substation | 0.1 | --> | 0.1 | 0 | 0 | Constrained,otherwise capacity available =65kVA. | --> | 0.095 | 0 | 0 | 0 | 0 | 0.105 | 0 |  | --> | E17 ex DULEEK | DULEEK: T421∥T422 | DRYBRIDGE |  | 53.6478 | -6.5236
MV/LV Substation LA***051 | 10 kV | 400V(3ph) & 230V(single ph) | LV | 50 kVA :Pole Substation | 0.05 | --> | 0.05 | 0 | 25.2 |  | --> | 0.047 | 0 | 0 | 0 | 0 | 0.056 | 0 |  | --> | C22 ex ARKLOW | ARKLOW: T101∥T102 | ARKLOW |  | 52.7941 | -6.1799
MV/LV Substation LA***051 | 10 kV | 400V(3ph) & 230V(single ph) | LV | 200 kVA :Pole Substation | 0.2 | --> | 0.2 | 0.185 | 2.5 |  | --> | 0.19 | 0 | 0 | 0 | 0 | 0.202 | 0 |  | --> | E17 ex GARRANACANTY | GARRANACANTY: T421 | TIPPERARY |  | 52.4784 | -8.1529
MV/LV Substation LA***053 | 10 kV | 400V(3ph) & 230V(single ph) | LV | 630 kVA :Building Structure | 0.63 | --> | 0.63 | 0.273 | 0.3 | Constrained,otherwise capacity available =500kVA. | --> | 0.598 | 0 | 0 | 0 | 0.012 | 0.5 | 0 |  | --> | C20 ex DRUMBEAR | DRUMBEAR: T41∥T42 | LISDRUM |  | 54.2425 | -6.9527
MV/LV Substation LA***054X | 10 kV | 400V(3ph) & 230V(single ph) | LV | 400 kVA :Kiosk Substation | 0.4 | --> | 0.4 | 0.383 | 5.4 |  | --> | 0.38 | 0 | 0 | 0 | 0 | 0.402 | 0 |  | --> | E18 ex MOY | MOY: T421∥T422 | MOY |  | 54.1198 | -9.1538
MV/LV Substation LA***057 | 10 kV | 400V(3ph) & 230V(single ph) | LV | 400 kVA :Kiosk Substation | 0.4 | --> | 0.4 | 0.362 | 1.8 |  | --> | 0.38 | 0 | 0 | 0 | 0.003 | 0.402 | 0 |  | --> | C25 ex DUNDRUM | DUNDRUM: T41 | BLACKROCK |  | 53.2848 | -6.2534
MV/LV Substation LA***060 | 10 kV | 400V(3ph) & 230V(single ph) | LV | 630 kVA :Building Structure | 0.63 | --> | 0.63 | 0.256 | 2.1 |  | --> | 0.598 | 0 | 0 | 0 | 0.003 | 0.5 | 0 |  | --> | C14 ex MORNINGTON ROAD | MORNINGTON ROAD: T42 | DRYBRIDGE |  | 53.7147 | -6.3495
MV/LV Substation LA***060 | 10 kV | 400V(3ph) & 230V(single ph) | LV | 50 kVA :Pole Substation | 0.05 | --> | 0.05 | 0.012 | 1 |  | --> | 0.047 | 0 | 0 | 0 | 0.009 | 0 | 0 | Constrained,otherwise capacity available =45kW. | --> | C15 ex KILCLOHER | KILCLOHER: T42 | DUNGARVAN |  | 52.0867 | -7.7403
MV/LV Substation LA***060X | 10 kV | 400V(3ph) & 230V(single ph) | LV | 200 kVA :Pole Substation | 0.2 | --> | 0.2 | 0 | 0 | Constrained,otherwise capacity available =200kVA. | --> | 0.19 | 0 | 0 | 0 | 0 | 0.2 | 0 |  | --> | C28 ex CLAREGALWAY | CLAREGALWAY: T42 | GALWAY 110KV |  | 53.3561 | -8.9306
MV/LV Substation LA***061X | 20 kV | 400V(3ph) & 230V(single ph) | LV | 100 kVA :Pole Substation | 0.1 | --> | 0.1 | 0.084 | 5.4 |  | --> | 0.095 | 0 | 0 | 0 | 0.022 | 0.079 | 0 |  | --> | E14 ex MOY | MOY: T421∥T422 | MOY |  | 54.1551 | -9.1806
MV/LV Substation LA***062X | 10 kV | 400V(3ph) & 230V(single ph) | LV | 50 kVA :Pole Substation | 0.05 | --> | 0.05 | 0.049 | 2.7 |  | --> | 0.047 | 0 | 0 | 0 | 0 | 0.049 | 0 |  | --> | C13 ex CASTLEBLAYNEY | CASTLEBLAYNEY: T41 | DUNDALK |  | 54.1237 | -6.7363
MV/LV Substation LA***064X | 20 kV | 400V(3ph) & 230V(single ph) | LV | 50 kVA :Pole Substation | 0.05 | --> | 0.05 | 0.048 | 7.7 |  | --> | 0.047 | 0 | 0 | 0 | 0 | 0.049 | 0 |  | --> | C18 ex GARRYCASTLE | GARRYCASTLE: T42 | ATHLONE |  | 53.3977 | -7.8563
MV/LV Substation LA***065X | 10 kV | 400V(3ph) & 230V(single ph) | LV | 200 kVA :Kiosk Substation | 0.2 | --> | 0.2 | 0.141 | 3.4 |  | --> | 0.19 | 0 | 0 | 0 | 0.004 | 0 | 0 | Constrained,otherwise capacity available =204kW. | --> | C17 ex BALLYSHANNON | BALLYSHANNON: T41∥T42 | CATHALEENS FALL |  | 54.5042 | -8.1826
MV/LV Substation LA***066 | 20 kV | 400V(3ph) & 230V(single ph) | LV | 100 kVA :Pole Substation | 0.1 | --> | 0.1 | 0.099 | 4.1 |  | --> | 0.095 | 0 | 0 | 0 | 0 | 0 | 0 | Constrained,otherwise capacity available =100kW. | --> | E11 ex CHARLEVILLE | CHARLEVILLE: T422 | CHARLEVILLE |  | 52.4262 | -8.6833
MV/LV Substation LA***066Z | 20 kV | 400V(3ph) & 230V(single ph) | LV | 50 kVA :Pole Substation | 0.05 | --> | 0.05 | 0 | 0 | Constrained,otherwise capacity available =48kVA. | --> | 0.047 | 0 | 0 | 0 | 0 | 0 | 0 | Constrained,otherwise capacity available =49kW. | --> | C11 ex MOUNTMELLICK | MOUNTMELLICK: T41∥T42 | PORTLAOISE |  | 53.1614 | -7.5603
MV/LV Substation LA***067 | 20 kV | 400V(3ph) & 230V(single ph) | LV | 630 kVA :Kiosk Substation | 0.63 | --> | 0.63 | 0 | 0 | Constrained,otherwise capacity available =500kVA. | --> | 0.598 | 0 | 0 | 0 | 0 | 0.5 | 0 |  | --> | C18 ex CLONES | CLONES: T41∥T42 | SHANKILL |  | 54.1123 | -7.3008
MV/LV Substation LA***067Y | 20 kV | 400V(3ph) & 230V(single ph) | LV | 100 kVA :Pole Substation | 0.1 | --> | 0.1 | 0 | 0 | Constrained,otherwise capacity available =64kVA. | --> | 0.095 | 0 | 0 | 0 | 0.011 | 0.093 | 0 |  | --> | E15 ex CREAGH | CREAGH: T421∥T422 | ATHLONE |  | 53.3444 | -8.0925
MV/LV Substation LA***067Z | 20 kV | 400V(3ph) & 230V(single ph) | LV | 200 kVA :Pole Substation | 0.2 | --> | 0.2 | 0.155 | 3.3 |  | --> | 0.19 | 0 | 0 | 0 | 0 | 0.207 | 0 |  | --> | E17 ex KNOCKMULLEN | KNOCKMULLEN: T421 | GREAT ISLAND |  | 52.3937 | -6.8782
MV/LV Substation LA***069Y | 20 kV | 400V(3ph) & 230V(single ph) | LV | 50 kVA :Pole Substation | 0.05 | --> | 0.05 | 0.043 | 2.7 |  | --> | 0.047 | 0 | 0 | 0 | 0 | 0.05 | 0 |  | --> | C17 ex KILLESHANDRA | KILLESHANDRA: T41∥T42 | GORTAWEE |  | 54.0168 | -7.5253
MV/LV Substation LA***071X | 10 kV | 400V(3ph) & 230V(single ph) | LV | 200 kVA :Kiosk Substation | 0.2 | --> | 0.2 | 0.183 | 4.6 |  | --> | 0.19 | 0 | 0 | 0 | 0.003 | 0.199 | 0 |  | --> | C14 ex DUN LAOGHAIRE | DUN LAOGHAIRE: T42 | BLACKROCK |  | 53.2862 | -6.1578
MV/LV Substation LA***072 | 10 kV | 400V(3ph) & 230V(single ph) | LV | 400 kVA :Kiosk Substation | 0.4 | --> | 0.4 | 0.342 | 8.9 |  | --> | 0.38 | 0 | 0 | 0 | 0 | 0.408 | 0 |  | --> | C21 ex STEPHENSTOWN | STEPHENSTOWN: T101 | FINGLAS |  | 53.6148 | -6.1871
MV/LV Substation LA***072Y | 20 kV | 400V(3ph) & 230V(single ph) | LV | 50 kVA :Pole Substation | 0.05 | --> | 0.05 | 0.05 | 2.1 |  | --> | 0.047 | 0 | 0 | 0 | 0 | 0.049 | 0 |  | --> | E17 ex KILROSS ROAD | KILROSS ROAD: T421 | TIPPERARY |  | 52.4681 | -8.2674
MV/LV Substation LA***073 | 10 kV | 400V(3ph) & 230V(single ph) | LV | 400 kVA :Kiosk Substation | 0.4 | --> | 0.4 | 0.274 | 8.9 |  | --> | 0.38 | 0 | 0 | 0 | 0 | 0.419 | 0 |  | --> | C21 ex STEPHENSTOWN | STEPHENSTOWN: T101 | FINGLAS |  | 53.615 | -6.1885
MV/LV Substation LA***075 | 10 kV | 400V(3ph) & 230V(single ph) | LV | 400 kVA :Kiosk Substation | 0.4 | --> | 0.4 | 0.348 | 8.9 |  | --> | 0.38 | 0 | 0 | 0 | 0.003 | 0.404 | 0 |  | --> | C21 ex STEPHENSTOWN | STEPHENSTOWN: T101 | FINGLAS |  | 53.6135 | -6.1871
MV/LV Substation LA***079 | 10 kV | 400V(3ph) & 230V(single ph) | LV | 200 kVA :Kiosk Substation | 0.2 | --> | 0.2 | 0 | 0 | Constrained,otherwise capacity available =122kVA. | --> | 0.19 | 0 | 0 | 0 | 0.017 | 0.193 | 0 |  | --> | C14 ex NAAS | NAAS: T42 | NEWBRIDGE |  | 53.2099 | -6.6647
MV/LV Substation LA***079 | 10 kV | 400V(3ph) & 230V(single ph) | LV | 400 kVA :Kiosk Substation | 0.4 | --> | 0.4 | 0 | 0 | Constrained,otherwise capacity available =95kVA. | --> | 0.38 | 0 | 0 | 0 | 0.007 | 0.438 | 0 |  | --> | C18 ex BALLYBEGGAN | BALLYBEGGAN: T43∥T44 | TRALEE |  | 52.28 | -9.684
MV/LV Substation LA***079X | 10 kV | 400V(3ph) & 230V(single ph) | LV | 400 kVA :Kiosk Substation | 0.4 | --> | 0.4 | 0 | 0 | Constrained,otherwise capacity available =349kVA. | --> | 0.38 | 0 | 0 | 0 | 0.007 | 0.4 | 0 |  | --> | C12 ex CHARLESTOWN | CHARLESTOWN: T41 | TONROE |  | 53.9617 | -8.7879
MV/LV Substation LA***081 | 20 kV | 400V(3ph) & 230V(single ph) | LV | 630 kVA :Building Structure | 0.63 | --> | 0.63 | 0 | 0 |  | --> | 0.598 | 0 | 0 | 0 | 0 | 0.5 | 0 |  | --> | C16 ex CARRICK ON SHANNON | CARRICK ON SHANNON: T41∥T42 | CARRICK ON SHANNON |  | 53.8188 | -8.1114
MV/LV Substation LA***081X | 10 kV | 400V(3ph) & 230V(single ph) | LV | 400 kVA :Kiosk Substation | 0.4 | --> | 0.4 | 0 | 0 | Constrained,otherwise capacity available =155kVA. | --> | 0.38 | 0 | 0 | 0 | 0 | 0.435 | 0 |  | --> | C12 ex CRANMORE | CRANMORE: T41∥T42 | SLIGO |  | 54.25 | -8.439
MV/LV Substation LA***083 | 10 kV | 400V(3ph) & 230V(single ph) | LV | 400 kVA :Kiosk Substation | 0.4 | --> | 0.4 | 0.26 | 3.3 |  | --> | 0.38 | 0 | 0 | 0 | 0.044 | 0.375 | 0 |  | --> | C19 ex CAHERDAVIN | CAHERDAVIN: T41 | ARDNACRUSHA |  | 52.6714 | -8.6465
MV/LV Substation LA***084 | 10 kV | 400V(3ph) & 230V(single ph) | LV | 1000 kVA :Building Structure | 1 | --> | 1 | 0.5 | 1.3 |  | --> | 0.95 | 0 | 0 | 0 | 0.085 | 0.5 | 0 |  | --> | C16 ex DODDER ROAD | DODDER ROAD: T42 | MILLTOWN (DR) |  | 53.2987 | -6.2608
MV/LV Substation LA***087 | 10 kV | 400V(3ph) & 230V(single ph) | LV | 200 kVA :Kiosk Substation | 0.2 | --> | 0.2 | 0.162 | 2.8 |  | --> | 0.19 | 0 | 0 | 0 | 0 | 0.205 | 0 |  | --> | C11 ex CORBALLY | CORBALLY: T41∥T42 | ARDNACRUSHA |  | 52.6785 | -8.6084
MV/LV Substation LA***090Z | 20 kV | 400V(3ph) & 230V(single ph) | LV | 50 kVA :Pole Substation | 0.05 | --> | 0.05 | 0 | 0 | Constrained,otherwise capacity available =31kVA. | --> | 0.047 | 0 | 0 | 0 | 0 | 0.051 | 0 |  | --> | E17 ex BALTRASNA | BALTRASNA: T121 | BALTRASNA |  | 53.5161 | -6.4904
MV/LV Substation LA***091 | 10 kV | 400V(3ph) & 230V(single ph) | LV | 50 kVA :Pole Substation | 0.05 | --> | 0.05 | 0.022 | 0 | Constrained,otherwise capacity available =44kVA. | --> | 0.047 | 0 | 0 | 0 | 0 | 0.05 | 0 |  | --> | C16 ex RATHDRUM | RATHDRUM: T42 | ARKLOW |  | 53.0105 | -6.3159
MV/LV Substation LA***102 | 10 kV | 400V(3ph) & 230V(single ph) | LV | 200 kVA :Pole Substation | 0.2 | --> | 0.2 | 0.175 | 1.2 |  | --> | 0.19 | 0 | 0 | 0 | 0 | 0 | 0 | Constrained,otherwise capacity available =203kW. | --> | C13 ex KNOCKAPHUNTA | KNOCKAPHUNTA: T41∥T42 | CASTLEBAR |  | 53.8567 | -9.2913
MV/LV Substation LA***102X | 20 kV | 400V(3ph) & 230V(single ph) | LV | 200 kVA :Pole Substation | 0.2 | --> | 0.2 | 0.171 | 5.4 |  | --> | 0.19 | 0 | 0 | 0 | 0 | 0.203 | 0 |  | --> | E14 ex MOY | MOY: T421∥T422 | MOY |  | 54.2298 | -9.2873
MV/LV Substation LA***104Z | 10 kV | 400V(3ph) & 230V(single ph) | LV | 200 kVA :Kiosk Substation | 0.2 | --> | 0.2 | 0.173 | 0.9 |  | --> | 0.19 | 0 | 0 | 0 | 0 | 0.203 | 0 |  | --> | C14 ex MULGANNON | MULGANNON: T42 | WEXFORD |  | 52.3341 | -6.459
MV/LV Substation LA***105Z | 20 kV | 400V(3ph) & 230V(single ph) | LV | 200 kVA :Kiosk Substation | 0.2 | --> | 0.2 | 0.14 | 8.3 |  | --> | 0.19 | 0 | 0 | 0 | 0.029 | 0.178 | 0 |  | --> | E18 ex BALTRASNA | BALTRASNA: T122 | BALTRASNA |  | 53.5069 | -6.4725
MV/LV Substation LA***106X | 10 kV | 400V(3ph) & 230V(single ph) | LV | 100 kVA :Pole Substation | 0.1 | --> | 0.1 | 0.063 | 12.2 |  | --> | 0.095 | 0 | 0 | 0 | 0.01 | 0.094 | 0 |  | --> | C28 ex SALTHILL | SALTHILL: T102 | SALTHILL |  | 53.249 | -9.1618
MV/LV Substation LA***106X | 10 kV | 400V(3ph) & 230V(single ph) | LV | 400 kVA :Building Structure | 0.4 | --> | 0.4 | 0.212 | 0.9 |  | --> | 0.38 | 0 | 0 | 0 | 0.004 | 0.424 | 0 |  | --> | C11 ex BRAY | BRAY: T41 | FASSAROE |  | 53.1964 | -6.1312
MV/LV Substation LA***106Z | 10 kV | 400V(3ph) & 230V(single ph) | LV | 400 kVA :Kiosk Substation | 0.4 | --> | 0.4 | 0 | 0 | Constrained,otherwise capacity available =237kVA. | --> | 0.38 | 0 | 0 | 0 | 0.022 | 0.401 | 0 |  | --> | C18 ex BALGADDY | BALGADDY: T42 | GRANGE CASTLE |  | 53.3532 | -6.4197
MV/LV Substation LA***107 | 10 kV | 400V(3ph) & 230V(single ph) | LV | 200 kVA :Kiosk Substation | 0.2 | --> | 0.2 | 0 | 0 | Constrained,otherwise capacity available =135kVA. | --> | 0.19 | 0 | 0 | 0 | 0.014 | 0.195 | 0 |  | --> | C17 ex POLLERTON | POLLERTON: T41 | CARLOW |  | 52.8442 | -6.9214
MV/LV Substation LA***107Z | 10 kV | 400V(3ph) & 230V(single ph) | LV | 50 kVA :Pole Substation | 0.05 | --> | 0.05 | 0 | 0 | Constrained,otherwise capacity available =46kVA. | --> | 0.047 | 0 | 0 | 0 | 0 | 0.049 | 0 |  | --> | C31 ex KILBARRY | KILBARRY: T101 | KILBARRY |  | 51.9291 | -8.4537
MV/LV Substation LA***111Z | 10 kV | 400V(3ph) & 230V(single ph) | LV | 50 kVA :Pole Substation | 0.05 | --> | 0.05 | 0.045 | 0 | Constrained,otherwise capacity available =50kVA. | --> | 0.047 | 0 | 0 | 0 | 0 | 0.049 | 0 |  | --> | C15 ex TALBOTS INCH | TALBOTS INCH: T41∥T42 | KILKENNY |  | 52.6613 | -7.2916
MV/LV Substation LA***115Y | 20 kV | 400V(3ph) & 230V(single ph) | LV | 50 kVA :Pole Substation | 0.05 | --> | 0.05 | 0.05 | 1.7 |  | --> | 0.047 | 0 | 0 | 0 | 0 | 0.049 | 0 |  | --> | E15 ex GORT | GORT: T41∥T42 | ENNIS |  | 53.1394 | -8.8016
MV/LV Substation LA***116 | 10 kV | 400V(3ph) & 230V(single ph) | LV | 400 kVA :Kiosk Substation | 0.4 | --> | 0.4 | 0 | 0 | Constrained,otherwise capacity available =352kVA. | --> | 0.38 | 0 | 0 | 0 | 0.002 | 0.405 | 0 |  | --> | C19 ex ROSEHILL | ROSEHILL: T41 | KILKENNY |  | 52.645 | -7.2433
MV/LV Substation LA***121 | 20 kV | 400V(3ph) & 230V(single ph) | LV | 50 kVA :Pole Substation | 0.05 | --> | 0.05 | 0 | 0 | Constrained,otherwise capacity available =39kVA. | --> | 0.047 | 0 | 0 | 0 | 0 | 0 | 0 | Constrained,otherwise capacity available =51kW. | --> | E12 ex CASTLELYONS | CASTLELYONS: T421∥T422 | BARRYMORE |  | 52.0533 | -8.4026
MV/LV Substation LA***121 | 20 kV | 400V(3ph) & 230V(single ph) | LV | 50 kVA :Pole Substation | 0.05 | --> | 0.05 | 0.013 | 1.6 |  | --> | 0.047 | 0 | 0 | 0 | 0 | 0.054 | 0 |  | --> | E12 ex DINGLE | DINGLE: T422 | OUGHTRAGH |  | 52.1648 | -10.3611
MV/LV Substation LA***128 | 10 kV | 400V(3ph) & 230V(single ph) | LV | 630 kVA :Kiosk Substation | 0.63 | --> | 0.63 | 0 | 0 | Constrained,otherwise capacity available =500kVA. | --> | 0.598 | 0 | 0 | 0 | 0.014 | 0.5 | 0 |  | --> | C18 ex MONEENAGEISHA | MONEENAGEISHA: T42 | GALWAY 110KV |  | 53.2756 | -9.0294
MV/LV Substation LA***129Y | 10 kV | 400V(3ph) & 230V(single ph) | LV | 200 kVA :Pole Substation | 0.2 | --> | 0.2 | 0 | 0 | Constrained,otherwise capacity available =200kVA. | --> | 0.19 | 0 | 0 | 0 | 0 | 0.2 | 0 |  | --> | C11 ex KANTURK | KANTURK: T41∥T42 | GLENLARA |  | 52.1684 | -8.802
MV/LV Substation LA***129Z | 20 kV | 400V(3ph) & 230V(single ph) | LV | 400 kVA :Kiosk Substation | 0.4 | --> | 0.4 | 0 | 0 | Constrained,otherwise capacity available =266kVA. | --> | 0.38 | 0 | 0 | 0 | 0 | 0.42 | 0 |  | --> | E17 ex BALTRASNA | BALTRASNA: T121 | BALTRASNA |  | 53.5418 | -6.4629
MV/LV Substation LA***131X | 20 kV | 400V(3ph) & 230V(single ph) | LV | 50 kVA :Pole Substation | 0.05 | --> | 0.05 | 0 | 0 | Constrained,otherwise capacity available =42kVA. | --> | 0.047 | 0 | 0 | 0 | 0 | 0.05 | 0 |  | --> | C12 ex BALLAGHADERREEN | BALLAGHADERREEN: T41∥T42 | TONROE |  | 53.8823 | -8.5591
MV/LV Substation LA***132 | 10 kV | 400V(3ph) & 230V(single ph) | LV | 100 kVA :Pole Substation | 0.1 | --> | 0.1 | 0.082 | 2.7 |  | --> | 0.095 | 0 | 0 | 0 | 0 | 0.102 | 0 |  | --> | C21 ex CASTLEBLAYNEY | CASTLEBLAYNEY: T41 | DUNDALK |  | 54.1606 | -6.7937
MV/LV Substation LA***137Z | 10 kV | 400V(3ph) & 230V(single ph) | LV | 50 kVA :Pole Substation | 0.05 | --> | 0.05 | 0 | 0 | Constrained,otherwise capacity available =50kVA. | --> | 0.047 | 0 | 0 | 0 | 0 | 0.049 | 0 |  | --> | C17 ex NAAS | NAAS: T41 | NEWBRIDGE |  | 53.2108 | -6.7391
MV/LV Substation LA***144X | 20 kV | 400V(3ph) & 230V(single ph) | LV | 50 kVA :Pole Substation | 0.05 | --> | 0.05 | 0.048 | 3.4 |  | --> | 0.047 | 0 | 0 | 0 | 0 | 0 | 0 | Constrained,otherwise capacity available =49kW. | --> | C17 ex BALLYSHANNON | BALLYSHANNON: T41∥T42 | CATHALEENS FALL |  | 54.586 | -8.1433
MV/LV Substation LA***147 | 10 kV | 400V(3ph) & 230V(single ph) | LV | 400 kVA :Kiosk Substation | 0.4 | --> | 0.4 | 0 | 0 | Constrained,otherwise capacity available =222kVA. | --> | 0.38 | 0 | 0 | 0 | 0.017 | 0.409 | 0 |  | --> | C11 ex MORRISTOWN | MORRISTOWN: T41∥T42 | NEWBRIDGE |  | 53.1678 | -6.812
MV/LV Substation LA***148 | 10 kV | 400V(3ph) & 230V(single ph) | LV | 400 kVA :Kiosk Substation | 0.4 | --> | 0.4 | 0.23 | 2.9 |  | --> | 0.38 | 0 | 0 | 0 | 0.015 | 0.41 | 0 |  | --> | C20 ex SANDYFORD | SANDYFORD: T42 | CARRICKMINES |  | 53.2694 | -6.2295
MV/LV Substation LA***149X | 10 kV | 400V(3ph) & 230V(single ph) | LV | 630 kVA :Kiosk Substation | 0.63 | --> | 0.63 | 0 | 0 | Constrained,otherwise capacity available =494kVA. | --> | 0.598 | 0 | 0 | 0 | 0 | 0.5 | 0 |  | --> | C13 ex CARRICK ON SHANNON | CARRICK ON SHANNON: T41∥T42 | CARRICK ON SHANNON |  | 53.9436 | -8.0914
MV/LV Substation LA***152 | 10 kV | 400V(3ph) & 230V(single ph) | LV | 630 kVA :Kiosk Substation | 0.63 | --> | 0.63 | 0.5 | 10.5 |  | --> | 0.598 | 0 | 0 | 0 | 0 | 0.5 | 0 |  | --> | C30 ex WATERFORD IND EST | WATERFORD IND EST: T42∥T44 | BUTLERSTOWN |  | 52.2484 | -7.1387
MV/LV Substation LA***153Y | 10 kV | 400V(3ph) & 230V(single ph) | LV | 100 kVA :Pole Substation | 0.1 | --> | 0.1 | 0.037 | 1.9 |  | --> | 0.095 | 0 | 0 | 0 | 0 | 0.109 | 0 |  | --> | C17 ex VIRGINIA | VIRGINIA: T41∥T42 | MEATH HILL |  | 53.819 | -7.0531
MV/LV Substation LA***154Y | 20 kV | 400V(3ph) & 230V(single ph) | LV | 50 kVA :Pole Substation | 0.05 | --> | 0.05 | 0.038 | 1.1 |  | --> | 0.047 | 0 | 0 | 0 | 0.008 | 0.042 | 0 |  | --> | E19 ex LAWLESSTOWN | LAWLESSTOWN: T421 | DOON |  | 52.3792 | -7.7306
MV/LV Substation LA***157 | 10 kV | 400V(3ph) & 230V(single ph) | LV | 100 kVA :Pole Substation | 0.1 | --> | 0.1 | 0 | 0 | Constrained,otherwise capacity available =69kVA. | --> | 0.095 | 0 | 0 | 0 | 0 | 0.104 | 0 |  | --> | C18 ex COOLCORCORAN | COOLCORCORAN: T41∥T42 | KNOCKEARAGH |  | 52.0673 | -9.5552
MV/LV Substation LA***157 | 10 kV | 400V(3ph) & 230V(single ph) | LV | 200 kVA :Kiosk Substation | 0.2 | --> | 0.2 | 0 | 0 |  | --> | 0.19 | 0 | 0 | 0 | 0.016 | 0.214 | 0 |  | --> | C23 ex POLLERTON | POLLERTON: T41 | CARLOW |  | 52.8322 | -6.9073
MV/LV Substation LA***157X | 10 kV | 400V(3ph) & 230V(single ph) | LV | 50 kVA :Pole Substation | 0.05 | --> | 0.05 | 0 | 0 | Constrained,otherwise capacity available =50kVA. | --> | 0.047 | 0 | 0 | 0 | 0.003 | 0.046 | 0 |  | --> | C23 ex CASTLEISLAND | CASTLEISLAND: T41∥T42 | TRALEE |  | 52.2649 | -9.4929
MV/LV Substation LA***159 | 10 kV | 400V(3ph) & 230V(single ph) | LV | 200 kVA :Pole Substation | 0.2 | --> | 0.2 | 0.125 | 0.7 |  | --> | 0.19 | 0 | 0 | 0 | 0 | 0.211 | 0 |  | --> | C15 ex KILMAGIG | KILMAGIG: T42 | ARKLOW |  | 52.8542 | -6.3275
MV/LV Substation LA***159Y | 20 kV | 400V(3ph) & 230V(single ph) | LV | 50 kVA :Pole Substation | 0.05 | --> | 0.05 | 0.048 | 2 |  | --> | 0.047 | 0 | 0 | 0 | 0.007 | 0.042 | 0 |  | --> | E15 ex BALLYCONNELL | BALLYCONNELL: T421∥T422 | GORTAWEE |  | 54.1178 | -7.4833
MV/LV Substation LA***160X | 10 kV | 400V(3ph) & 230V(single ph) | LV | 200 kVA :Kiosk Substation | 0.2 | --> | 0.2 | 0.146 | 1.1 |  | --> | 0.19 | 0 | 0 | 0 | 0.014 | 0.193 | 0 |  | --> | C18 ex TRIM | TRIM: T41∥T42 | NAVAN |  | 53.5577 | -6.7792
MV/LV Substation LA***161Y | 20 kV | 400V(3ph) & 230V(single ph) | LV | 400 kVA :Kiosk Substation | 0.4 | --> | 0.4 | 0.322 | 1.3 |  | --> | 0.38 | 0 | 0 | 0 | 0.014 | 0.397 | 0 |  | --> | C11 ex ENNIS NORTH | ENNIS NORTH: T41∥T42 | ENNIS |  | 52.9499 | -9.0661
MV/LV Substation LA***162 | 10 kV | 400V(3ph) & 230V(single ph) | LV | 100 kVA :Pole Substation | 0.1 | --> | 0.1 | 0.067 | 0.1 | Constrained,otherwise capacity available =75kVA. | --> | 0.095 | 0 | 0 | 0 | 0.015 | 0.088 | 0 |  | --> | C15 ex BISHOPSTOWN | BISHOPSTOWN: T41 | KILBARRY |  | 51.8977 | -8.5212
MV/LV Substation LA***164Y | 10 kV | 400V(3ph) & 230V(single ph) | LV | 400 kVA :Kiosk Substation | 0.4 | --> | 0.4 | 0.317 | 1.4 |  | --> | 0.38 | 0 | 0 | 0 | 0 | 0.412 | 0 |  | --> | C13 ex ROSCOMMON | ROSCOMMON: T41 | LANESBORO |  | 53.6341 | -8.1763
MV/LV Substation LA***165 | 20 kV | 400V(3ph) & 230V(single ph) | LV | 100 kVA :Pole Substation | 0.1 | --> | 0.1 | 0.1 | 0.8 |  | --> | 0.095 | 0 | 0 | 0 | 0 | 0.1 | 0 |  | --> | E15 ex RATHMORE | RATHMORE: T421 | KNOCKEARAGH |  | 52.1542 | -9.2282
MV/LV Substation LA***165 | 10 kV | 400V(3ph) & 230V(single ph) | LV | 200 kVA :Pole Substation | 0.2 | --> | 0.2 | 0.17 | 0.3 |  | --> | 0.19 | 0 | 0 | 0 | 0 | 0.2 | 0 |  | --> | C16 ex TUAM NORTH | TUAM NORTH: T41∥T42 | CLOON |  | 53.522 | -8.8818
MV/LV Substation LA***166 | 10 kV | 400V(3ph) & 230V(single ph) | LV | 200 kVA :Kiosk Substation | 0.2 | --> | 0.2 | 0.144 | 0.8 |  | --> | 0.19 | 0 | 0 | 0 | 0.029 | 0.178 | 0 |  | --> | C21 ex BELFIELD | BELFIELD: T41 | BLACKROCK |  | 53.3014 | -6.2372
MV/LV Substation LA***166 | 10 kV | 400V(3ph) & 230V(single ph) | LV | 400 kVA :Building Structure | 0.4 | --> | 0.4 | 0.4 | 11.1 |  | --> | 0.38 | 0 | 0 | 0 | 0 | 0.4 | 0 |  | --> | C11 ex FORTUNESTOWN | FORTUNESTOWN: T101 | INCHICORE 220KV |  | 53.2919 | -6.4247
MV/LV Substation LA***167X | 20 kV | 400V(3ph) & 230V(single ph) | LV | 50 kVA :Pole Substation | 0.05 | --> | 0.05 | 0.047 | 8.5 |  | --> | 0.047 | 0 | 0 | 0 | 0 | 0 | 0 | Constrained,otherwise capacity available =49kW. | --> | E14 ex BELLACORICK | BELLACORICK: T122 | BELLACORICK |  | 54.1663 | -9.8688
MV/LV Substation LA***168Y | 20 kV | 400V(3ph) & 230V(single ph) | LV | 50 kVA :Pole Substation | 0.05 | --> | 0.05 | 0.05 | 2.1 |  | --> | 0.047 | 0 | 0 | 0 | 0 | 0.049 | 0 |  | --> | E17 ex KILROSS ROAD | KILROSS ROAD: T421 | TIPPERARY |  | 52.463 | -8.2722
MV/LV Substation LA***168Z | 10 kV | 400V(3ph) & 230V(single ph) | LV | 200 kVA :Kiosk Substation | 0.2 | --> | 0.2 | 0.112 | 0.3 |  | --> | 0.19 | 0 | 0 | 0 | 0.007 | 0.205 | 0 |  | --> | C14 ex DRUMBEAR | DRUMBEAR: T41∥T42 | LISDRUM |  | 54.2428 | -6.9485
MV/LV Substation LA***169 | 20 kV | 400V(3ph) & 230V(single ph) | LV | 50 kVA :Pole Substation | 0.05 | --> | 0.05 | 0.048 | 2.7 |  | --> | 0.047 | 0 | 0 | 0 | 0 | 0.049 | 0 |  | --> | C18 ex KILLESHANDRA | KILLESHANDRA: T41∥T42 | GORTAWEE |  | 53.9282 | -7.5613
MV/LV Substation LA***169X | 10 kV | 400V(3ph) & 230V(single ph) | LV | 50 kVA :Pole Substation | 0.05 | --> | 0.05 | 0.05 | 3.3 |  | --> | 0.047 | 0 | 0 | 0 | 0 | 0.049 | 0 |  | --> | C18 ex SHERCOCK | SHERCOCK: T41∥T42 | MEATH HILL |  | 54.0019 | -6.9063
MV/LV Substation LA***170 | 10 kV | 400V(3ph) & 230V(single ph) | LV | 400 kVA :Kiosk Substation | 0.4 | --> | 0.4 | 0.297 | 10.5 |  | --> | 0.38 | 0 | 0 | 0 | 0 | 0.415 | 0 |  | --> | C30 ex WATERFORD IND EST | WATERFORD IND EST: T42∥T44 | BUTLERSTOWN |  | 52.2482 | -7.1353
MV/LV Substation LA***170Y | 20 kV | 400V(3ph) & 230V(single ph) | LV | 100 kVA :Pole Substation | 0.1 | --> | 0.1 | 0.1 | 4.4 |  | --> | 0.095 | 0 | 0 | 0 | 0 | 0 | 0 | Constrained,otherwise capacity available =100kW. | --> | E19 ex SLANE | SLANE: T421 | DRYBRIDGE |  | 53.7468 | -6.67
MV/LV Substation LA***171 | 10 kV | 400V(3ph) & 230V(single ph) | LV | 100 kVA :Pole Substation | 0.1 | --> | 0.1 | 0.09 | 6 |  | --> | 0.095 | 0 | 0 | 0 | 0.004 | 0.097 | 0 |  | --> | C12 ex MALLOW | MALLOW: T42 | MALLOW |  | 52.1283 | -8.5938
MV/LV Substation LA***172Z | 10 kV | 400V(3ph) & 230V(single ph) | LV | 200 kVA :Kiosk Substation | 0.2 | --> | 0.2 | 0 | 0 | Constrained,otherwise capacity available =109kVA. | --> | 0.19 | 0 | 0 | 0 | 0.003 | 0.21 | 0 |  | --> | C15 ex LOUGHSHINNY | LOUGHSHINNY: T41 | GLASMORE |  | 53.5312 | -6.0924
MV/LV Substation LA***173 | 20 kV | 400V(3ph) & 230V(single ph) | LV | 50 kVA :Pole Substation | 0.05 | --> | 0.05 | 0 | 0 | Constrained,otherwise capacity available =36kVA. | --> | 0.047 | 0 | 0 | 0 | 0.008 | 0 | 0 | Constrained,otherwise capacity available =42kW. | --> | C17 ex BANAGHER | BANAGHER: T42 | DALLOW |  | 53.241 | -8.1717
MV/LV Substation LA***173 | 20 kV | 400V(3ph) & 230V(single ph) | LV | 100 kVA :Pole Substation | 0.1 | --> | 0.1 | 0 | 0 | Constrained,otherwise capacity available =64kVA. | --> | 0.095 | 0 | 0 | 0 | 0 | 0.105 | 0 |  | --> | C16 ex CARRICK ON SHANNON | CARRICK ON SHANNON: T41∥T42 | CARRICK ON SHANNON |  | 53.8198 | -8.1098
MV/LV Substation LA***174X | 10 kV | 400V(3ph) & 230V(single ph) | LV | 400 kVA :Kiosk Substation | 0.4 | --> | 0.4 | 0.299 | 1.1 |  | --> | 0.38 | 0 | 0 | 0 | 0.021 | 0.393 | 0 |  | --> | C17 ex TRIM | TRIM: T41∥T42 | NAVAN |  | 53.5578 | -6.7772
MV/LV Substation LA***174Y | 20 kV | 400V(3ph) & 230V(single ph) | LV | 100 kVA :Pole Substation | 0.1 | --> | 0.1 | 0 | 0 | Constrained,otherwise capacity available =96kVA. | --> | 0.095 | 0 | 0 | 0 | 0 | 0.1 | 0 |  | --> | E15 ex DULEEK | DULEEK: T421∥T422 | DRYBRIDGE |  | 53.6783 | -6.4236
MV/LV Substation LA***179 | 10 kV | 400V(3ph) & 230V(single ph) | LV | 400 kVA :Kiosk Substation | 0.4 | --> | 0.4 | 0.209 | 2.5 |  | --> | 0.38 | 0 | 0 | 0 | 0.005 | 0.424 | 0 |  | --> | C17 ex GREYSTONES | GREYSTONES: T41 | FASSAROE |  | 53.1481 | -6.0634
MV/LV Substation LA***185Y | 20 kV | 400V(3ph) & 230V(single ph) | LV | 400 kVA :Kiosk Substation | 0.4 | --> | 0.4 | 0.373 | 1.1 |  | --> | 0.38 | 0 | 0 | 0 | 0 | 0.403 | 0 |  | --> | E19 ex LAWLESSTOWN | LAWLESSTOWN: T421 | DOON |  | 52.3746 | -7.7272
MV/LV Substation LA***188Z | 10 kV | 400V(3ph) & 230V(single ph) | LV | 400 kVA :Kiosk Substation | 0.4 | --> | 0.4 | 0.253 | 2.3 |  | --> | 0.38 | 0 | 0 | 0 | 0 | 0.422 | 0 |  | --> | E20 ex BLESSINGTON | BLESSINGTON: T422 | KILTEEL |  | 53.1615 | -6.5343
MV/LV Substation LA***193 | 10 kV | 400V(3ph) & 230V(single ph) | LV | 400 kVA :Kiosk Substation | 0.4 | --> | 0.4 | 0.214 | 0.5 |  | --> | 0.38 | 0 | 0 | 0 | 0.004 | 0.424 | 0 |  | --> | C05 ex PEMBROKE | PEMBROKE: T44 | RINGSEND |  | 53.3344 | -6.2327
MV/LV Substation LA***193Z | 10 kV | 400V(3ph) & 230V(single ph) | LV | 630 kVA :Kiosk Substation | 0.63 | --> | 0.63 | 0 | 0 | Constrained,otherwise capacity available =425kVA. | --> | 0.598 | 0 | 0 | 0 | 0 | 0.5 | 0 |  | --> | C16 ex SANTRY | SANTRY: T42 | FINGLAS |  | 53.3982 | -6.227
MV/LV Substation LA***194Z | 10 kV | 400V(3ph) & 230V(single ph) | LV | 400 kVA :Kiosk Substation | 0.4 | --> | 0.4 | 0 | 0 | Constrained,otherwise capacity available =344kVA. | --> | 0.38 | 0 | 0 | 0 | 0 | 0.408 | 0 |  | --> | C16 ex SANTRY | SANTRY: T42 | FINGLAS |  | 53.3985 | -6.2283
MV/LV Substation LA***195Z | 10 kV | 400V(3ph) & 230V(single ph) | LV | 400 kVA :Kiosk Substation | 0.4 | --> | 0.4 | 0 | 0 | Constrained,otherwise capacity available =282kVA. | --> | 0.38 | 0 | 0 | 0 | 0 | 0.417 | 0 |  | --> | C16 ex SANTRY | SANTRY: T42 | FINGLAS |  | 53.3998 | -6.2285
MV/LV Substation LA***198 | 10 kV | 400V(3ph) & 230V(single ph) | LV | 200 kVA :Pole Substation | 0.2 | --> | 0.2 | 0.2 | 2.7 |  | --> | 0.19 | 0 | 0 | 0 | 0 | 0.2 | 0 |  | --> | C21 ex CASTLEBLAYNEY | CASTLEBLAYNEY: T41 | DUNDALK |  | 54.1635 | -6.8134
MV/LV Substation LA***200 | 10 kV | 400V(3ph) & 230V(single ph) | LV | 400 kVA :Kiosk Substation | 0.4 | --> | 0.4 | 0.277 | 3.3 |  | --> | 0.38 | 0 | 0 | 0 | 0.02 | 0.397 | 0 |  | --> | C17 ex CAHERDAVIN | CAHERDAVIN: T41 | ARDNACRUSHA |  | 52.6679 | -8.6363
MV/LV Substation LA***200Z | 10 kV | 400V(3ph) & 230V(single ph) | LV | 200 kVA :Kiosk Substation | 0.2 | --> | 0.2 | 0.188 | 0.8 |  | --> | 0.19 | 0 | 0 | 0 | 0 | 0.201 | 0 |  | --> | C13 ex SMEARLA | SMEARLA: T41 | TRIEN |  | 52.4523 | -9.4828
MV/LV Substation LA***201X | 10 kV | 400V(3ph) & 230V(single ph) | LV | 50 kVA :Pole Substation | 0.05 | --> | 0.05 | 0.049 | 4.2 |  | --> | 0.047 | 0 | 0 | 0 | 0 | 0 | 0 | Constrained,otherwise capacity available =49kW. | --> | C18 ex BUNDORAN | BUNDORAN: T41∥T42 | CATHALEENS FALL |  | 54.4399 | -8.3005
MV/LV Substation LA***201X | 10 kV | 400V(3ph) & 230V(single ph) | LV | 100 kVA :Pole Substation | 0.1 | --> | 0.1 | 0 | 0 | Constrained,otherwise capacity available =47kVA. | --> | 0.095 | 0 | 0 | 0 | 0 | 0 | 0 | Constrained,otherwise capacity available =107kW. | --> | C15 ex PALLAS | PALLAS: T41∥T42 | PORTLAOISE |  | 53.0426 | -7.3075
MV/LV Substation LA***205 | 10 kV | 400V(3ph) & 230V(single ph) | LV | 50 kVA :Pole Substation | 0.05 | --> | 0.05 | 0 | 0 | Constrained,otherwise capacity available =38kVA. | --> | 0.047 | 0 | 0 | 0 | 0.007 | 0.043 | 0 |  | --> | C12 ex CHARLESTOWN | CHARLESTOWN: T41 | TONROE |  | 53.9635 | -8.7732
MV/LV Substation LA***207 | 10 kV | 400V(3ph) & 230V(single ph) | LV | 200 kVA :Kiosk Substation | 0.2 | --> | 0.2 | 0.167 | 4.6 |  | --> | 0.19 | 0 | 0 | 0 | 0.003 | 0.201 | 0 |  | --> | C15 ex BALLINCLEA | BALLINCLEA: T41 | CHERRYWOOD |  | 53.2614 | -6.1243
MV/LV Substation LA***210X | 10 kV | 400V(3ph) & 230V(single ph) | LV | 100 kVA :Pole Substation | 0.1 | --> | 0.1 | 0.084 | 3.4 |  | --> | 0.095 | 0 | 0 | 0 | 0.009 | 0.092 | 0 |  | --> | C14 ex CAUSEWAY | CAUSEWAY: T41∥T42 | TRALEE |  | 52.4557 | -9.6612
MV/LV Substation LA***210Y | 20 kV | 400V(3ph) & 230V(single ph) | LV | 50 kVA :Pole Substation | 0.05 | --> | 0.05 | 0 | 0 | Constrained,otherwise capacity available =50kVA. | --> | 0.047 | 0 | 0 | 0 | 0 | 0 | 0 | Constrained,otherwise capacity available =49kW. | --> | C17 ex BANAGHER | BANAGHER: T42 | DALLOW |  | 53.2357 | -8.1758
MV/LV Substation LA***213Y | 10 kV | 400V(3ph) & 230V(single ph) | LV | 50 kVA :Pole Substation | 0.05 | --> | 0.05 | 0.05 | 1.5 |  | --> | 0.047 | 0 | 0 | 0 | 0 | 0.049 | 0 |  | --> | C19 ex SALLINS | SALLINS: T41 | GRIFFINRATH |  | 53.2671 | -6.7334
MV/LV Substation LA***214Y | 10 kV | 400V(3ph) & 230V(single ph) | LV | 50 kVA :Pole Substation | 0.05 | --> | 0.05 | 0.035 | 4.4 |  | --> | 0.047 | 0 | 0 | 0 | 0 | 0.051 | 0 |  | --> | C11 ex RINGASKIDDY 110KV | RINGASKIDDY 110KV: T42 | BARNAHELY |  | 51.859 | -8.3433
MV/LV Substation LA***215 | 10 kV | 400V(3ph) & 230V(single ph) | LV | 400 kVA :Kiosk Substation | 0.4 | --> | 0.4 | 0 | 0 | Constrained,otherwise capacity available =340kVA. | --> | 0.38 | 0 | 0 | 0 | 0.002 | 0.407 | 0 |  | --> | C14 ex ROSEHILL | ROSEHILL: T42 | KILKENNY |  | 52.6463 | -7.2447
MV/LV Substation LA***216Z | 10 kV | 400V(3ph) & 230V(single ph) | LV | 200 kVA :Building Structure | 0.2 | --> | 0.2 | 0.163 | 3.5 |  | --> | 0.19 | 0 | 0 | 0 | 0 | 0.205 | 0 |  | --> | C18 ex TELAYDON | TELAYDON: T42 | LISDRUM |  | 54.2493 | -6.9703
MV/LV Substation LA***216Z | 10 kV | 400V(3ph) & 230V(single ph) | LV | 200 kVA :Kiosk Substation | 0.2 | --> | 0.2 | 0 | 0 | Constrained,otherwise capacity available =88kVA. | --> | 0.19 | 0 | 0 | 0 | 0.013 | 0.203 | 0 |  | --> | C24 ex POPPINTREE | POPPINTREE: T102 | FINGLAS |  | 53.4041 | -6.2922
MV/LV Substation LA***217Y | 10 kV | 400V(3ph) & 230V(single ph) | LV | 50 kVA :Pole Substation | 0.05 | --> | 0.05 | 0.048 | 3.4 |  | --> | 0.047 | 0 | 0 | 0 | 0 | 0.049 | 0 |  | --> | C20 ex GRAIGUE | GRAIGUE: T42 | CARLOW |  | 52.8415 | -6.9548
MV/LV Substation LA***217Z | 10 kV | 400V(3ph) & 230V(single ph) | LV | 200 kVA :Kiosk Substation | 0.2 | --> | 0.2 | 0 | 0 | Constrained,otherwise capacity available =126kVA. | --> | 0.19 | 0 | 0 | 0 | 0.003 | 0.207 | 0 |  | --> | C24 ex POPPINTREE | POPPINTREE: T102 | FINGLAS |  | 53.4035 | -6.293
MV/LV Substation LA***219Z | 10 kV | 400V(3ph) & 230V(single ph) | LV | 400 kVA :Kiosk Substation | 0.4 | --> | 0.4 | 0 | 0 | Constrained,otherwise capacity available =364kVA. | --> | 0.38 | 0 | 0 | 0 | 0 | 0.405 | 0 |  | --> | C21 ex POPPINTREE | POPPINTREE: T101 | FINGLAS |  | 53.4022 | -6.2952
MV/LV Substation LA***220Y | 20 kV | 400V(3ph) & 230V(single ph) | LV | 200 kVA :Kiosk Substation | 0.2 | --> | 0.2 | 0.119 | 1.8 |  | --> | 0.19 | 0 | 0 | 0 | 0.024 | 0.187 | 0 |  | --> | E21 ex CURRALEIGH | CURRALEIGH: T421∥T422 | KILBARRY |  | 51.9268 | -8.6155
MV/LV Substation LA***220Z | 10 kV | 400V(3ph) & 230V(single ph) | LV | 630 kVA :Kiosk Substation | 0.63 | --> | 0.63 | 0 | 0 | Constrained,otherwise capacity available =500kVA. | --> | 0.598 | 0 | 0 | 0 | 0.004 | 0.5 | 0 |  | --> | C24 ex POPPINTREE | POPPINTREE: T102 | FINGLAS |  | 53.4031 | -6.2994
MV/LV Substation LA***221Y | 10 kV | 400V(3ph) & 230V(single ph) | LV | 400 kVA :Kiosk Substation | 0.4 | --> | 0.4 | 0 | 0 | Constrained,otherwise capacity available =310kVA. | --> | 0.38 | 0 | 0 | 0 | 0.002 | 0.412 | 0 |  | --> | C22 ex MIDLETON | MIDLETON: T102 | MIDLETON |  | 51.9185 | -8.1671
MV/LV Substation LA***221Z | 10 kV | 400V(3ph) & 230V(single ph) | LV | 400 kVA :Kiosk Substation | 0.4 | --> | 0.4 | 0 | 0 | Constrained,otherwise capacity available =342kVA. | --> | 0.38 | 0 | 0 | 0 | 0 | 0.408 | 0 |  | --> | C24 ex POPPINTREE | POPPINTREE: T102 | FINGLAS |  | 53.4033 | -6.3008
MV/LV Substation LA***222Z | 10 kV | 400V(3ph) & 230V(single ph) | LV | 630 kVA :Kiosk Substation | 0.63 | --> | 0.63 | 0 | 0 | Constrained,otherwise capacity available =500kVA. | --> | 0.598 | 0 | 0 | 0 | 0.003 | 0.5 | 0 |  | --> | C24 ex POPPINTREE | POPPINTREE: T102 | FINGLAS |  | 53.4056 | -6.299
MV/LV Substation LA***223Z | 10 kV | 400V(3ph) & 230V(single ph) | LV | 630 kVA :Kiosk Substation | 0.63 | --> | 0.63 | 0 | 0 | Constrained,otherwise capacity available =500kVA. | --> | 0.598 | 0 | 0 | 0 | 0 | 0.5 | 0 |  | --> | C24 ex POPPINTREE | POPPINTREE: T102 | FINGLAS |  | 53.4055 | -6.2983
MV/LV Substation LA***224Z | 10 kV | 400V(3ph) & 230V(single ph) | LV | 400 kVA :Kiosk Substation | 0.4 | --> | 0.4 | 0 | 0 | Constrained,otherwise capacity available =335kVA. | --> | 0.38 | 0 | 0 | 0 | 0.002 | 0.408 | 0 |  | --> | C24 ex POPPINTREE | POPPINTREE: T102 | FINGLAS |  | 53.4058 | -6.2967
MV/LV Substation LA***225Z | 10 kV | 400V(3ph) & 230V(single ph) | LV | 1000 kVA :Building Structure | 1 | --> | 1 | 0 | 0 | Constrained,otherwise capacity available =500kVA. | --> | 0.95 | 0 | 0 | 0 | 0 | 0 | 0 | Constrained,otherwise capacity available =500kW. | --> | C23 ex PORTLAOISE | PORTLAOISE: T41 | PORTLAOISE |  | 53.0323 | -7.2956
MV/LV Substation LA***229X | 20 kV | 400V(3ph) & 230V(single ph) | LV | 50 kVA :Pole Substation | 0.05 | --> | 0.05 | 0.037 | 3.8 |  | --> | 0.047 | 0 | 0 | 0 | 0 | 0.051 | 0 |  | --> | E14 ex ERRIGAL | ERRIGAL: T422 | SHANKILL |  | 54.0125 | -7.0563
MV/LV Substation LA***240Y | 10 kV | 400V(3ph) & 230V(single ph) | LV | 50 kVA :Pole Substation | 0.05 | --> | 0.05 | 0 | 0 | Constrained,otherwise capacity available =49kVA. | --> | 0.047 | 0 | 0 | 0 | 0 | 0 | 0 | Constrained,otherwise capacity available =49kW. | --> | C15 ex TOOMEVARA | TOOMEVARA: T42 | NENAGH |  | 52.8924 | -8.0433
MV/LV Substation LA***243 | 20 kV | 400V(3ph) & 230V(single ph) | LV | 50 kVA :Pole Substation | 0.05 | --> | 0.05 | 0.047 | 2.7 |  | --> | 0.047 | 0 | 0 | 0 | 0.001 | 0.048 | 0 |  | --> | E17 ex LONGFORD | LONGFORD: T421 | RICHMOND |  | 53.839 | -7.5357
MV/LV Substation LA***243 | 10 kV | 400V(3ph) & 230V(single ph) | LV | 630 kVA :Building Structure | 0.63 | --> | 0.63 | 0.492 | 3.4 |  | --> | 0.598 | 0 | 0 | 0 | 0.003 | 0.5 | 0 |  | --> | C17 ex GALWAY 110KV | GALWAY 110KV: T103 | GALWAY 110KV |  | 53.2932 | -9.0163
MV/LV Substation LA***243Z | 10 kV | 400V(3ph) & 230V(single ph) | LV | 630 kVA :Kiosk Substation | 0.63 | --> | 0.63 | 0.462 | 0.5 |  | --> | 0.598 | 0 | 0 | 0 | 0.024 | 0.5 | 0 |  | --> | C17 ex BALLINDERRY | BALLINDERRY: T41 | MULLINGAR |  | 53.5304 | -7.3146
MV/LV Substation LA***244 | 20 kV | 400V(3ph) & 230V(single ph) | LV | 100 kVA :Pole Substation | 0.1 | --> | 0.1 | 0.091 | 0.4 |  | --> | 0.095 | 0 | 0 | 0 | 0.003 | 0.097 | 0 |  | --> | E33 ex TRIM | TRIM: T421 | NAVAN |  | 53.5192 | -6.7876
MV/LV Substation LA***245Y | 20 kV | 400V(3ph) & 230V(single ph) | LV | 50 kVA :Pole Substation | 0.05 | --> | 0.05 | 0.05 | 11.9 |  | --> | 0.047 | 0 | 0 | 0 | 0 | 0 | 0 | Constrained,otherwise capacity available =49kW. | --> | E16 ex WESTPORT | WESTPORT: T421∥T422 | CASTLEBAR |  | 53.7015 | -9.7134
MV/LV Substation LA***250Z | 10 kV | 400V(3ph) & 230V(single ph) | LV | 400 kVA :Kiosk Substation | 0.4 | --> | 0.4 | 0 | 0 | Constrained,otherwise capacity available =227kVA. | --> | 0.38 | 0 | 0 | 0 | 0.044 | 0.379 | 0 |  | --> | C16 ex LUCAN EAST | LUCAN EAST: T41∥T42 | GRANGE CASTLE |  | 53.3619 | -6.4539
MV/LV Substation LA***251Y | 10 kV | 400V(3ph) & 230V(single ph) | LV | 50 kVA :Pole Substation | 0.05 | --> | 0.05 | 0 | 0 | Constrained,otherwise capacity available =45kVA. | --> | 0.047 | 0 | 0 | 0 | 0 | 0.05 | 0 |  | --> | C17 ex NAAS | NAAS: T41 | NEWBRIDGE |  | 53.2061 | -6.7265
MV/LV Substation LA***251Z | 10 kV | 400V(3ph) & 230V(single ph) | LV | 400 kVA :Kiosk Substation | 0.4 | --> | 0.4 | 0 | 0 | Constrained,otherwise capacity available =298kVA. | --> | 0.38 | 0 | 0 | 0 | 0.02 | 0.394 | 0 |  | --> | C16 ex LUCAN EAST | LUCAN EAST: T41∥T42 | GRANGE CASTLE |  | 53.3622 | -6.4518
MV/LV Substation LA***252Z | 10 kV | 400V(3ph) & 230V(single ph) | LV | 400 kVA :Kiosk Substation | 0.4 | --> | 0.4 | 0 | 0 | Constrained,otherwise capacity available =354kVA. | --> | 0.38 | 0 | 0 | 0 | 0.024 | 0.381 | 0 |  | --> | C16 ex LUCAN EAST | LUCAN EAST: T41∥T42 | GRANGE CASTLE |  | 53.3639 | -6.4483
MV/LV Substation LA***253 | 20 kV | 400V(3ph) & 230V(single ph) | LV | 100 kVA :Pole Substation | 0.1 | --> | 0.1 | 0.094 | 3.3 |  | --> | 0.095 | 0 | 0 | 0 | 0.003 | 0.097 | 0 |  | --> | E12 ex BIRDHILL | BIRDHILL: T422 | ARDNACRUSHA |  | 52.7993 | -8.4327
MV/LV Substation LA***254 | 10 kV | 400V(3ph) & 230V(single ph) | LV | 200 kVA :Kiosk Substation | 0.2 | --> | 0.2 | 0 | 0 | Constrained,otherwise capacity available =97kVA. | --> | 0.19 | 0 | 0 | 0 | 0.033 | 0.18 | 0 |  | --> | C18 ex COOLCORCORAN | COOLCORCORAN: T41∥T42 | KNOCKEARAGH |  | 52.0693 | -9.5616
MV/LV Substation LA***256X | 20 kV | 400V(3ph) & 230V(single ph) | LV | 200 kVA :Kiosk Substation | 0.2 | --> | 0.2 | 0.117 | 2.4 |  | --> | 0.19 | 0 | 0 | 0 | 0.003 | 0.209 | 0 |  | --> | E20 ex STRANORLAR | STRANORLAR: T422 | LETTERKENNY |  | 54.7916 | -7.7777
MV/LV Substation LA***261 | 10 kV | 400V(3ph) & 230V(single ph) | LV | 400 kVA :Kiosk Substation | 0.4 | --> | 0.4 | 0.269 | 1.6 |  | --> | 0.38 | 0 | 0 | 0 | 0.039 | 0.379 | 0 |  | --> | C19 ex SUTTON | SUTTON: T41 | GRANGE (DR) |  | 53.3797 | -6.1002
MV/LV Substation LA***264 | 20 kV | 400V(3ph) & 230V(single ph) | LV | 50 kVA :Pole Substation | 0.05 | --> | 0.05 | 0 | 0 | Constrained,otherwise capacity available =49kVA. | --> | 0.047 | 0 | 0 | 0 | 0 | 0 | 0 | Constrained,otherwise capacity available =49kW. | --> | C18 ex TOOMEVARA | TOOMEVARA: T42 | NENAGH |  | 52.8022 | -8.052
MV/LV Substation LA***267 | 10 kV | 400V(3ph) & 230V(single ph) | LV | 400 kVA :Kiosk Substation | 0.4 | --> | 0.4 | 0 | 0 | Constrained,otherwise capacity available =295kVA. | --> | 0.38 | 0 | 0 | 0 | 0.003 | 0.413 | 0 |  | --> | C21 ex KILBARRY | KILBARRY: T101 | KILBARRY |  | 51.9203 | -8.4923
MV/LV Substation LA***270X | 10 kV | 400V(3ph) & 230V(single ph) | LV | 200 kVA :Pole Substation | 0.2 | --> | 0.2 | 0 | 0 | Constrained,otherwise capacity available =200kVA. | --> | 0.19 | 0 | 0 | 0 | 0 | 0.2 | 0 |  | --> | C13 ex CARRICKMINES | CARRICKMINES: T41 | CARRICKMINES |  | 53.2496 | -6.1766
MV/LV Substation LA***270Z | 10 kV | 400V(3ph) & 230V(single ph) | LV | 50 kVA :Pole Substation | 0.05 | --> | 0.05 | 0 | 0 | Constrained,otherwise capacity available =27kVA. | --> | 0.047 | 0 | 0 | 0 | 0 | 0 | 0 | Constrained,otherwise capacity available =52kW. | --> | C18 ex MOUNTRATH | MOUNTRATH: T41∥T42 | PORTLAOISE |  | 53.0131 | -7.5338
MV/LV Substation LA***271 | 10 kV | 400V(3ph) & 230V(single ph) | LV | 400 kVA :Building Structure | 0.4 | --> | 0.4 | 0.254 | 1.1 |  | --> | 0.38 | 0 | 0 | 0 | 0.047 | 0.373 | 0 |  | --> | C21 ex BREWERY ROAD | BREWERY ROAD: T41 | CARRICKMINES |  | 53.2833 | -6.2141
MV/LV Substation LA***271Z | 10 kV | 400V(3ph) & 230V(single ph) | LV | 50 kVA :Pole Substation | 0.05 | --> | 0.05 | 0 | 0 | Constrained,otherwise capacity available =33kVA. | --> | 0.047 | 0 | 0 | 0 | 0 | 0.051 | 0 |  | --> | C16 ex LUCAN EAST | LUCAN EAST: T41∥T42 | GRANGE CASTLE |  | 53.3688 | -6.444
MV/LV Substation LA***272 | 10 kV | 400V(3ph) & 230V(single ph) | LV | 400 kVA :Kiosk Substation | 0.4 | --> | 0.4 | 0.314 | 1.1 |  | --> | 0.38 | 0 | 0 | 0 | 0.031 | 0.38 | 0 |  | --> | C21 ex BREWERY ROAD | BREWERY ROAD: T41 | CARRICKMINES |  | 53.2832 | -6.2182
MV/LV Substation LA***274X | 20 kV | 400V(3ph) & 230V(single ph) | LV | 50 kVA :Pole Substation | 0.05 | --> | 0.05 | 0 | 0 | Constrained,otherwise capacity available =50kVA. | --> | 0.047 | 0 | 0 | 0 | 0 | 0 | 0 | Constrained,otherwise capacity available =49kW. | --> | C13 ex DONEGAL | DONEGAL: T41∥T42 | CATHALEENS FALL |  | 54.6179 | -8.0928
MV/LV Substation LA***283Z | 10 kV | 400V(3ph) & 230V(single ph) | LV | 630 kVA :Kiosk Substation | 0.63 | --> | 0.63 | 0.273 | 0.3 | Constrained,otherwise capacity available =500kVA. | --> | 0.598 | 0 | 0 | 0 | 0.008 | 0.5 | 0 |  | --> | C14 ex DRUMBEAR | DRUMBEAR: T41∥T42 | LISDRUM |  | 54.2446 | -6.9477
MV/LV Substation LA***287 | 20 kV | 400V(3ph) & 230V(single ph) | LV | 150 kVA :Pole Substation | 0.15 | --> | 0.15 | 0.147 | 2.5 |  | --> | 0.142 | 0 | 0 | 0 | 0 | 0.149 | 0 |  | --> | E16 ex CONG | CONG: T421∥T422 | CLOON |  | 53.5923 | -9.2304
MV/LV Substation LA***287Y | 10 kV | 400V(3ph) & 230V(single ph) | LV | 200 kVA :Pole Substation | 0.2 | --> | 0.2 | 0.182 | 7.6 |  | --> | 0.19 | 0 | 0 | 0 | 0 | 0.202 | 0 |  | --> | C12 ex DRYBRIDGE | DRYBRIDGE: T42 | DRYBRIDGE |  | 53.7226 | -6.3782
MV/LV Substation LA***289 | 20 kV | 400V(3ph) & 230V(single ph) | LV | 50 kVA :Pole Substation | 0.05 | --> | 0.05 | 0.004 | 1.6 |  | --> | 0.047 | 0 | 0 | 0 | 0.003 | 0.053 | 0 |  | --> | E16 ex MILLTOWN (SR) | MILLTOWN (SR): T422 | OUGHTRAGH |  | 52.1023 | -9.8008
MV/LV Substation LA***291 | 20 kV | 400V(3ph) & 230V(single ph) | LV | 50 kVA :Pole Substation | 0.05 | --> | 0.05 | 0.013 | 1.6 |  | --> | 0.047 | 0 | 0 | 0 | 0 | 0.054 | 0 |  | --> | E18 ex GURRANEBANE | GURRANEBANE: T421∥T422 | OUGHTRAGH |  | 51.8744 | -10.3514
MV/LV Substation LA***294 | 10 kV | 400V(3ph) & 230V(single ph) | LV | 50 kVA :Pole Substation | 0.05 | --> | 0.05 | 0 | 0 | Constrained,otherwise capacity available =28kVA. | --> | 0.047 | 0 | 0 | 0 | 0.004 | 0.048 | 0 |  | --> | C18 ex COOLCORCORAN | COOLCORCORAN: T41∥T42 | KNOCKEARAGH |  | 52.0699 | -9.5642
MV/LV Substation LA***294Z | 10 kV | 400V(3ph) & 230V(single ph) | LV | 400 kVA :Kiosk Substation | 0.4 | --> | 0.4 | 0 | 0 | Constrained,otherwise capacity available =346kVA. | --> | 0.38 | 0 | 0 | 0 | 0 | 0.407 | 0 |  | --> | C24 ex POPPINTREE | POPPINTREE: T102 | FINGLAS |  | 53.4049 | -6.2945
MV/LV Substation LA***298 | 20 kV | 400V(3ph) & 230V(single ph) | LV | 200 kVA :Pole Substation | 0.2 | --> | 0.2 | 0.1 | 1.6 |  | --> | 0.19 | 0 | 0 | 0 | 0.015 | 0.199 | 0 |  | --> | E16 ex MILLTOWN (SR) | MILLTOWN (SR): T422 | OUGHTRAGH |  | 52.1041 | -9.7941
MV/LV Substation LA***304 | 20 kV | 400V(3ph) & 230V(single ph) | LV | 150 kVA :Pole Substation | 0.15 | --> | 0.15 | 0.101 | 3.6 |  | --> | 0.142 | 0 | 0 | 0 | 0.002 | 0.154 | 0 |  | --> | E21 ex CLARA | CLARA: T421 | THORNSBERRY |  | 53.3392 | -7.6277
MV/LV Substation LA***307Y | 10 kV | 400V(3ph) & 230V(single ph) | LV | 50 kVA :Pole Substation | 0.05 | --> | 0.05 | 0.046 | 1.8 |  | --> | 0.047 | 0 | 0 | 0 | 0 | 0.049 | 0 |  | --> | C22 ex ROSCOMMON | ROSCOMMON: T42 | LANESBORO |  | 53.6389 | -8.1569
MV/LV Substation LA***309X | 10 kV | 400V(3ph) & 230V(single ph) | LV | 630 kVA :Kiosk Substation | 0.63 | --> | 0.63 | 0 | 0 | Constrained,otherwise capacity available =422kVA. | --> | 0.598 | 0 | 0 | 0 | 0 | 0.5 | 0 |  | --> | C13 ex CARRICK ON SHANNON | CARRICK ON SHANNON: T41∥T42 | CARRICK ON SHANNON |  | 53.9442 | -8.0935
MV/LV Substation LA***310 | 10 kV | 400V(3ph) & 230V(single ph) | LV | 50 kVA :Pole Substation | 0.05 | --> | 0.05 | 0.049 | 3.5 |  | --> | 0.047 | 0 | 0 | 0 | 0 | 0.049 | 0 |  | --> | C12 ex TELAYDON | TELAYDON: T42 | LISDRUM |  | 54.2678 | -6.9735
MV/LV Substation LA***311X | 10 kV | 400V(3ph) & 230V(single ph) | LV | 200 kVA :Pole Substation | 0.2 | --> | 0.2 | 0 | 0 |  | --> | 0.19 | 0 | 0 | 0 | 0 | 0.229 | 0 |  | --> | C16 ex LUCAN EAST | LUCAN EAST: T41∥T42 | GRANGE CASTLE |  | 53.3657 | -6.4464
MV/LV Substation LA***314Y | 10 kV | 400V(3ph) & 230V(single ph) | LV | 50 kVA :Pole Substation | 0.05 | --> | 0.05 | 0 | 0 | Constrained,otherwise capacity available =50kVA. | --> | 0.047 | 0 | 0 | 0 | 0 | 0.049 | 0 |  | --> | C21 ex KILMONEY | KILMONEY: T41∥T42 | TRABEG |  | 51.756 | -8.3568
MV/LV Substation LA***316 | 10 kV | 400V(3ph) & 230V(single ph) | LV | 200 kVA :Kiosk Substation | 0.2 | --> | 0.2 | 0 | 0 | Constrained,otherwise capacity available =77kVA. | --> | 0.19 | 0 | 0 | 0 | 0.01 | 0 | 0 | Constrained,otherwise capacity available =207kW. | --> | C14 ex COOLMINE | COOLMINE: T42 | FINGLAS |  | 53.3826 | -6.4144
MV/LV Substation LA***323 | 20 kV | 400V(3ph) & 230V(single ph) | LV | 50 kVA :Pole Substation | 0.05 | --> | 0.05 | 0 | 5.3 |  | --> | 0.047 | 0 | 0 | 0 | 0 | 0.058 | 0 |  | --> | C14 ex SMEARLA | SMEARLA: T42 | TRIEN |  | 52.5676 | -9.3458
MV/LV Substation LA***326 | 20 kV | 400V(3ph) & 230V(single ph) | LV | 50 kVA :Pole Substation | 0.05 | --> | 0.05 | 0.034 | 3.2 |  | --> | 0.047 | 0 | 0 | 0 | 0 | 0.051 | 0 |  | --> | C16 ex BOYLE | BOYLE: T41∥T42 | CARRICK ON SHANNON |  | 54.054 | -8.286
MV/LV Substation LA***331Z | 10 kV | 400V(3ph) & 230V(single ph) | LV | 400 kVA :Kiosk Substation | 0.4 | --> | 0.4 | 0 | 0 | Constrained,otherwise capacity available =327kVA. | --> | 0.38 | 0 | 0 | 0 | 0 | 0.411 | 0 |  | --> | C16 ex SANTRY | SANTRY: T42 | FINGLAS |  | 53.3996 | -6.2275
MV/LV Substation LA***333 | 10 kV | 400V(3ph) & 230V(single ph) | LV | 630 kVA :Kiosk Substation | 0.63 | --> | 0.63 | 0.5 | 3.4 |  | --> | 0.598 | 0 | 0 | 0 | 0.001 | 0.5 | 0 |  | --> | C16 ex TRAMORE | TRAMORE: T42 | BUTLERSTOWN |  | 52.1654 | -7.1454
MV/LV Substation LA***333Y | 10 kV | 400V(3ph) & 230V(single ph) | LV | 50 kVA :Pole Substation | 0.05 | --> | 0.05 | 0 | 0 | Constrained,otherwise capacity available =48kVA. | --> | 0.047 | 0 | 0 | 0 | 0.003 | 0 | 0 | Constrained,otherwise capacity available =46kW. | --> | C22 ex PORTLAOISE | PORTLAOISE: T42 | PORTLAOISE |  | 53.0764 | -7.2321
MV/LV Substation LA***334 | 10 kV | 400V(3ph) & 230V(single ph) | LV | 400 kVA :Building Structure | 0.4 | --> | 0.4 | 0.323 | 1.3 |  | --> | 0.38 | 0 | 0 | 0 | 0 | 0.411 | 0 |  | --> | C20 ex DODDER ROAD | DODDER ROAD: T42 | MILLTOWN (DR) |  | 53.2992 | -6.2683
MV/LV Substation LA***334Y | 20 kV | 400V(3ph) & 230V(single ph) | LV | 50 kVA :Pole Substation | 0.05 | --> | 0.05 | 0.039 | 3.6 |  | --> | 0.047 | 0 | 0 | 0 | 0 | 0.051 | 0 |  | --> | E15 ex BALLYCROSSAUN | BALLYCROSSAUN: T421∥T422 | SOMERSET |  | 53.0559 | -8.1699
MV/LV Substation LA***342 | 10 kV | 400V(3ph) & 230V(single ph) | LV | 100 kVA :Pole Substation | 0.1 | --> | 0.1 | 0.075 | 3.3 |  | --> | 0.095 | 0 | 0 | 0 | 0 | 0.103 | 0 |  | --> | E16 ex CRATLOE | CRATLOE: T421∥T422 | ARDNACRUSHA |  | 52.6794 | -8.6913
MV/LV Substation LA***345 | 10 kV | 400V(3ph) & 230V(single ph) | LV | 400 kVA :Kiosk Substation | 0.4 | --> | 0.4 | 0.277 | 12.2 |  | --> | 0.38 | 0 | 0 | 0 | 0.008 | 0.41 | 0 |  | --> | C32 ex SALTHILL | SALTHILL: T102 | SALTHILL |  | 53.2827 | -9.0764
MV/LV Substation LA***345 | 20 kV | 400V(3ph) & 230V(single ph) | LV | 100 kVA :Pole Substation | 0.1 | --> | 0.1 | 0 | 0 | Constrained,otherwise capacity available =87kVA. | --> | 0.095 | 0 | 0 | 0 | 0 | 0 | 0 | Constrained,otherwise capacity available =101kW. | --> | E17 ex FERNS | FERNS: T421 | CRANE |  | 52.6161 | -6.4281
MV/LV Substation LA***347X | 20 kV | 400V(3ph) & 230V(single ph) | LV | 200 kVA :Kiosk Substation | 0.2 | --> | 0.2 | 0 | 0 | Constrained,otherwise capacity available =153kVA. | --> | 0.19 | 0 | 0 | 0 | 0 | 0.207 | 0 |  | --> | E17 ex CAVAN | CAVAN: T421 | SHANKILL |  | 54.0101 | -7.3591
MV/LV Substation LA***349Z | 20 kV | 400V(3ph) & 230V(single ph) | LV | 50 kVA :Pole Substation | 0.05 | --> | 0.05 | 0.027 | 3.6 |  | --> | 0.047 | 0 | 0 | 0 | 0 | 0.052 | 0 |  | --> | E13 ex KILLINICK | KILLINICK: T421∥T422 | WEXFORD |  | 52.2117 | -6.3801
MV/LV Substation LA***350Y | 10 kV | 400V(3ph) & 230V(single ph) | LV | 200 kVA :Building Structure | 0.2 | --> | 0.2 | 0 | 0 | Constrained,otherwise capacity available =156kVA. | --> | 0.19 | 0 | 0 | 0 | 0 | 0.206 | 0 |  | --> | C16 ex CLONES | CLONES: T41∥T42 | SHANKILL |  | 54.1795 | -7.2257
MV/LV Substation LA***354 | 20 kV | 400V(3ph) & 230V(single ph) | LV | 100 kVA :Pole Substation | 0.1 | --> | 0.1 | 0.077 | 0.3 |  | --> | 0.095 | 0 | 0 | 0 | 0 | 0.103 | 0 |  | --> | C23 ex TUAM NORTH | TUAM NORTH: T41∥T42 | CLOON |  | 53.6176 | -8.8902
MV/LV Substation LA***354 | 10 kV | 400V(3ph) & 230V(single ph) | LV | 50 kVA :Pole Substation | 0.05 | --> | 0.05 | 0.038 | 2.3 |  | --> | 0.047 | 0 | 0 | 0 | 0 | 0 | 0 | Constrained,otherwise capacity available =51kW. | --> | C11 ex KILRUSH | KILRUSH: T41∥T42 | TULLABRACK |  | 52.6196 | -9.2584
MV/LV Substation LA***355 | 20 kV | 400V(3ph) & 230V(single ph) | LV | 100 kVA :Pole Substation | 0.1 | --> | 0.1 | 0.095 | 1 |  | --> | 0.095 | 0 | 0 | 0 | 0 | 0.1 | 0 |  | --> | E11 ex BALLYHALE | BALLYHALE: T421 | KILKENNY |  | 52.5299 | -7.1461
MV/LV Substation LA***361 | 10 kV | 400V(3ph) & 230V(single ph) | LV | 50 kVA :Pole Substation | 0.05 | --> | 0.05 | 0.05 | 1.3 |  | --> | 0.047 | 0 | 0 | 0 | 0 | 0.049 | 0 |  | --> | C19 ex BALLYBAY | BALLYBAY: T41∥T42 | LISDRUM |  | 54.0708 | -6.9497
MV/LV Substation LA***362X | 10 kV | 400V(3ph) & 230V(single ph) | LV | 200 kVA :Kiosk Substation | 0.2 | --> | 0.2 | 0.101 | 6.6 |  | --> | 0.19 | 0 | 0 | 0 | 0.03 | 0.183 | 0 |  | --> | C23 ex PELLETSTOWN | PELLETSTOWN: T101 | FINGLAS |  | 53.3792 | -6.3744
MV/LV Substation LA***363X | 10 kV | 400V(3ph) & 230V(single ph) | LV | 400 kVA :Kiosk Substation | 0.4 | --> | 0.4 | 0.25 | 6.6 |  | --> | 0.38 | 0 | 0 | 0 | 0.016 | 0.406 | 0 |  | --> | C23 ex PELLETSTOWN | PELLETSTOWN: T101 | FINGLAS |  | 53.3795 | -6.378
MV/LV Substation LA***364X | 10 kV | 400V(3ph) & 230V(single ph) | LV | 400 kVA :Kiosk Substation | 0.4 | --> | 0.4 | 0.294 | 6.6 |  | --> | 0.38 | 0 | 0 | 0 | 0.017 | 0.398 | 0 |  | --> | C23 ex PELLETSTOWN | PELLETSTOWN: T101 | FINGLAS |  | 53.3791 | -6.3803
MV/LV Substation LA***365 | 10 kV | 400V(3ph) & 230V(single ph) | LV | 400 kVA :Kiosk Substation | 0.4 | --> | 0.4 | 0.332 | 12.2 |  | --> | 0.38 | 0 | 0 | 0 | 0.011 | 0.398 | 0 |  | --> | C32 ex SALTHILL | SALTHILL: T102 | SALTHILL |  | 53.2822 | -9.0774
MV/LV Substation LA***365Z | 10 kV | 400V(3ph) & 230V(single ph) | LV | 200 kVA :Pole Substation | 0.2 | --> | 0.2 | 0.164 | 0.3 |  | --> | 0.19 | 0 | 0 | 0 | 0 | 0.205 | 0 |  | --> | C14 ex DRUMBEAR | DRUMBEAR: T41∥T42 | LISDRUM |  | 54.2485 | -6.9465
MV/LV Substation LA***368 | 20 kV | 400V(3ph) & 230V(single ph) | LV | 50 kVA :Pole Substation | 0.05 | --> | 0.05 | 0 | 0 | Constrained,otherwise capacity available =38kVA. | --> | 0.047 | 0 | 0 | 0 | 0 | 0.051 | 0 |  | --> | C17 ex CLONES | CLONES: T41∥T42 | SHANKILL |  | 54.1712 | -7.1632
MV/LV Substation LA***378 | 10 kV | 400V(3ph) & 230V(single ph) | LV | 50 kVA :Pole Substation | 0.05 | --> | 0.05 | 0.045 | 0 | Constrained,otherwise capacity available =46kVA. | --> | 0.047 | 0 | 0 | 0 | 0 | 0.049 | 0 |  | --> | C15 ex TALBOTS INCH | TALBOTS INCH: T41∥T42 | KILKENNY |  | 52.663 | -7.335
MV/LV Substation LA***381X | 20 kV | 400V(3ph) & 230V(single ph) | LV | 100 kVA :Pole Substation | 0.1 | --> | 0.1 | 0.069 | 2.6 |  | --> | 0.095 | 0 | 0 | 0 | 0 | 0.104 | 0 |  | --> | E13 ex KILCOCK | KILCOCK: T421 | GRIFFINRATH |  | 53.4449 | -6.6741
MV/LV Substation LA***390X | 10 kV | 400V(3ph) & 230V(single ph) | LV | 100 kVA :Pole Substation | 0.1 | --> | 0.1 | 0.053 | 4.4 |  | --> | 0.095 | 0 | 0 | 0 | 0.007 | 0.099 | 0 |  | --> | C19 ex RINGASKIDDY 110KV | RINGASKIDDY 110KV: T42 | BARNAHELY |  | 51.8601 | -8.3357
MV/LV Substation LA***391Z | 10 kV | 400V(3ph) & 230V(single ph) | LV | 200 kVA :Kiosk Substation | 0.2 | --> | 0.2 | 0 | 0 | Constrained,otherwise capacity available =143kVA. | --> | 0.19 | 0 | 0 | 0 | 0.005 | 0.203 | 0 |  | --> | C22 ex TOGHER | TOGHER: T42 | TRABEG |  | 51.8643 | -8.4952
MV/LV Substation LA***393 | 20 kV | 400V(3ph) & 230V(single ph) | LV | 400 kVA :Kiosk Substation | 0.4 | --> | 0.4 | 0.305 | 3.6 |  | --> | 0.38 | 0 | 0 | 0 | 0 | 0.414 | 0 |  | --> | E20 ex KILLINICK | KILLINICK: T421∥T422 | WEXFORD |  | 52.2292 | -6.5485
MV/LV Substation LA***4007 | 20 kV | 400V(3ph) & 230V(single ph) | LV | 50 kVA :Pole Substation | 0.05 | --> | 0.05 | 0 | 0 | Constrained,otherwise capacity available =50kVA. | --> | 0.047 | 0 | 0 | 0 | 0 | 0.049 | 0 |  | --> | E23 ex ATHENRY | ATHENRY: T423 | GALWAY 110KV |  | 53.2993 | -8.6285
MV/LV Substation LA***4008 | 10 kV | 400V(3ph) & 230V(single ph) | LV | 1000 kVA :Building Structure | 1 | --> | 1 | 0.5 | 7 |  | --> | 0.95 | 0 | 0 | 0 | 0 | 0.5 | 0 |  | --> | C37 ex PEMBROKE | PEMBROKE: T41∥T43 | RINGSEND |  | 53.3346 | -6.227
MV/LV Substation LA***4015 | 10 kV | 400V(3ph) & 230V(single ph) | LV | 50 kVA :Pole Substation | 0.05 | --> | 0.05 | 0.05 | 3.8 |  | --> | 0.047 | 0 | 0 | 0 | 0 | 0 | 0 | Constrained,otherwise capacity available =49kW. | --> | C18 ex TURLOUGH ROAD | TURLOUGH ROAD: T41∥T42 | CASTLEBAR |  | 53.9117 | -9.1955
MV/LV Substation LA***4019 | 20 kV | 400V(3ph) & 230V(single ph) | LV | 630 kVA :Building Structure | 0.63 | --> | 0.63 | 0 | 0 | Constrained,otherwise capacity available =500kVA. | --> | 0.598 | 0 | 0 | 0 | 0 | 0.5 | 0 |  | --> | E17 ex BALTRASNA | BALTRASNA: T121 | BALTRASNA |  | 53.5433 | -6.4638
MV/LV Substation LA***402 | 10 kV | 400V(3ph) & 230V(single ph) | LV | 200 kVA :Kiosk Substation | 0.2 | --> | 0.2 | 0 | 0 | Constrained,otherwise capacity available =127kVA. | --> | 0.19 | 0 | 0 | 0 | 0 | 0.21 | 0 |  | --> | C18 ex HEADFORD ROAD | HEADFORD ROAD: T42 | GALWAY 110KV |  | 53.288 | -9.0541
MV/LV Substation LA***4020 | 10 kV | 400V(3ph) & 230V(single ph) | LV | 100 kVA :Pole Substation | 0.1 | --> | 0.1 | 0.086 | 3.2 |  | --> | 0.095 | 0 | 0 | 0 | 0.015 | 0.085 | 0 |  | --> | C16 ex BOYLE | BOYLE: T41∥T42 | CARRICK ON SHANNON |  | 53.9804 | -8.2804
MV/LV Substation LA***4045 | 10 kV | 400V(3ph) & 230V(single ph) | LV | 50 kVA :Pole Substation | 0.05 | --> | 0.05 | 0.05 | 3.8 |  | --> | 0.047 | 0 | 0 | 0 | 0 | 0 | 0 | Constrained,otherwise capacity available =49kW. | --> | C18 ex TURLOUGH ROAD | TURLOUGH ROAD: T41∥T42 | CASTLEBAR |  | 53.9157 | -9.1936
MV/LV Substation LA***404Z | 10 kV | 400V(3ph) & 230V(single ph) | LV | 400 kVA :Kiosk Substation | 0.4 | --> | 0.4 | 0 | 0 | Constrained,otherwise capacity available =309kVA. | --> | 0.38 | 0 | 0 | 0 | 0 | 0.414 | 0 |  | --> | C18 ex BALGADDY | BALGADDY: T42 | GRANGE CASTLE |  | 53.3537 | -6.417
MV/LV Substation LA***4053 | 10 kV | 400V(3ph) & 230V(single ph) | LV | 400 kVA :Building Structure | 0.4 | --> | 0.4 | 0.288 | 2.2 |  | --> | 0.38 | 0 | 0 | 0 | 0 | 0.417 | 0 |  | --> | C18 ex KINGSCOURT | KINGSCOURT: T42 | MEATH HILL |  | 53.9031 | -6.7913
MV/LV Substation LA***406 | 20 kV | 400V(3ph) & 230V(single ph) | LV | 200 kVA :Pole Substation | 0.2 | --> | 0.2 | 0 | 0 | Constrained,otherwise capacity available =110kVA. | --> | 0.19 | 0 | 0 | 0 | 0.004 | 0 | 0 | Constrained,otherwise capacity available =209kW. | --> | C13 ex DONEGAL | DONEGAL: T41∥T42 | CATHALEENS FALL |  | 54.6182 | -8.0875
MV/LV Substation LA***4062 | 20 kV | 400V(3ph) & 230V(single ph) | LV | 50 kVA :Pole Substation | 0.05 | --> | 0.05 | 0 | 0 | Constrained,otherwise capacity available =50kVA. | --> | 0.047 | 0 | 0 | 0 | 0 | 0 | 0 | Constrained,otherwise capacity available =49kW. | --> | E18 ex BIRR | BIRR: T422 | DALLOW |  | 53.0852 | -8.0928
MV/LV Substation LA***4062 | 10 kV | 400V(3ph) & 230V(single ph) | LV | 1000 kVA :Building Structure | 1 | --> | 1 | 0 | 0 | Constrained,otherwise capacity available =500kVA. | --> | 0.95 | 0 | 0 | 0 | 0 | 0.5 | 0 |  | --> | C23 ex LEESON STREET | LEESON STREET: T41 | MILLTOWN (DR) |  | 53.3326 | -6.2331
MV/LV Substation LA***4064 | 10 kV | 400V(3ph) & 230V(single ph) | LV | 630 kVA :Kiosk Substation | 0.63 | --> | 0.63 | 0.389 | 7.5 |  | --> | 0.598 | 0 | 0 | 0 | 0.025 | 0.5 | 0 |  | --> | C14 ex CARRICKMINES | CARRICKMINES: T42 | CARRICKMINES |  | 53.2573 | -6.2004
MV/LV Substation LA***4065 | 10 kV | 400V(3ph) & 230V(single ph) | LV | 200 kVA :Pole Substation | 0.2 | --> | 0.2 | 0.2 | 3.4 |  | --> | 0.19 | 0 | 0 | 0 | 0 | 0.2 | 0 |  | --> | C20 ex GRAIGUE | GRAIGUE: T42 | CARLOW |  | 52.8457 | -6.9571
MV/LV Substation LA***406X | 10 kV | 400V(3ph) & 230V(single ph) | LV | 200 kVA :Pole Substation | 0.2 | --> | 0.2 | 0.199 | 3.9 |  | --> | 0.19 | 0 | 0 | 0 | 0 | 0.2 | 0 |  | --> | C13 ex DUNMANWAY | DUNMANWAY: T43 | DUNMANWAY |  | 51.7238 | -9.1065
MV/LV Substation LA***406Y | 20 kV | 400V(3ph) & 230V(single ph) | LV | 50 kVA :Pole Substation | 0.05 | --> | 0.05 | 0.047 | 3.3 |  | --> | 0.047 | 0 | 0 | 0 | 0 | 0.049 | 0 |  | --> | E17 ex KNOCKMULLEN | KNOCKMULLEN: T421 | GREAT ISLAND |  | 52.3918 | -6.8702
MV/LV Substation LA***4070 | 20 kV | 400V(3ph) & 230V(single ph) | LV | 100 kVA :Pole Substation | 0.1 | --> | 0.1 | 0.09 | 2.4 |  | --> | 0.095 | 0 | 0 | 0 | 0 | 0.101 | 0 |  | --> | C22 ex BUSHFIELD | BUSHFIELD: T42 | ATHLONE |  | 53.5026 | -7.8512
MV/LV Substation LA***4071 | 10 kV | 400V(3ph) & 230V(single ph) | LV | 1000 kVA :Building Structure | 1 | --> | 1 | 0.5 | 11.1 |  | --> | 0.95 | 0 | 0 | 0 | 0 | 0.5 | 0 |  | --> | C11 ex FORTUNESTOWN | FORTUNESTOWN: T101 | INCHICORE 220KV |  | 53.2921 | -6.4231
MV/LV Substation LA***4072 | 10 kV | 400V(3ph) & 230V(single ph) | LV | 400 kVA :Kiosk Substation | 0.4 | --> | 0.4 | 0.397 | 0.7 |  | --> | 0.38 | 0 | 0 | 0 | 0 | 0.4 | 0 |  | --> | C12 ex AGHAMORE | AGHAMORE: T42 | LANESBORO |  | 53.6734 | -7.9924
MV/LV Substation LA***4075 | 10 kV | 400V(3ph) & 230V(single ph) | LV | 630 kVA :Kiosk Substation | 0.63 | --> | 0.63 | 0.5 | 7.5 |  | --> | 0.598 | 0 | 0 | 0 | 0 | 0.5 | 0 |  | --> | C14 ex CARRICKMINES | CARRICKMINES: T42 | CARRICKMINES |  | 53.2581 | -6.2024
MV/LV Substation LA***4080 | 10 kV | 400V(3ph) & 230V(single ph) | LV | 630 kVA :Kiosk Substation | 0.63 | --> | 0.63 | 0.5 | 7.5 |  | --> | 0.598 | 0 | 0 | 0 | 0 | 0.5 | 0 |  | --> | C14 ex CARRICKMINES | CARRICKMINES: T42 | CARRICKMINES |  | 53.2593 | -6.205
MV/LV Substation LA***4084 | 20 kV | 400V(3ph) & 230V(single ph) | LV | 50 kVA :Pole Substation | 0.05 | --> | 0.05 | 0 | 0 | Constrained,otherwise capacity available =50kVA. | --> | 0.047 | 0 | 0 | 0 | 0 | 0.049 | 0 |  | --> | E17 ex KILCOLGAN | KILCOLGAN: T421 | GALWAY 110KV |  | 53.1789 | -8.8333
MV/LV Substation LA***4085 | 10 kV | 400V(3ph) & 230V(single ph) | LV | 200 kVA :Pole Substation | 0.2 | --> | 0.2 | 0.2 | 2.7 |  | --> | 0.19 | 0 | 0 | 0 | 0 | 0.2 | 0 |  | --> | C13 ex MONFIN | MONFIN: T41∥T42 | WEXFORD |  | 52.4686 | -6.5198
MV/LV Substation LA***4086 | 20 kV | 400V(3ph) & 230V(single ph) | LV | 200 kVA :Building Structure | 0.2 | --> | 0.2 | 0 | 0 | Constrained,otherwise capacity available =137kVA. | --> | 0.19 | 0 | 0 | 0 | 0 | 0.209 | 0 |  | --> | E12 ex ACADEMY STREET | ACADEMY STREET: T421∥T422 | NAVAN |  | 53.6364 | -6.6622
MV/LV Substation LA***4092 | 20 kV | 400V(3ph) & 230V(single ph) | LV | 50 kVA :Pole Substation | 0.05 | --> | 0.05 | 0.05 | 2.4 |  | --> | 0.047 | 0 | 0 | 0 | 0 | 0.049 | 0 |  | --> | C22 ex BUSHFIELD | BUSHFIELD: T42 | ATHLONE |  | 53.5036 | -7.8407
MV/LV Substation LA***4096 | 20 kV | 400V(3ph) & 230V(single ph) | LV | 50 kVA :Pole Substation | 0.05 | --> | 0.05 | 0 | 0 | Constrained,otherwise capacity available =50kVA. | --> | 0.047 | 0 | 0 | 0 | 0 | 0 | 0 | Constrained,otherwise capacity available =49kW. | --> | E20 ex KILLYBEGS | KILLYBEGS: | N/A |  | 54.6315 | -8.5134
MV/LV Substation LA***4102 | 10 kV | 400V(3ph) & 230V(single ph) | LV | 630 kVA :Kiosk Substation | 0.63 | --> | 0.63 | 0 | 0 | Constrained,otherwise capacity available =500kVA. | --> | 0.598 | 0 | 0 | 0 | 0 | 0.5 | 0 |  | --> | C13 ex BUTTEVANT | BUTTEVANT: T41∥T42 | MALLOW |  | 52.2188 | -8.5881
MV/LV Substation LA***4106 | 20 kV | 400V(3ph) & 230V(single ph) | LV | 200 kVA :Pole Substation | 0.2 | --> | 0.2 | 0.162 | 1 |  | --> | 0.19 | 0 | 0 | 0 | 0 | 0.205 | 0 |  | --> | E11 ex BALLYHALE | BALLYHALE: T421 | KILKENNY |  | 52.5272 | -7.1447
MV/LV Substation LA***4108 | 10 kV | 400V(3ph) & 230V(single ph) | LV | 630 kVA :Kiosk Substation | 0.63 | --> | 0.63 | 0.362 | 0.6 |  | --> | 0.598 | 0 | 0 | 0 | 0 | 0.5 | 0 |  | --> | C16 ex BELFIELD | BELFIELD: T42 | BLACKROCK |  | 53.3178 | -6.2148
MV/LV Substation LA***4113 | 10 kV | 400V(3ph) & 230V(single ph) | LV | 1000 kVA :Building Structure | 1 | --> | 1 | 0.5 | 7.5 |  | --> | 0.95 | 0 | 0 | 0 | 0 | 0.5 | 0 |  | --> | C14 ex CARRICKMINES | CARRICKMINES: T42 | CARRICKMINES |  | 53.2595 | -6.2055
MV/LV Substation LA***4113 | 10 kV | 400V(3ph) & 230V(single ph) | LV | 50 kVA :Pole Substation | 0.05 | --> | 0.05 | 0.05 | 4.3 |  | --> | 0.047 | 0 | 0 | 0 | 0 | 0.049 | 0 |  | --> | C21 ex BAILIEBORO | BAILIEBORO: T41∥T42 | MEATH HILL |  | 53.9005 | -6.86
MV/LV Substation LA***4118 | 20 kV | 400V(3ph) & 230V(single ph) | LV | 100 kVA :Pole Substation | 0.1 | --> | 0.1 | 0 | 0 | Constrained,otherwise capacity available =81kVA. | --> | 0.095 | 0 | 0 | 0 | 0.021 | 0 | 0 | Constrained,otherwise capacity available =80kW. | --> | C18 ex TOOMEVARA | TOOMEVARA: T42 | NENAGH |  | 52.8048 | -8.0361
MV/LV Substation LA***411Z | 10 kV | 400V(3ph) & 230V(single ph) | LV | 400 kVA :Kiosk Substation | 0.4 | --> | 0.4 | 0 | 0 | Constrained,otherwise capacity available =286kVA. | --> | 0.38 | 0 | 0 | 0 | 0.002 | 0.415 | 0 |  | --> | C11 ex MACETOWN | MACETOWN: T101 | MACETOWN |  | 53.3977 | -6.4305
MV/LV Substation LA***4128 | 10 kV | 400V(3ph) & 230V(single ph) | LV | 50 kVA :Pole Substation | 0.05 | --> | 0.05 | 0.05 | 0.7 |  | --> | 0.047 | 0 | 0 | 0 | 0 | 0.049 | 0 |  | --> | C15 ex KILMARTIN | KILMARTIN: T41 | ARKLOW |  | 53.0288 | -6.1055
MV/LV Substation LA***412Z | 10 kV | 400V(3ph) & 230V(single ph) | LV | 630 kVA :Kiosk Substation | 0.63 | --> | 0.63 | 0 | 0 | Constrained,otherwise capacity available =498kVA. | --> | 0.598 | 0 | 0 | 0 | 0.002 | 0.5 | 0 |  | --> | C11 ex MACETOWN | MACETOWN: T101 | MACETOWN |  | 53.3969 | -6.4328
MV/LV Substation LA***4147 | 10 kV | 400V(3ph) & 230V(single ph) | LV | 630 kVA :Kiosk Substation | 0.63 | --> | 0.63 | 0 | 0 | Constrained,otherwise capacity available =500kVA. | --> | 0.598 | 0 | 0 | 0 | 0 | 0.5 | 0 |  | --> | C14 ex MACETOWN | MACETOWN: T102 | MACETOWN |  | 53.4061 | -6.396
MV/LV Substation LA***4149 | 20 kV | 400V(3ph) & 230V(single ph) | LV | 400 kVA :Kiosk Substation | 0.4 | --> | 0.4 | 0.296 | 3.3 |  | --> | 0.38 | 0 | 0 | 0 | 0.01 | 0.405 | 0 |  | --> | E17 ex BIRDHILL | BIRDHILL: T421 | ARDNACRUSHA |  | 52.8108 | -8.4432
MV/LV Substation LA***4151 | 10 kV | 400V(3ph) & 230V(single ph) | LV | 100 kVA :Pole Substation | 0.1 | --> | 0.1 | 0 | 0 | Constrained,otherwise capacity available =100kVA. | --> | 0.095 | 0 | 0 | 0 | 0 | 0.1 | 0 |  | --> | C23 ex CASTLEISLAND | CASTLEISLAND: T41∥T42 | TRALEE |  | 52.26 | -9.4935
MV/LV Substation LA***416 | 10 kV | 400V(3ph) & 230V(single ph) | LV | 400 kVA :Kiosk Substation | 0.4 | --> | 0.4 | 0 | 0 | Constrained,otherwise capacity available =169kVA. | --> | 0.38 | 0 | 0 | 0 | 0.002 | 0.433 | 0 |  | --> | C31 ex INCHICORE CENTRAL | INCHICORE CENTRAL: T45 | INCHICORE 220KV |  | 53.3331 | -6.3326
MV/LV Substation LA***4164 | 10 kV | 400V(3ph) & 230V(single ph) | LV | 400 kVA :Kiosk Substation | 0.4 | --> | 0.4 | 0.396 | 2.8 |  | --> | 0.38 | 0 | 0 | 0 | 0 | 0.4 | 0 |  | --> | C14 ex BALLYBODEN | BALLYBODEN: T42 | COOKSTOWN |  | 53.2743 | -6.3038
MV/LV Substation LA***4176 | 10 kV | 400V(3ph) & 230V(single ph) | LV | 1000 kVA :Building Structure | 1 | --> | 1 | 0.5 | 0.7 |  | --> | 0.95 | 0 | 0 | 0 | 0 | 0 | 0 | Constrained,otherwise capacity available =500kW. | --> | C11 ex BALLYCOOLIN | BALLYCOOLIN: T41 | FINGLAS |  | 53.4127 | -6.3671
MV/LV Substation LA***4177 | 20 kV | 400V(3ph) & 230V(single ph) | LV | 100 kVA :Pole Substation | 0.1 | --> | 0.1 | 0.099 | 0.1 | Constrained,otherwise capacity available =100kVA. | --> | 0.095 | 0 | 0 | 0 | 0 | 0.1 | 0 |  | --> | C12 ex SCARIFF | SCARIFF: T42 | ENNIS |  | 52.929 | -8.422
MV/LV Substation LA***4179 | 20 kV | 400V(3ph) & 230V(single ph) | LV | 50 kVA :Pole Substation | 0.05 | --> | 0.05 | 0 | 0 | Constrained,otherwise capacity available =43kVA. | --> | 0.047 | 0 | 0 | 0 | 0 | 0.05 | 0 |  | --> | C17 ex CLONES | CLONES: T41∥T42 | SHANKILL |  | 54.1722 | -7.1582
MV/LV Substation LA***417Y | 10 kV | 400V(3ph) & 230V(single ph) | LV | 50 kVA :Pole Substation | 0.05 | --> | 0.05 | 0 | 0 | Constrained,otherwise capacity available =49kVA. | --> | 0.047 | 0 | 0 | 0 | 0 | 0 | 0 | Constrained,otherwise capacity available =49kW. | --> | C16 ex PALLAS | PALLAS: T41∥T42 | PORTLAOISE |  | 53.0197 | -7.345
MV/LV Substation LA***4181 | 10 kV | 400V(3ph) & 230V(single ph) | LV | 50 kVA :Pole Substation | 0.05 | --> | 0.05 | 0.05 | 2.8 |  | --> | 0.047 | 0 | 0 | 0 | 0 | 0.049 | 0 |  | --> | C18 ex TULLYNAMALRA | TULLYNAMALRA: T41∥T42 | MEATH HILL |  | 54.0729 | -6.8019
MV/LV Substation LA***4185 | 10 kV | 400V(3ph) & 230V(single ph) | LV | 50 kVA :Pole Substation | 0.05 | --> | 0.05 | 0.05 | 5.9 |  | --> | 0.047 | 0 | 0 | 0 | 0 | 0.049 | 0 |  | --> | C20 ex BANDON | BANDON: T101 | BANDON |  | 51.7475 | -8.7948
MV/LV Substation LA***418X | 20 kV | 400V(3ph) & 230V(single ph) | LV | 630 kVA :Building Structure | 0.63 | --> | 0.63 | 0 | 0 | Constrained,otherwise capacity available =500kVA. | --> | 0.598 | 0 | 0 | 0 | 0 | 0 | 0 | Constrained,otherwise capacity available =500kW. | --> | C18 ex TOOMEVARA | TOOMEVARA: T42 | NENAGH |  | 52.8057 | -8.0603
MV/LV Substation LA***4200 | 10 kV | 400V(3ph) & 230V(single ph) | LV | 1000 kVA :Building Structure | 1 | --> | 1 | 0.5 | 0.7 |  | --> | 0.95 | 0 | 0 | 0 | 0.032 | 0 | 0 | Constrained,otherwise capacity available =500kW. | --> | C11 ex BALLYCOOLIN | BALLYCOOLIN: T41 | FINGLAS |  | 53.4139 | -6.3656
MV/LV Substation LA***4203 | 10 kV | 400V(3ph) & 230V(single ph) | LV | 50 kVA :Pole Substation | 0.05 | --> | 0.05 | 0.05 | 2.2 |  | --> | 0.047 | 0 | 0 | 0 | 0 | 0.049 | 0 |  | --> | C18 ex SPA ROAD | SPA ROAD: T41∥T42 | DOON |  | 52.3611 | -7.6576
MV/LV Substation LA***4206 | 10 kV | 400V(3ph) & 230V(single ph) | LV | 100 kVA :Pole Substation | 0.1 | --> | 0.1 | 0 | 0 | Constrained,otherwise capacity available =100kVA. | --> | 0.095 | 0 | 0 | 0 | 0 | 0.1 | 0 |  | --> | C18 ex HEADFORD ROAD | HEADFORD ROAD: T42 | GALWAY 110KV |  | 53.2987 | -9.0482
MV/LV Substation LA***4206 | 20 kV | 400V(3ph) & 230V(single ph) | LV | 200 kVA :Pole Substation | 0.2 | --> | 0.2 | 0.2 | 0.7 |  | --> | 0.19 | 0 | 0 | 0 | 0 | 0.2 | 0 |  | --> | C20 ex KNOCKMULLEN | KNOCKMULLEN: T42 | GREAT ISLAND |  | 52.3643 | -6.9649
MV/LV Substation LA***4208 | 20 kV | 400V(3ph) & 230V(single ph) | LV | 100 kVA :Pole Substation | 0.1 | --> | 0.1 | 0.091 | 1.1 |  | --> | 0.095 | 0 | 0 | 0 | 0 | 0.1 | 0 |  | --> | E19 ex LAWLESSTOWN | LAWLESSTOWN: T421 | DOON |  | 52.3778 | -7.7289
MV/LV Substation LA***420X | 20 kV | 400V(3ph) & 230V(single ph) | LV | 50 kVA :Pole Substation | 0.05 | --> | 0.05 | 0 | 0 | Constrained,otherwise capacity available =32kVA. | --> | 0.047 | 0 | 0 | 0 | 0 | 0.051 | 0 |  | --> | C22 ex ATHLONE | ATHLONE: T41 | ATHLONE |  | 53.4235 | -7.9924
MV/LV Substation LA***4223 | 20 kV | 400V(3ph) & 230V(single ph) | LV | 400 kVA :Kiosk Substation | 0.4 | --> | 0.4 | 0.4 | 3.6 |  | --> | 0.38 | 0 | 0 | 0 | 0 | 0.4 | 0 |  | --> | E15 ex BALLYCROSSAUN | BALLYCROSSAUN: T421∥T422 | SOMERSET |  | 53.0556 | -8.2106
MV/LV Substation LA***4233 | 20 kV | 400V(3ph) & 230V(single ph) | LV | 50 kVA :Pole Substation | 0.05 | --> | 0.05 | 0 | 0 | Constrained,otherwise capacity available =43kVA. | --> | 0.047 | 0 | 0 | 0 | 0 | 0.05 | 0 |  | --> | E17 ex JULIANSTOWN | JULIANSTOWN: T421∥T422 | DRYBRIDGE |  | 53.6765 | -6.2771
MV/LV Substation LA***425 | 20 kV | 400V(3ph) & 230V(single ph) | LV | 400 kVA :Kiosk Substation | 0.4 | --> | 0.4 | 0.333 | 3.3 |  | --> | 0.38 | 0 | 0 | 0 | 0.003 | 0.407 | 0 |  | --> | E12 ex BIRDHILL | BIRDHILL: T422 | ARDNACRUSHA |  | 52.8062 | -8.448
MV/LV Substation LA***4251 | 10 kV | 400V(3ph) & 230V(single ph) | LV | 50 kVA :Pole Substation | 0.05 | --> | 0.05 | 0.049 | 3.1 |  | --> | 0.047 | 0 | 0 | 0 | 0 | 0.049 | 0 |  | --> | C13 ex ERRIGAL | ERRIGAL: T41 | SHANKILL |  | 53.9938 | -7.2125
MV/LV Substation LA***425Y | 20 kV | 400V(3ph) & 230V(single ph) | LV | 100 kVA :Pole Substation | 0.1 | --> | 0.1 | 0 | 0 | Constrained,otherwise capacity available =50kVA. | --> | 0.095 | 0 | 0 | 0 | 0.035 | 0.07 | 0 |  | --> | E30 ex LOUGHREA | LOUGHREA: T41∥T42 | SOMERSET |  | 53.2318 | -8.7285
MV/LV Substation LA***4269 | 20 kV | 400V(3ph) & 230V(single ph) | LV | 50 kVA :Pole Substation | 0.05 | --> | 0.05 | 0.044 | 4.4 |  | --> | 0.047 | 0 | 0 | 0 | 0 | 0 | 0 | Constrained,otherwise capacity available =50kW. | --> | E19 ex SLANE | SLANE: T421 | DRYBRIDGE |  | 53.773 | -6.6252
MV/LV Substation LA***426X | 10 kV | 400V(3ph) & 230V(single ph) | LV | 400 kVA :Building Structure | 0.4 | --> | 0.4 | 0 | 0 | Constrained,otherwise capacity available =316kVA. | --> | 0.38 | 0 | 0 | 0 | 0 | 0.412 | 0 |  | --> | C13 ex MONEENAGEISHA | MONEENAGEISHA: T41 | GALWAY 110KV |  | 53.2798 | -9.0437
MV/LV Substation LA***427X | 10 kV | 400V(3ph) & 230V(single ph) | LV | 630 kVA :Building Structure | 0.63 | --> | 0.63 | 0.273 | 0.3 | Constrained,otherwise capacity available =500kVA. | --> | 0.598 | 0 | 0 | 0 | 0.156 | 0.476 | 0 |  | --> | C14 ex DRUMBEAR | DRUMBEAR: T41∥T42 | LISDRUM |  | 54.248 | -6.9488
MV/LV Substation LA***4288 | 20 kV | 400V(3ph) & 230V(single ph) | LV | 630 kVA :Kiosk Substation | 0.63 | --> | 0.63 | 0 | 0 | Constrained,otherwise capacity available =500kVA. | --> | 0.598 | 0 | 0 | 0 | 0.014 | 0.5 | 0 |  | --> | E17 ex BALTRASNA | BALTRASNA: T121 | BALTRASNA |  | 53.5138 | -6.5315
MV/LV Substation LA***4289 | 20 kV | 400V(3ph) & 230V(single ph) | LV | 50 kVA :Pole Substation | 0.05 | --> | 0.05 | 0.023 | 2.6 |  | --> | 0.047 | 0 | 0 | 0 | 0.019 | 0.033 | 0 |  | --> | E19 ex KILCOCK | KILCOCK: T421 | GRIFFINRATH |  | 53.3796 | -6.6672
MV/LV Substation LA***4307 | 10 kV | 400V(3ph) & 230V(single ph) | LV | 400 kVA :Building Structure | 0.4 | --> | 0.4 | 0.334 | 3.2 |  | --> | 0.38 | 0 | 0 | 0 | 0 | 0.41 | 0 |  | --> | C18 ex MCDONAGH | MCDONAGH: T42 | KILKENNY |  | 52.6597 | -7.2407
MV/LV Substation LA***430Z | 10 kV | 400V(3ph) & 230V(single ph) | LV | 400 kVA :Building Structure | 0.4 | --> | 0.4 | 0.243 | 5.5 |  | --> | 0.38 | 0 | 0 | 0 | 0 | 0.424 | 0 |  | --> | C19 ex MCDONAGH | MCDONAGH: T41 | KILKENNY |  | 52.6531 | -7.2471
MV/LV Substation LA***432X | 20 kV | 400V(3ph) & 230V(single ph) | LV | 50 kVA :Pole Substation | 0.05 | --> | 0.05 | 0.046 | 3.7 |  | --> | 0.047 | 0 | 0 | 0 | 0 | 0 | 0 | Constrained,otherwise capacity available =49kW. | --> | E18 ex FOXHOLE | FOXHOLE: T421∥T422 | DUNGARVAN |  | 51.9981 | -7.8136
MV/LV Substation LA***4337 | 20 kV | 400V(3ph) & 230V(single ph) | LV | 50 kVA :Pole Substation | 0.05 | --> | 0.05 | 0 | 0 | Constrained,otherwise capacity available =44kVA. | --> | 0.047 | 0 | 0 | 0 | 0 | 0 | 0 | Constrained,otherwise capacity available =50kW. | --> | C18 ex TOOMEVARA | TOOMEVARA: T42 | NENAGH |  | 52.8025 | -8.0473
MV/LV Substation LA***434 | 20 kV | 400V(3ph) & 230V(single ph) | LV | 50 kVA :Pole Substation | 0.05 | --> | 0.05 | 0 | 0 | Constrained,otherwise capacity available =36kVA. | --> | 0.047 | 0 | 0 | 0 | 0.003 | 0 | 0 | Constrained,otherwise capacity available =47kW. | --> | C17 ex COLLIGAN | COLLIGAN: T41 | DUNGARVAN |  | 52.0823 | -7.6541
MV/LV Substation LA***4345 | 10 kV | 400V(3ph) & 230V(single ph) | LV | 50 kVA :Pole Substation | 0.05 | --> | 0.05 | 0.05 | 0.3 |  | --> | 0.047 | 0 | 0 | 0 | 0 | 0.049 | 0 |  | --> | C15 ex DRUMBEAR | DRUMBEAR: T41∥T42 | LISDRUM |  | 54.2363 | -6.8835
MV/LV Substation LA***4347 | 10 kV | 400V(3ph) & 230V(single ph) | LV | 400 kVA :Building Structure | 0.4 | --> | 0.4 | 0.4 | 1.1 |  | --> | 0.38 | 0 | 0 | 0 | 0 | 0 | 0 | Constrained,otherwise capacity available =400kW. | --> | C25 ex BALLYCOOLIN | BALLYCOOLIN: T43 | FINGLAS |  | 53.4074 | -6.3464
MV/LV Substation LA***4353 | 20 kV | 400V(3ph) & 230V(single ph) | LV | 50 kVA :Pole Substation | 0.05 | --> | 0.05 | 0.04 | 6.9 |  | --> | 0.047 | 0 | 0 | 0 | 0.007 | 0 | 0 | Constrained,otherwise capacity available =43kW. | --> | E12 ex RATHKEALE | RATHKEALE: T421∥T422 | RATHKEALE |  | 52.4757 | -8.8683
MV/LV Substation LA***4362 | 10 kV | 400V(3ph) & 230V(single ph) | LV | 50 kVA :Pole Substation | 0.05 | --> | 0.05 | 0 | 0 | Constrained,otherwise capacity available =45kVA. | --> | 0.047 | 0 | 0 | 0 | 0 | 0 | 0 | Constrained,otherwise capacity available =50kW. | --> | C14 ex TEMPLEMORE | TEMPLEMORE: T42 | IKERRIN |  | 52.7971 | -7.568
MV/LV Substation LA***4363 | 10 kV | 400V(3ph) & 230V(single ph) | LV | 630 kVA :Kiosk Substation | 0.63 | --> | 0.63 | 0 | 0 | Constrained,otherwise capacity available =500kVA. | --> | 0.598 | 0 | 0 | 0 | 0 | 0.5 | 0 |  | --> | C17 ex CARRIGSHANE | CARRIGSHANE: T41 | MIDLETON |  | 51.9047 | -8.1663
MV/LV Substation LA***436X | 10 kV | 400V(3ph) & 230V(single ph) | LV | 50 kVA :Pole Substation | 0.05 | --> | 0.05 | 0.045 | 1.3 |  | --> | 0.047 | 0 | 0 | 0 | 0 | 0.05 | 0 |  | --> | C19 ex BALLYBAY | BALLYBAY: T41∥T42 | LISDRUM |  | 54.0741 | -6.9467
MV/LV Substation LA***4387 | 20 kV | 400V(3ph) & 230V(single ph) | LV | 630 kVA :Building Structure | 0.63 | --> | 0.63 | 0 | 0 | Constrained,otherwise capacity available =500kVA. | --> | 0.598 | 0 | 0 | 0 | 0 | 0.5 | 0 |  | --> | E15 ex JULIANSTOWN | JULIANSTOWN: T421∥T422 | DRYBRIDGE |  | 53.6323 | -6.2338
MV/LV Substation LA***439 | 10 kV | 400V(3ph) & 230V(single ph) | LV | 100 kVA :Pole Substation | 0.1 | --> | 0.1 | 0 | 0 | Constrained,otherwise capacity available =63kVA. | --> | 0.095 | 0 | 0 | 0 | 0 | 0.105 | 0 |  | --> | C17 ex NAAS | NAAS: T41 | NEWBRIDGE |  | 53.2078 | -6.7245
MV/LV Substation LA***4396 | 10 kV | 400V(3ph) & 230V(single ph) | LV | 50 kVA :Pole Substation | 0.05 | --> | 0.05 | 0.043 | 5.6 |  | --> | 0.047 | 0 | 0 | 0 | 0 | 0.05 | 0 |  | --> | C12 ex PURCELLS INCH | PURCELLS INCH: T42 | KILKENNY |  | 52.6392 | -7.1948
MV/LV Substation LA***4396 | 20 kV | 400V(3ph) & 230V(single ph) | LV | 400 kVA :Kiosk Substation | 0.4 | --> | 0.4 | 0 | 0 | Constrained,otherwise capacity available =392kVA. | --> | 0.38 | 0 | 0 | 0 | 0 | 0.4 | 0 |  | --> | E16 ex JULIANSTOWN | JULIANSTOWN: T421∥T422 | DRYBRIDGE |  | 53.6888 | -6.2421
MV/LV Substation LA***4400 | 20 kV | 400V(3ph) & 230V(single ph) | LV | 400 kVA :Kiosk Substation | 0.4 | --> | 0.4 | 0 | 0 | Constrained,otherwise capacity available =400kVA. | --> | 0.38 | 0 | 0 | 0 | 0 | 0.4 | 0 |  | --> | E11 ex GLASMORE | GLASMORE: T421 | GLASMORE |  | 53.4839 | -6.1396
MV/LV Substation LA***4402 | 20 kV | 400V(3ph) & 230V(single ph) | LV | 50 kVA :Pole Substation | 0.05 | --> | 0.05 | 0.05 | 0.4 |  | --> | 0.047 | 0 | 0 | 0 | 0 | 0.049 | 0 |  | --> | C17 ex KYLEERAGH | KYLEERAGH: T41 | NENAGH |  | 52.938 | -8.1548
MV/LV Substation LA***441 | 20 kV | 400V(3ph) & 230V(single ph) | LV | 200 kVA :Kiosk Substation | 0.2 | --> | 0.2 | 0 | 0 | Constrained,otherwise capacity available =183kVA. | --> | 0.19 | 0 | 0 | 0 | 0.007 | 0.195 | 0 |  | --> | E47 ex CLAREGALWAY | CLAREGALWAY: T421 | GALWAY 110KV |  | 53.3692 | -8.888
MV/LV Substation LA***442Y | 10 kV | 400V(3ph) & 230V(single ph) | LV | 50 kVA :Pole Substation | 0.05 | --> | 0.05 | 0.043 | 2.3 |  | --> | 0.047 | 0 | 0 | 0 | 0 | 0.05 | 0 |  | --> | C16 ex CASTLECOMER | CASTLECOMER: T41∥T42 | BALLYRAGGET |  | 52.8937 | -7.2731
MV/LV Substation LA***448Z | 10 kV | 400V(3ph) & 230V(single ph) | LV | 50 kVA :Pole Substation | 0.05 | --> | 0.05 | 0 | 0 | Constrained,otherwise capacity available =50kVA. | --> | 0.047 | 0 | 0 | 0 | 0 | 0.049 | 0 |  | --> | C17 ex NAAS | NAAS: T41 | NEWBRIDGE |  | 53.208 | -6.7226
MV/LV Substation LA***449 | 10 kV | 400V(3ph) & 230V(single ph) | LV | 50 kVA :Pole Substation | 0.05 | --> | 0.05 | 0.005 | 3 |  | --> | 0.047 | 0 | 0 | 0 | 0 | 0.056 | 0 |  | --> | C11 ex CROSSMOLINA | CROSSMOLINA: T41∥T42 | MOY |  | 54.029 | -9.3224
MV/LV Substation LA***449X | 10 kV | 400V(3ph) & 230V(single ph) | LV | 200 kVA :Pole Substation | 0.2 | --> | 0.2 | 0 | 0 | Constrained,otherwise capacity available =199kVA. | --> | 0.19 | 0 | 0 | 0 | 0 | 0.2 | 0 |  | --> | C19 ex MILFORD (NR) | MILFORD (NR): T41∥T42 | LETTERKENNY |  | 55.0756 | -7.6782
MV/LV Substation LA***450Y | 10 kV | 400V(3ph) & 230V(single ph) | LV | 100 kVA :Pole Substation | 0.1 | --> | 0.1 | 0 | 0 | Constrained,otherwise capacity available =73kVA. | --> | 0.095 | 0 | 0 | 0 | 0 | 0.103 | 0 |  | --> | C16 ex CLONES | CLONES: T41∥T42 | SHANKILL |  | 54.1849 | -7.2295
MV/LV Substation LA***451 | 10 kV | 400V(3ph) & 230V(single ph) | LV | 100 kVA :Pole Substation | 0.1 | --> | 0.1 | 0 | 0 | Constrained,otherwise capacity available =83kVA. | --> | 0.095 | 0 | 0 | 0 | 0.003 | 0.099 | 0 |  | --> | C12 ex CRANMORE | CRANMORE: T41∥T42 | SLIGO |  | 54.239 | -8.4522
MV/LV Substation LA***4533 | 20 kV | 400V(3ph) & 230V(single ph) | LV | 50 kVA :Pole Substation | 0.05 | --> | 0.05 | 0.05 | 2.7 |  | --> | 0.047 | 0 | 0 | 0 | 0 | 0.049 | 0 |  | --> | E17 ex LONGFORD | LONGFORD: T421 | RICHMOND |  | 53.8311 | -7.5261
MV/LV Substation LA***455 | 10 kV | 400V(3ph) & 230V(single ph) | LV | 400 kVA :Kiosk Substation | 0.4 | --> | 0.4 | 0.383 | 5.9 |  | --> | 0.38 | 0 | 0 | 0 | 0.003 | 0.399 | 0 |  | --> | C20 ex BANDON | BANDON: T101 | BANDON |  | 51.759 | -8.7904
MV/LV Substation LA***458 | 10 kV | 400V(3ph) & 230V(single ph) | LV | 50 kVA :Pole Substation | 0.05 | --> | 0.05 | 0.047 | 3.4 |  | --> | 0.047 | 0 | 0 | 0 | 0 | 0.049 | 0 |  | --> | C17 ex GALWAY 110KV | GALWAY 110KV: T103 | GALWAY 110KV |  | 53.2946 | -9.0164
MV/LV Substation LA***4598 | 10 kV | 400V(3ph) & 230V(single ph) | LV | 1000 kVA :Building Structure | 1 | --> | 1 | 0.5 | 7.6 |  | --> | 0.95 | 0 | 0 | 0 | 0 | 0.5 | 0 |  | --> | C23 ex TRINITY | TRINITY: T101 | POOLBEG |  | 53.3343 | -6.25
MV/LV Substation LA***4599 | 10 kV | 400V(3ph) & 230V(single ph) | LV | 1000 kVA :Building Structure | 1 | --> | 1 | 0.5 | 7.6 |  | --> | 0.95 | 0 | 0 | 0 | 0 | 0.5 | 0 |  | --> | C23 ex TRINITY | TRINITY: T101 | POOLBEG |  | 53.3342 | -6.2501
MV/LV Substation LA***459Y | 10 kV | 400V(3ph) & 230V(single ph) | LV | 50 kVA :Pole Substation | 0.05 | --> | 0.05 | 0.049 | 4.4 |  | --> | 0.047 | 0 | 0 | 0 | 0.012 | 0 | 0 | Constrained,otherwise capacity available =36kW. | --> | E11 ex SLANE | SLANE: T421 | DRYBRIDGE |  | 53.7728 | -6.4913
MV/LV Substation LA***461 | 10 kV | 400V(3ph) & 230V(single ph) | LV | 100 kVA :Pole Substation | 0.1 | --> | 0.1 | 0 | 0 | Constrained,otherwise capacity available =92kVA. | --> | 0.095 | 0 | 0 | 0 | 0.002 | 0.098 | 0 |  | --> | C23 ex CLONMINCH | CLONMINCH: T41 | THORNSBERRY |  | 53.2784 | -7.4737
MV/LV Substation LA***462 | 20 kV | 400V(3ph) & 230V(single ph) | LV | 50 kVA :Pole Substation | 0.05 | --> | 0.05 | 0 | 0 | Constrained,otherwise capacity available =32kVA. | --> | 0.047 | 0 | 0 | 0 | 0 | 0 | 0 | Constrained,otherwise capacity available =51kW. | --> | C17 ex BANAGHER | BANAGHER: T42 | DALLOW |  | 53.2362 | -8.1741
MV/LV Substation LA***463Z | 20 kV | 400V(3ph) & 230V(single ph) | LV | 400 kVA :Kiosk Substation | 0.4 | --> | 0.4 | 0 | 0 | Constrained,otherwise capacity available =337kVA. | --> | 0.38 | 0 | 0 | 0 | 0.007 | 0.402 | 0 |  | --> | E15 ex WHITECHURCH | WHITECHURCH: T421 | KILBARRY |  | 51.9815 | -8.5162
MV/LV Substation LA***465Z | 10 kV | 400V(3ph) & 230V(single ph) | LV | 400 kVA :Kiosk Substation | 0.4 | --> | 0.4 | 0.367 | 2.8 |  | --> | 0.38 | 0 | 0 | 0 | 0 | 0.404 | 0 |  | --> | C14 ex INCHICORE NORTH | INCHICORE NORTH: T41 | INCHICORE 220KV |  | 53.343 | -6.3376
MV/LV Substation LA***466X | 10 kV | 400V(3ph) & 230V(single ph) | LV | 50 kVA :Pole Substation | 0.05 | --> | 0.05 | 0.034 | 0.9 |  | --> | 0.047 | 0 | 0 | 0 | 0 | 0.051 | 0 |  | --> | C18 ex BALLYHALE | BALLYHALE: T42 | KILKENNY |  | 52.4989 | -7.3018
MV/LV Substation LA***466Z | 20 kV | 400V(3ph) & 230V(single ph) | LV | 100 kVA :Pole Substation | 0.1 | --> | 0.1 | 0.082 | 26.7 |  | --> | 0.095 | 0 | 0 | 0 | 0 | 0.102 | 0 |  | --> | E17 ex WEXFORD | WEXFORD: T121∥T122 | WEXFORD |  | 52.3395 | -6.5677
MV/LV Substation LA***468Z | 10 kV | 400V(3ph) & 230V(single ph) | LV | 200 kVA :Kiosk Substation | 0.2 | --> | 0.2 | 0 | 0 | Constrained,otherwise capacity available =138kVA. | --> | 0.19 | 0 | 0 | 0 | 0.008 | 0.2 | 0 |  | --> | C17 ex DELVIN | DELVIN: T42 | MULLINGAR |  | 53.6102 | -7.0951
MV/LV Substation LA***478 | 10 kV | 400V(3ph) & 230V(single ph) | LV | 1000 kVA :Building Structure | 1 | --> | 1 | 0 | 0 | Constrained,otherwise capacity available =500kVA. | --> | 0.95 | 0 | 0 | 0 | 0 | 0.5 | 0 |  | --> | C31 ex INCHICORE CENTRAL | INCHICORE CENTRAL: T45 | INCHICORE 220KV |  | 53.3279 | -6.3333
MV/LV Substation LA***481Y | 10 kV | 400V(3ph) & 230V(single ph) | LV | 50 kVA :Pole Substation | 0.05 | --> | 0.05 | 0.049 | 3.6 |  | --> | 0.047 | 0 | 0 | 0 | 0 | 0.049 | 0 |  | --> | C21 ex CASTLEREA | CASTLEREA: T41∥T42 | CARRICK ON SHANNON |  | 53.7009 | -8.4261
MV/LV Substation LA***483Z | 10 kV | 400V(3ph) & 230V(single ph) | LV | 200 kVA :Kiosk Substation | 0.2 | --> | 0.2 | 0.046 | 1 |  | --> | 0.19 | 0 | 0 | 0 | 0.007 | 0.215 | 0 |  | --> | C17 ex KILCULLEN | KILCULLEN: T41 | STRATFORD |  | 53.1371 | -6.7397
MV/LV Substation LA***484 | 10 kV | 400V(3ph) & 230V(single ph) | LV | 200 kVA :Kiosk Substation | 0.2 | --> | 0.2 | 0 | 0 | Constrained,otherwise capacity available =192kVA. | --> | 0.19 | 0 | 0 | 0 | 0 | 0.2 | 0 |  | --> | C18 ex COOLCORCORAN | COOLCORCORAN: T41∥T42 | KNOCKEARAGH |  | 52.0698 | -9.5568
MV/LV Substation LA***489Y | 20 kV | 400V(3ph) & 230V(single ph) | LV | 50 kVA :Pole Substation | 0.05 | --> | 0.05 | 0 | 0 | Constrained,otherwise capacity available =49kVA. | --> | 0.047 | 0 | 0 | 0 | 0 | 0 | 0 | Constrained,otherwise capacity available =49kW. | --> | E12 ex PORTLAOISE | PORTLAOISE: T423∥T424 | PORTLAOISE |  | 53.0026 | -7.2266
MV/LV Substation LA***490Z | 20 kV | 400V(3ph) & 230V(single ph) | LV | 50 kVA :Pole Substation | 0.05 | --> | 0.05 | 0 | 0 | Constrained,otherwise capacity available =49kVA. | --> | 0.047 | 0 | 0 | 0 | 0 | 0.049 | 0 |  | --> | E17 ex BALTRASNA | BALTRASNA: T121 | BALTRASNA |  | 53.5131 | -6.5292
MV/LV Substation LA***492 | 10 kV | 400V(3ph) & 230V(single ph) | LV | 200 kVA :Pole Substation | 0.2 | --> | 0.2 | 0 | 0 | Constrained,otherwise capacity available =141kVA. | --> | 0.19 | 0 | 0 | 0 | 0 | 0.208 | 0 |  | --> | C11 ex KANTURK | KANTURK: T41∥T42 | GLENLARA |  | 52.1836 | -8.8417
MV/LV Substation LA***492Z | 10 kV | 400V(3ph) & 230V(single ph) | LV | 50 kVA :Pole Substation | 0.05 | --> | 0.05 | 0.045 | 0 | Constrained,otherwise capacity available =49kVA. | --> | 0.047 | 0 | 0 | 0 | 0.007 | 0.042 | 0 |  | --> | C15 ex TALBOTS INCH | TALBOTS INCH: T41∥T42 | KILKENNY |  | 52.6641 | -7.4317
MV/LV Substation LA***493X | 10 kV | 400V(3ph) & 230V(single ph) | LV | 50 kVA :Pole Substation | 0.05 | --> | 0.05 | 0.043 | 3 |  | --> | 0.047 | 0 | 0 | 0 | 0 | 0.05 | 0 |  | --> | C11 ex CROSSMOLINA | CROSSMOLINA: T41∥T42 | MOY |  | 54.0428 | -9.3261
MV/LV Substation LA***497Y | 10 kV | 400V(3ph) & 230V(single ph) | LV | 630 kVA :Building Structure | 0.63 | --> | 0.63 | 0.306 | 1.5 |  | --> | 0.598 | 0 | 0 | 0 | 0.117 | 0.5 | 0 |  | --> | C16 ex DERRYCRAMPH | DERRYCRAMPH: T41∥T42 | SHANKILL |  | 53.9843 | -7.3445
MV/LV Substation LA***498 | 20 kV | 400V(3ph) & 230V(single ph) | LV | 50 kVA :Pole Substation | 0.05 | --> | 0.05 | 0.04 | 1 |  | --> | 0.047 | 0 | 0 | 0 | 0 | 0 | 0 | Constrained,otherwise capacity available =51kW. | --> | E11 ex MACROOM | MACROOM: T422 | MACROOM |  | 51.9044 | -8.79
MV/LV Substation LA***498Y | 10 kV | 400V(3ph) & 230V(single ph) | LV | 630 kVA :Kiosk Substation | 0.63 | --> | 0.63 | 0.5 | 1.5 |  | --> | 0.598 | 0 | 0 | 0 | 0 | 0.5 | 0 |  | --> | C16 ex DERRYCRAMPH | DERRYCRAMPH: T41∥T42 | SHANKILL |  | 53.9835 | -7.3425
MV/LV Substation LA***500 | 20 kV | 400V(3ph) & 230V(single ph) | LV | 50 kVA :Pole Substation | 0.05 | --> | 0.05 | 0.014 | 1.7 |  | --> | 0.047 | 0 | 0 | 0 | 0 | 0.054 | 0 |  | --> | E15 ex GORT | GORT: T41∥T42 | ENNIS |  | 53.1401 | -8.8094
MV/LV Substation LA***500X | 20 kV | 400V(3ph) & 230V(single ph) | LV | 50 kVA :Pole Substation | 0.05 | --> | 0.05 | 0 | 0 | Constrained,otherwise capacity available =43kVA. | --> | 0.047 | 0 | 0 | 0 | 0 | 0.05 | 0 |  | --> | E17 ex BALTRASNA | BALTRASNA: T121 | BALTRASNA |  | 53.5163 | -6.4925
MV/LV Substation LA***503 | 20 kV | 400V(3ph) & 230V(single ph) | LV | 50 kVA :Pole Substation | 0.05 | --> | 0.05 | 0.009 | 1.6 |  | --> | 0.047 | 0 | 0 | 0 | 0.007 | 0.048 | 0 |  | --> | E21 ex MILLTOWN (SR) | MILLTOWN (SR): T421 | OUGHTRAGH |  | 52.0767 | -9.6542
MV/LV Substation LA***503X | 20 kV | 400V(3ph) & 230V(single ph) | LV | 50 kVA :Pole Substation | 0.05 | --> | 0.05 | 0 | 0 | Constrained,otherwise capacity available =28kVA. | --> | 0.047 | 0 | 0 | 0 | 0 | 0.052 | 0 |  | --> | E17 ex ACADEMY STREET | ACADEMY STREET: T421∥T422 | NAVAN |  | 53.5555 | -6.6611
MV/LV Substation LA***506X | 10 kV | 400V(3ph) & 230V(single ph) | LV | 200 kVA :Kiosk Substation | 0.2 | --> | 0.2 | 0.067 | 5.1 |  | --> | 0.19 | 0 | 0 | 0 | 0.026 | 0 | 0 | Constrained,otherwise capacity available =192kW. | --> | C17 ex CASTLEKNOCK | CASTLEKNOCK: T41∥T42 | FINGLAS |  | 53.3778 | -6.3763
MV/LV Substation LA***507X | 20 kV | 400V(3ph) & 230V(single ph) | LV | 50 kVA :Pole Substation | 0.05 | --> | 0.05 | 0 | 0 | Constrained,otherwise capacity available =39kVA. | --> | 0.047 | 0 | 0 | 0 | 0.004 | 0.046 | 0 |  | --> | E17 ex BALTRASNA | BALTRASNA: T121 | BALTRASNA |  | 53.5101 | -6.5071
MV/LV Substation LA***508X | 20 kV | 400V(3ph) & 230V(single ph) | LV | 100 kVA :Pole Substation | 0.1 | --> | 0.1 | 0.099 | 8.5 |  | --> | 0.095 | 0 | 0 | 0 | 0 | 0.1 | 0 |  | --> | C14 ex ARDGEEHA | ARDGEEHA: T41∥T42 | DOON |  | 52.4417 | -7.6929
MV/LV Substation LA***508X | 20 kV | 400V(3ph) & 230V(single ph) | LV | 50 kVA :Pole Substation | 0.05 | --> | 0.05 | 0 | 0 | Constrained,otherwise capacity available =29kVA. | --> | 0.047 | 0 | 0 | 0 | 0.003 | 0.049 | 0 |  | --> | E17 ex BALTRASNA | BALTRASNA: T121 | BALTRASNA |  | 53.5119 | -6.5071
MV/LV Substation LA***508Y | 10 kV | 400V(3ph) & 230V(single ph) | LV | 400 kVA :Kiosk Substation | 0.4 | --> | 0.4 | 0 | 0 | Constrained,otherwise capacity available =358kVA. | --> | 0.38 | 0 | 0 | 0 | 0 | 0.406 | 0 |  | --> | C16 ex CLONES | CLONES: T41∥T42 | SHANKILL |  | 54.1839 | -7.2314
MV/LV Substation LA***510 | 10 kV | 400V(3ph) & 230V(single ph) | LV | 400 kVA :Kiosk Substation | 0.4 | --> | 0.4 | 0.194 | 0.7 |  | --> | 0.38 | 0 | 0 | 0 | 0.008 | 0.423 | 0 |  | --> | C12 ex AGHAMORE | AGHAMORE: T42 | LANESBORO |  | 53.673 | -7.987
MV/LV Substation LA***512 | 10 kV | 400V(3ph) & 230V(single ph) | LV | 200 kVA :Kiosk Substation | 0.2 | --> | 0.2 | 0.17 | 0.7 |  | --> | 0.19 | 0 | 0 | 0 | 0 | 0.204 | 0 |  | --> | C12 ex AGHAMORE | AGHAMORE: T42 | LANESBORO |  | 53.6714 | -7.9836
MV/LV Substation LA***515 | 10 kV | 400V(3ph) & 230V(single ph) | LV | 100 kVA :Pole Substation | 0.1 | --> | 0.1 | 0.059 | 1.1 |  | --> | 0.095 | 0 | 0 | 0 | 0.016 | 0.089 | 0 |  | --> | C11 ex SCARTEEN | SCARTEEN: T41∥T42 | MALLOW |  | 52.1451 | -8.653
MV/LV Substation LA***515X | 20 kV | 400V(3ph) & 230V(single ph) | LV | 50 kVA :Pole Substation | 0.05 | --> | 0.05 | 0 | 0 | Constrained,otherwise capacity available =41kVA. | --> | 0.047 | 0 | 0 | 0 | 0.007 | 0.042 | 0 |  | --> | E17 ex BALTRASNA | BALTRASNA: T121 | BALTRASNA |  | 53.5116 | -6.5189
MV/LV Substation LA***516X | 20 kV | 400V(3ph) & 230V(single ph) | LV | 400 kVA :Kiosk Substation | 0.4 | --> | 0.4 | 0 | 0 | Constrained,otherwise capacity available =308kVA. | --> | 0.38 | 0 | 0 | 0 | 0.013 | 0.4 | 0 |  | --> | E17 ex BALTRASNA | BALTRASNA: T121 | BALTRASNA |  | 53.5124 | -6.531
MV/LV Substation LA***518Y | 10 kV | 400V(3ph) & 230V(single ph) | LV | 200 kVA :Kiosk Substation | 0.2 | --> | 0.2 | 0.162 | 2.1 |  | --> | 0.19 | 0 | 0 | 0 | 0.003 | 0.202 | 0 |  | --> | C21 ex WATERFORD IND EST | WATERFORD IND EST: T41 | BUTLERSTOWN |  | 52.2409 | -7.1296
MV/LV Substation LA***519 | 10 kV | 400V(3ph) & 230V(single ph) | LV | 200 kVA :Kiosk Substation | 0.2 | --> | 0.2 | 0.064 | 0.7 |  | --> | 0.19 | 0 | 0 | 0 | 0.003 | 0.217 | 0 |  | --> | C12 ex AGHAMORE | AGHAMORE: T42 | LANESBORO |  | 53.6747 | -8.0009
MV/LV Substation LA***520X | 10 kV | 400V(3ph) & 230V(single ph) | LV | 100 kVA :Pole Substation | 0.1 | --> | 0.1 | 0.07 | 1 |  | --> | 0.095 | 0 | 0 | 0 | 0 | 0 | 0 | Constrained,otherwise capacity available =104kW. | --> | C12 ex LOUGHTAGALLA | LOUGHTAGALLA: T41∥T42 | THURLES |  | 52.6652 | -7.8005
MV/LV Substation LA***521X | 10 kV | 400V(3ph) & 230V(single ph) | LV | 630 kVA :Building Structure | 0.63 | --> | 0.63 | 0.482 | 0.5 |  | --> | 0.598 | 0 | 0 | 0 | 0 | 0.5 | 0 |  | --> | C23 ex BALLINDERRY | BALLINDERRY: T41 | MULLINGAR |  | 53.5314 | -7.3118
MV/LV Substation LA***524X | 10 kV | 400V(3ph) & 230V(single ph) | LV | 100 kVA :Pole Substation | 0.1 | --> | 0.1 | 0.078 | 3.5 |  | --> | 0.095 | 0 | 0 | 0 | 0 | 0.103 | 0 |  | --> | C18 ex SALLINS | SALLINS: T42 | GRIFFINRATH |  | 53.2971 | -6.6361
MV/LV Substation LA***526Y | 20 kV | 400V(3ph) & 230V(single ph) | LV | 1000 kVA :Building Structure | 1 | --> | 1 | 0 | 0 | Constrained,otherwise capacity available =500kVA. | --> | 0.95 | 0 | 0 | 0 | 0.015 | 0.5 | 0 |  | --> | E18 ex COLLOONEY | COLLOONEY: T422 | SLIGO |  | 54.1757 | -8.4828
MV/LV Substation LA***527Z | 20 kV | 400V(3ph) & 230V(single ph) | LV | 50 kVA :Pole Substation | 0.05 | --> | 0.05 | 0 | 0 | Constrained,otherwise capacity available =22kVA. | --> | 0.047 | 0 | 0 | 0 | 0 | 0.053 | 0 |  | --> | E17 ex BALTRASNA | BALTRASNA: T121 | BALTRASNA |  | 53.519 | -6.5071
MV/LV Substation LA***528Y | 10 kV | 400V(3ph) & 230V(single ph) | LV | 400 kVA :Kiosk Substation | 0.4 | --> | 0.4 | 0 | 0 | Constrained,otherwise capacity available =176kVA. | --> | 0.38 | 0 | 0 | 0 | 0.021 | 0 | 0 | Constrained,otherwise capacity available =411kW. | --> | C14 ex PORTLAOISE | PORTLAOISE: T42 | PORTLAOISE |  | 53.0468 | -7.2691
MV/LV Substation LA***531Y | 10 kV | 400V(3ph) & 230V(single ph) | LV | 400 kVA :Kiosk Substation | 0.4 | --> | 0.4 | 0.323 | 5.9 |  | --> | 0.38 | 0 | 0 | 0 | 0.044 | 0.365 | 0 |  | --> | C17 ex BANDON | BANDON: T101 | BANDON |  | 51.7677 | -8.6605
MV/LV Substation LA***532X | 10 kV | 400V(3ph) & 230V(single ph) | LV | 50 kVA :Pole Substation | 0.05 | --> | 0.05 | 0.022 | 0 | Constrained,otherwise capacity available =34kVA. | --> | 0.047 | 0 | 0 | 0 | 0 | 0.051 | 0 |  | --> | C16 ex RATHDRUM | RATHDRUM: T42 | ARKLOW |  | 53.0057 | -6.2983
MV/LV Substation LA***536 | 10 kV | 400V(3ph) & 230V(single ph) | LV | 200 kVA :Pole Substation | 0.2 | --> | 0.2 | 0 | 0 | Constrained,otherwise capacity available =143kVA. | --> | 0.19 | 0 | 0 | 0 | 0.003 | 0.205 | 0 |  | --> | C28 ex CLAREGALWAY | CLAREGALWAY: T42 | GALWAY 110KV |  | 53.3562 | -8.9312
MV/LV Substation LA***538 | 10 kV | 400V(3ph) & 230V(single ph) | LV | 100 kVA :Pole Substation | 0.1 | --> | 0.1 | 0.09 | 0.9 |  | --> | 0.095 | 0 | 0 | 0 | 0.003 | 0.098 | 0 |  | --> | C15 ex CRANNY | CRANNY: T41 | ENNIS |  | 52.7192 | -9.3022
MV/LV Substation LA***543 | 20 kV | 400V(3ph) & 230V(single ph) | LV | 100 kVA :Pole Substation | 0.1 | --> | 0.1 | 0.08 | 2.1 |  | --> | 0.095 | 0 | 0 | 0 | 0.003 | 0.099 | 0 |  | --> | E17 ex KILROSS ROAD | KILROSS ROAD: T421 | TIPPERARY |  | 52.4681 | -8.2744
MV/LV Substation LA***543X | 20 kV | 400V(3ph) & 230V(single ph) | LV | 100 kVA :Pole Substation | 0.1 | --> | 0.1 | 0 | 0 | Constrained,otherwise capacity available =77kVA. | --> | 0.095 | 0 | 0 | 0 | 0 | 0.103 | 0 |  | --> | E28 ex LOUGHREA | LOUGHREA: T41∥T42 | SOMERSET |  | 53.2369 | -8.5561
MV/LV Substation LA***544 | 10 kV | 400V(3ph) & 230V(single ph) | LV | 50 kVA :Pole Substation | 0.05 | --> | 0.05 | 0 | 0 | Constrained,otherwise capacity available =37kVA. | --> | 0.047 | 0 | 0 | 0 | 0.011 | 0.039 | 0 |  | --> | C28 ex CLAREGALWAY | CLAREGALWAY: T42 | GALWAY 110KV |  | 53.342 | -8.9426
MV/LV Substation LA***546X | 10 kV | 400V(3ph) & 230V(single ph) | LV | 100 kVA :Pole Substation | 0.1 | --> | 0.1 | 0 | 0 | Constrained,otherwise capacity available =100kVA. | --> | 0.095 | 0 | 0 | 0 | 0 | 0.1 | 0 |  | --> | C20 ex CAVAN | CAVAN: T42 | SHANKILL |  | 53.9676 | -7.2302
MV/LV Substation LA***547Z | 10 kV | 400V(3ph) & 230V(single ph) | LV | 630 kVA :Kiosk Substation | 0.63 | --> | 0.63 | 0 | 0 | Constrained,otherwise capacity available =470kVA. | --> | 0.598 | 0 | 0 | 0 | 0.023 | 0.5 | 0 |  | --> | C19 ex GRANGE (DR) | GRANGE (DR): T41 | GRANGE (DR) |  | 53.3929 | -6.1702
MV/LV Substation LA***550 | 20 kV | 400V(3ph) & 230V(single ph) | LV | 100 kVA :Pole Substation | 0.1 | --> | 0.1 | 0.042 | 1.8 |  | --> | 0.095 | 0 | 0 | 0 | 0.007 | 0.101 | 0 |  | --> | E18 ex CURRALEIGH | CURRALEIGH: T421∥T422 | KILBARRY |  | 51.9207 | -8.5497
MV/LV Substation LA***557X | 20 kV | 400V(3ph) & 230V(single ph) | LV | 100 kVA :Pole Substation | 0.1 | --> | 0.1 | 0.089 | 1.7 |  | --> | 0.095 | 0 | 0 | 0 | 0 | 0.101 | 0 |  | --> | E15 ex GORT | GORT: T41∥T42 | ENNIS |  | 53.1428 | -8.8021
MV/LV Substation LA***558Z | 10 kV | 400V(3ph) & 230V(single ph) | LV | 50 kVA :Pole Substation | 0.05 | --> | 0.05 | 0 | 0 | Constrained,otherwise capacity available =47kVA. | --> | 0.047 | 0 | 0 | 0 | 0 | 0.049 | 0 |  | --> | C14 ex ATHGARVAN | ATHGARVAN: T44 | NEWBRIDGE |  | 53.2045 | -6.7467
MV/LV Substation LA***559X | 10 kV | 400V(3ph) & 230V(single ph) | LV | 200 kVA :Kiosk Substation | 0.2 | --> | 0.2 | 0.09 | 6.6 |  | --> | 0.19 | 0 | 0 | 0 | 0.028 | 0.187 | 0 |  | --> | C23 ex PELLETSTOWN | PELLETSTOWN: T101 | FINGLAS |  | 53.3739 | -6.3839
MV/LV Substation LA***561Z | 10 kV | 400V(3ph) & 230V(single ph) | LV | 200 kVA :Kiosk Substation | 0.2 | --> | 0.2 | 0.091 | 5.5 |  | --> | 0.19 | 0 | 0 | 0 | 0.003 | 0.212 | 0 |  | --> | C13 ex MCDONAGH | MCDONAGH: T41 | KILKENNY |  | 52.6575 | -7.2395
MV/LV Substation LA***562Z | 10 kV | 400V(3ph) & 230V(single ph) | LV | 400 kVA :Kiosk Substation | 0.4 | --> | 0.4 | 0.378 | 3.2 |  | --> | 0.38 | 0 | 0 | 0 | 0 | 0.403 | 0 |  | --> | C18 ex MCDONAGH | MCDONAGH: T42 | KILKENNY |  | 52.6585 | -7.2395
MV/LV Substation LA***563Y | 10 kV | 400V(3ph) & 230V(single ph) | LV | 50 kVA :Pole Substation | 0.05 | --> | 0.05 | 0.048 | 2.4 |  | --> | 0.047 | 0 | 0 | 0 | 0 | 0 | 0 | Constrained,otherwise capacity available =49kW. | --> | C18 ex FOYNES | FOYNES: T42 | RATHKEALE |  | 52.6139 | -9.0635
MV/LV Substation LA***564 | 10 kV | 400V(3ph) & 230V(single ph) | LV | 50 kVA :Pole Substation | 0.05 | --> | 0.05 | 0 | 0 | Constrained,otherwise capacity available =43kVA. | --> | 0.047 | 0 | 0 | 0 | 0 | 0.05 | 0 |  | --> | C11 ex SKIBBEREEN | SKIBBEREEN: T41∥T42 | DUNMANWAY |  | 51.5728 | -9.2439
MV/LV Substation LA***565 | 10 kV | 400V(3ph) & 230V(single ph) | LV | 100 kVA :Pole Substation | 0.1 | --> | 0.1 | 0.052 | 3.1 |  | --> | 0.095 | 0 | 0 | 0 | 0 | 0.106 | 0 |  | --> | C13 ex ERRIGAL | ERRIGAL: T41 | SHANKILL |  | 53.9936 | -7.2167
MV/LV Substation LA***566X | 10 kV | 400V(3ph) & 230V(single ph) | LV | 400 kVA :Kiosk Substation | 0.4 | --> | 0.4 | 0 | 0 | Constrained,otherwise capacity available =156kVA. | --> | 0.38 | 0 | 0 | 0 | 0.005 | 0.431 | 0 |  | --> | C19 ex SEMPERIT | SEMPERIT: T41 | GRANGE CASTLE |  | 53.3433 | -6.3556
MV/LV Substation LA***567 | 10 kV | 400V(3ph) & 230V(single ph) | LV | 50 kVA :Pole Substation | 0.05 | --> | 0.05 | 0.048 | 1.3 |  | --> | 0.047 | 0 | 0 | 0 | 0 | 0.049 | 0 |  | --> | C19 ex BALLYBAY | BALLYBAY: T41∥T42 | LISDRUM |  | 54.0728 | -6.9543
MV/LV Substation LA***568 | 20 kV | 400V(3ph) & 230V(single ph) | LV | 50 kVA :Pole Substation | 0.05 | --> | 0.05 | 0.043 | 2.5 |  | --> | 0.047 | 0 | 0 | 0 | 0.007 | 0.042 | 0 |  | --> | C17 ex CURRA | CURRA: T41 | SOMERSET |  | 53.1357 | -8.3929
MV/LV Substation LA***568Y | 20 kV | 400V(3ph) & 230V(single ph) | LV | 400 kVA :Kiosk Substation | 0.4 | --> | 0.4 | 0 | 0 | Constrained,otherwise capacity available =387kVA. | --> | 0.38 | 0 | 0 | 0 | 0 | 0.401 | 0 |  | --> | E19 ex CAVAN | CAVAN: T421 | SHANKILL |  | 54.0037 | -7.3575
MV/LV Substation LA***572Y | 10 kV | 400V(3ph) & 230V(single ph) | LV | 400 kVA :Kiosk Substation | 0.4 | --> | 0.4 | 0.344 | 3.5 |  | --> | 0.38 | 0 | 0 | 0 | 0 | 0.408 | 0 |  | --> | C12 ex MARSHES | MARSHES: T42 | DUNDALK |  | 53.986 | -6.3994
MV/LV Substation LA***574Z | 10 kV | 400V(3ph) & 230V(single ph) | LV | 400 kVA :Kiosk Substation | 0.4 | --> | 0.4 | 0 | 0 | Constrained,otherwise capacity available =338kVA. | --> | 0.38 | 0 | 0 | 0 | 0 | 0.409 | 0 |  | --> | C11 ex MACETOWN | MACETOWN: T101 | MACETOWN |  | 53.3986 | -6.4322
MV/LV Substation LA***577X | 10 kV | 400V(3ph) & 230V(single ph) | LV | 50 kVA :Pole Substation | 0.05 | --> | 0.05 | 0.045 | 2.2 |  | --> | 0.047 | 0 | 0 | 0 | 0 | 0.05 | 0 |  | --> | C18 ex SPA ROAD | SPA ROAD: T41∥T42 | DOON |  | 52.3607 | -7.6614
MV/LV Substation LA***578 | 10 kV | 400V(3ph) & 230V(single ph) | LV | 400 kVA :Kiosk Substation | 0.4 | --> | 0.4 | 0.28 | 1.1 |  | --> | 0.38 | 0 | 0 | 0 | 0.087 | 0.327 | 0 |  | --> | C21 ex BREWERY ROAD | BREWERY ROAD: T41 | CARRICKMINES |  | 53.2815 | -6.2143
MV/LV Substation LA***578X | 10 kV | 400V(3ph) & 230V(single ph) | LV | 200 kVA :Kiosk Substation | 0.2 | --> | 0.2 | 0 | 0 | Constrained,otherwise capacity available =165kVA. | --> | 0.19 | 0 | 0 | 0 | 0 | 0.205 | 0 |  | --> | C19 ex SEMPERIT | SEMPERIT: T41 | GRANGE CASTLE |  | 53.35 | -6.349
MV/LV Substation LA***578X | 20 kV | 400V(3ph) & 230V(single ph) | LV | 50 kVA :Pole Substation | 0.05 | --> | 0.05 | 0 | 0 | Constrained,otherwise capacity available =50kVA. | --> | 0.047 | 0 | 0 | 0 | 0 | 0.049 | 0 |  | --> | E17 ex BALLINROBE | BALLINROBE: T421∥T422 | DALTON |  | 53.6388 | -9.1819
MV/LV Substation LA***579Y | 20 kV | 400V(3ph) & 230V(single ph) | LV | 200 kVA :Kiosk Substation | 0.2 | --> | 0.2 | 0.162 | 3.6 |  | --> | 0.19 | 0 | 0 | 0 | 0 | 0.205 | 0 |  | --> | E13 ex KILLINICK | KILLINICK: T421∥T422 | WEXFORD |  | 52.2106 | -6.3809
MV/LV Substation LA***583Z | 10 kV | 400V(3ph) & 230V(single ph) | LV | 50 kVA :Pole Substation | 0.05 | --> | 0.05 | 0.046 | 3.5 |  | --> | 0.047 | 0 | 0 | 0 | 0.001 | 0.048 | 0 |  | --> | C18 ex SALLINS | SALLINS: T42 | GRIFFINRATH |  | 53.2973 | -6.6257
MV/LV Substation LA***585Z | 20 kV | 400V(3ph) & 230V(single ph) | LV | 50 kVA :Pole Substation | 0.05 | --> | 0.05 | 0.048 | 3.6 |  | --> | 0.047 | 0 | 0 | 0 | 0 | 0.049 | 0 |  | --> | E13 ex KILLINICK | KILLINICK: T421∥T422 | WEXFORD |  | 52.2117 | -6.3786
MV/LV Substation LA***586X | 20 kV | 400V(3ph) & 230V(single ph) | LV | 100 kVA :Pole Substation | 0.1 | --> | 0.1 | 0.092 | 5.6 |  | --> | 0.095 | 0 | 0 | 0 | 0 | 0.1 | 0 |  | --> | E18 ex CRANE | CRANE: T122 | CRANE |  | 52.6048 | -6.245
MV/LV Substation LA***588Y | 20 kV | 400V(3ph) & 230V(single ph) | LV | 400 kVA :Building Structure | 0.4 | --> | 0.4 | 0 | 0 | Constrained,otherwise capacity available =365kVA. | --> | 0.38 | 0 | 0 | 0 | 0 | 0 | 0 | Constrained,otherwise capacity available =405kW. | --> | E19 ex PORTLAOISE | PORTLAOISE: T423∥T424 | PORTLAOISE |  | 53.0204 | -7.2716
MV/LV Substation LA***589 | 10 kV | 400V(3ph) & 230V(single ph) | LV | 400 kVA :Building Structure | 0.4 | --> | 0.4 | 0 | 0 | Constrained,otherwise capacity available =398kVA. | --> | 0.38 | 0 | 0 | 0 | 0 | 0.4 | 0 |  | --> | C12 ex CRANMORE | CRANMORE: T41∥T42 | SLIGO |  | 54.2494 | -8.4391
MV/LV Substation LA***589X | 10 kV | 400V(3ph) & 230V(single ph) | LV | 50 kVA :Pole Substation | 0.05 | --> | 0.05 | 0.039 | 4 |  | --> | 0.047 | 0 | 0 | 0 | 0 | 0 | 0 | Constrained,otherwise capacity available =51kW. | --> | C19 ex LISMORE | LISMORE: T41∥T42 | DUNGARVAN |  | 52.1864 | -8.0413
MV/LV Substation LA***593 | 20 kV | 400V(3ph) & 230V(single ph) | LV | 50 kVA :Pole Substation | 0.05 | --> | 0.05 | 0 | 0 | Constrained,otherwise capacity available =50kVA. | --> | 0.047 | 0 | 0 | 0 | 0 | 0.049 | 0 |  | --> | E47 ex CLAREGALWAY | CLAREGALWAY: T421 | GALWAY 110KV |  | 53.3718 | -8.885
MV/LV Substation LA***616 | 10 kV | 400V(3ph) & 230V(single ph) | LV | 400 kVA :Kiosk Substation | 0.4 | --> | 0.4 | 0.329 | 2.6 |  | --> | 0.38 | 0 | 0 | 0 | 0 | 0.411 | 0 |  | --> | C12 ex CLOONBANNIN | CLOONBANNIN: T42 | GLENLARA |  | 52.1605 | -9.0587
MV/LV Substation LA***623 | 10 kV | 400V(3ph) & 230V(single ph) | LV | 100 kVA :Pole Substation | 0.1 | --> | 0.1 | 0.1 | 4.1 |  | --> | 0.095 | 0 | 0 | 0 | 0 | 0.1 | 0 |  | --> | C18 ex LOUGHLINSTOWN | LOUGHLINSTOWN: T42 | CARRICKMINES |  | 53.2549 | -6.1506
MV/LV Substation LA***623Z | 10 kV | 400V(3ph) & 230V(single ph) | LV | 1000 kVA :Building Structure | 1 | --> | 1 | 0.5 | 6.7 |  | --> | 0.95 | 0 | 0 | 0 | 0 | 0.5 | 0 |  | --> | C23 ex LIBERTY STREET | LIBERTY STREET: T101 | LIBERTY STREET |  | 51.899 | -8.4653
MV/LV Substation LA***624 | 10 kV | 400V(3ph) & 230V(single ph) | LV | 400 kVA :Building Structure | 0.4 | --> | 0.4 | 0 | 0 | Constrained,otherwise capacity available =285kVA. | --> | 0.38 | 0 | 0 | 0 | 0.031 | 0.385 | 0 |  | --> | C18 ex WOODFORD | WOODFORD: T41∥T42 | KNOCKEARAGH |  | 52.0386 | -9.4998
MV/LV Substation LA***627Z | 10 kV | 400V(3ph) & 230V(single ph) | LV | 400 kVA :Kiosk Substation | 0.4 | --> | 0.4 | 0.329 | 0.5 |  | --> | 0.38 | 0 | 0 | 0 | 0.004 | 0.406 | 0 |  | --> | C17 ex BALLINDERRY | BALLINDERRY: T41 | MULLINGAR |  | 53.5308 | -7.3188
MV/LV Substation LA***628X | 10 kV | 400V(3ph) & 230V(single ph) | LV | 400 kVA :Kiosk Substation | 0.4 | --> | 0.4 | 0.195 | 6.1 |  | --> | 0.38 | 0 | 0 | 0 | 0.013 | 0.417 | 0 |  | --> | C13 ex CASHEL | CASHEL: T41 | CAHIR |  | 52.5203 | -7.8869
MV/LV Substation LA***628Y | 10 kV | 400V(3ph) & 230V(single ph) | LV | 630 kVA :Building Structure | 0.63 | --> | 0.63 | 0.5 | 1.8 |  | --> | 0.598 | 0 | 0 | 0 | 0 | 0.5 | 0 |  | --> | C14 ex CAHERDAVIN | CAHERDAVIN: T42 | ARDNACRUSHA |  | 52.6642 | -8.6351
MV/LV Substation LA***629Y | 10 kV | 400V(3ph) & 230V(single ph) | LV | 400 kVA :Kiosk Substation | 0.4 | --> | 0.4 | 0.302 | 0.9 |  | --> | 0.38 | 0 | 0 | 0 | 0.027 | 0.386 | 0 |  | --> | C20 ex RATHMULLAN | RATHMULLAN: T42 | DRYBRIDGE |  | 53.7024 | -6.3508
MV/LV Substation LA***630X | 10 kV | 400V(3ph) & 230V(single ph) | LV | 400 kVA :Kiosk Substation | 0.4 | --> | 0.4 | 0 | 0 | Constrained,otherwise capacity available =338kVA. | --> | 0.38 | 0 | 0 | 0 | 0.001 | 0.408 | 0 |  | --> | C25 ex KILBARRY | KILBARRY: T101 | KILBARRY |  | 51.9014 | -8.5084
MV/LV Substation LA***631X | 20 kV | 400V(3ph) & 230V(single ph) | LV | 100 kVA :Pole Substation | 0.1 | --> | 0.1 | 0 | 0 | Constrained,otherwise capacity available =54kVA. | --> | 0.095 | 0 | 0 | 0 | 0.003 | 0 | 0 | Constrained,otherwise capacity available =103kW. | --> | C17 ex BANAGHER | BANAGHER: T42 | DALLOW |  | 53.2358 | -8.1771
MV/LV Substation LA***632X | 20 kV | 400V(3ph) & 230V(single ph) | LV | 100 kVA :Pole Substation | 0.1 | --> | 0.1 | 0 | 0 | Constrained,otherwise capacity available =76kVA. | --> | 0.095 | 0 | 0 | 0 | 0.003 | 0.099 | 0 |  | --> | E15 ex DULEEK | DULEEK: T421∥T422 | DRYBRIDGE |  | 53.6579 | -6.4218
MV/LV Substation LA***632X | 10 kV | 400V(3ph) & 230V(single ph) | LV | 400 kVA :Building Structure | 0.4 | --> | 0.4 | 0.27 | 1.7 |  | --> | 0.38 | 0 | 0 | 0 | 0 | 0.42 | 0 |  | --> | C16 ex GORT | GORT: T41∥T42 | ENNIS |  | 53.0619 | -8.8154
MV/LV Substation LA***634 | 10 kV | 400V(3ph) & 230V(single ph) | LV | 630 kVA :Kiosk Substation | 0.63 | --> | 0.63 | 0 | 0 | Constrained,otherwise capacity available =465kVA. | --> | 0.598 | 0 | 0 | 0 | 0.01 | 0.5 | 0 |  | --> | C11 ex LOUGHLINSTOWN | LOUGHLINSTOWN: T41 | CARRICKMINES |  | 53.2515 | -6.1283
MV/LV Substation LA***635X | 10 kV | 400V(3ph) & 230V(single ph) | LV | 630 kVA :Kiosk Substation | 0.63 | --> | 0.63 | 0.5 | 6.1 |  | --> | 0.598 | 0 | 0 | 0 | 0.011 | 0.5 | 0 |  | --> | C17 ex CASHEL | CASHEL: T41 | CAHIR |  | 52.5132 | -7.8885
MV/LV Substation LA***637X | 20 kV | 400V(3ph) & 230V(single ph) | LV | 50 kVA :Pole Substation | 0.05 | --> | 0.05 | 0.045 | 1.5 |  | --> | 0.047 | 0 | 0 | 0 | 0.003 | 0.047 | 0 |  | --> | E16 ex BEALISTOWN | BEALISTOWN: T421∥T422 | GREAT ISLAND |  | 52.275 | -6.959
MV/LV Substation LA***638 | 20 kV | 400V(3ph) & 230V(single ph) | LV | 50 kVA :Pole Substation | 0.05 | --> | 0.05 | 0.044 | 1 |  | --> | 0.047 | 0 | 0 | 0 | 0.004 | 0 | 0 | Constrained,otherwise capacity available =46kW. | --> | E12 ex CARNDONAGH | CARNDONAGH: T421∥T422 | TRILLICK |  | 55.3089 | -7.3373
MV/LV Substation LA***639 | 10 kV | 400V(3ph) & 230V(single ph) | LV | 400 kVA :Kiosk Substation | 0.4 | --> | 0.4 | 0 | 0 | Constrained,otherwise capacity available =306kVA. | --> | 0.38 | 0 | 0 | 0 | 0 | 0.414 | 0 |  | --> | C11 ex LOUGHLINSTOWN | LOUGHLINSTOWN: T41 | CARRICKMINES |  | 53.246 | -6.126
MV/LV Substation LA***640Y | 10 kV | 400V(3ph) & 230V(single ph) | LV | 200 kVA :Kiosk Substation | 0.2 | --> | 0.2 | 0.085 | 5.9 |  | --> | 0.19 | 0 | 0 | 0 | 0 | 0.217 | 0 |  | --> | C20 ex BANDON | BANDON: T101 | BANDON |  | 51.7446 | -8.7971
MV/LV Substation LA***647 | 10 kV | 400V(3ph) & 230V(single ph) | LV | 50 kVA :Pole Substation | 0.05 | --> | 0.05 | 0 | 0 | Constrained,otherwise capacity available =37kVA. | --> | 0.047 | 0 | 0 | 0 | 0 | 0.051 | 0 |  | --> | C18 ex DOUGLAS | DOUGLAS: T41 | TRABEG |  | 51.853 | -8.4072
MV/LV Substation LA***654Z | 20 kV | 400V(3ph) & 230V(single ph) | LV | 400 kVA :Kiosk Substation | 0.4 | --> | 0.4 | 0.363 | 3.6 |  | --> | 0.38 | 0 | 0 | 0 | 0.006 | 0.399 | 0 |  | --> | E12 ex KILLINICK | KILLINICK: T421∥T422 | WEXFORD |  | 52.2483 | -6.3417
MV/LV Substation LA***661 | 10 kV | 400V(3ph) & 230V(single ph) | LV | 400 kVA :Kiosk Substation | 0.4 | --> | 0.4 | 0.277 | 3.1 |  | --> | 0.38 | 0 | 0 | 0 | 0.074 | 0.34 | 0 |  | --> | C21 ex MONKSTOWN | MONKSTOWN: T41 | BLACKROCK |  | 53.2788 | -6.1908
MV/LV Substation LA***661 | 20 kV | 400V(3ph) & 230V(single ph) | LV | 50 kVA :Pole Substation | 0.05 | --> | 0.05 | 0.042 | 1.6 |  | --> | 0.047 | 0 | 0 | 0 | 0 | 0.05 | 0 |  | --> | E16 ex MILLTOWN (SR) | MILLTOWN (SR): T422 | OUGHTRAGH |  | 52.1043 | -9.7985
MV/LV Substation LA***666Z | 10 kV | 400V(3ph) & 230V(single ph) | LV | 630 kVA :Building Structure | 0.63 | --> | 0.63 | 0.5 | 4.6 |  | --> | 0.598 | 0 | 0 | 0 | 0 | 0.5 | 0 |  | --> | C28 ex LIBERTY STREET | LIBERTY STREET: T102 | LIBERTY STREET |  | 51.9002 | -8.4747
MV/LV Substation LA***667 | 10 kV | 400V(3ph) & 230V(single ph) | LV | 630 kVA :Building Structure | 0.63 | --> | 0.63 | 0.251 | 8.7 |  | --> | 0.598 | 0 | 0 | 0 | 0.004 | 0.5 | 0 |  | --> | C12 ex HAROLDS CROSS | HAROLDS CROSS: T102 | POOLBEG |  | 53.3232 | -6.2809
MV/LV Substation LA***669 | 10 kV | 400V(3ph) & 230V(single ph) | LV | 400 kVA :Kiosk Substation | 0.4 | --> | 0.4 | 0.312 | 5 |  | --> | 0.38 | 0 | 0 | 0 | 0.006 | 0.407 | 0 |  | --> | C13 ex CRUMLIN | CRUMLIN: T41 | INCHICORE 220KV |  | 53.3343 | -6.3253
MV/LV Substation LA***672X | 20 kV | 400V(3ph) & 230V(single ph) | LV | 200 kVA :Pole Substation | 0.2 | --> | 0.2 | 0.087 | 5.6 |  | --> | 0.19 | 0 | 0 | 0 | 0 | 0.216 | 0 |  | --> | E13 ex CRANE | CRANE: T122 | CRANE |  | 52.4376 | -6.4448
MV/LV Substation LA***672Z | 10 kV | 400V(3ph) & 230V(single ph) | LV | 400 kVA :Kiosk Substation | 0.4 | --> | 0.4 | 0.317 | 0.5 |  | --> | 0.38 | 0 | 0 | 0 | 0.019 | 0.392 | 0 |  | --> | C17 ex BALLINDERRY | BALLINDERRY: T41 | MULLINGAR |  | 53.527 | -7.3138
MV/LV Substation LA***674X | 20 kV | 400V(3ph) & 230V(single ph) | LV | 50 kVA :Pole Substation | 0.05 | --> | 0.05 | 0.038 | 3.3 |  | --> | 0.047 | 0 | 0 | 0 | 0.011 | 0.039 | 0 |  | --> | E21 ex CRATLOE | CRATLOE: T421∥T422 | ARDNACRUSHA |  | 52.7021 | -8.7664
MV/LV Substation LA***674X | 20 kV | 400V(3ph) & 230V(single ph) | LV | 400 kVA :Kiosk Substation | 0.4 | --> | 0.4 | 0.349 | 1.6 |  | --> | 0.38 | 0 | 0 | 0 | 0 | 0.407 | 0 |  | --> | E16 ex MILLTOWN (SR) | MILLTOWN (SR): T422 | OUGHTRAGH |  | 52.0997 | -9.7882
MV/LV Substation LA***680 | 10 kV | 400V(3ph) & 230V(single ph) | LV | 200 kVA :Pole Substation | 0.2 | --> | 0.2 | 0 | 0 |  | --> | 0.19 | 0 | 0 | 0 | 0.012 | 0.191 | 0 | Constrained,otherwise capacity available =217kW. | --> | C16 ex RATHDRUM | RATHDRUM: T42 | ARKLOW |  | 53.0086 | -6.2971
MV/LV Substation LA***680X | 10 kV | 400V(3ph) & 230V(single ph) | LV | 100 kVA :Pole Substation | 0.1 | --> | 0.1 | 0.071 | 3.2 |  | --> | 0.095 | 0 | 0 | 0 | 0.014 | 0.089 | 0 |  | --> | C14 ex MCDONAGH | MCDONAGH: T42 | KILKENNY |  | 52.6528 | -7.2372
MV/LV Substation LA***681 | 10 kV | 400V(3ph) & 230V(single ph) | LV | 100 kVA :Pole Substation | 0.1 | --> | 0.1 | 0.022 | 0 | Constrained,otherwise capacity available =78kVA. | --> | 0.095 | 0 | 0 | 0 | 0 | 0.103 | 0 |  | --> | C16 ex RATHDRUM | RATHDRUM: T42 | ARKLOW |  | 53.0106 | -6.3028
MV/LV Substation LA***684 | 10 kV | 400V(3ph) & 230V(single ph) | LV | 100 kVA :Pole Substation | 0.1 | --> | 0.1 | 0.066 | 0.9 |  | --> | 0.095 | 0 | 0 | 0 | 0 | 0.104 | 0 |  | --> | C12 ex RIVERSTOWN | RIVERSTOWN: T41∥T42 | KILBARRY |  | 51.9259 | -8.4089
MV/LV Substation LA***684X | 10 kV | 400V(3ph) & 230V(single ph) | LV | 400 kVA :Kiosk Substation | 0.4 | --> | 0.4 | 0 | 0 | Constrained,otherwise capacity available =350kVA. | --> | 0.38 | 0 | 0 | 0 | 0.004 | 0.403 | 0 |  | --> | C14 ex MILFORD (NR) | MILFORD (NR): T41∥T42 | LETTERKENNY |  | 55.0857 | -7.6967
MV/LV Substation LA***685Y | 20 kV | 400V(3ph) & 230V(single ph) | LV | 50 kVA :Pole Substation | 0.05 | --> | 0.05 | 0.047 | 3.6 |  | --> | 0.047 | 0 | 0 | 0 | 0.001 | 0.048 | 0 |  | --> | E11 ex KILLINICK | KILLINICK: T421∥T422 | WEXFORD |  | 52.2272 | -6.5482
MV/LV Substation LA***686Z | 10 kV | 400V(3ph) & 230V(single ph) | LV | 50 kVA :Pole Substation | 0.05 | --> | 0.05 | 0.043 | 0.8 |  | --> | 0.047 | 0 | 0 | 0 | 0 | 0 | 0 | Constrained,otherwise capacity available =50kW. | --> | C15 ex BANTRY | BANTRY: T41∥T42 | BALLYLICKY |  | 51.7308 | -9.3523
MV/LV Substation LA***688X | 10 kV | 400V(3ph) & 230V(single ph) | LV | 50 kVA :Pole Substation | 0.05 | --> | 0.05 | 0.048 | 12.2 |  | --> | 0.047 | 0 | 0 | 0 | 0 | 0.049 | 0 |  | --> | C23 ex MONREAD | MONREAD: T101 | MONREAD |  | 53.2335 | -6.7997
MV/LV Substation LA***693X | 10 kV | 400V(3ph) & 230V(single ph) | LV | 630 kVA :Building Structure | 0.63 | --> | 0.63 | 0.5 | 6.6 |  | --> | 0.598 | 0 | 0 | 0 | 0 | 0.5 | 0 |  | --> | C29 ex PELLETSTOWN | PELLETSTOWN: T101 | FINGLAS |  | 53.3779 | -6.324
MV/LV Substation LA***696Y | 10 kV | 400V(3ph) & 230V(single ph) | LV | 200 kVA :Kiosk Substation | 0.2 | --> | 0.2 | 0.194 | 1.9 |  | --> | 0.19 | 0 | 0 | 0 | 0 | 0.2 | 0 |  | --> | C17 ex VIRGINIA | VIRGINIA: T41∥T42 | MEATH HILL |  | 53.8294 | -7.069
MV/LV Substation LA***697Y | 20 kV | 400V(3ph) & 230V(single ph) | LV | 200 kVA :Pole Substation | 0.2 | --> | 0.2 | 0.17 | 3.3 |  | --> | 0.19 | 0 | 0 | 0 | 0 | 0.204 | 0 |  | --> | E17 ex KNOCKMULLEN | KNOCKMULLEN: T421 | GREAT ISLAND |  | 52.3937 | -6.8802
MV/LV Substation LA***698Y | 10 kV | 400V(3ph) & 230V(single ph) | LV | 200 kVA :Building Structure | 0.2 | --> | 0.2 | 0.174 | 1.4 |  | --> | 0.19 | 0 | 0 | 0 | 0 | 0.203 | 0 |  | --> | C13 ex ROSCOMMON | ROSCOMMON: T41 | LANESBORO |  | 53.6324 | -8.1836
MV/LV Substation LA***701X | 20 kV | 400V(3ph) & 230V(single ph) | LV | 50 kVA :Pole Substation | 0.05 | --> | 0.05 | 0.046 | 1.1 |  | --> | 0.047 | 0 | 0 | 0 | 0 | 0.049 | 0 |  | --> | E23 ex LAWLESSTOWN | LAWLESSTOWN: T421 | DOON |  | 52.392 | -7.8036
MV/LV Substation LA***702X | 10 kV | 400V(3ph) & 230V(single ph) | LV | 100 kVA :Pole Substation | 0.1 | --> | 0.1 | 0.076 | 5.9 |  | --> | 0.095 | 0 | 0 | 0 | 0 | 0.103 | 0 |  | --> | C17 ex BANDON | BANDON: T101 | BANDON |  | 51.7788 | -8.7091
MV/LV Substation LA***705X | 20 kV | 400V(3ph) & 230V(single ph) | LV | 50 kVA :Pole Substation | 0.05 | --> | 0.05 | 0.018 | 3.3 |  | --> | 0.047 | 0 | 0 | 0 | 0.011 | 0.042 | 0 |  | --> | E21 ex CRATLOE | CRATLOE: T421∥T422 | ARDNACRUSHA |  | 52.7028 | -8.7655
MV/LV Substation LA***707X | 10 kV | 400V(3ph) & 230V(single ph) | LV | 200 kVA :Kiosk Substation | 0.2 | --> | 0.2 | 0.133 | 3.8 |  | --> | 0.19 | 0 | 0 | 0 | 0.007 | 0 | 0 | Constrained,otherwise capacity available =202kW. | --> | C16 ex TURLOUGH ROAD | TURLOUGH ROAD: T41∥T42 | CASTLEBAR |  | 53.869 | -9.3
MV/LV Substation LA***718 | 10 kV | 400V(3ph) & 230V(single ph) | LV | 100 kVA :Pole Substation | 0.1 | --> | 0.1 | 0 | 0 | Constrained,otherwise capacity available =54kVA. | --> | 0.095 | 0 | 0 | 0 | 0.004 | 0.102 | 0 |  | --> | C13 ex SANDYFORD | SANDYFORD: T41 | CARRICKMINES |  | 53.265 | -6.2408
MV/LV Substation LA***723 | 20 kV | 400V(3ph) & 230V(single ph) | LV | 50 kVA :Pole Substation | 0.05 | --> | 0.05 | 0 | 0 | Constrained,otherwise capacity available =50kVA. | --> | 0.047 | 0 | 0 | 0 | 0 | 0.049 | 0 |  | --> | E20 ex GLASMORE | GLASMORE: T422 | GLASMORE |  | 53.4897 | -6.1949
MV/LV Substation LA***727 | 10 kV | 400V(3ph) & 230V(single ph) | LV | 200 kVA :Pole Substation | 0.2 | --> | 0.2 | 0 | 0 | Constrained,otherwise capacity available =183kVA. | --> | 0.19 | 0 | 0 | 0 | 0 | 0.202 | 0 |  | --> | C21 ex LITTLE BRAY | LITTLE BRAY: T41 | FASSAROE |  | 53.1735 | -6.2174
MV/LV Substation LA***729Y | 20 kV | 400V(3ph) & 230V(single ph) | LV | 400 kVA :Kiosk Substation | 0.4 | --> | 0.4 | 0 | 0 | Constrained,otherwise capacity available =382kVA. | --> | 0.38 | 0 | 0 | 0 | 0.004 | 0.398 | 0 |  | --> | E11 ex EDENDERRY | EDENDERRY: T421∥T422 | BLAKE |  | 53.3418 | -7.0717
MV/LV Substation LA***731X | 10 kV | 400V(3ph) & 230V(single ph) | LV | 400 kVA :Kiosk Substation | 0.4 | --> | 0.4 | 0.342 | 8.3 |  | --> | 0.38 | 0 | 0 | 0 | 0.006 | 0.402 | 0 |  | --> | C12 ex MONREAD | MONREAD: T102 | MONREAD |  | 53.212 | -6.6601
MV/LV Substation LA***732X | 20 kV | 400V(3ph) & 230V(single ph) | LV | 50 kVA :Pole Substation | 0.05 | --> | 0.05 | 0.019 | 1.1 |  | --> | 0.047 | 0 | 0 | 0 | 0 | 0.054 | 0 |  | --> | E19 ex LAWLESSTOWN | LAWLESSTOWN: T421 | DOON |  | 52.3779 | -7.7261
MV/LV Substation LA***732X | 10 kV | 400V(3ph) & 230V(single ph) | LV | 400 kVA :Kiosk Substation | 0.4 | --> | 0.4 | 0.341 | 8.3 |  | --> | 0.38 | 0 | 0 | 0 | 0.016 | 0.391 | 0 |  | --> | C12 ex MONREAD | MONREAD: T102 | MONREAD |  | 53.2135 | -6.6592
MV/LV Substation LA***732X | 20 kV | 400V(3ph) & 230V(single ph) | LV | 100 kVA :Pole Substation | 0.1 | --> | 0.1 | 0.087 | 5.4 |  | --> | 0.095 | 0 | 0 | 0 | 0 | 0.101 | 0 |  | --> | E14 ex MOY | MOY: T421∥T422 | MOY |  | 54.2553 | -9.2745
MV/LV Substation LA***735X | 10 kV | 400V(3ph) & 230V(single ph) | LV | 50 kVA :Pole Substation | 0.05 | --> | 0.05 | 0 | 0 | Constrained,otherwise capacity available =31kVA. | --> | 0.047 | 0 | 0 | 0 | 0 | 0 | 0 | Constrained,otherwise capacity available =51kW. | --> | C17 ex COLLIGAN | COLLIGAN: T41 | DUNGARVAN |  | 52.0953 | -7.638
MV/LV Substation LA***754Z | 10 kV | 400V(3ph) & 230V(single ph) | LV | 400 kVA :Building Structure | 0.4 | --> | 0.4 | 0.294 | 15.8 |  | --> | 0.38 | 0 | 0 | 0 | 0 | 0.416 | 0 |  | --> | C36 ex CASTLEVIEW | CASTLEVIEW: T102 | CASTLEVIEW |  | 51.897 | -8.3284
MV/LV Substation LA***763X | 20 kV | 400V(3ph) & 230V(single ph) | LV | 200 kVA :Kiosk Substation | 0.2 | --> | 0.2 | 0 | 5.3 |  | --> | 0.19 | 0 | 0 | 0 | 0 | 0.231 | 0 |  | --> | E15 ex BUSH | BUSH: T421∥T422 | DUNDALK |  | 54.027 | -6.1353
MV/LV Substation LA***764 | 10 kV | 400V(3ph) & 230V(single ph) | LV | 400 kVA :Kiosk Substation | 0.4 | --> | 0.4 | 0 | 0 | Constrained,otherwise capacity available =375kVA. | --> | 0.38 | 0 | 0 | 0 | 0 | 0.403 | 0 |  | --> | C18 ex HEADFORD ROAD | HEADFORD ROAD: T42 | GALWAY 110KV |  | 53.3088 | -9.0672
MV/LV Substation LA***764 | 10 kV | 400V(3ph) & 230V(single ph) | LV | 200 kVA :Kiosk Substation | 0.2 | --> | 0.2 | 0 | 0 | Constrained,otherwise capacity available =165kVA. | --> | 0.19 | 0 | 0 | 0 | 0.024 | 0.18 | 0 |  | --> | C18 ex WOODFORD | WOODFORD: T41∥T42 | KNOCKEARAGH |  | 52.0401 | -9.485
MV/LV Substation LA***764 | 20 kV | 400V(3ph) & 230V(single ph) | LV | 50 kVA :Pole Substation | 0.05 | --> | 0.05 | 0 | 0 | Constrained,otherwise capacity available =36kVA. | --> | 0.047 | 0 | 0 | 0 | 0.007 | 0.043 | 0 |  | --> | E15 ex BRUFF | BRUFF: T421 | LIMERICK |  | 52.5267 | -8.52
MV/LV Substation LA***765Y | 10 kV | 400V(3ph) & 230V(single ph) | LV | 400 kVA :Kiosk Substation | 0.4 | --> | 0.4 | 0.314 | 0.7 |  | --> | 0.38 | 0 | 0 | 0 | 0.117 | 0.29 | 0 |  | --> | C12 ex AGHAMORE | AGHAMORE: T42 | LANESBORO |  | 53.6724 | -7.9838
MV/LV Substation LA***773Z | 20 kV | 400V(3ph) & 230V(single ph) | LV | 400 kVA :Kiosk Substation | 0.4 | --> | 0.4 | 0.307 | 3.6 |  | --> | 0.38 | 0 | 0 | 0 | 0.003 | 0.41 | 0 |  | --> | E12 ex KILLINICK | KILLINICK: T421∥T422 | WEXFORD |  | 52.2445 | -6.3848
MV/LV Substation LA***774X | 10 kV | 400V(3ph) & 230V(single ph) | LV | 400 kVA :Kiosk Substation | 0.4 | --> | 0.4 | 0.007 | 2.6 |  | --> | 0.38 | 0 | 0 | 0 | 0.16 | 0.289 | 0 |  | --> | C20 ex FORTUNESTOWN | FORTUNESTOWN: T102 | INCHICORE 220KV |  | 53.2792 | -6.4212
MV/LV Substation LA***781 | 10 kV | 400V(3ph) & 230V(single ph) | LV | 400 kVA :Kiosk Substation | 0.4 | --> | 0.4 | 0 | 0 | Constrained,otherwise capacity available =294kVA. | --> | 0.38 | 0 | 0 | 0 | 0.004 | 0.412 | 0 |  | --> | C12 ex WHITEHALL | WHITEHALL: T41 | FINGLAS |  | 53.3877 | -6.2498
MV/LV Substation LA***783 | 10 kV | 400V(3ph) & 230V(single ph) | LV | 400 kVA :Building Structure | 0.4 | --> | 0.4 | 0.378 | 1.6 |  | --> | 0.38 | 0 | 0 | 0 | 0 | 0.403 | 0 |  | --> | C16 ex NEWTOWNCUNNINGHAM | NEWTOWNCUNNINGHAM: T41∥T42 | LETTERKENNY |  | 54.9534 | -7.5724
MV/LV Substation LA***785Y | 10 kV | 400V(3ph) & 230V(single ph) | LV | 630 kVA :Kiosk Substation | 0.63 | --> | 0.63 | 0.34 | 0.3 | Constrained,otherwise capacity available =500kVA. | --> | 0.598 | 0 | 0 | 0 | 0.047 | 0.5 | 0 |  | --> | C16 ex ATHLONE | ATHLONE: T42 | ATHLONE |  | 53.4259 | -7.9573
MV/LV Substation LA***789 | 10 kV | 400V(3ph) & 230V(single ph) | LV | 50 kVA :Pole Substation | 0.05 | --> | 0.05 | 0 | 0 | Constrained,otherwise capacity available =39kVA. | --> | 0.047 | 0 | 0 | 0 | 0.007 | 0.043 | 0 |  | --> | C14 ex CLONAKILTY | CLONAKILTY: T41∥T42 | DUNMANWAY |  | 51.6079 | -8.8922
MV/LV Substation LA***792 | 20 kV | 400V(3ph) & 230V(single ph) | LV | 50 kVA :Pole Substation | 0.05 | --> | 0.05 | 0.038 | 5 |  | --> | 0.047 | 0 | 0 | 0 | 0.007 | 0.043 | 0 |  | --> | C12 ex BALLYTIVNAN | BALLYTIVNAN: T42 | SLIGO |  | 54.3394 | -8.3695
MV/LV Substation LA***796Y | 20 kV | 400V(3ph) & 230V(single ph) | LV | 200 kVA :Kiosk Substation | 0.2 | --> | 0.2 | 0 | 0 | Constrained,otherwise capacity available =178kVA. | --> | 0.19 | 0 | 0 | 0 | 0.007 | 0.195 | 0 |  | --> | E15 ex DULEEK | DULEEK: T421∥T422 | DRYBRIDGE |  | 53.6581 | -6.4246
MV/LV Substation LA***799Y | 10 kV | 400V(3ph) & 230V(single ph) | LV | 630 kVA :Kiosk Substation | 0.63 | --> | 0.63 | 0.5 | 2.7 |  | --> | 0.598 | 0 | 0 | 0 | 0 | 0.5 | 0 |  | --> | E19 ex LONGFORD | LONGFORD: T421 | RICHMOND |  | 53.7263 | -7.8074
MV/LV Substation LA***802 | 20 kV | 400V(3ph) & 230V(single ph) | LV | 50 kVA :Pole Substation | 0.05 | --> | 0.05 | 0 | 0 | Constrained,otherwise capacity available =38kVA. | --> | 0.047 | 0 | 0 | 0 | 0 | 0 | 0 | Constrained,otherwise capacity available =51kW. | --> | E11 ex LUMCLOON | LUMCLOON: T421∥T422 | DALLOW |  | 53.2236 | -7.8729
MV/LV Substation LA***802 | 10 kV | 400V(3ph) & 230V(single ph) | LV | 200 kVA :Kiosk Substation | 0.2 | --> | 0.2 | 0.116 | 4.1 |  | --> | 0.19 | 0 | 0 | 0 | 0.017 | 0.194 | 0 |  | --> | C18 ex LOUGHLINSTOWN | LOUGHLINSTOWN: T42 | CARRICKMINES |  | 53.2572 | -6.1536
MV/LV Substation LA***802X | 20 kV | 400V(3ph) & 230V(single ph) | LV | 100 kVA :Pole Substation | 0.1 | --> | 0.1 | 0 | 0 | Constrained,otherwise capacity available =59kVA. | --> | 0.095 | 0 | 0 | 0 | 0 | 0.106 | 0 |  | --> | E19 ex CAVAN | CAVAN: T421 | SHANKILL |  | 53.9175 | -7.4365
MV/LV Substation LA***803 | 20 kV | 400V(3ph) & 230V(single ph) | LV | 400 kVA :Kiosk Substation | 0.4 | --> | 0.4 | 0.363 | 26.7 |  | --> | 0.38 | 0 | 0 | 0 | 0 | 0.405 | 0 |  | --> | E17 ex WEXFORD | WEXFORD: T121∥T122 | WEXFORD |  | 52.339 | -6.5637
MV/LV Substation LA***809Y | 10 kV | 400V(3ph) & 230V(single ph) | LV | 50 kVA :Pole Substation | 0.05 | --> | 0.05 | 0.045 | 4.8 |  | --> | 0.047 | 0 | 0 | 0 | 0 | 0.05 | 0 |  | --> | C23 ex ATHY | ATHY: T101 | ATHY |  | 52.946 | -7.0193
MV/LV Substation LA***813Y | 20 kV | 400V(3ph) & 230V(single ph) | LV | 50 kVA :Pole Substation | 0.05 | --> | 0.05 | 0 | 0 | Constrained,otherwise capacity available =45kVA. | --> | 0.047 | 0 | 0 | 0 | 0 | 0.05 | 0 |  | --> | E19 ex CAVAN | CAVAN: T421 | SHANKILL |  | 53.9213 | -7.4236
MV/LV Substation LA***813Z | 20 kV | 400V(3ph) & 230V(single ph) | LV | 50 kVA :Pole Substation | 0.05 | --> | 0.05 | 0.048 | 3.6 |  | --> | 0.047 | 0 | 0 | 0 | 0 | 0.049 | 0 |  | --> | E13 ex KILLINICK | KILLINICK: T421∥T422 | WEXFORD |  | 52.2087 | -6.3735
MV/LV Substation LA***814Y | 10 kV | 400V(3ph) & 230V(single ph) | LV | 630 kVA :Kiosk Substation | 0.63 | --> | 0.63 | 0 | 0 | Constrained,otherwise capacity available =500kVA. | --> | 0.598 | 0 | 0 | 0 | 0.009 | 0 | 0 | Constrained,otherwise capacity available =500kW. | --> | C14 ex PORTLAOISE | PORTLAOISE: T42 | PORTLAOISE |  | 53.0474 | -7.2657
MV/LV Substation LA***815Z | 20 kV | 400V(3ph) & 230V(single ph) | LV | 400 kVA :Kiosk Substation | 0.4 | --> | 0.4 | 0.323 | 2.5 |  | --> | 0.38 | 0 | 0 | 0 | 0.003 | 0.408 | 0 |  | --> | E13 ex TULLOW | TULLOW: T421 | CARLOW |  | 52.737 | -6.7686
MV/LV Substation LA***817 | 20 kV | 400V(3ph) & 230V(single ph) | LV | 150 kVA :Pole Substation | 0.15 | --> | 0.15 | 0 | 0 | Constrained,otherwise capacity available =148kVA. | --> | 0.142 | 0 | 0 | 0 | 0 | 0.149 | 0 |  | --> | C15 ex BALLYHAUNIS | BALLYHAUNIS: T41∥T42 | DALTON |  | 53.6982 | -8.7622
MV/LV Substation LA***819 | 10 kV | 400V(3ph) & 230V(single ph) | LV | 400 kVA :Kiosk Substation | 0.4 | --> | 0.4 | 0.336 | 0.8 |  | --> | 0.38 | 0 | 0 | 0 | 0 | 0.409 | 0 |  | --> | C13 ex SMEARLA | SMEARLA: T41 | TRIEN |  | 52.4504 | -9.4855
MV/LV Substation LA***820Z | 10 kV | 400V(3ph) & 230V(single ph) | LV | 1000 kVA :Building Structure | 1 | --> | 1 | 0.5 | 4.6 |  | --> | 0.95 | 0 | 0 | 0 | 0 | 0.5 | 0 |  | --> | C20 ex LIBERTY STREET | LIBERTY STREET: T102 | LIBERTY STREET |  | 51.8957 | -8.4833
MV/LV Substation LA***821Y | 20 kV | 400V(3ph) & 230V(single ph) | LV | 50 kVA :Pole Substation | 0.05 | --> | 0.05 | 0 | 0 | Constrained,otherwise capacity available =48kVA. | --> | 0.047 | 0 | 0 | 0 | 0.007 | 0 | 0 | Constrained,otherwise capacity available =42kW. | --> | C11 ex MOUNTMELLICK | MOUNTMELLICK: T41∥T42 | PORTLAOISE |  | 53.1616 | -7.5631
MV/LV Substation LA***823Y | 20 kV | 400V(3ph) & 230V(single ph) | LV | 100 kVA :Pole Substation | 0.1 | --> | 0.1 | 0.083 | 5.3 |  | --> | 0.095 | 0 | 0 | 0 | 0 | 0.102 | 0 |  | --> | E15 ex BUSH | BUSH: T421∥T422 | DUNDALK |  | 54.0259 | -6.1358
MV/LV Substation LA***826Y | 10 kV | 400V(3ph) & 230V(single ph) | LV | 400 kVA :Kiosk Substation | 0.4 | --> | 0.4 | 0 | 0 | Constrained,otherwise capacity available =250kVA. | --> | 0.38 | 0 | 0 | 0 | 0.014 | 0.408 | 0 |  | --> | C22 ex TERMONFECKIN ROAD | TERMONFECKIN ROAD: T41∥T42 | DRYBRIDGE |  | 53.7304 | -6.356
MV/LV Substation LA***827Y | 10 kV | 400V(3ph) & 230V(single ph) | LV | 400 kVA :Kiosk Substation | 0.4 | --> | 0.4 | 0.295 | 2.1 |  | --> | 0.38 | 0 | 0 | 0 | 0 | 0.416 | 0 |  | --> | C21 ex WATERFORD IND EST | WATERFORD IND EST: T41 | BUTLERSTOWN |  | 52.2414 | -7.1294
MV/LV Substation LA***828 | 10 kV | 400V(3ph) & 230V(single ph) | LV | 630 kVA :Building Structure | 0.63 | --> | 0.63 | 0.5 | 0.5 |  | --> | 0.598 | 0 | 0 | 0 | 0 | 0.5 | 0 |  | --> | C06 ex PEMBROKE | PEMBROKE: T44 | RINGSEND |  | 53.3333 | -6.2293
MV/LV Substation LA***828 | 20 kV | 400V(3ph) & 230V(single ph) | LV | 200 kVA :Kiosk Substation | 0.2 | --> | 0.2 | 0.143 | 3.3 |  | --> | 0.19 | 0 | 0 | 0 | 0 | 0.208 | 0 |  | --> | E12 ex BIRDHILL | BIRDHILL: T422 | ARDNACRUSHA |  | 52.8038 | -8.4396
MV/LV Substation LA***830Z | 10 kV | 400V(3ph) & 230V(single ph) | LV | 630 kVA :Building Structure | 0.63 | --> | 0.63 | 0 | 0 | Constrained,otherwise capacity available =396kVA. | --> | 0.598 | 0 | 0 | 0 | 0 | 0.5 | 0 |  | --> | C14 ex NAAS | NAAS: T42 | NEWBRIDGE |  | 53.2194 | -6.6598
MV/LV Substation LA***835Y | 10 kV | 400V(3ph) & 230V(single ph) | LV | 200 kVA :Kiosk Substation | 0.2 | --> | 0.2 | 0.151 | 1.4 |  | --> | 0.19 | 0 | 0 | 0 | 0.011 | 0.195 | 0 |  | --> | C17 ex ROSCOMMON | ROSCOMMON: T41 | LANESBORO |  | 53.6205 | -8.1738
MV/LV Substation LA***841X | 10 kV | 400V(3ph) & 230V(single ph) | LV | 200 kVA :Pole Substation | 0.2 | --> | 0.2 | 0 | 0 | Constrained,otherwise capacity available =154kVA. | --> | 0.19 | 0 | 0 | 0 | 0.003 | 0 | 0 | Constrained,otherwise capacity available =203kW. | --> | C20 ex TEMPLEMORE | TEMPLEMORE: T42 | IKERRIN |  | 52.8003 | -7.8353
MV/LV Substation LA***846 | 10 kV | 400V(3ph) & 230V(single ph) | LV | 100 kVA :Pole Substation | 0.1 | --> | 0.1 | 0 | 0 | Constrained,otherwise capacity available =97kVA. | --> | 0.095 | 0 | 0 | 0 | 0 | 0.1 | 0 |  | --> | C18 ex DOUGLAS | DOUGLAS: T41 | TRABEG |  | 51.8551 | -8.4046
MV/LV Substation LA***849Y | 10 kV | 400V(3ph) & 230V(single ph) | LV | 50 kVA :Pole Substation | 0.05 | --> | 0.05 | 0.049 | 0.1 |  | --> | 0.047 | 0 | 0 | 0 | 0 | 0.049 | 0 |  | --> | C23 ex SRAH | SRAH: T43 | THORNSBERRY |  | 53.2982 | -7.4681
MV/LV Substation LA***852 | 10 kV | 400V(3ph) & 230V(single ph) | LV | 50 kVA :Pole Substation | 0.05 | --> | 0.05 | 0.05 | 3.8 |  | --> | 0.047 | 0 | 0 | 0 | 0 | 0 | 0 | Constrained,otherwise capacity available =49kW. | --> | C18 ex TURLOUGH ROAD | TURLOUGH ROAD: T41∥T42 | CASTLEBAR |  | 53.8951 | -9.1605
MV/LV Substation LA***853 | 10 kV | 400V(3ph) & 230V(single ph) | LV | 1000 kVA :Building Structure | 1 | --> | 1 | 0 | 0 | Constrained,otherwise capacity available =500kVA. | --> | 0.95 | 0 | 0 | 0 | 0.006 | 0.5 | 0 |  | --> | C31 ex INCHICORE CENTRAL | INCHICORE CENTRAL: T45 | INCHICORE 220KV |  | 53.3257 | -6.3313
MV/LV Substation LA***859 | 10 kV | 400V(3ph) & 230V(single ph) | LV | 50 kVA :Pole Substation | 0.05 | --> | 0.05 | 0.044 | 2 |  | --> | 0.047 | 0 | 0 | 0 | 0 | 0.05 | 0 |  | --> | C15 ex BALLYTIVNAN | BALLYTIVNAN: T41 | SLIGO |  | 54.2583 | -8.393
MV/LV Substation LA***864 | 10 kV | 400V(3ph) & 230V(single ph) | LV | 50 kVA :Pole Substation | 0.05 | --> | 0.05 | 0.048 | 1.2 |  | --> | 0.047 | 0 | 0 | 0 | 0 | 0 | 0 | Constrained,otherwise capacity available =49kW. | --> | C20 ex KNOCKAPHUNTA | KNOCKAPHUNTA: T41∥T42 | CASTLEBAR |  | 53.7968 | -9.2376
MV/LV Substation LA***866X | 20 kV | 400V(3ph) & 230V(single ph) | LV | 50 kVA :Pole Substation | 0.05 | --> | 0.05 | 0.04 | 2.5 |  | --> | 0.047 | 0 | 0 | 0 | 0 | 0.051 | 0 |  | --> | E16 ex CONG | CONG: T421∥T422 | CLOON |  | 53.5829 | -9.2607
MV/LV Substation LA***867X | 10 kV | 400V(3ph) & 230V(single ph) | LV | 50 kVA :Pole Substation | 0.05 | --> | 0.05 | 0 | 0 | Constrained,otherwise capacity available =50kVA. | --> | 0.047 | 0 | 0 | 0 | 0 | 0.049 | 0 |  | --> | C18 ex BUTTEVANT | BUTTEVANT: T41∥T42 | MALLOW |  | 52.2501 | -8.7967
MV/LV Substation LA***870 | 10 kV | 400V(3ph) & 230V(single ph) | LV | 1000 kVA :Building Structure | 1 | --> | 1 | 0 | 0 | Constrained,otherwise capacity available =500kVA. | --> | 0.95 | 0 | 0 | 0 | 0 | 0.5 | 0 |  | --> | C31 ex INCHICORE CENTRAL | INCHICORE CENTRAL: T45 | INCHICORE 220KV |  | 53.3257 | -6.3313
MV/LV Substation LA***871 | 10 kV | 400V(3ph) & 230V(single ph) | LV | 1000 kVA :Building Structure | 1 | --> | 1 | 0 | 0 | Constrained,otherwise capacity available =500kVA. | --> | 0.95 | 0 | 0 | 0 | 0 | 0.5 | 0 |  | --> | C31 ex INCHICORE CENTRAL | INCHICORE CENTRAL: T45 | INCHICORE 220KV |  | 53.3257 | -6.3312
MV/LV Substation LA***876 | 20 kV | 400V(3ph) & 230V(single ph) | LV | 200 kVA :Pole Substation | 0.2 | --> | 0.2 | 0.183 | 1.6 |  | --> | 0.19 | 0 | 0 | 0 | 0 | 0.202 | 0 |  | --> | E16 ex MILLTOWN (SR) | MILLTOWN (SR): T422 | OUGHTRAGH |  | 52.1032 | -9.8058
MV/LV Substation LA***876Y | 10 kV | 400V(3ph) & 230V(single ph) | LV | 100 kVA :Pole Substation | 0.1 | --> | 0.1 | 0.096 | 4.6 |  | --> | 0.095 | 0 | 0 | 0 | 0.004 | 0.095 | 0 |  | --> | C18 ex BALLYJAMESDUFF | BALLYJAMESDUFF: T42 | SHANKILL |  | 53.903 | -7.176
MV/LV Substation LA***880 | 10 kV | 400V(3ph) & 230V(single ph) | LV | 630 kVA :Building Structure | 0.63 | --> | 0.63 | 0.5 | 1.1 |  | --> | 0.598 | 0 | 0 | 0 | 0 | 0.5 | 0 |  | --> | C18 ex KIMMAGE | KIMMAGE: T42 | INCHICORE 220KV |  | 53.32 | -6.2909
MV/LV Substation LA***881 | 20 kV | 400V(3ph) & 230V(single ph) | LV | 100 kVA :Pole Substation | 0.1 | --> | 0.1 | 0.048 | 2 |  | --> | 0.095 | 0 | 0 | 0 | 0.039 | 0.066 | 0 |  | --> | E15 ex BALLYCONNELL | BALLYCONNELL: T421∥T422 | GORTAWEE |  | 54.1195 | -7.487
MV/LV Substation LA***893 | 10 kV | 400V(3ph) & 230V(single ph) | LV | 400 kVA :Building Structure | 0.4 | --> | 0.4 | 0.253 | 4.6 |  | --> | 0.38 | 0 | 0 | 0 | 0 | 0.422 | 0 |  | --> | C22 ex LIBERTY STREET | LIBERTY STREET: T102 | LIBERTY STREET |  | 51.8971 | -8.4798
MV/LV Substation LA***893Y | 10 kV | 400V(3ph) & 230V(single ph) | LV | 200 kVA :Pole Substation | 0.2 | --> | 0.2 | 0.19 | 4.6 |  | --> | 0.19 | 0 | 0 | 0 | 0 | 0.201 | 0 |  | --> | C18 ex BALLYJAMESDUFF | BALLYJAMESDUFF: T42 | SHANKILL |  | 53.8797 | -7.1711
MV/LV Substation LA***896Y | 20 kV | 400V(3ph) & 230V(single ph) | LV | 50 kVA :Pole Substation | 0.05 | --> | 0.05 | 0.045 | 2.8 |  | --> | 0.047 | 0 | 0 | 0 | 0.011 | 0.038 | 0 |  | --> | E12 ex LONGFORD | LONGFORD: T422 | RICHMOND |  | 53.8482 | -7.6917
MV/LV Substation LA***903Z | 10 kV | 400V(3ph) & 230V(single ph) | LV | 400 kVA :Kiosk Substation | 0.4 | --> | 0.4 | 0.286 | 0.5 |  | --> | 0.38 | 0 | 0 | 0 | 0.01 | 0.406 | 0 |  | --> | C17 ex BALLINDERRY | BALLINDERRY: T41 | MULLINGAR |  | 53.5263 | -7.314
MV/LV Substation LA***906 | 20 kV | 400V(3ph) & 230V(single ph) | LV | 200 kVA :Pole Substation | 0.2 | --> | 0.2 | 0 | 0 | Constrained,otherwise capacity available =156kVA. | --> | 0.19 | 0 | 0 | 0 | 0 | 0.206 | 0 |  | --> | C16 ex CARRICK ON SHANNON | CARRICK ON SHANNON: T41∥T42 | CARRICK ON SHANNON |  | 53.824 | -8.1118
MV/LV Substation LA***908X | 10 kV | 400V(3ph) & 230V(single ph) | LV | 100 kVA :Pole Substation | 0.1 | --> | 0.1 | 0 | 0 | Constrained,otherwise capacity available =65kVA. | --> | 0.095 | 0 | 0 | 0 | 0.008 | 0.097 | 0 |  | --> | C30 ex KINSALE | KINSALE: T41∥T42 | BANDON |  | 51.6458 | -8.5874
MV/LV Substation LA***912X | 10 kV | 400V(3ph) & 230V(single ph) | LV | 400 kVA :Building Structure | 0.4 | --> | 0.4 | 0.39 | 0.8 |  | --> | 0.38 | 0 | 0 | 0 | 0 | 0 | 0 | Constrained,otherwise capacity available =401kW. | --> | C15 ex BANTRY | BANTRY: T41∥T42 | BALLYLICKY |  | 51.6948 | -9.4363
MV/LV Substation LA***915 | 10 kV | 400V(3ph) & 230V(single ph) | LV | 50 kVA :Pole Substation | 0.05 | --> | 0.05 | 0.049 | 0.9 |  | --> | 0.047 | 0 | 0 | 0 | 0 | 0.049 | 0 |  | --> | C15 ex DRUMQUIN | DRUMQUIN: T42 | ENNIS |  | 52.7071 | -9.1072
MV/LV Substation LA***917 | 20 kV | 400V(3ph) & 230V(single ph) | LV | 50 kVA :Pole Substation | 0.05 | --> | 0.05 | 0.03 | 1.8 |  | --> | 0.047 | 0 | 0 | 0 | 0 | 0.052 | 0 |  | --> | E16 ex CURRALEIGH | CURRALEIGH: T421∥T422 | KILBARRY |  | 51.9943 | -8.7445
MV/LV Substation LA***920Y | 10 kV | 400V(3ph) & 230V(single ph) | LV | 200 kVA :Pole Substation | 0.2 | --> | 0.2 | 0.186 | 0.7 |  | --> | 0.19 | 0 | 0 | 0 | 0.004 | 0.197 | 0 |  | --> | C14 ex KNOCKMULLEN | KNOCKMULLEN: T42 | GREAT ISLAND |  | 52.3998 | -6.9288
MV/LV Substation LA***922X | 20 kV | 400V(3ph) & 230V(single ph) | LV | 50 kVA :Pole Substation | 0.05 | --> | 0.05 | 0.035 | 1.4 |  | --> | 0.047 | 0 | 0 | 0 | 0 | 0.051 | 0 |  | --> | E18 ex GARRANACANTY | GARRANACANTY: T422 | TIPPERARY |  | 52.5354 | -8.1415
MV/LV Substation LA***923X | 20 kV | 400V(3ph) & 230V(single ph) | LV | 50 kVA :Pole Substation | 0.05 | --> | 0.05 | 0.04 | 2.1 |  | --> | 0.047 | 0 | 0 | 0 | 0 | 0.051 | 0 |  | --> | E17 ex KILROSS ROAD | KILROSS ROAD: T421 | TIPPERARY |  | 52.4681 | -8.2764
MV/LV Substation LA***924 | 20 kV | 400V(3ph) & 230V(single ph) | LV | 400 kVA :Kiosk Substation | 0.4 | --> | 0.4 | 0.322 | 3.7 |  | --> | 0.38 | 0 | 0 | 0 | 0.01 | 0 | 0 | Constrained,otherwise capacity available =401kW. | --> | E17 ex FOXHOLE | FOXHOLE: T421∥T422 | DUNGARVAN |  | 51.9585 | -7.8609
MV/LV Substation LA***930 | 10 kV | 400V(3ph) & 230V(single ph) | LV | 100 kVA :Pole Substation | 0.1 | --> | 0.1 | 0 | 0 | Constrained,otherwise capacity available =71kVA. | --> | 0.095 | 0 | 0 | 0 | 0 | 0.103 | 0 |  | --> | C15 ex CULLION | CULLION: T41∥T42 | LETTERKENNY |  | 54.9343 | -7.6256
MV/LV Substation LA***932X | 10 kV | 400V(3ph) & 230V(single ph) | LV | 50 kVA :Pole Substation | 0.05 | --> | 0.05 | 0.05 | 0.9 |  | --> | 0.047 | 0 | 0 | 0 | 0 | 0.049 | 0 |  | --> | C15 ex CRANNY | CRANNY: T41 | ENNIS |  | 52.7184 | -9.2802
MV/LV Substation LA***933X | 10 kV | 400V(3ph) & 230V(single ph) | LV | 400 kVA :Kiosk Substation | 0.4 | --> | 0.4 | 0 | 0 | Constrained,otherwise capacity available =332kVA. | --> | 0.38 | 0 | 0 | 0 | 0.036 | 0.372 | 0 |  | --> | C14 ex CLONAKILTY | CLONAKILTY: T41∥T42 | DUNMANWAY |  | 51.6164 | -8.9045
MV/LV Substation LA***934X | 20 kV | 400V(3ph) & 230V(single ph) | LV | 200 kVA :Kiosk Substation | 0.2 | --> | 0.2 | 0 | 0 | Constrained,otherwise capacity available =196kVA. | --> | 0.19 | 0 | 0 | 0 | 0 | 0.2 | 0 |  | --> | E13 ex BALLINROBE | BALLINROBE: T421∥T422 | DALTON |  | 53.6312 | -9.2339
MV/LV Substation LA***936 | 10 kV | 400V(3ph) & 230V(single ph) | LV | 100 kVA :Pole Substation | 0.1 | --> | 0.1 | 0.083 | 3 |  | --> | 0.095 | 0 | 0 | 0 | 0 | 0.102 | 0 |  | --> | C11 ex CROSSMOLINA | CROSSMOLINA: T41∥T42 | MOY |  | 54.0308 | -9.3239
MV/LV Substation LA***940 | 20 kV | 400V(3ph) & 230V(single ph) | LV | 200 kVA :Pole Substation | 0.2 | --> | 0.2 | 0.188 | 5.2 |  | --> | 0.19 | 0 | 0 | 0 | 0 | 0.201 | 0 |  | --> | E18 ex WHITECHURCH | WHITECHURCH: T422 | KILBARRY |  | 51.9934 | -8.7248
MV/LV Substation LA***944 | 20 kV | 400V(3ph) & 230V(single ph) | LV | 50 kVA :Pole Substation | 0.05 | --> | 0.05 | 0.043 | 0.8 |  | --> | 0.047 | 0 | 0 | 0 | 0 | 0.05 | 0 |  | --> | E15 ex RATHMORE | RATHMORE: T421 | KNOCKEARAGH |  | 52.1962 | -9.2138
MV/LV Substation LA***949Y | 10 kV | 400V(3ph) & 230V(single ph) | LV | 400 kVA :Kiosk Substation | 0.4 | --> | 0.4 | 0 | 0 | Constrained,otherwise capacity available =319kVA. | --> | 0.38 | 0 | 0 | 0 | 0.011 | 0 | 0 | Constrained,otherwise capacity available =401kW. | --> | C14 ex PORTLAOISE | PORTLAOISE: T42 | PORTLAOISE |  | 53.0487 | -7.2642
MV/LV Substation LA***953 | 20 kV | 400V(3ph) & 230V(single ph) | LV | 200 kVA :Kiosk Substation | 0.2 | --> | 0.2 | 0 | 0 | Constrained,otherwise capacity available =142kVA. | --> | 0.19 | 0 | 0 | 0 | 0.008 | 0.2 | 0 |  | --> | E47 ex CLAREGALWAY | CLAREGALWAY: T421 | GALWAY 110KV |  | 53.3698 | -8.886
MV/LV Substation LA***953 | 10 kV | 400V(3ph) & 230V(single ph) | LV | 200 kVA :Kiosk Substation | 0.2 | --> | 0.2 | 0.135 | 2.1 |  | --> | 0.19 | 0 | 0 | 0 | 0.002 | 0.208 | 0 |  | --> | C21 ex WATERFORD IND EST | WATERFORD IND EST: T41 | BUTLERSTOWN |  | 52.2399 | -7.1306
MV/LV Substation LA***953X | 10 kV | 400V(3ph) & 230V(single ph) | LV | 100 kVA :Pole Substation | 0.1 | --> | 0.1 | 0.078 | 1.8 |  | --> | 0.095 | 0 | 0 | 0 | 0 | 0.103 | 0 |  | --> | C12 ex ROSCOMMON | ROSCOMMON: T42 | LANESBORO |  | 53.6357 | -8.1805
MV/LV Substation LA***955 | 20 kV | 400V(3ph) & 230V(single ph) | LV | 100 kVA :Pole Substation | 0.1 | --> | 0.1 | 0.046 | 3.2 |  | --> | 0.095 | 0 | 0 | 0 | 0 | 0 | 0 | Constrained,otherwise capacity available =107kW. | --> | E14 ex BANGOR ERRIS | BANGOR ERRIS: T421 | BELLACORICK |  | 54.2401 | -9.7252
MV/LV Substation LA***958X | 20 kV | 400V(3ph) & 230V(single ph) | LV | 50 kVA :Pole Substation | 0.05 | --> | 0.05 | 0.044 | 5.6 |  | --> | 0.047 | 0 | 0 | 0 | 0 | 0.05 | 0 |  | --> | E13 ex CRANE | CRANE: T122 | CRANE |  | 52.4452 | -6.3412
MV/LV Substation LA***964X | 20 kV | 400V(3ph) & 230V(single ph) | LV | 50 kVA :Pole Substation | 0.05 | --> | 0.05 | 0.05 | 2.3 |  | --> | 0.047 | 0 | 0 | 0 | 0 | 0.049 | 0 |  | --> | C17 ex GILLOGUE | GILLOGUE: T41∥T42 | ARDNACRUSHA |  | 52.7047 | -8.5359
MV/LV Substation LA***969 | 20 kV | 400V(3ph) & 230V(single ph) | LV | 50 kVA :Pole Substation | 0.05 | --> | 0.05 | 0 | 4.1 |  | --> | 0.047 | 0 | 0 | 0 | 0 | 0 | 0 | Constrained,otherwise capacity available =56kW. | --> | E11 ex CHARLEVILLE | CHARLEVILLE: T422 | CHARLEVILLE |  | 52.4273 | -8.6892
MV/LV Substation LA***973Y | 10 kV | 400V(3ph) & 230V(single ph) | LV | 200 kVA :Kiosk Substation | 0.2 | --> | 0.2 | 0.152 | 2.7 |  | --> | 0.19 | 0 | 0 | 0 | 0.014 | 0.192 | 0 |  | --> | C16 ex CALLAN | CALLAN: T41∥T42 | KILKENNY |  | 52.5365 | -7.2317
MV/LV Substation LA***978 | 20 kV | 400V(3ph) & 230V(single ph) | LV | 100 kVA :Pole Substation | 0.1 | --> | 0.1 | 0 | 0 | Constrained,otherwise capacity available =21kVA. | --> | 0.095 | 0 | 0 | 0 | 0 | 0.111 | 0 |  | --> | E13 ex BALTINGLASS | BALTINGLASS: T421∥T422 | STRATFORD |  | 52.9354 | -6.6952
MV/LV Substation LA***978Y | 10 kV | 400V(3ph) & 230V(single ph) | LV | 50 kVA :Pole Substation | 0.05 | --> | 0.05 | 0 | 0 | Constrained,otherwise capacity available =44kVA. | --> | 0.047 | 0 | 0 | 0 | 0 | 0.05 | 0 |  | --> | C18 ex DOUGLAS | DOUGLAS: T41 | TRABEG |  | 51.8509 | -8.4032
MV/LV Substation LA***980X | 20 kV | 400V(3ph) & 230V(single ph) | LV | 50 kVA :Pole Substation | 0.05 | --> | 0.05 | 0.039 | 26.7 |  | --> | 0.047 | 0 | 0 | 0 | 0.01 | 0.04 | 0 |  | --> | E12 ex WEXFORD | WEXFORD: T121∥T122 | WEXFORD |  | 52.3435 | -6.5668
MV/LV Substation LA***995X | 20 kV | 400V(3ph) & 230V(single ph) | LV | 100 kVA :Pole Substation | 0.1 | --> | 0.1 | 0 | 0 | Constrained,otherwise capacity available =94kVA. | --> | 0.095 | 0 | 0 | 0 | 0 | 0.1 | 0 |  | --> | E17 ex BALTINGLASS | BALTINGLASS: T421∥T422 | STRATFORD |  | 52.9316 | -6.6828
MV/LV Substation LC***078Y | 10 kV | 400V(3ph) & 230V(single ph) | LV | 200 kVA :Pole Substation | 0.2 | --> | 0.2 | 0 | 0 | Constrained,otherwise capacity available =189kVA. | --> | 0.19 | 0 | 0 | 0 | 0.007 | 0.194 | 0 |  | --> | C18 ex LITTLE MILLS | LITTLE MILLS: T41 | DUNDALK |  | 53.9276 | -6.4127
MV/LV Substation LC***097X | 10 kV | 400V(3ph) & 230V(single ph) | LV | 50 kVA :Pole Substation | 0.05 | --> | 0.05 | 0.046 | 2.1 |  | --> | 0.047 | 0 | 0 | 0 | 0 | 0.049 | 0 |  | --> | C12 ex KILSARAN | KILSARAN: T42 | DRYBRIDGE |  | 53.8805 | -6.3435
MV/LV Substation LC***4123 | 20 kV | 400V(3ph) & 230V(single ph) | LV | 50 kVA :Pole Substation | 0.05 | --> | 0.05 | 0.045 | 3.6 |  | --> | 0.047 | 0 | 0 | 0 | 0 | 0.05 | 0 |  | --> | E18 ex JENKINSTOWN | JENKINSTOWN: T421∥T422 | DUNDALK |  | 54.0923 | -6.2668
MV/LV Substation LC***458Y | 20 kV | 400V(3ph) & 230V(single ph) | LV | 50 kVA :Pole Substation | 0.05 | --> | 0.05 | 0.047 | 3.6 |  | --> | 0.047 | 0 | 0 | 0 | 0 | 0.049 | 0 |  | --> | E18 ex JENKINSTOWN | JENKINSTOWN: T421∥T422 | DUNDALK |  | 54.0177 | -6.2988
MV/LV Substation LC***648X | 10 kV | 400V(3ph) & 230V(single ph) | LV | 100 kVA :Pole Substation | 0.1 | --> | 0.1 | 0.087 | 3.1 |  | --> | 0.095 | 0 | 0 | 0 | 0 | 0.101 | 0 |  | --> | C19 ex ERRIGAL | ERRIGAL: T41 | SHANKILL |  | 54.0699 | -7.0652
MV/LV Substation LE***002Y | 20 kV | 400V(3ph) & 230V(single ph) | LV | 200 kVA :Pole Substation | 0.2 | --> | 0.2 | 0 | 0 | Constrained,otherwise capacity available =110kVA. | --> | 0.19 | 0 | 0 | 0 | 0.156 | 0.049 | 0 |  | --> | C17 ex CLONES | CLONES: T41∥T42 | SHANKILL |  | 54.2001 | -7.1984
MV/LV Substation LE***004 | 10 kV | 400V(3ph) & 230V(single ph) | LV | 400 kVA :Building Structure | 0.4 | --> | 0.4 | 0.31 | 2.5 |  | --> | 0.38 | 0 | 0 | 0 | 0 | 0.414 | 0 |  | --> | C11 ex GRAIGUE | GRAIGUE: T41 | CARLOW |  | 52.8343 | -6.9391
MV/LV Substation LE***009 | 10 kV | 400V(3ph) & 230V(single ph) | LV | 200 kVA :Pole Substation | 0.2 | --> | 0.2 | 0.096 | 2.2 |  | --> | 0.19 | 0 | 0 | 0 | 0.003 | 0.212 | 0 |  | --> | C11 ex ROSSGEIR | ROSSGEIR: T41∥T42 | LETTERKENNY |  | 54.8347 | -7.4864
MV/LV Substation LE***016X | 10 kV | 400V(3ph) & 230V(single ph) | LV | 400 kVA :Kiosk Substation | 0.4 | --> | 0.4 | 0.304 | 4.2 |  | --> | 0.38 | 0 | 0 | 0 | 0 | 0 | 0 | Constrained,otherwise capacity available =414kW. | --> | C16 ex BUNDORAN | BUNDORAN: T41∥T42 | CATHALEENS FALL |  | 54.4806 | -8.2752
MV/LV Substation LE***017X | 10 kV | 400V(3ph) & 230V(single ph) | LV | 630 kVA :Kiosk Substation | 0.63 | --> | 0.63 | 0 | 0 | Constrained,otherwise capacity available =425kVA. | --> | 0.598 | 0 | 0 | 0 | 0 | 0.5 | 0 |  | --> | C17 ex GARRYOWEN | GARRYOWEN: T41 | LIMERICK |  | 52.6657 | -8.6165
MV/LV Substation LE***017Z | 10 kV | 400V(3ph) & 230V(single ph) | LV | 630 kVA :Kiosk Substation | 0.63 | --> | 0.63 | 0 | 0 | Constrained,otherwise capacity available =402kVA. | --> | 0.598 | 0 | 0 | 0 | 0 | 0.5 | 0 |  | --> | C18 ex LEIXLIP | LEIXLIP: T42 | GRIFFINRATH |  | 53.3635 | -6.4901
MV/LV Substation LE***021 | 10 kV | 400V(3ph) & 230V(single ph) | LV | 200 kVA :Kiosk Substation | 0.2 | --> | 0.2 | 0.2 | 3.1 |  | --> | 0.19 | 0 | 0 | 0 | 0 | 0.2 | 0 |  | --> | C21 ex MONKSTOWN | MONKSTOWN: T41 | BLACKROCK |  | 53.2753 | -6.1911
MV/LV Substation LE***025Z | 10 kV | 400V(3ph) & 230V(single ph) | LV | 400 kVA :Building Structure | 0.4 | --> | 0.4 | 0 | 0 | Constrained,otherwise capacity available =138kVA. | --> | 0.38 | 0 | 0 | 0 | 0 | 0.439 | 0 |  | --> | C13 ex COLLEGE PARK | COLLEGE PARK: T101 | COLLEGE PARK |  | 53.3917 | -6.3931
MV/LV Substation LE***030 | 10 kV | 400V(3ph) & 230V(single ph) | LV | 400 kVA :Building Structure | 0.4 | --> | 0.4 | 0.221 | 3.7 |  | --> | 0.38 | 0 | 0 | 0 | 0.014 | 0.412 | 0 |  | --> | C11 ex BALLINASLOE | BALLINASLOE: T41∥T42 | SOMERSET |  | 53.3334 | -8.2344
MV/LV Substation LE***030X | 10 kV | 400V(3ph) & 230V(single ph) | LV | 200 kVA :Pole Substation | 0.2 | --> | 0.2 | 0 | 0 | Constrained,otherwise capacity available =86kVA. | --> | 0.19 | 0 | 0 | 0 | 0 | 0 | 0 | Constrained,otherwise capacity available =216kW. | --> | C16 ex PALLAS | PALLAS: T41∥T42 | PORTLAOISE |  | 53.0327 | -7.3294
MV/LV Substation LE***034 | 10 kV | 400V(3ph) & 230V(single ph) | LV | 200 kVA :Kiosk Substation | 0.2 | --> | 0.2 | 0.101 | 11.5 |  | --> | 0.19 | 0 | 0 | 0 | 0 | 0.214 | 0 |  | --> | C22 ex BALLYBEG | BALLYBEG: T102 | CARRICKMINES |  | 52.983 | -6.0424
MV/LV Substation LE***040 | 10 kV | 400V(3ph) & 230V(single ph) | LV | 400 kVA :Kiosk Substation | 0.4 | --> | 0.4 | 0 | 0 | Constrained,otherwise capacity available =311kVA. | --> | 0.38 | 0 | 0 | 0 | 0 | 0 | 0 | Constrained,otherwise capacity available =413kW. | --> | C13 ex ROSCREA | ROSCREA: T41 | IKERRIN |  | 53.0265 | -7.8083
MV/LV Substation LE***045 | 10 kV | 400V(3ph) & 230V(single ph) | LV | 630 kVA :Kiosk Substation | 0.63 | --> | 0.63 | 0.5 | 2.3 |  | --> | 0.598 | 0 | 0 | 0 | 0 | 0 | 0 | Constrained,otherwise capacity available =500kW. | --> | C14 ex KILRUSH | KILRUSH: T41∥T42 | TULLABRACK |  | 52.6441 | -9.4946
MV/LV Substation LE***046X | 10 kV | 400V(3ph) & 230V(single ph) | LV | 200 kVA :Kiosk Substation | 0.2 | --> | 0.2 | 0.184 | 1.5 |  | --> | 0.19 | 0 | 0 | 0 | 0 | 0.202 | 0 |  | --> | C15 ex TUBBERCURRY | TUBBERCURRY: T42 | TONROE |  | 54.0501 | -8.7261
MV/LV Substation LE***048 | 10 kV | 400V(3ph) & 230V(single ph) | LV | 50 kVA :Pole Substation | 0.05 | --> | 0.05 | 0 | 0 | Constrained,otherwise capacity available =46kVA. | --> | 0.047 | 0 | 0 | 0 | 0 | 0.049 | 0 |  | --> | C18 ex CLONES | CLONES: T41∥T42 | SHANKILL |  | 54.1771 | -7.2232
MV/LV Substation LE***053 | 10 kV | 400V(3ph) & 230V(single ph) | LV | 400 kVA :Building Structure | 0.4 | --> | 0.4 | 0 | 0 | Constrained,otherwise capacity available =109kVA. | --> | 0.38 | 0 | 0 | 0 | 0 | 0.443 | 0 |  | --> | C19 ex BALLYBAILIE | BALLYBAILIE: T41 | DUNDALK |  | 53.8514 | -6.5498
MV/LV Substation LE***054Y | 10 kV | 400V(3ph) & 230V(single ph) | LV | 400 kVA :Kiosk Substation | 0.4 | --> | 0.4 | 0.273 | 1.4 |  | --> | 0.38 | 0 | 0 | 0 | 0.01 | 0.408 | 0 |  | --> | C17 ex LEIXLIP | LEIXLIP: T41 | GRIFFINRATH |  | 53.3611 | -6.5004
MV/LV Substation LE***057 | 10 kV | 400V(3ph) & 230V(single ph) | LV | 630 kVA :Building Structure | 0.63 | --> | 0.63 | 0 | 0 | Constrained,otherwise capacity available =290kVA. | --> | 0.598 | 0 | 0 | 0 | 0 | 0 | 0 | Constrained,otherwise capacity available =500kW. | --> | C19 ex PALLAS | PALLAS: T41∥T42 | PORTLAOISE |  | 53.0339 | -7.2985
MV/LV Substation LE***060 | 20 kV | 400V(3ph) & 230V(single ph) | LV | 630 kVA :Kiosk Substation | 0.63 | --> | 0.63 | 0 | 0 | Constrained,otherwise capacity available =500kVA. | --> | 0.598 | 0 | 0 | 0 | 0.016 | 0.5 | 0 |  | --> | C14 ex CARRICK ON SHANNON | CARRICK ON SHANNON: T41∥T42 | CARRICK ON SHANNON |  | 53.9926 | -8.0648
MV/LV Substation LE***062X | 20 kV | 400V(3ph) & 230V(single ph) | LV | 200 kVA :Pole Substation | 0.2 | --> | 0.2 | 0 | 0 | Constrained,otherwise capacity available =192kVA. | --> | 0.19 | 0 | 0 | 0 | 0 | 0 | 0 | Constrained,otherwise capacity available =200kW. | --> | E18 ex BIRR | BIRR: T422 | DALLOW |  | 53.103 | -8.0132
MV/LV Substation LE***065Y | 20 kV | 400V(3ph) & 230V(single ph) | LV | 50 kVA :Pole Substation | 0.05 | --> | 0.05 | 0 | 0 | Constrained,otherwise capacity available =49kVA. | --> | 0.047 | 0 | 0 | 0 | 0 | 0.049 | 0 |  | --> | C24 ex ATHLONE | ATHLONE: T41 | ATHLONE |  | 53.3965 | -7.9891
MV/LV Substation LE***070X | 10 kV | 400V(3ph) & 230V(single ph) | LV | 630 kVA :Kiosk Substation | 0.63 | --> | 0.63 | 0 | 0 | Constrained,otherwise capacity available =500kVA. | --> | 0.598 | 0 | 0 | 0 | 0.002 | 0.5 | 0 |  | --> | C17 ex CARRICK ON SHANNON | CARRICK ON SHANNON: T41∥T42 | CARRICK ON SHANNON |  | 53.9463 | -8.0748
MV/LV Substation LE***076X | 20 kV | 400V(3ph) & 230V(single ph) | LV | 50 kVA :Pole Substation | 0.05 | --> | 0.05 | 0.047 | 1.8 |  | --> | 0.047 | 0 | 0 | 0 | 0 | 0.049 | 0 |  | --> | E11 ex CARRIGALLEN | CARRIGALLEN: T421 | CARRICK ON SHANNON |  | 54.0813 | -7.7445
MV/LV Substation LE***082Y | 20 kV | 400V(3ph) & 230V(single ph) | LV | 50 kVA :Pole Substation | 0.05 | --> | 0.05 | 0.049 | 11.9 |  | --> | 0.047 | 0 | 0 | 0 | 0 | 0 | 0 | Constrained,otherwise capacity available =49kW. | --> | E16 ex WESTPORT | WESTPORT: T421∥T422 | CASTLEBAR |  | 53.5927 | -9.7008
MV/LV Substation LE***088X | 20 kV | 400V(3ph) & 230V(single ph) | LV | 630 kVA :Building Structure | 0.63 | --> | 0.63 | 0.5 | 8.5 |  | --> | 0.598 | 0 | 0 | 0 | 0 | 0 | 0 | Constrained,otherwise capacity available =500kW. | --> | E14 ex BELLACORICK | BELLACORICK: T122 | BELLACORICK |  | 54.1839 | -9.8885
MV/LV Substation LE***089X | 20 kV | 400V(3ph) & 230V(single ph) | LV | 50 kVA :Pole Substation | 0.05 | --> | 0.05 | 0 | 0 | Constrained,otherwise capacity available =49kVA. | --> | 0.047 | 0 | 0 | 0 | 0 | 0.049 | 0 |  | --> | C11 ex RAHEEN | RAHEEN: T41 | LIMERICK |  | 52.5959 | -8.6435
MV/LV Substation LE***097 | 10 kV | 400V(3ph) & 230V(single ph) | LV | 200 kVA :Kiosk Substation | 0.2 | --> | 0.2 | 0.172 | 5 |  | --> | 0.19 | 0 | 0 | 0 | 0 | 0.203 | 0 |  | --> | C18 ex BALLYRICKARD | BALLYRICKARD: T41∥T42 | TRALEE |  | 52.2777 | -9.7155
MV/LV Substation LE***097X | 10 kV | 400V(3ph) & 230V(single ph) | LV | 630 kVA :Building Structure | 0.63 | --> | 0.63 | 0.5 | 2.6 |  | --> | 0.598 | 0 | 0 | 0 | 0 | 0.5 | 0 |  | --> | C22 ex MONKSTOWN | MONKSTOWN: T42 | BLACKROCK |  | 53.2992 | -6.1776
MV/LV Substation LE***101 | 20 kV | 400V(3ph) & 230V(single ph) | LV | 200 kVA :Pole Substation | 0.2 | --> | 0.2 | 0 | 0 | Constrained,otherwise capacity available =43kVA. | --> | 0.19 | 0 | 0 | 0 | 0.007 | 0.215 | 0 |  | --> | C14 ex KILDARE | KILDARE: T41∥T42 | NEWBRIDGE |  | 53.2223 | -6.9978
MV/LV Substation LE***111X | 10 kV | 400V(3ph) & 230V(single ph) | LV | 630 kVA :Building Structure | 0.63 | --> | 0.63 | 0.5 | 2.3 |  | --> | 0.598 | 0 | 0 | 0 | 0 | 0.5 | 0 |  | --> | C19 ex CENTRAL PARK | CENTRAL PARK: T101 | CARRICKMINES |  | 53.2694 | -6.2045
MV/LV Substation LE***113X | 20 kV | 400V(3ph) & 230V(single ph) | LV | 50 kVA :Pole Substation | 0.05 | --> | 0.05 | 0.048 | 3.5 |  | --> | 0.047 | 0 | 0 | 0 | 0 | 0.049 | 0 |  | --> | E19 ex STRANORLAR | STRANORLAR: T421 | LETTERKENNY |  | 54.8582 | -7.9805
MV/LV Substation LE***118Z | 20 kV | 400V(3ph) & 230V(single ph) | LV | 50 kVA :Pole Substation | 0.05 | --> | 0.05 | 0 | 0 | Constrained,otherwise capacity available =15kVA. | --> | 0.047 | 0 | 0 | 0 | 0.003 | 0.051 | 0 |  | --> | E18 ex BALLINDERRY | BALLINDERRY: T422 | MULLINGAR |  | 53.5069 | -7.1414
MV/LV Substation LE***123 | 10 kV | 400V(3ph) & 230V(single ph) | LV | 400 kVA :Kiosk Substation | 0.4 | --> | 0.4 | 0.308 | 0.9 |  | --> | 0.38 | 0 | 0 | 0 | 0.014 | 0.399 | 0 |  | --> | C20 ex RATHMULLAN | RATHMULLAN: T42 | DRYBRIDGE |  | 53.7109 | -6.3435
MV/LV Substation LE***124Y | 20 kV | 400V(3ph) & 230V(single ph) | LV | 50 kVA :Pole Substation | 0.05 | --> | 0.05 | 0.031 | 1.8 |  | --> | 0.047 | 0 | 0 | 0 | 0.004 | 0.047 | 0 |  | --> | C18 ex ROSCOMMON | ROSCOMMON: T42 | LANESBORO |  | 53.5469 | -8.0546
MV/LV Substation LE***141 | 10 kV | 400V(3ph) & 230V(single ph) | LV | 630 kVA :Kiosk Substation | 0.63 | --> | 0.63 | 0.409 | 2.6 |  | --> | 0.598 | 0 | 0 | 0 | 0.013 | 0.5 | 0 |  | --> | C23 ex SALLYNOGGIN ROAD | SALLYNOGGIN ROAD: T41 | CHERRYWOOD |  | 53.2778 | -6.1013
MV/LV Substation LE***150 | 10 kV | 400V(3ph) & 230V(single ph) | LV | 1000 kVA :Building Structure | 1 | --> | 1 | 0.5 | 2.6 |  | --> | 0.95 | 0 | 0 | 0 | 0 | 0.5 | 0 |  | --> | C20 ex LEESON STREET | LEESON STREET: T42 | MILLTOWN (DR) |  | 53.3341 | -6.2536
MV/LV Substation LE***150Y | 20 kV | 400V(3ph) & 230V(single ph) | LV | 50 kVA :Pole Substation | 0.05 | --> | 0.05 | 0.043 | 1.8 |  | --> | 0.047 | 0 | 0 | 0 | 0 | 0.05 | 0 |  | --> | C18 ex ROSCOMMON | ROSCOMMON: T42 | LANESBORO |  | 53.5464 | -8.052
MV/LV Substation LE***158Y | 10 kV | 400V(3ph) & 230V(single ph) | LV | 630 kVA :Building Structure | 0.63 | --> | 0.63 | 0.377 | 4.5 |  | --> | 0.598 | 0 | 0 | 0 | 0 | 0.5 | 0 |  | --> | C22 ex COOLOCK | COOLOCK: T42 | FINGLAS |  | 53.3912 | -6.1921
MV/LV Substation LE***168 | 20 kV | 400V(3ph) & 230V(single ph) | LV | 100 kVA :Pole Substation | 0.1 | --> | 0.1 | 0.079 | 5.3 |  | --> | 0.095 | 0 | 0 | 0 | 0.035 | 0.066 | 0 |  | --> | C14 ex SMEARLA | SMEARLA: T42 | TRIEN |  | 52.5126 | -9.3934
MV/LV Substation LE***170 | 10 kV | 400V(3ph) & 230V(single ph) | LV | 100 kVA :Pole Substation | 0.1 | --> | 0.1 | 0 | 7.5 |  | --> | 0.095 | 0 | 0 | 0 | 0 | 0.13 | 0 |  | --> | C22 ex CARRICKMINES | CARRICKMINES: T42 | CARRICKMINES |  | 53.2642 | -6.1898
MV/LV Substation LE***177 | 10 kV | 400V(3ph) & 230V(single ph) | LV | 50 kVA :Pole Substation | 0.05 | --> | 0.05 | 0.044 | 3.3 |  | --> | 0.047 | 0 | 0 | 0 | 0.011 | 0.038 | 0 |  | --> | C18 ex SHERCOCK | SHERCOCK: T41∥T42 | MEATH HILL |  | 53.9811 | -6.8817
MV/LV Substation LE***181 | 10 kV | 400V(3ph) & 230V(single ph) | LV | 630 kVA :Kiosk Substation | 0.63 | --> | 0.63 | 0.053 | 8.7 |  | --> | 0.598 | 0 | 0 | 0 | 0.014 | 0.5 | 0 |  | --> | C16 ex HAROLDS CROSS | HAROLDS CROSS: T102 | POOLBEG |  | 53.3239 | -6.2704
MV/LV Substation LE***184Y | 20 kV | 400V(3ph) & 230V(single ph) | LV | 100 kVA :Pole Substation | 0.1 | --> | 0.1 | 0.092 | 10.8 |  | --> | 0.095 | 0 | 0 | 0 | 0.021 | 0.078 | 0 |  | --> | C27 ex SALTHILL | SALTHILL: T101 | SALTHILL |  | 53.346 | -9.1736
MV/LV Substation LE***188Z | 10 kV | 400V(3ph) & 230V(single ph) | LV | 400 kVA :Building Structure | 0.4 | --> | 0.4 | 0.379 | 1.8 |  | --> | 0.38 | 0 | 0 | 0 | 0 | 0.403 | 0 |  | --> | C17 ex RATHMULLAN | RATHMULLAN: T41 | DRYBRIDGE |  | 53.7141 | -6.3746
MV/LV Substation LE***189Z | 10 kV | 400V(3ph) & 230V(single ph) | LV | 400 kVA :Building Structure | 0.4 | --> | 0.4 | 0.336 | 1.8 |  | --> | 0.38 | 0 | 0 | 0 | 0 | 0.409 | 0 |  | --> | C17 ex RATHMULLAN | RATHMULLAN: T41 | DRYBRIDGE |  | 53.7141 | -6.3746
MV/LV Substation LE***190Y | 20 kV | 400V(3ph) & 230V(single ph) | LV | 50 kVA :Pole Substation | 0.05 | --> | 0.05 | 0.036 | 11.9 |  | --> | 0.047 | 0 | 0 | 0 | 0 | 0 | 0 | Constrained,otherwise capacity available =51kW. | --> | E16 ex WESTPORT | WESTPORT: T421∥T422 | CASTLEBAR |  | 53.5933 | -9.6938
MV/LV Substation LE***197 | 10 kV | 400V(3ph) & 230V(single ph) | LV | 50 kVA :Pole Substation | 0.05 | --> | 0.05 | 0 | 0 | Constrained,otherwise capacity available =42kVA. | --> | 0.047 | 0 | 0 | 0 | 0.003 | 0.047 | 0 |  | --> | C15 ex CULLION | CULLION: T41∥T42 | LETTERKENNY |  | 54.9306 | -7.7005
MV/LV Substation LE***201X | 20 kV | 400V(3ph) & 230V(single ph) | LV | 100 kVA :Pole Substation | 0.1 | --> | 0.1 | 0 | 0 | Constrained,otherwise capacity available =90kVA. | --> | 0.095 | 0 | 0 | 0 | 0 | 0.101 | 0 |  | --> | C14 ex CARRICK ON SHANNON | CARRICK ON SHANNON: T41∥T42 | CARRICK ON SHANNON |  | 53.9938 | -8.0649
MV/LV Substation LE***204Y | 20 kV | 400V(3ph) & 230V(single ph) | LV | 50 kVA :Pole Substation | 0.05 | --> | 0.05 | 0 | 0 | Constrained,otherwise capacity available =33kVA. | --> | 0.047 | 0 | 0 | 0 | 0 | 0.051 | 0 |  | --> | E19 ex CAVAN | CAVAN: T421 | SHANKILL |  | 53.9643 | -7.4506
MV/LV Substation LE***204Y | 20 kV | 400V(3ph) & 230V(single ph) | LV | 100 kVA :Pole Substation | 0.1 | --> | 0.1 | 0.097 | 11.9 |  | --> | 0.095 | 0 | 0 | 0 | 0 | 0 | 0 | Constrained,otherwise capacity available =100kW. | --> | E11 ex WESTPORT | WESTPORT: T421∥T422 | CASTLEBAR |  | 53.7767 | -9.6937
MV/LV Substation LE***207X | 10 kV | 400V(3ph) & 230V(single ph) | LV | 50 kVA :Pole Substation | 0.05 | --> | 0.05 | 0.047 | 4.3 |  | --> | 0.047 | 0 | 0 | 0 | 0 | 0.049 | 0 |  | --> | C21 ex BAILIEBORO | BAILIEBORO: T41∥T42 | MEATH HILL |  | 53.9149 | -6.8681
MV/LV Substation LE***213 | 10 kV | 400V(3ph) & 230V(single ph) | LV | 100 kVA :Pole Substation | 0.1 | --> | 0.1 | 0.093 | 2.3 |  | --> | 0.095 | 0 | 0 | 0 | 0.004 | 0.096 | 0 |  | --> | C14 ex RINEANNA | RINEANNA: T41 | DRUMLINE |  | 52.737 | -8.9062
MV/LV Substation LE***224X | 10 kV | 400V(3ph) & 230V(single ph) | LV | 50 kVA :Pole Substation | 0.05 | --> | 0.05 | 0.049 | 0.3 |  | --> | 0.047 | 0 | 0 | 0 | 0 | 0.049 | 0 |  | --> | C15 ex DRUMBEAR | DRUMBEAR: T41∥T42 | LISDRUM |  | 54.2109 | -6.8728
MV/LV Substation LE***230 | 10 kV | 400V(3ph) & 230V(single ph) | LV | 50 kVA :Pole Substation | 0.05 | --> | 0.05 | 0.05 | 9.8 |  | --> | 0.047 | 0 | 0 | 0 | 0 | 0.049 | 0 |  | --> | C12 ex KILCOOLE | KILCOOLE: T41∥T42 | FASSAROE |  | 53.0889 | -6.0754
MV/LV Substation LE***234X | 10 kV | 400V(3ph) & 230V(single ph) | LV | 400 kVA :Kiosk Substation | 0.4 | --> | 0.4 | 0 | 0 | Constrained,otherwise capacity available =330kVA. | --> | 0.38 | 0 | 0 | 0 | 0.007 | 0.403 | 0 |  | --> | C13 ex BALLYBEGGAN | BALLYBEGGAN: T43∥T44 | TRALEE |  | 52.2672 | -9.6751
MV/LV Substation LE***242Y | 10 kV | 400V(3ph) & 230V(single ph) | LV | 200 kVA :Pole Substation | 0.2 | --> | 0.2 | 0 | 0 | Constrained,otherwise capacity available =147kVA. | --> | 0.19 | 0 | 0 | 0 | 0.003 | 0.204 | 0 |  | --> | C22 ex TOGHER | TOGHER: T42 | TRABEG |  | 51.869 | -8.4955
MV/LV Substation LE***247 | 10 kV | 400V(3ph) & 230V(single ph) | LV | 630 kVA :Kiosk Substation | 0.63 | --> | 0.63 | 0.374 | 3.1 |  | --> | 0.598 | 0 | 0 | 0 | 0.046 | 0.5 | 0 |  | --> | C21 ex MONKSTOWN | MONKSTOWN: T41 | BLACKROCK |  | 53.2791 | -6.1961
MV/LV Substation LE***248 | 10 kV | 400V(3ph) & 230V(single ph) | LV | 400 kVA :Kiosk Substation | 0.4 | --> | 0.4 | 0.276 | 3.1 |  | --> | 0.38 | 0 | 0 | 0 | 0.037 | 0.379 | 0 |  | --> | C21 ex MONKSTOWN | MONKSTOWN: T41 | BLACKROCK |  | 53.2776 | -6.1938
MV/LV Substation LE***248Y | 20 kV | 400V(3ph) & 230V(single ph) | LV | 50 kVA :Pole Substation | 0.05 | --> | 0.05 | 0 | 0 | Constrained,otherwise capacity available =31kVA. | --> | 0.047 | 0 | 0 | 0 | 0 | 0.051 | 0 |  | --> | C17 ex CLONES | CLONES: T41∥T42 | SHANKILL |  | 54.191 | -7.1929
MV/LV Substation LE***249 | 10 kV | 400V(3ph) & 230V(single ph) | LV | 400 kVA :Building Structure | 0.4 | --> | 0.4 | 0.301 | 3.1 |  | --> | 0.38 | 0 | 0 | 0 | 0.026 | 0.387 | 0 |  | --> | C21 ex MONKSTOWN | MONKSTOWN: T41 | BLACKROCK |  | 53.2753 | -6.1949
MV/LV Substation LE***250Z | 10 kV | 400V(3ph) & 230V(single ph) | LV | 200 kVA :Building Structure | 0.2 | --> | 0.2 | 0 | 0 | Constrained,otherwise capacity available =172kVA. | --> | 0.19 | 0 | 0 | 0 | 0 | 0.203 | 0 |  | --> | C14 ex DENNEHYS CROSS | DENNEHYS CROSS: T42 | TRABEG |  | 51.8959 | -8.5115
MV/LV Substation LE***261X | 10 kV | 400V(3ph) & 230V(single ph) | LV | 100 kVA :Pole Substation | 0.1 | --> | 0.1 | 0 | 0 | Constrained,otherwise capacity available =100kVA. | --> | 0.095 | 0 | 0 | 0 | 0 | 0.1 | 0 |  | --> | C20 ex CULLION | CULLION: T41∥T42 | LETTERKENNY |  | 54.8989 | -7.7262
MV/LV Substation LE***264 | 10 kV | 400V(3ph) & 230V(single ph) | LV | 200 kVA :Kiosk Substation | 0.2 | --> | 0.2 | 0.15 | 2.8 |  | --> | 0.19 | 0 | 0 | 0 | 0.001 | 0.206 | 0 |  | --> | C13 ex CORBALLY | CORBALLY: T41∥T42 | ARDNACRUSHA |  | 52.6713 | -8.6217
MV/LV Substation LE***267 | 20 kV | 400V(3ph) & 230V(single ph) | LV | 50 kVA :Pole Substation | 0.05 | --> | 0.05 | 0.037 | 5.3 |  | --> | 0.047 | 0 | 0 | 0 | 0 | 0.051 | 0 |  | --> | C14 ex SMEARLA | SMEARLA: T42 | TRIEN |  | 52.5225 | -9.3727
MV/LV Substation LE***269X | 10 kV | 400V(3ph) & 230V(single ph) | LV | 50 kVA :Pole Substation | 0.05 | --> | 0.05 | 0.041 | 9.9 |  | --> | 0.047 | 0 | 0 | 0 | 0 | 0.05 | 0 |  | --> | C12 ex CONVOY | CONVOY: T41∥T42 | LETTERKENNY |  | 54.8633 | -7.7714
MV/LV Substation LE***273X | 10 kV | 400V(3ph) & 230V(single ph) | LV | 400 kVA :Kiosk Substation | 0.4 | --> | 0.4 | 0.303 | 2.8 |  | --> | 0.38 | 0 | 0 | 0 | 0.003 | 0.411 | 0 |  | --> | C11 ex COES ROAD | COES ROAD: T41∥T42 | DUNDALK |  | 54.0038 | -6.3712
MV/LV Substation LE***277Z | 10 kV | 400V(3ph) & 230V(single ph) | LV | 400 kVA :Kiosk Substation | 0.4 | --> | 0.4 | 0.317 | 12.2 |  | --> | 0.38 | 0 | 0 | 0 | 0.062 | 0.347 | 0 |  | --> | C19 ex MONREAD | MONREAD: T101 | MONREAD |  | 53.232 | -6.6537
MV/LV Substation LE***279Z | 10 kV | 400V(3ph) & 230V(single ph) | LV | 200 kVA :Kiosk Substation | 0.2 | --> | 0.2 | 0 | 0 | Constrained,otherwise capacity available =168kVA. | --> | 0.19 | 0 | 0 | 0 | 0 | 0.204 | 0 |  | --> | C12 ex LEIXLIP | LEIXLIP: T42 | GRIFFINRATH |  | 53.3724 | -6.4861
MV/LV Substation LE***281X | 10 kV | 400V(3ph) & 230V(single ph) | LV | 50 kVA :Pole Substation | 0.05 | --> | 0.05 | 0.05 | 5.2 |  | --> | 0.047 | 0 | 0 | 0 | 0 | 0.049 | 0 |  | --> | C15 ex KILFLYNN | KILFLYNN: T41∥T42 | TRALEE |  | 52.316 | -9.6541
MV/LV Substation LE***287X | 20 kV | 400V(3ph) & 230V(single ph) | LV | 50 kVA :Pole Substation | 0.05 | --> | 0.05 | 0.035 | 5.4 |  | --> | 0.047 | 0 | 0 | 0 | 0 | 0.051 | 0 |  | --> | E14 ex MOY | MOY: T421∥T422 | MOY |  | 54.2239 | -9.2398
MV/LV Substation LE***288X | 10 kV | 400V(3ph) & 230V(single ph) | LV | 200 kVA :Building Structure | 0.2 | --> | 0.2 | 0.116 | 2.9 |  | --> | 0.19 | 0 | 0 | 0 | 0 | 0.212 | 0 |  | --> | C16 ex MALAHIDE | MALAHIDE: T42 | GLASMORE |  | 53.4344 | -6.1395
MV/LV Substation LE***304X | 20 kV | 400V(3ph) & 230V(single ph) | LV | 50 kVA :Pole Substation | 0.05 | --> | 0.05 | 0 | 0 | Constrained,otherwise capacity available =48kVA. | --> | 0.047 | 0 | 0 | 0 | 0.007 | 0 | 0 | Constrained,otherwise capacity available =42kW. | --> | C13 ex DONEGAL | DONEGAL: T41∥T42 | CATHALEENS FALL |  | 54.6264 | -8.1179
MV/LV Substation LE***320Y | 10 kV | 400V(3ph) & 230V(single ph) | LV | 200 kVA :Kiosk Substation | 0.2 | --> | 0.2 | 0 | 0 | Constrained,otherwise capacity available =192kVA. | --> | 0.19 | 0 | 0 | 0 | 0 | 0 | 0 | Constrained,otherwise capacity available =200kW. | --> | C20 ex COLLIGAN | COLLIGAN: T41 | DUNGARVAN |  | 52.0861 | -7.6441
MV/LV Substation LE***322 | 10 kV | 400V(3ph) & 230V(single ph) | LV | 50 kVA :Pole Substation | 0.05 | --> | 0.05 | 0 | 0 | Constrained,otherwise capacity available =43kVA. | --> | 0.047 | 0 | 0 | 0 | 0 | 0.05 | 0 |  | --> | C19 ex RECESS | RECESS: T41 | GALWAY 110KV |  | 53.369 | -9.8622
MV/LV Substation LE***322X | 10 kV | 400V(3ph) & 230V(single ph) | LV | 1000 kVA :Building Structure | 1 | --> | 1 | 0.5 | 0.9 |  | --> | 0.95 | 0 | 0 | 0 | 0 | 0.5 | 0 |  | --> | C40 ex BEDFORD ROW | BEDFORD ROW: T41 | FRANCIS STREET |  | 53.3467 | -6.258
MV/LV Substation LE***329Z | 10 kV | 400V(3ph) & 230V(single ph) | LV | 50 kVA :Pole Substation | 0.05 | --> | 0.05 | 0.05 | 3.2 |  | --> | 0.047 | 0 | 0 | 0 | 0 | 0.049 | 0 |  | --> | C14 ex MCDONAGH | MCDONAGH: T42 | KILKENNY |  | 52.655 | -7.2106
MV/LV Substation LE***336 | 10 kV | 400V(3ph) & 230V(single ph) | LV | 400 kVA :Building Structure | 0.4 | --> | 0.4 | 0.07 | 7.2 |  | --> | 0.38 | 0 | 0 | 0 | 0 | 0.449 | 0 |  | --> | C26 ex PELLETSTOWN | PELLETSTOWN: T102 | FINGLAS |  | 53.3838 | -6.3646
MV/LV Substation LE***341Y | 20 kV | 400V(3ph) & 230V(single ph) | LV | 200 kVA :Pole Substation | 0.2 | --> | 0.2 | 0.142 | 1 |  | --> | 0.19 | 0 | 0 | 0 | 0 | 0.208 | 0 |  | --> | E14 ex RANDALSTOWN | RANDALSTOWN: T422 | NAVAN |  | 53.7572 | -6.6974
MV/LV Substation LE***347X | 10 kV | 400V(3ph) & 230V(single ph) | LV | 200 kVA :Pole Substation | 0.2 | --> | 0.2 | 0.129 | 3.7 |  | --> | 0.19 | 0 | 0 | 0 | 0.002 | 0.208 | 0 |  | --> | C22 ex ROSS CARBERY | ROSS CARBERY: T41∥T42 | DUNMANWAY |  | 51.5829 | -9.1356
MV/LV Substation LE***358 | 10 kV | 400V(3ph) & 230V(single ph) | LV | 1000 kVA :Building Structure | 1 | --> | 1 | 0.5 | 6.6 |  | --> | 0.95 | 0 | 0 | 0 | 0 | 0.5 | 0 |  | --> | C20 ex MISERY HILL | MISERY HILL: T102 | POOLBEG |  | 53.3416 | -6.2595
MV/LV Substation LE***360Z | 20 kV | 400V(3ph) & 230V(single ph) | LV | 50 kVA :Pole Substation | 0.05 | --> | 0.05 | 0.05 | 7.7 |  | --> | 0.047 | 0 | 0 | 0 | 0 | 0 | 0 | Constrained,otherwise capacity available =49kW. | --> | E12 ex CHURCHTOWN | CHURCHTOWN: T422 | RATHKEALE |  | 52.4516 | -9.0752
MV/LV Substation LE***367Z | 20 kV | 400V(3ph) & 230V(single ph) | LV | 400 kVA :Kiosk Substation | 0.4 | --> | 0.4 | 0.3 | 8.3 |  | --> | 0.38 | 0 | 0 | 0 | 0.025 | 0.389 | 0 |  | --> | E18 ex BALTRASNA | BALTRASNA: T122 | BALTRASNA |  | 53.5128 | -6.4612
MV/LV Substation LE***368X | 20 kV | 400V(3ph) & 230V(single ph) | LV | 200 kVA :Kiosk Substation | 0.2 | --> | 0.2 | 0.18 | 1.2 |  | --> | 0.19 | 0 | 0 | 0 | 0 | 0.203 | 0 |  | --> | C16 ex SCREEB | SCREEB: T41 | SCREEB |  | 53.2788 | -9.6592
MV/LV Substation LE***370X | 20 kV | 400V(3ph) & 230V(single ph) | LV | 50 kVA :Pole Substation | 0.05 | --> | 0.05 | 0 | 0 | Constrained,otherwise capacity available =45kVA. | --> | 0.047 | 0 | 0 | 0 | 0 | 0 | 0 | Constrained,otherwise capacity available =50kW. | --> | E20 ex KILLYBEGS | KILLYBEGS: | N/A |  | 54.6316 | -8.57
MV/LV Substation LE***373Z | 10 kV | 400V(3ph) & 230V(single ph) | LV | 400 kVA :Kiosk Substation | 0.4 | --> | 0.4 | 0.26 | 5.6 |  | --> | 0.38 | 0 | 0 | 0 | 0.019 | 0.401 | 0 |  | --> | C13 ex PURCELLS INCH | PURCELLS INCH: T42 | KILKENNY |  | 52.6484 | -7.2216
MV/LV Substation LE***379 | 20 kV | 400V(3ph) & 230V(single ph) | LV | 50 kVA :Pole Substation | 0.05 | --> | 0.05 | 0 | 0 | Constrained,otherwise capacity available =49kVA. | --> | 0.047 | 0 | 0 | 0 | 0 | 0 | 0 | Constrained,otherwise capacity available =49kW. | --> | E14 ex LUMCLOON | LUMCLOON: T421∥T422 | DALLOW |  | 53.2369 | -7.7156
MV/LV Substation LE***381Y | 20 kV | 400V(3ph) & 230V(single ph) | LV | 100 kVA :Pole Substation | 0.1 | --> | 0.1 | 0.037 | 12.9 |  | --> | 0.095 | 0 | 0 | 0 | 0 | 0.109 | 0 |  | --> | E12 ex COOLROE | COOLROE: T122 | COOLROE |  | 51.8908 | -8.7
MV/LV Substation LE***383 | 10 kV | 400V(3ph) & 230V(single ph) | LV | 200 kVA :Kiosk Substation | 0.2 | --> | 0.2 | 0 | 0 | Constrained,otherwise capacity available =152kVA. | --> | 0.19 | 0 | 0 | 0 | 0 | 0.207 | 0 |  | --> | C18 ex COOLCORCORAN | COOLCORCORAN: T41∥T42 | KNOCKEARAGH |  | 52.0701 | -9.5732
MV/LV Substation LE***383Y | 20 kV | 400V(3ph) & 230V(single ph) | LV | 50 kVA :Pole Substation | 0.05 | --> | 0.05 | 0.047 | 1.3 |  | --> | 0.047 | 0 | 0 | 0 | 0 | 0.049 | 0 |  | --> | E13 ex KILCARRAGH | KILCARRAGH: T421∥T422 | BUTLERSTOWN |  | 52.174 | -7.0181
MV/LV Substation LE***388 | 10 kV | 400V(3ph) & 230V(single ph) | LV | 400 kVA :Building Structure | 0.4 | --> | 0.4 | 0.301 | 2.7 |  | --> | 0.38 | 0 | 0 | 0 | 0 | 0.414 | 0 |  | --> | C20 ex BALLYARD | BALLYARD: T41∥T42 | TRALEE |  | 52.2638 | -9.691
MV/LV Substation LE***389Y | 10 kV | 400V(3ph) & 230V(single ph) | LV | 200 kVA :Kiosk Substation | 0.2 | --> | 0.2 | 0 | 0 | Constrained,otherwise capacity available =192kVA. | --> | 0.19 | 0 | 0 | 0 | 0 | 0.2 | 0 |  | --> | C16 ex LEIXLIP | LEIXLIP: T42 | GRIFFINRATH |  | 53.3605 | -6.4893
MV/LV Substation LE***394X | 20 kV | 400V(3ph) & 230V(single ph) | LV | 50 kVA :Pole Substation | 0.05 | --> | 0.05 | 0.05 | 0.9 |  | --> | 0.047 | 0 | 0 | 0 | 0 | 0 | 0 | Constrained,otherwise capacity available =49kW. | --> | E23 ex ATHBOY | ATHBOY: T423 | NAVAN |  | 53.5364 | -7.0088
MV/LV Substation LE***4007 | 10 kV | 400V(3ph) & 230V(single ph) | LV | 630 kVA :Building Structure | 0.63 | --> | 0.63 | 0.067 | 0.1 | Constrained,otherwise capacity available =500kVA. | --> | 0.598 | 0 | 0 | 0 | 0 | 0.5 | 0 |  | --> | C15 ex BISHOPSTOWN | BISHOPSTOWN: T41 | KILBARRY |  | 51.8976 | -8.5264
MV/LV Substation LE***401 | 10 kV | 400V(3ph) & 230V(single ph) | LV | 50 kVA :Pole Substation | 0.05 | --> | 0.05 | 0 | 0.9 |  | --> | 0.047 | 0 | 0 | 0 | 0.006 | 0 | 0 | Constrained,otherwise capacity available =51kW. | --> | C18 ex MILLTOWN MALBAY | MILLTOWN MALBAY: T42 | TULLABRACK |  | 52.8507 | -9.412
MV/LV Substation LE***4010 | 20 kV | 400V(3ph) & 230V(single ph) | LV | 50 kVA :Pole Substation | 0.05 | --> | 0.05 | 0.042 | 11.9 |  | --> | 0.047 | 0 | 0 | 0 | 0 | 0 | 0 | Constrained,otherwise capacity available =50kW. | --> | E16 ex WESTPORT | WESTPORT: T421∥T422 | CASTLEBAR |  | 53.5954 | -9.6903
MV/LV Substation LE***4012 | 10 kV | 400V(3ph) & 230V(single ph) | LV | 50 kVA :Pole Substation | 0.05 | --> | 0.05 | 0.038 | 2.7 |  | --> | 0.047 | 0 | 0 | 0 | 0 | 0.051 | 0 |  | --> | C21 ex CASTLEBLAYNEY | CASTLEBLAYNEY: T41 | DUNDALK |  | 54.1946 | -6.7765
MV/LV Substation LE***4016 | 10 kV | 400V(3ph) & 230V(single ph) | LV | 400 kVA :Kiosk Substation | 0.4 | --> | 0.4 | 0 | 0 | Constrained,otherwise capacity available =369kVA. | --> | 0.38 | 0 | 0 | 0 | 0 | 0.404 | 0 |  | --> | C11 ex LOUGHLINSTOWN | LOUGHLINSTOWN: T41 | CARRICKMINES |  | 53.2465 | -6.1301
MV/LV Substation LE***4022 | 10 kV | 400V(3ph) & 230V(single ph) | LV | 200 kVA :Kiosk Substation | 0.2 | --> | 0.2 | 0.2 | 2.5 |  | --> | 0.19 | 0 | 0 | 0 | 0 | 0.2 | 0 |  | --> | C11 ex GRAIGUE | GRAIGUE: T41 | CARLOW |  | 52.83 | -6.9366
MV/LV Substation LE***4033 | 20 kV | 400V(3ph) & 230V(single ph) | LV | 50 kVA :Pole Substation | 0.05 | --> | 0.05 | 0 | 0 | Constrained,otherwise capacity available =26kVA. | --> | 0.047 | 0 | 0 | 0 | 0.004 | 0.048 | 0 |  | --> | C24 ex CLIFDEN | CLIFDEN: T41∥T42 | GALWAY 110KV |  | 53.5541 | -9.9437
MV/LV Substation LE***4041 | 10 kV | 400V(3ph) & 230V(single ph) | LV | 400 kVA :Kiosk Substation | 0.4 | --> | 0.4 | 0.368 | 1.4 |  | --> | 0.38 | 0 | 0 | 0 | 0 | 0.404 | 0 |  | --> | C17 ex LEIXLIP | LEIXLIP: T41 | GRIFFINRATH |  | 53.371 | -6.5134
MV/LV Substation LE***4046 | 10 kV | 400V(3ph) & 230V(single ph) | LV | 200 kVA :Kiosk Substation | 0.2 | --> | 0.2 | 0.183 | 12.2 |  | --> | 0.19 | 0 | 0 | 0 | 0 | 0.202 | 0 |  | --> | C18 ex SALTHILL | SALTHILL: T102 | SALTHILL |  | 53.2662 | -9.12
MV/LV Substation LE***4047 | 20 kV | 400V(3ph) & 230V(single ph) | LV | 50 kVA :Pole Substation | 0.05 | --> | 0.05 | 0.045 | 5.3 |  | --> | 0.047 | 0 | 0 | 0 | 0 | 0.05 | 0 |  | --> | C14 ex SMEARLA | SMEARLA: T42 | TRIEN |  | 52.5225 | -9.3657
MV/LV Substation LE***4049 | 10 kV | 400V(3ph) & 230V(single ph) | LV | 400 kVA :Kiosk Substation | 0.4 | --> | 0.4 | 0 | 0 | Constrained,otherwise capacity available =352kVA. | --> | 0.38 | 0 | 0 | 0 | 0 | 0.407 | 0 |  | --> | C14 ex CARRICK ON SHANNON | CARRICK ON SHANNON: T41∥T42 | CARRICK ON SHANNON |  | 53.9491 | -8.0912
MV/LV Substation LE***404Z | 20 kV | 400V(3ph) & 230V(single ph) | LV | 50 kVA :Pole Substation | 0.05 | --> | 0.05 | 0 | 0 | Constrained,otherwise capacity available =40kVA. | --> | 0.047 | 0 | 0 | 0 | 0.003 | 0.047 | 0 |  | --> | E16 ex GLENAMADDY | GLENAMADDY: T422 | ATHLONE |  | 53.5728 | -8.626
MV/LV Substation LE***405 | 10 kV | 400V(3ph) & 230V(single ph) | LV | 50 kVA :Pole Substation | 0.05 | --> | 0.05 | 0 | 0 | Constrained,otherwise capacity available =37kVA. | --> | 0.047 | 0 | 0 | 0 | 0 | 0.051 | 0 |  | --> | C29 ex CLIFDEN | CLIFDEN: T41∥T42 | GALWAY 110KV |  | 53.4789 | -9.9114
MV/LV Substation LE***4060 | 20 kV | 400V(3ph) & 230V(single ph) | LV | 50 kVA :Pole Substation | 0.05 | --> | 0.05 | 0.041 | 1.6 |  | --> | 0.047 | 0 | 0 | 0 | 0 | 0.05 | 0 |  | --> | E16 ex MILLTOWN (SR) | MILLTOWN (SR): T422 | OUGHTRAGH |  | 52.1035 | -9.7567
MV/LV Substation LE***4068 | 20 kV | 400V(3ph) & 230V(single ph) | LV | 50 kVA :Pole Substation | 0.05 | --> | 0.05 | 0 | 0 | Constrained,otherwise capacity available =40kVA. | --> | 0.047 | 0 | 0 | 0 | 0 | 0 | 0 | Constrained,otherwise capacity available =51kW. | --> | E14 ex LUMCLOON | LUMCLOON: T421∥T422 | DALLOW |  | 53.238 | -7.7106
MV/LV Substation LE***4073 | 10 kV | 400V(3ph) & 230V(single ph) | LV | 50 kVA :Pole Substation | 0.05 | --> | 0.05 | 0.046 | 3.3 |  | --> | 0.047 | 0 | 0 | 0 | 0.003 | 0.046 | 0 |  | --> | C18 ex SHERCOCK | SHERCOCK: T41∥T42 | MEATH HILL |  | 53.9807 | -6.8832
MV/LV Substation LE***407X | 20 kV | 400V(3ph) & 230V(single ph) | LV | 50 kVA :Pole Substation | 0.05 | --> | 0.05 | 0 | 0 | Constrained,otherwise capacity available =50kVA. | --> | 0.047 | 0 | 0 | 0 | 0 | 0.049 | 0 |  | --> | C15 ex BALLYHAUNIS | BALLYHAUNIS: T41∥T42 | DALTON |  | 53.7439 | -8.7518
MV/LV Substation LE***4083 | 20 kV | 400V(3ph) & 230V(single ph) | LV | 100 kVA :Pole Substation | 0.1 | --> | 0.1 | 0 | 0 | Constrained,otherwise capacity available =65kVA. | --> | 0.095 | 0 | 0 | 0 | 0.031 | 0.072 | 0 |  | --> | E21 ex GLENAMADDY | GLENAMADDY: T422 | ATHLONE |  | 53.6035 | -8.6023
MV/LV Substation LE***4093 | 10 kV | 400V(3ph) & 230V(single ph) | LV | 630 kVA :Kiosk Substation | 0.63 | --> | 0.63 | 0.5 | 5.6 |  | --> | 0.598 | 0 | 0 | 0 | 0 | 0.5 | 0 |  | --> | C23 ex HAROLDS CROSS | HAROLDS CROSS: T101 | POOLBEG |  | 53.3325 | -6.2741
MV/LV Substation LE***4094 | 20 kV | 400V(3ph) & 230V(single ph) | LV | 50 kVA :Pole Substation | 0.05 | --> | 0.05 | 0.041 | 4.7 |  | --> | 0.047 | 0 | 0 | 0 | 0 | 0.05 | 0 |  | --> | E17 ex EDGEWORTHSTOWN | EDGEWORTHSTOWN: T421∥T422 | RICHMOND |  | 53.619 | -7.6257
MV/LV Substation LE***4097 | 10 kV | 400V(3ph) & 230V(single ph) | LV | 400 kVA :Kiosk Substation | 0.4 | --> | 0.4 | 0 | 0 | Constrained,otherwise capacity available =335kVA. | --> | 0.38 | 0 | 0 | 0 | 0 | 0.41 | 0 |  | --> | C39 ex COLLEGE PARK | COLLEGE PARK: T103 | COLLEGE PARK |  | 53.4249 | -6.3852
MV/LV Substation LE***4109 | 10 kV | 400V(3ph) & 230V(single ph) | LV | 200 kVA :Kiosk Substation | 0.2 | --> | 0.2 | 0 | 0 | Constrained,otherwise capacity available =155kVA. | --> | 0.19 | 0 | 0 | 0 | 0.004 | 0.202 | 0 |  | --> | C12 ex CULLION | CULLION: T41∥T42 | LETTERKENNY |  | 54.9384 | -7.7519
MV/LV Substation LE***410X | 10 kV | 400V(3ph) & 230V(single ph) | LV | 50 kVA :Pole Substation | 0.05 | --> | 0.05 | 0.029 | 1.7 |  | --> | 0.047 | 0 | 0 | 0 | 0.004 | 0.048 | 0 |  | --> | C26 ex BISHOPSTOWN | BISHOPSTOWN: T42 | KILBARRY |  | 51.9012 | -8.5426
MV/LV Substation LE***4117 | 10 kV | 400V(3ph) & 230V(single ph) | LV | 630 kVA :Kiosk Substation | 0.63 | --> | 0.63 | 0 | 0 | Constrained,otherwise capacity available =500kVA. | --> | 0.598 | 0 | 0 | 0 | 0 | 0.5 | 0 |  | --> | C17 ex CARRICKMINES | CARRICKMINES: T41 | CARRICKMINES |  | 53.261 | -6.1956
MV/LV Substation LE***412 | 20 kV | 400V(3ph) & 230V(single ph) | LV | 50 kVA :Pole Substation | 0.05 | --> | 0.05 | 0.044 | 1 |  | --> | 0.047 | 0 | 0 | 0 | 0.008 | 0 | 0 | Constrained,otherwise capacity available =41kW. | --> | E12 ex MACROOM | MACROOM: T422 | MACROOM |  | 51.9381 | -8.8724
MV/LV Substation LE***4121 | 20 kV | 400V(3ph) & 230V(single ph) | LV | 630 kVA :Kiosk Substation | 0.63 | --> | 0.63 | 0.494 | 1 |  | --> | 0.598 | 0 | 0 | 0 | 0.02 | 0.5 | 0 |  | --> | E11 ex BALLYHALE | BALLYHALE: T421 | KILKENNY |  | 52.529 | -7.1431
MV/LV Substation LE***4126 | 10 kV | 400V(3ph) & 230V(single ph) | LV | 400 kVA :Building Structure | 0.4 | --> | 0.4 | 0.367 | 0.6 |  | --> | 0.38 | 0 | 0 | 0 | 0.062 | 0.334 | 0 |  | --> | C15 ex CLONDALKIN | CLONDALKIN: T41 | INCHICORE 220KV |  | 53.3208 | -6.3886
MV/LV Substation LE***413Y | 20 kV | 400V(3ph) & 230V(single ph) | LV | 100 kVA :Pole Substation | 0.1 | --> | 0.1 | 0.051 | 4.7 |  | --> | 0.095 | 0 | 0 | 0 | 0 | 0.106 | 0 |  | --> | E17 ex EDGEWORTHSTOWN | EDGEWORTHSTOWN: T421∥T422 | RICHMOND |  | 53.6223 | -7.6323
MV/LV Substation LE***4148 | 10 kV | 400V(3ph) & 230V(single ph) | LV | 400 kVA :Kiosk Substation | 0.4 | --> | 0.4 | 0.398 | 0.6 |  | --> | 0.38 | 0 | 0 | 0 | 0.002 | 0.397 | 0 |  | --> | C17 ex CLONDALKIN | CLONDALKIN: T41 | INCHICORE 220KV |  | 53.3358 | -6.4024
MV/LV Substation LE***415 | 10 kV | 400V(3ph) & 230V(single ph) | LV | 50 kVA :Pole Substation | 0.05 | --> | 0.05 | 0 | 0 | Constrained,otherwise capacity available =47kVA. | --> | 0.047 | 0 | 0 | 0 | 0 | 0.049 | 0 |  | --> | C19 ex RECESS | RECESS: T41 | GALWAY 110KV |  | 53.4128 | -9.9192
MV/LV Substation LE***4167 | 20 kV | 400V(3ph) & 230V(single ph) | LV | 50 kVA :Pole Substation | 0.05 | --> | 0.05 | 0.047 | 2.6 |  | --> | 0.047 | 0 | 0 | 0 | 0 | 0.049 | 0 |  | --> | E13 ex KILCOCK | KILCOCK: T421 | GRIFFINRATH |  | 53.5163 | -6.5703
MV/LV Substation LE***4186 | 20 kV | 400V(3ph) & 230V(single ph) | LV | 400 kVA :Kiosk Substation | 0.4 | --> | 0.4 | 0.326 | 6.2 |  | --> | 0.38 | 0 | 0 | 0 | 0 | 0.403 | 0 |  | --> | E12 ex BAGENALSTOWN | BAGENALSTOWN: T421∥T422 | CARLOW |  | 52.7012 | -6.9523
MV/LV Substation LE***4189 | 10 kV | 400V(3ph) & 230V(single ph) | LV | 630 kVA :Building Structure | 0.63 | --> | 0.63 | 0.5 | 3.7 |  | --> | 0.598 | 0 | 0 | 0 | 0 | 0.5 | 0 |  | --> | C20 ex MERRION SQUARE | MERRION SQUARE: T42 | RINGSEND |  | 53.3357 | -6.2552
MV/LV Substation LE***4195 | 20 kV | 400V(3ph) & 230V(single ph) | LV | 50 kVA :Pole Substation | 0.05 | --> | 0.05 | 0.048 | 1.3 |  | --> | 0.047 | 0 | 0 | 0 | 0 | 0.049 | 0 |  | --> | E13 ex KILCARRAGH | KILCARRAGH: T421∥T422 | BUTLERSTOWN |  | 52.1692 | -7.0154
MV/LV Substation LE***4196 | 20 kV | 400V(3ph) & 230V(single ph) | LV | 50 kVA :Pole Substation | 0.05 | --> | 0.05 | 0.05 | 3.3 |  | --> | 0.047 | 0 | 0 | 0 | 0 | 0.049 | 0 |  | --> | E13 ex BIRDHILL | BIRDHILL: T421 | ARDNACRUSHA |  | 52.7717 | -8.5628
MV/LV Substation LE***4200 | 20 kV | 400V(3ph) & 230V(single ph) | LV | 50 kVA :Pole Substation | 0.05 | --> | 0.05 | 0 | 0 | Constrained,otherwise capacity available =50kVA. | --> | 0.047 | 0 | 0 | 0 | 0 | 0 | 0 | Constrained,otherwise capacity available =49kW. | --> | E12 ex LUMCLOON | LUMCLOON: T421∥T422 | DALLOW |  | 53.2974 | -7.7516
MV/LV Substation LE***4217 | 10 kV | 400V(3ph) & 230V(single ph) | LV | 100 kVA :Pole Substation | 0.1 | --> | 0.1 | 0 | 0 | Constrained,otherwise capacity available =60kVA. | --> | 0.095 | 0 | 0 | 0 | 0.006 | 0.099 | 0 |  | --> | C18 ex MIDLETON | MIDLETON: T102 | MIDLETON |  | 52.0073 | -8.0738
MV/LV Substation LE***4218 | 20 kV | 400V(3ph) & 230V(single ph) | LV | 630 kVA :Kiosk Substation | 0.63 | --> | 0.63 | 0.496 | 2.6 |  | --> | 0.598 | 0 | 0 | 0 | 0.016 | 0.5 | 0 |  | --> | E19 ex KILCOCK | KILCOCK: T421 | GRIFFINRATH |  | 53.3942 | -6.6631
MV/LV Substation LE***4219 | 20 kV | 400V(3ph) & 230V(single ph) | LV | 630 kVA :Kiosk Substation | 0.63 | --> | 0.63 | 0.462 | 2.6 |  | --> | 0.598 | 0 | 0 | 0 | 0.028 | 0.5 | 0 |  | --> | E19 ex KILCOCK | KILCOCK: T421 | GRIFFINRATH |  | 53.3925 | -6.6632
MV/LV Substation LE***4220 | 20 kV | 400V(3ph) & 230V(single ph) | LV | 630 kVA :Kiosk Substation | 0.63 | --> | 0.63 | 0.498 | 2.6 |  | --> | 0.598 | 0 | 0 | 0 | 0.019 | 0.5 | 0 |  | --> | E19 ex KILCOCK | KILCOCK: T421 | GRIFFINRATH |  | 53.395 | -6.6589
MV/LV Substation LE***4230 | 20 kV | 400V(3ph) & 230V(single ph) | LV | 100 kVA :Pole Substation | 0.1 | --> | 0.1 | 0 | 0 | Constrained,otherwise capacity available =96kVA. | --> | 0.095 | 0 | 0 | 0 | 0 | 0.1 | 0 |  | --> | E12 ex BALTINGLASS | BALTINGLASS: T421∥T422 | STRATFORD |  | 53.0012 | -6.65
MV/LV Substation LE***4243 | 20 kV | 400V(3ph) & 230V(single ph) | LV | 630 kVA :Kiosk Substation | 0.63 | --> | 0.63 | 0.5 | 2.6 |  | --> | 0.598 | 0 | 0 | 0 | 0.004 | 0.5 | 0 |  | --> | E19 ex KILCOCK | KILCOCK: T421 | GRIFFINRATH |  | 53.3951 | -6.6608
MV/LV Substation LE***4253 | 10 kV | 400V(3ph) & 230V(single ph) | LV | 200 kVA :Kiosk Substation | 0.2 | --> | 0.2 | 0 | 0 | Constrained,otherwise capacity available =195kVA. | --> | 0.19 | 0 | 0 | 0 | 0 | 0.2 | 0 |  | --> | C41 ex CASTLEVIEW | CASTLEVIEW: T101 | CASTLEVIEW |  | 51.9043 | -8.3899
MV/LV Substation LE***4264 | 10 kV | 400V(3ph) & 230V(single ph) | LV | 400 kVA :Kiosk Substation | 0.4 | --> | 0.4 | 0.396 | 12.2 |  | --> | 0.38 | 0 | 0 | 0 | 0 | 0.4 | 0 |  | --> | C28 ex SALTHILL | SALTHILL: T102 | SALTHILL |  | 53.266 | -9.1301
MV/LV Substation LE***4278 | 20 kV | 400V(3ph) & 230V(single ph) | LV | 50 kVA :Pole Substation | 0.05 | --> | 0.05 | 0.05 | 2.7 |  | --> | 0.047 | 0 | 0 | 0 | 0 | 0.049 | 0 |  | --> | E16 ex TULLOW | TULLOW: T422 | CARLOW |  | 52.7654 | -6.6604
MV/LV Substation LE***4278 | 10 kV | 400V(3ph) & 230V(single ph) | LV | 630 kVA :Building Structure | 0.63 | --> | 0.63 | 0 | 0 | Constrained,otherwise capacity available =500kVA. | --> | 0.598 | 0 | 0 | 0 | 0 | 0.5 | 0 |  | --> | C14 ex CAMDEN ROW | CAMDEN ROW: T41 | FRANCIS STREET |  | 53.3314 | -6.265
MV/LV Substation LE***430 | 10 kV | 400V(3ph) & 230V(single ph) | LV | 100 kVA :Pole Substation | 0.1 | --> | 0.1 | 0.091 | 9.8 |  | --> | 0.095 | 0 | 0 | 0 | 0.007 | 0.093 | 0 |  | --> | C12 ex KILCOOLE | KILCOOLE: T41∥T42 | FASSAROE |  | 53.0835 | -6.0677
MV/LV Substation LE***4359 | 10 kV | 400V(3ph) & 230V(single ph) | LV | 100 kVA :Pole Substation | 0.1 | --> | 0.1 | 0.089 | 1.4 |  | --> | 0.095 | 0 | 0 | 0 | 0 | 0.101 | 0 |  | --> | C17 ex LEIXLIP | LEIXLIP: T41 | GRIFFINRATH |  | 53.363 | -6.5001
MV/LV Substation LE***4375 | 10 kV | 400V(3ph) & 230V(single ph) | LV | 400 kVA :Kiosk Substation | 0.4 | --> | 0.4 | 0.398 | 4.9 |  | --> | 0.38 | 0 | 0 | 0 | 0 | 0.4 | 0 |  | --> | C21 ex BALLINCOLLIG | BALLINCOLLIG: T41 | KILBARRY |  | 51.888 | -8.5821
MV/LV Substation LE***438X | 20 kV | 400V(3ph) & 230V(single ph) | LV | 400 kVA :Building Structure | 0.4 | --> | 0.4 | 0.354 | 1.5 |  | --> | 0.38 | 0 | 0 | 0 | 0 | 0.407 | 0 |  | --> | E15 ex ARDFINNAN | ARDFINNAN: T421 | CAHIR |  | 52.3112 | -7.879
MV/LV Substation LE***4404 | 20 kV | 400V(3ph) & 230V(single ph) | LV | 50 kVA :Pole Substation | 0.05 | --> | 0.05 | 0.039 | 1.3 |  | --> | 0.047 | 0 | 0 | 0 | 0 | 0.051 | 0 |  | --> | C17 ex ROOSKY | ROOSKY: T41 | RICHMOND |  | 53.8204 | -8.0014
MV/LV Substation LE***444 | 20 kV | 400V(3ph) & 230V(single ph) | LV | 50 kVA :Pole Substation | 0.05 | --> | 0.05 | 0.042 | 1.2 |  | --> | 0.047 | 0 | 0 | 0 | 0 | 0 | 0 | Constrained,otherwise capacity available =50kW. | --> | E17 ex BUNCRANA | BUNCRANA: T421∥T422 | TRILLICK |  | 55.0542 | -7.3115
MV/LV Substation LE***450X | 20 kV | 400V(3ph) & 230V(single ph) | LV | 50 kVA :Pole Substation | 0.05 | --> | 0.05 | 0 | 0 | Constrained,otherwise capacity available =47kVA. | --> | 0.047 | 0 | 0 | 0 | 0 | 0.049 | 0 |  | --> | E19 ex CAVAN | CAVAN: T421 | SHANKILL |  | 53.9583 | -7.4464
MV/LV Substation LE***4511 | 10 kV | 400V(3ph) & 230V(single ph) | LV | 1000 kVA :Building Structure | 1 | --> | 1 | 0 | 0 | Constrained,otherwise capacity available =500kVA. | --> | 0.95 | 0 | 0 | 0 | 0 | 0.5 | 0 |  | --> | C17 ex NEWMARKET (DR) | NEWMARKET (DR): T41 | FRANCIS STREET |  | 53.3416 | -6.269
MV/LV Substation LE***452Y | 10 kV | 400V(3ph) & 230V(single ph) | LV | 50 kVA :Pole Substation | 0.05 | --> | 0.05 | 0 | 0 | Constrained,otherwise capacity available =43kVA. | --> | 0.047 | 0 | 0 | 0 | 0 | 0.05 | 0 |  | --> | C18 ex MIDLETON | MIDLETON: T102 | MIDLETON |  | 51.9738 | -8.2665
MV/LV Substation LE***453 | 20 kV | 400V(3ph) & 230V(single ph) | LV | 33 kVA :Pole Substation | 0.033 | --> | 0.033 | 0.028 | 3.6 |  | --> | 0.031 | 0 | 0 | 0 | 0 | 0.033 | 0 |  | --> | E21 ex CLARA | CLARA: T421 | THORNSBERRY |  | 53.2931 | -7.7443
MV/LV Substation LE***453 | 20 kV | 400V(3ph) & 230V(single ph) | LV | 50 kVA :Pole Substation | 0.05 | --> | 0.05 | 0 | 0 | Constrained,otherwise capacity available =47kVA. | --> | 0.047 | 0 | 0 | 0 | 0 | 0.049 | 0 |  | --> | E14 ex EMYVALE | EMYVALE: T422 | LISDRUM |  | 54.3099 | -6.9526
MV/LV Substation LE***455X | 20 kV | 400V(3ph) & 230V(single ph) | LV | 630 kVA :Kiosk Substation | 0.63 | --> | 0.63 | 0 | 0 | Constrained,otherwise capacity available =500kVA. | --> | 0.598 | 0 | 0 | 0 | 0 | 0.5 | 0 |  | --> | C14 ex CARRICK ON SHANNON | CARRICK ON SHANNON: T41∥T42 | CARRICK ON SHANNON |  | 53.9891 | -8.0656
MV/LV Substation LE***460 | 20 kV | 400V(3ph) & 230V(single ph) | LV | 50 kVA :Pole Substation | 0.05 | --> | 0.05 | 0 | 0 | Constrained,otherwise capacity available =28kVA. | --> | 0.047 | 0 | 0 | 0 | 0 | 0.052 | 0 |  | --> | E19 ex DALTON | DALTON: T421∥T422 | DALTON |  | 53.6107 | -9.0344
MV/LV Substation LE***463Y | 10 kV | 400V(3ph) & 230V(single ph) | LV | 400 kVA :Kiosk Substation | 0.4 | --> | 0.4 | 0.391 | 25.2 |  | --> | 0.38 | 0 | 0 | 0 | 0 | 0.4 | 0 |  | --> | C22 ex ARKLOW | ARKLOW: T101∥T102 | ARKLOW |  | 52.7886 | -6.1766
MV/LV Substation LE***464X | 10 kV | 400V(3ph) & 230V(single ph) | LV | 630 kVA :Building Structure | 0.63 | --> | 0.63 | 0.5 | 5.6 |  | --> | 0.598 | 0 | 0 | 0 | 0 | 0.5 | 0 |  | --> | C23 ex HAROLDS CROSS | HAROLDS CROSS: T101 | POOLBEG |  | 53.3305 | -6.267
MV/LV Substation LE***470X | 10 kV | 400V(3ph) & 230V(single ph) | LV | 50 kVA :Pole Substation | 0.05 | --> | 0.05 | 0.034 | 2.3 |  | --> | 0.047 | 0 | 0 | 0 | 0 | 0 | 0 | Constrained,otherwise capacity available =51kW. | --> | C16 ex KILRUSH | KILRUSH: T41∥T42 | TULLABRACK |  | 52.6463 | -9.4945
MV/LV Substation LE***470X | 10 kV | 400V(3ph) & 230V(single ph) | LV | 100 kVA :Pole Substation | 0.1 | --> | 0.1 | 0.078 | 2.8 |  | --> | 0.095 | 0 | 0 | 0 | 0 | 0.103 | 0 |  | --> | C19 ex CLONARD | CLONARD: T41∥T42 | WEXFORD |  | 52.2889 | -6.4642
MV/LV Substation LE***482Y | 20 kV | 400V(3ph) & 230V(single ph) | LV | 50 kVA :Pole Substation | 0.05 | --> | 0.05 | 0.05 | 2.7 |  | --> | 0.047 | 0 | 0 | 0 | 0 | 0.049 | 0 |  | --> | E17 ex LONGFORD | LONGFORD: T421 | RICHMOND |  | 53.8472 | -7.5316
MV/LV Substation LE***483 | 10 kV | 400V(3ph) & 230V(single ph) | LV | 100 kVA :Pole Substation | 0.1 | --> | 0.1 | 0.095 | 0.2 |  | --> | 0.095 | 0 | 0 | 0 | 0 | 0 | 0 | Constrained,otherwise capacity available =100kW. | --> | C18 ex DUNGLOE | DUNGLOE: T42 | ARDNAGAPPARY |  | 54.9905 | -8.5005
MV/LV Substation LE***494Y | 20 kV | 400V(3ph) & 230V(single ph) | LV | 50 kVA :Pole Substation | 0.05 | --> | 0.05 | 0.041 | 1 |  | --> | 0.047 | 0 | 0 | 0 | 0 | 0.05 | 0 |  | --> | E14 ex RANDALSTOWN | RANDALSTOWN: T422 | NAVAN |  | 53.7586 | -6.7151
MV/LV Substation LE***498 | 20 kV | 400V(3ph) & 230V(single ph) | LV | 50 kVA :Pole Substation | 0.05 | --> | 0.05 | 0 | 0 | Constrained,otherwise capacity available =30kVA. | --> | 0.047 | 0 | 0 | 0 | 0 | 0.052 | 0 |  | --> | E19 ex DALTON | DALTON: T421∥T422 | DALTON |  | 53.6695 | -9.1037
MV/LV Substation LE***501X | 20 kV | 400V(3ph) & 230V(single ph) | LV | 200 kVA :Pole Substation | 0.2 | --> | 0.2 | 0.094 | 6.2 |  | --> | 0.19 | 0 | 0 | 0 | 0 | 0.216 | 0 |  | --> | E17 ex BAGENALSTOWN | BAGENALSTOWN: T421∥T422 | CARLOW |  | 52.7372 | -6.9743
MV/LV Substation LE***508Y | 20 kV | 400V(3ph) & 230V(single ph) | LV | 50 kVA :Pole Substation | 0.05 | --> | 0.05 | 0.05 | 2.8 |  | --> | 0.047 | 0 | 0 | 0 | 0 | 0.049 | 0 |  | --> | E12 ex LONGFORD | LONGFORD: T422 | RICHMOND |  | 53.8344 | -7.7134
MV/LV Substation LE***514Y | 20 kV | 400V(3ph) & 230V(single ph) | LV | 50 kVA :Pole Substation | 0.05 | --> | 0.05 | 0.05 | 0.8 |  | --> | 0.047 | 0 | 0 | 0 | 0 | 0 | 0 | Constrained,otherwise capacity available =49kW. | --> | E16 ex KILMACTHOMAS | KILMACTHOMAS: T421∥T422 | DUNGARVAN |  | 52.1677 | -7.5234
MV/LV Substation LE***518X | 20 kV | 400V(3ph) & 230V(single ph) | LV | 200 kVA :Kiosk Substation | 0.2 | --> | 0.2 | 0.099 | 6.2 |  | --> | 0.19 | 0 | 0 | 0 | 0.003 | 0.212 | 0 |  | --> | E17 ex BAGENALSTOWN | BAGENALSTOWN: T421∥T422 | CARLOW |  | 52.7351 | -6.9811
MV/LV Substation LE***529X | 10 kV | 400V(3ph) & 230V(single ph) | LV | 30 kVA :Pole Substation | 0.03 | --> | 0.03 | 0.017 | 0.3 |  | --> | 0.028 | 0 | 0 | 0 | 0 | 0.031 | 0 |  | --> | C20 ex DRUMBEAR | DRUMBEAR: T41∥T42 | LISDRUM |  | 54.2124 | -6.9451
MV/LV Substation LE***530X | 10 kV | 400V(3ph) & 230V(single ph) | LV | 50 kVA :Pole Substation | 0.05 | --> | 0.05 | 0.04 | 3.2 |  | --> | 0.047 | 0 | 0 | 0 | 0.004 | 0.046 | 0 |  | --> | C20 ex MCDONAGH | MCDONAGH: T42 | KILKENNY |  | 52.7071 | -7.2408
MV/LV Substation LE***536Y | 20 kV | 400V(3ph) & 230V(single ph) | LV | 630 kVA :Kiosk Substation | 0.63 | --> | 0.63 | 0 | 0 | Constrained,otherwise capacity available =500kVA. | --> | 0.598 | 0 | 0 | 0 | 0.078 | 0.5 | 0 |  | --> | E14 ex BALLINDERRY | BALLINDERRY: T422 | MULLINGAR |  | 53.4386 | -7.2483
MV/LV Substation LE***542 | 10 kV | 400V(3ph) & 230V(single ph) | LV | 200 kVA :Pole Substation | 0.2 | --> | 0.2 | 0.117 | 1 |  | --> | 0.19 | 0 | 0 | 0 | 0 | 0 | 0 | Constrained,otherwise capacity available =212kW. | --> | C11 ex LOUGHTAGALLA | LOUGHTAGALLA: T41∥T42 | THURLES |  | 52.6671 | -7.6735
MV/LV Substation LE***542X | 10 kV | 400V(3ph) & 230V(single ph) | LV | 100 kVA :Pole Substation | 0.1 | --> | 0.1 | 0.06 | 1.7 |  | --> | 0.095 | 0 | 0 | 0 | 0.011 | 0.094 | 0 |  | --> | C26 ex BISHOPSTOWN | BISHOPSTOWN: T42 | KILBARRY |  | 51.8972 | -8.5744
MV/LV Substation LE***563X | 10 kV | 400V(3ph) & 230V(single ph) | LV | 50 kVA :Pole Substation | 0.05 | --> | 0.05 | 0 | 0 | Constrained,otherwise capacity available =50kVA. | --> | 0.047 | 0 | 0 | 0 | 0 | 0.049 | 0 |  | --> | C15 ex CULLION | CULLION: T41∥T42 | LETTERKENNY |  | 54.9398 | -7.6425
MV/LV Substation LE***564X | 10 kV | 400V(3ph) & 230V(single ph) | LV | 630 kVA :Building Structure | 0.63 | --> | 0.63 | 0 | 0 | Constrained,otherwise capacity available =439kVA. | --> | 0.598 | 0 | 0 | 0 | 0 | 0.5 | 0 |  | --> | C12 ex CULLION | CULLION: T41∥T42 | LETTERKENNY |  | 54.9462 | -7.751
MV/LV Substation LE***568X | 20 kV | 400V(3ph) & 230V(single ph) | LV | 200 kVA :Pole Substation | 0.2 | --> | 0.2 | 0.15 | 11.9 |  | --> | 0.19 | 0 | 0 | 0 | 0.008 | 0 | 0 | Constrained,otherwise capacity available =199kW. | --> | E16 ex WESTPORT | WESTPORT: T421∥T422 | CASTLEBAR |  | 53.5959 | -9.6934
MV/LV Substation LE***577 | 20 kV | 400V(3ph) & 230V(single ph) | LV | 200 kVA :Pole Substation | 0.2 | --> | 0.2 | 0 | 0 | Constrained,otherwise capacity available =37kVA. | --> | 0.19 | 0 | 0 | 0 | 0.003 | 0.22 | 0 |  | --> | C24 ex CLIFDEN | CLIFDEN: T41∥T42 | GALWAY 110KV |  | 53.5527 | -9.9492
MV/LV Substation LE***583X | 10 kV | 400V(3ph) & 230V(single ph) | LV | 400 kVA :Kiosk Substation | 0.4 | --> | 0.4 | 0.223 | 1.7 |  | --> | 0.38 | 0 | 0 | 0 | 0.006 | 0.42 | 0 |  | --> | C26 ex BISHOPSTOWN | BISHOPSTOWN: T42 | KILBARRY |  | 51.8905 | -8.5821
MV/LV Substation LE***593 | 10 kV | 400V(3ph) & 230V(single ph) | LV | 200 kVA :Pole Substation | 0.2 | --> | 0.2 | 0.115 | 9.8 |  | --> | 0.19 | 0 | 0 | 0 | 0 | 0.213 | 0 |  | --> | C12 ex KILCOOLE | KILCOOLE: T41∥T42 | FASSAROE |  | 53.0993 | -6.0708
MV/LV Substation LE***606X | 10 kV | 400V(3ph) & 230V(single ph) | LV | 200 kVA :Kiosk Substation | 0.2 | --> | 0.2 | 0.155 | 10.8 |  | --> | 0.19 | 0 | 0 | 0 | 0.01 | 0.196 | 0 |  | --> | C17 ex SALTHILL | SALTHILL: T101 | SALTHILL |  | 53.2682 | -9.1169
MV/LV Substation LE***608 | 10 kV | 400V(3ph) & 230V(single ph) | LV | 100 kVA :Pole Substation | 0.1 | --> | 0.1 | 0 | 0 | Constrained,otherwise capacity available =87kVA. | --> | 0.095 | 0 | 0 | 0 | 0 | 0.101 | 0 |  | --> | C17 ex CARRIGALINE | CARRIGALINE: T41∥T42 | BARNAHELY |  | 51.821 | -8.3768
MV/LV Substation LE***612 | 10 kV | 400V(3ph) & 230V(single ph) | LV | 400 kVA :Kiosk Substation | 0.4 | --> | 0.4 | 0 | 0 | Constrained,otherwise capacity available =358kVA. | --> | 0.38 | 0 | 0 | 0 | 0 | 0.406 | 0 |  | --> | C30 ex CLONDALKIN | CLONDALKIN: T44 | INCHICORE 220KV |  | 53.3233 | -6.4121
MV/LV Substation LE***613 | 10 kV | 400V(3ph) & 230V(single ph) | LV | 400 kVA :Kiosk Substation | 0.4 | --> | 0.4 | 0 | 0 | Constrained,otherwise capacity available =337kVA. | --> | 0.38 | 0 | 0 | 0 | 0 | 0.409 | 0 |  | --> | C30 ex CLONDALKIN | CLONDALKIN: T44 | INCHICORE 220KV |  | 53.3224 | -6.4124
MV/LV Substation LE***614 | 10 kV | 400V(3ph) & 230V(single ph) | LV | 400 kVA :Kiosk Substation | 0.4 | --> | 0.4 | 0 | 0 | Constrained,otherwise capacity available =322kVA. | --> | 0.38 | 0 | 0 | 0 | 0.005 | 0.406 | 0 |  | --> | C30 ex CLONDALKIN | CLONDALKIN: T44 | INCHICORE 220KV |  | 53.3234 | -6.4158
MV/LV Substation LE***615 | 10 kV | 400V(3ph) & 230V(single ph) | LV | 200 kVA :Kiosk Substation | 0.2 | --> | 0.2 | 0 | 0 | Constrained,otherwise capacity available =153kVA. | --> | 0.19 | 0 | 0 | 0 | 0.003 | 0.203 | 0 |  | --> | C30 ex CLONDALKIN | CLONDALKIN: T44 | INCHICORE 220KV |  | 53.322 | -6.4159
MV/LV Substation LE***615X | 10 kV | 400V(3ph) & 230V(single ph) | LV | 200 kVA :Kiosk Substation | 0.2 | --> | 0.2 | 0 | 0 | Constrained,otherwise capacity available =164kVA. | --> | 0.19 | 0 | 0 | 0 | 0.004 | 0.201 | 0 |  | --> | C19 ex MILFORD (NR) | MILFORD (NR): T41∥T42 | LETTERKENNY |  | 55.0327 | -7.6517
MV/LV Substation LE***621Z | 10 kV | 400V(3ph) & 230V(single ph) | LV | 630 kVA :Building Structure | 0.63 | --> | 0.63 | 0.5 | 0.8 |  | --> | 0.598 | 0 | 0 | 0 | 0 | 0.5 | 0 |  | --> | C12 ex FAIRHILL | FAIRHILL: T42 | KILBARRY |  | 51.9032 | -8.4721
MV/LV Substation LE***636 | 20 kV | 400V(3ph) & 230V(single ph) | LV | 200 kVA :Kiosk Substation | 0.2 | --> | 0.2 | 0.127 | 1.2 |  | --> | 0.19 | 0 | 0 | 0 | 0 | 0.21 | 0 |  | --> | C16 ex SCREEB | SCREEB: T41 | SCREEB |  | 53.2894 | -9.6557
MV/LV Substation LE***637 | 20 kV | 400V(3ph) & 230V(single ph) | LV | 50 kVA :Pole Substation | 0.05 | --> | 0.05 | 0.018 | 1.2 |  | --> | 0.047 | 0 | 0 | 0 | 0 | 0.054 | 0 |  | --> | C16 ex SCREEB | SCREEB: T41 | SCREEB |  | 53.2893 | -9.665
MV/LV Substation LE***637 | 20 kV | 400V(3ph) & 230V(single ph) | LV | 50 kVA :Pole Substation | 0.05 | --> | 0.05 | 0.042 | 1.4 |  | --> | 0.047 | 0 | 0 | 0 | 0 | 0.05 | 0 |  | --> | E18 ex GARRANACANTY | GARRANACANTY: T422 | TIPPERARY |  | 52.5096 | -8.192
MV/LV Substation LE***648 | 10 kV | 400V(3ph) & 230V(single ph) | LV | 400 kVA :Kiosk Substation | 0.4 | --> | 0.4 | 0.287 | 8.7 |  | --> | 0.38 | 0 | 0 | 0 | 0 | 0.417 | 0 |  | --> | C16 ex HAROLDS CROSS | HAROLDS CROSS: T102 | POOLBEG |  | 53.3251 | -6.2696
MV/LV Substation LE***648X | 20 kV | 400V(3ph) & 230V(single ph) | LV | 400 kVA :Kiosk Substation | 0.4 | --> | 0.4 | 0 | 0 | Constrained,otherwise capacity available =302kVA. | --> | 0.38 | 0 | 0 | 0 | 0 | 0.414 | 0 |  | --> | C21 ex MILFORD (NR) | MILFORD (NR): T41∥T42 | LETTERKENNY |  | 55.2003 | -7.8316
MV/LV Substation LE***649Y | 20 kV | 400V(3ph) & 230V(single ph) | LV | 100 kVA :Pole Substation | 0.1 | --> | 0.1 | 0.09 | 1.5 |  | --> | 0.095 | 0 | 0 | 0 | 0.004 | 0 | 0 | Constrained,otherwise capacity available =97kW. | --> | C17 ex FOYNES | FOYNES: T41 | RATHKEALE |  | 52.6107 | -9.1321
MV/LV Substation LE***668Y | 20 kV | 400V(3ph) & 230V(single ph) | LV | 100 kVA :Pole Substation | 0.1 | --> | 0.1 | 0 | 0 | Constrained,otherwise capacity available =83kVA. | --> | 0.095 | 0 | 0 | 0 | 0.031 | 0.069 | 0 |  | --> | C17 ex CLONES | CLONES: T41∥T42 | SHANKILL |  | 54.1907 | -7.1979
MV/LV Substation LE***672 | 10 kV | 400V(3ph) & 230V(single ph) | LV | 200 kVA :Building Structure | 0.2 | --> | 0.2 | 0.16 | 4.1 |  | --> | 0.19 | 0 | 0 | 0 | 0.012 | 0.193 | 0 |  | --> | C18 ex LOUGHLINSTOWN | LOUGHLINSTOWN: T42 | CARRICKMINES |  | 53.2331 | -6.1702
MV/LV Substation LE***674Z | 10 kV | 400V(3ph) & 230V(single ph) | LV | 400 kVA :Kiosk Substation | 0.4 | --> | 0.4 | 0 | 0 | Constrained,otherwise capacity available =291kVA. | --> | 0.38 | 0 | 0 | 0 | 0.031 | 0.383 | 0 |  | --> | C17 ex ROSEHILL | ROSEHILL: T41 | KILKENNY |  | 52.6288 | -7.2497
MV/LV Substation LE***683Y | 10 kV | 400V(3ph) & 230V(single ph) | LV | 50 kVA :Pole Substation | 0.05 | --> | 0.05 | 0 | 0 | Constrained,otherwise capacity available =41kVA. | --> | 0.047 | 0 | 0 | 0 | 0 | 0.05 | 0 |  | --> | C21 ex PORTARLINGTON | PORTARLINGTON: T43 | BLAKE |  | 53.1509 | -7.1585
MV/LV Substation LE***688Y | 10 kV | 400V(3ph) & 230V(single ph) | LV | 200 kVA :Kiosk Substation | 0.2 | --> | 0.2 | 0 | 0 | Constrained,otherwise capacity available =176kVA. | --> | 0.19 | 0 | 0 | 0 | 0 | 0.203 | 0 |  | --> | C18 ex LEIXLIP | LEIXLIP: T42 | GRIFFINRATH |  | 53.3656 | -6.489
MV/LV Substation LE***699Y | 10 kV | 400V(3ph) & 230V(single ph) | LV | 1000 kVA :Building Structure | 1 | --> | 1 | 0.5 | 4.8 |  | --> | 0.95 | 0 | 0 | 0 | 0.038 | 0.5 | 0 |  | --> | C25 ex ATHY | ATHY: T101 | ATHY |  | 53.0081 | -6.9912
MV/LV Substation LE***705Y | 20 kV | 400V(3ph) & 230V(single ph) | LV | 630 kVA :Kiosk Substation | 0.63 | --> | 0.63 | 0.413 | 4.4 |  | --> | 0.598 | 0 | 0 | 0 | 0.046 | 0 | 0 | Constrained,otherwise capacity available =500kW. | --> | E21 ex SLANE | SLANE: T421 | DRYBRIDGE |  | 53.7085 | -6.5414
MV/LV Substation LE***713Y | 10 kV | 400V(3ph) & 230V(single ph) | LV | 400 kVA :Building Structure | 0.4 | --> | 0.4 | 0.274 | 4.2 |  | --> | 0.38 | 0 | 0 | 0 | 0 | 0.419 | 0 |  | --> | C21 ex MARSHES | MARSHES: T41 | DUNDALK |  | 53.9693 | -6.3877
MV/LV Substation LE***715X | 10 kV | 400V(3ph) & 230V(single ph) | LV | 630 kVA :Kiosk Substation | 0.63 | --> | 0.63 | 0.5 | 10.8 |  | --> | 0.598 | 0 | 0 | 0 | 0 | 0.5 | 0 |  | --> | C17 ex SALTHILL | SALTHILL: T101 | SALTHILL |  | 53.2694 | -9.119
MV/LV Substation LE***718X | 20 kV | 400V(3ph) & 230V(single ph) | LV | 50 kVA :Pole Substation | 0.05 | --> | 0.05 | 0.047 | 2.5 |  | --> | 0.047 | 0 | 0 | 0 | 0 | 0.049 | 0 |  | --> | E19 ex GARRANACANTY | GARRANACANTY: T421 | TIPPERARY |  | 52.4209 | -8.1848
MV/LV Substation LE***723 | 20 kV | 400V(3ph) & 230V(single ph) | LV | 200 kVA :Pole Substation | 0.2 | --> | 0.2 | 0.124 | 0.8 |  | --> | 0.19 | 0 | 0 | 0 | 0 | 0 | 0 | Constrained,otherwise capacity available =211kW. | --> | E16 ex KILMACTHOMAS | KILMACTHOMAS: T421∥T422 | DUNGARVAN |  | 52.1672 | -7.5223
MV/LV Substation LE***725 | 10 kV | 400V(3ph) & 230V(single ph) | LV | 400 kVA :Kiosk Substation | 0.4 | --> | 0.4 | 0.316 | 8.7 |  | --> | 0.38 | 0 | 0 | 0 | 0.007 | 0.405 | 0 |  | --> | C12 ex HAROLDS CROSS | HAROLDS CROSS: T102 | POOLBEG |  | 53.3242 | -6.2762
MV/LV Substation LE***726X | 10 kV | 400V(3ph) & 230V(single ph) | LV | 400 kVA :Kiosk Substation | 0.4 | --> | 0.4 | 0 | 0 | Constrained,otherwise capacity available =399kVA. | --> | 0.38 | 0 | 0 | 0 | 0 | 0.4 | 0 |  | --> | C18 ex CLONES | CLONES: T41∥T42 | SHANKILL |  | 54.1776 | -7.2335
MV/LV Substation LE***727Z | 20 kV | 400V(3ph) & 230V(single ph) | LV | 630 kVA :Kiosk Substation | 0.63 | --> | 0.63 | 0.5 | 10.7 |  | --> | 0.598 | 0 | 0 | 0 | 0.012 | 0.5 | 0 |  | --> | E11 ex COOLROE | COOLROE: T121 | COOLROE |  | 51.8922 | -8.5955
MV/LV Substation LE***728 | 20 kV | 400V(3ph) & 230V(single ph) | LV | 200 kVA :Pole Substation | 0.2 | --> | 0.2 | 0.168 | 1.5 |  | --> | 0.19 | 0 | 0 | 0 | 0.039 | 0.163 | 0 |  | --> | E15 ex BEALISTOWN | BEALISTOWN: T421∥T422 | GREAT ISLAND |  | 52.3116 | -6.7846
MV/LV Substation LE***728X | 20 kV | 400V(3ph) & 230V(single ph) | LV | 50 kVA :Pole Substation | 0.05 | --> | 0.05 | 0.049 | 3 |  | --> | 0.047 | 0 | 0 | 0 | 0 | 0.049 | 0 |  | --> | C12 ex CROSSMOLINA | CROSSMOLINA: T41∥T42 | MOY |  | 54.2779 | -9.295
MV/LV Substation LE***738Y | 10 kV | 400V(3ph) & 230V(single ph) | LV | 200 kVA :Kiosk Substation | 0.2 | --> | 0.2 | 0.138 | 1.5 |  | --> | 0.19 | 0 | 0 | 0 | 0.003 | 0.206 | 0 |  | --> | C12 ex MOUNT MISERY | MOUNT MISERY: T41 | WATERFORD |  | 52.2644 | -7.0874
MV/LV Substation LE***744 | 10 kV | 400V(3ph) & 230V(single ph) | LV | 50 kVA :Pole Substation | 0.05 | --> | 0.05 | 0.049 | 4.3 |  | --> | 0.047 | 0 | 0 | 0 | 0 | 0.049 | 0 |  | --> | C19 ex BAILIEBORO | BAILIEBORO: T41∥T42 | MEATH HILL |  | 53.9273 | -7.0149
MV/LV Substation LE***757X | 20 kV | 400V(3ph) & 230V(single ph) | LV | 50 kVA :Pole Substation | 0.05 | --> | 0.05 | 0.046 | 1.5 |  | --> | 0.047 | 0 | 0 | 0 | 0 | 0.049 | 0 |  | --> | E17 ex ACHILL | ACHILL: T422 | CARROWBEG |  | 54.0094 | -9.9911
MV/LV Substation LE***763Z | 10 kV | 400V(3ph) & 230V(single ph) | LV | 400 kVA :Building Structure | 0.4 | --> | 0.4 | 0.311 | 3.2 |  | --> | 0.38 | 0 | 0 | 0 | 0 | 0.413 | 0 |  | --> | C14 ex MCDONAGH | MCDONAGH: T42 | KILKENNY |  | 52.6511 | -7.2105
MV/LV Substation LE***766 | 10 kV | 400V(3ph) & 230V(single ph) | LV | 200 kVA :Pole Substation | 0.2 | --> | 0.2 | 0 | 0 | Constrained,otherwise capacity available =198kVA. | --> | 0.19 | 0 | 0 | 0 | 0 | 0.2 | 0 |  | --> | C29 ex CLIFDEN | CLIFDEN: T41∥T42 | GALWAY 110KV |  | 53.4783 | -9.9053
MV/LV Substation LE***770X | 10 kV | 400V(3ph) & 230V(single ph) | LV | 400 kVA :Building Structure | 0.4 | --> | 0.4 | 0.233 | 8.9 |  | --> | 0.38 | 0 | 0 | 0 | 0 | 0.425 | 0 |  | --> | C13 ex CARROWBEG | CARROWBEG: T41∥T42 | CARROWBEG |  | 53.7999 | -9.5255
MV/LV Substation LE***779 | 10 kV | 400V(3ph) & 230V(single ph) | LV | 100 kVA :Pole Substation | 0.1 | --> | 0.1 | 0 | 0 |  | --> | 0.095 | 0 | 0 | 0 | 0.003 | 0.114 | 0 |  | --> | C17 ex SKIBBEREEN | SKIBBEREEN: T41∥T42 | DUNMANWAY |  | 51.5815 | -9.142
MV/LV Substation LE***780X | 10 kV | 400V(3ph) & 230V(single ph) | LV | 400 kVA :Kiosk Substation | 0.4 | --> | 0.4 | 0.318 | 1.7 |  | --> | 0.38 | 0 | 0 | 0 | 0.002 | 0.41 | 0 |  | --> | C26 ex BISHOPSTOWN | BISHOPSTOWN: T42 | KILBARRY |  | 51.8923 | -8.5819
MV/LV Substation LE***783X | 20 kV | 400V(3ph) & 230V(single ph) | LV | 50 kVA :Pole Substation | 0.05 | --> | 0.05 | 0.049 | 1 |  | --> | 0.047 | 0 | 0 | 0 | 0 | 0.049 | 0 |  | --> | E14 ex RANDALSTOWN | RANDALSTOWN: T422 | NAVAN |  | 53.7633 | -6.7244
MV/LV Substation LE***792 | 20 kV | 400V(3ph) & 230V(single ph) | LV | 100 kVA :Pole Substation | 0.1 | --> | 0.1 | 0 | 0 | Constrained,otherwise capacity available =45kVA. | --> | 0.095 | 0 | 0 | 0 | 0.004 | 0 | 0 | Constrained,otherwise capacity available =104kW. | --> | E21 ex ASHBOURNE | ASHBOURNE: T421 | FINGLAS |  | 53.466 | -6.2764
MV/LV Substation LE***793Y | 20 kV | 400V(3ph) & 230V(single ph) | LV | 50 kVA :Pole Substation | 0.05 | --> | 0.05 | 0 | 0 | Constrained,otherwise capacity available =49kVA. | --> | 0.047 | 0 | 0 | 0 | 0.023 | 0.025 | 0 |  | --> | E15 ex GLENAMADDY | GLENAMADDY: T422 | ATHLONE |  | 53.5767 | -8.4106
MV/LV Substation LE***799 | 20 kV | 400V(3ph) & 230V(single ph) | LV | 50 kVA :Pole Substation | 0.05 | --> | 0.05 | 0 | 0 | Constrained,otherwise capacity available =39kVA. | --> | 0.047 | 0 | 0 | 0 | 0 | 0 | 0 | Constrained,otherwise capacity available =51kW. | --> | E21 ex ASHBOURNE | ASHBOURNE: T421 | FINGLAS |  | 53.5302 | -6.3117
MV/LV Substation LE***802 | 10 kV | 400V(3ph) & 230V(single ph) | LV | 50 kVA :Pole Substation | 0.05 | --> | 0.05 | 0.044 | 4.3 |  | --> | 0.047 | 0 | 0 | 0 | 0 | 0.05 | 0 |  | --> | C26 ex BAILIEBORO | BAILIEBORO: T41∥T42 | MEATH HILL |  | 53.9258 | -6.9725
MV/LV Substation LE***802Y | 10 kV | 400V(3ph) & 230V(single ph) | LV | 400 kVA :Kiosk Substation | 0.4 | --> | 0.4 | 0.295 | 1 |  | --> | 0.38 | 0 | 0 | 0 | 0.008 | 0.408 | 0 |  | --> | C11 ex ABBEYLAND | ABBEYLAND: T41 | NAVAN |  | 53.6424 | -6.7023
MV/LV Substation LE***805X | 10 kV | 400V(3ph) & 230V(single ph) | LV | 1000 kVA :Building Structure | 1 | --> | 1 | 0 | 0 | Constrained,otherwise capacity available =500kVA. | --> | 0.95 | 0 | 0 | 0 | 0 | 0.5 | 0 |  | --> | C22 ex ORANMORE | ORANMORE: T44 | GALWAY 110KV |  | 53.2788 | -8.9269
MV/LV Substation LE***812Z | 10 kV | 400V(3ph) & 230V(single ph) | LV | 630 kVA :Building Structure | 0.63 | --> | 0.63 | 0 | 0 | Constrained,otherwise capacity available =500kVA. | --> | 0.598 | 0 | 0 | 0 | 0.031 | 0.5 | 0 |  | --> | C14 ex TOGHER | TOGHER: T42 | TRABEG |  | 51.8747 | -8.4903
MV/LV Substation LE***821 | 10 kV | 400V(3ph) & 230V(single ph) | LV | 630 kVA :Kiosk Substation | 0.63 | --> | 0.63 | 0.5 | 0.8 |  | --> | 0.598 | 0 | 0 | 0 | 0 | 0.5 | 0 |  | --> | C13 ex GARVILLE AVENUE | GARVILLE AVENUE: T42 | MILLTOWN (DR) |  | 53.3215 | -6.2757
MV/LV Substation LE***827 | 20 kV | 400V(3ph) & 230V(single ph) | LV | 200 kVA :Kiosk Substation | 0.2 | --> | 0.2 | 0 | 0 | Constrained,otherwise capacity available =33kVA. | --> | 0.19 | 0 | 0 | 0 | 0.007 | 0.217 | 0 |  | --> | C14 ex CARRICK ON SHANNON | CARRICK ON SHANNON: T41∥T42 | CARRICK ON SHANNON |  | 53.9903 | -8.0647
MV/LV Substation LE***829X | 10 kV | 400V(3ph) & 230V(single ph) | LV | 200 kVA :Kiosk Substation | 0.2 | --> | 0.2 | 0.132 | 3.8 |  | --> | 0.19 | 0 | 0 | 0 | 0.012 | 0 | 0 | Constrained,otherwise capacity available =197kW. | --> | C18 ex TURLOUGH ROAD | TURLOUGH ROAD: T41∥T42 | CASTLEBAR |  | 53.8823 | -9.2223
MV/LV Substation LE***835X | 10 kV | 400V(3ph) & 230V(single ph) | LV | 200 kVA :Kiosk Substation | 0.2 | --> | 0.2 | 0.116 | 1.7 |  | --> | 0.19 | 0 | 0 | 0 | 0.002 | 0.21 | 0 |  | --> | C26 ex BISHOPSTOWN | BISHOPSTOWN: T42 | KILBARRY |  | 51.8919 | -8.5837
MV/LV Substation LE***839X | 10 kV | 400V(3ph) & 230V(single ph) | LV | 100 kVA :Pole Substation | 0.1 | --> | 0.1 | 0.074 | 3.2 |  | --> | 0.095 | 0 | 0 | 0 | 0.01 | 0.093 | 0 |  | --> | C14 ex MCDONAGH | MCDONAGH: T42 | KILKENNY |  | 52.6477 | -7.2114
MV/LV Substation LE***839Z | 20 kV | 400V(3ph) & 230V(single ph) | LV | 400 kVA :Building Structure | 0.4 | --> | 0.4 | 0 | 0 | Constrained,otherwise capacity available =369kVA. | --> | 0.38 | 0 | 0 | 0 | 0.004 | 0.4 | 0 |  | --> | E11 ex GLASMORE | GLASMORE: T421 | GLASMORE |  | 53.4885 | -6.1117
MV/LV Substation LE***840 | 20 kV | 400V(3ph) & 230V(single ph) | LV | 50 kVA :Pole Substation | 0.05 | --> | 0.05 | 0 | 0 | Constrained,otherwise capacity available =50kVA. | --> | 0.047 | 0 | 0 | 0 | 0 | 0 | 0 | Constrained,otherwise capacity available =49kW. | --> | E14 ex LUMCLOON | LUMCLOON: T421∥T422 | DALLOW |  | 53.233 | -7.7342
MV/LV Substation LE***840 | 10 kV | 400V(3ph) & 230V(single ph) | LV | 400 kVA :Building Structure | 0.4 | --> | 0.4 | 0.364 | 3.7 |  | --> | 0.38 | 0 | 0 | 0 | 0 | 0.405 | 0 |  | --> | C20 ex MERRION SQUARE | MERRION SQUARE: T42 | RINGSEND |  | 53.3358 | -6.2562
MV/LV Substation LE***842Z | 10 kV | 400V(3ph) & 230V(single ph) | LV | 400 kVA :Building Structure | 0.4 | --> | 0.4 | 0.067 | 0.1 | Constrained,otherwise capacity available =300kVA. | --> | 0.38 | 0 | 0 | 0 | 0 | 0.415 | 0 |  | --> | C17 ex BISHOPSTOWN | BISHOPSTOWN: T41 | KILBARRY |  | 51.8855 | -8.5777
MV/LV Substation LE***843 | 10 kV | 400V(3ph) & 230V(single ph) | LV | 50 kVA :Pole Substation | 0.05 | --> | 0.05 | 0.037 | 2.3 |  | --> | 0.047 | 0 | 0 | 0 | 0 | 0 | 0 | Constrained,otherwise capacity available =51kW. | --> | C16 ex KILRUSH | KILRUSH: T41∥T42 | TULLABRACK |  | 52.6469 | -9.4993
MV/LV Substation LE***852 | 20 kV | 400V(3ph) & 230V(single ph) | LV | 45 kVA :Pole Substation | 0.045 | --> | 0.045 | 0 | 0 | Constrained,otherwise capacity available =42kVA. | --> | 0.042 | 0 | 0 | 0 | 0 | 0.044 | 0 |  | --> | C14 ex KILDARE | KILDARE: T41∥T42 | NEWBRIDGE |  | 53.2268 | -7.0078
MV/LV Substation LE***853X | 10 kV | 400V(3ph) & 230V(single ph) | LV | 100 kVA :Pole Substation | 0.1 | --> | 0.1 | 0.096 | 1 |  | --> | 0.095 | 0 | 0 | 0 | 0 | 0 | 0 | Constrained,otherwise capacity available =100kW. | --> | C11 ex LOUGHTAGALLA | LOUGHTAGALLA: T41∥T42 | THURLES |  | 52.6824 | -7.6674
MV/LV Substation LE***858 | 10 kV | 400V(3ph) & 230V(single ph) | LV | 200 kVA :Pole Substation | 0.2 | --> | 0.2 | 0.172 | 4.3 |  | --> | 0.19 | 0 | 0 | 0 | 0 | 0.203 | 0 |  | --> | C24 ex BAILIEBORO | BAILIEBORO: T41∥T42 | MEATH HILL |  | 53.9148 | -6.9735
MV/LV Substation LE***864X | 10 kV | 400V(3ph) & 230V(single ph) | LV | 200 kVA :Kiosk Substation | 0.2 | --> | 0.2 | 0 | 0 | Constrained,otherwise capacity available =156kVA. | --> | 0.19 | 0 | 0 | 0 | 0.015 | 0.19 | 0 |  | --> | C17 ex OUGHTERARD | OUGHTERARD: T41∥T42 | GALWAY 110KV |  | 53.4264 | -9.3239
MV/LV Substation LE***870 | 20 kV | 400V(3ph) & 230V(single ph) | LV | 200 kVA :Pole Substation | 0.2 | --> | 0.2 | 0 | 0 | Constrained,otherwise capacity available =184kVA. | --> | 0.19 | 0 | 0 | 0 | 0 | 0 | 0 | Constrained,otherwise capacity available =202kW. | --> | E12 ex LUMCLOON | LUMCLOON: T421∥T422 | DALLOW |  | 53.2818 | -7.7789
MV/LV Substation LE***870X | 10 kV | 400V(3ph) & 230V(single ph) | LV | 50 kVA :Pole Substation | 0.05 | --> | 0.05 | 0.049 | 1.4 |  | --> | 0.047 | 0 | 0 | 0 | 0 | 0.049 | 0 |  | --> | C19 ex ROSCOMMON | ROSCOMMON: T41 | LANESBORO |  | 53.6452 | -8.2172
MV/LV Substation LE***877 | 10 kV | 400V(3ph) & 230V(single ph) | LV | 50 kVA :Pole Substation | 0.05 | --> | 0.05 | 0.05 | 9.8 |  | --> | 0.047 | 0 | 0 | 0 | 0 | 0.049 | 0 |  | --> | C12 ex KILCOOLE | KILCOOLE: T41∥T42 | FASSAROE |  | 53.0855 | -6.062
MV/LV Substation LE***880X | 20 kV | 400V(3ph) & 230V(single ph) | LV | 50 kVA :Pole Substation | 0.05 | --> | 0.05 | 0 | 0 | Constrained,otherwise capacity available =47kVA. | --> | 0.047 | 0 | 0 | 0 | 0 | 0.049 | 0 |  | --> | C24 ex CLIFDEN | CLIFDEN: T41∥T42 | GALWAY 110KV |  | 53.598 | -9.8996
MV/LV Substation LE***883 | 20 kV | 400V(3ph) & 230V(single ph) | LV | 50 kVA :Pole Substation | 0.05 | --> | 0.05 | 0 | 0 | Constrained,otherwise capacity available =19kVA. | --> | 0.047 | 0 | 0 | 0 | 0 | 0.054 | 0 |  | --> | C11 ex TIMOLEAGUE | TIMOLEAGUE: T41 | BANDON |  | 51.6396 | -8.7815
MV/LV Substation LE***895X | 20 kV | 400V(3ph) & 230V(single ph) | LV | 400 kVA :Kiosk Substation | 0.4 | --> | 0.4 | 0 | 0 | Constrained,otherwise capacity available =331kVA. | --> | 0.38 | 0 | 0 | 0 | 0.003 | 0.407 | 0 |  | --> | C24 ex CLIFDEN | CLIFDEN: T41∥T42 | GALWAY 110KV |  | 53.5541 | -9.9479
MV/LV Substation LE***897 | 20 kV | 400V(3ph) & 230V(single ph) | LV | 400 kVA :Building Structure | 0.4 | --> | 0.4 | 0.369 | 5.1 |  | --> | 0.38 | 0 | 0 | 0 | 0 | 0.404 | 0 |  | --> | E18 ex BALLYBUNION | BALLYBUNION: T421∥T422 | TRIEN |  | 52.5096 | -9.6748
MV/LV Substation LE***899 | 20 kV | 400V(3ph) & 230V(single ph) | LV | 50 kVA :Pole Substation | 0.05 | --> | 0.05 | 0.033 | 0.8 |  | --> | 0.047 | 0 | 0 | 0 | 0.004 | 0 | 0 | Constrained,otherwise capacity available =47kW. | --> | E16 ex KILMACTHOMAS | KILMACTHOMAS: T421∥T422 | DUNGARVAN |  | 52.1691 | -7.5206
MV/LV Substation LE***900X | 10 kV | 400V(3ph) & 230V(single ph) | LV | 400 kVA :Kiosk Substation | 0.4 | --> | 0.4 | 0.36 | 1.3 |  | --> | 0.38 | 0 | 0 | 0 | 0 | 0.406 | 0 |  | --> | C15 ex ENNIS NORTH | ENNIS NORTH: T41∥T42 | ENNIS |  | 52.8542 | -8.9964
MV/LV Substation LE***911X | 10 kV | 400V(3ph) & 230V(single ph) | LV | 400 kVA :Kiosk Substation | 0.4 | --> | 0.4 | 0.234 | 10.8 |  | --> | 0.38 | 0 | 0 | 0 | 0.002 | 0.423 | 0 |  | --> | C17 ex SALTHILL | SALTHILL: T101 | SALTHILL |  | 53.2695 | -9.1201
MV/LV Substation LE***916X | 10 kV | 400V(3ph) & 230V(single ph) | LV | 630 kVA :Kiosk Substation | 0.63 | --> | 0.63 | 0.494 | 12.2 |  | --> | 0.598 | 0 | 0 | 0 | 0.003 | 0.5 | 0 |  | --> | C18 ex SALTHILL | SALTHILL: T102 | SALTHILL |  | 53.2665 | -9.1213
MV/LV Substation LE***917X | 20 kV | 400V(3ph) & 230V(single ph) | LV | 50 kVA :Pole Substation | 0.05 | --> | 0.05 | 0 | 0 | Constrained,otherwise capacity available =49kVA. | --> | 0.047 | 0 | 0 | 0 | 0 | 0.049 | 0 |  | --> | E18 ex CREAGH | CREAGH: T421∥T422 | ATHLONE |  | 53.394 | -8.3781
MV/LV Substation LE***930 | 10 kV | 400V(3ph) & 230V(single ph) | LV | 400 kVA :Building Structure | 0.4 | --> | 0.4 | 0 | 0 | Constrained,otherwise capacity available =286kVA. | --> | 0.38 | 0 | 0 | 0 | 0 | 0.416 | 0 |  | --> | C11 ex COOLCORCORAN | COOLCORCORAN: T41∥T42 | KNOCKEARAGH |  | 52.062 | -9.4859
MV/LV Substation LE***941X | 10 kV | 400V(3ph) & 230V(single ph) | LV | 400 kVA :Kiosk Substation | 0.4 | --> | 0.4 | 0.384 | 8.3 |  | --> | 0.38 | 0 | 0 | 0 | 0.018 | 0.383 | 0 |  | --> | C18 ex MONREAD | MONREAD: T102 | MONREAD |  | 53.2353 | -6.6741
MV/LV Substation LE***944Y | 20 kV | 400V(3ph) & 230V(single ph) | LV | 50 kVA :Pole Substation | 0.05 | --> | 0.05 | 0 | 0 | Constrained,otherwise capacity available =50kVA. | --> | 0.047 | 0 | 0 | 0 | 0 | 0.049 | 0 |  | --> | C21 ex PORTARLINGTON | PORTARLINGTON: T43 | BLAKE |  | 53.1527 | -7.1344
MV/LV Substation LE***947 | 20 kV | 400V(3ph) & 230V(single ph) | LV | 50 kVA :Pole Substation | 0.05 | --> | 0.05 | 0.049 | 7.4 |  | --> | 0.047 | 0 | 0 | 0 | 0 | 0 | 0 | Constrained,otherwise capacity available =49kW. | --> | E12 ex ARIGNA | ARIGNA: T121 | ARIGNA |  | 54.1471 | -8.1036
MV/LV Substation LE***953 | 20 kV | 400V(3ph) & 230V(single ph) | LV | 100 kVA :Pole Substation | 0.1 | --> | 0.1 | 0.042 | 8.3 |  | --> | 0.095 | 0 | 0 | 0 | 0.017 | 0.09 | 0 |  | --> | E18 ex BALTRASNA | BALTRASNA: T122 | BALTRASNA |  | 53.512 | -6.4594
MV/LV Substation LE***953 | 20 kV | 400V(3ph) & 230V(single ph) | LV | 200 kVA :Building Structure | 0.2 | --> | 0.2 | 0.176 | 0.9 |  | --> | 0.19 | 0 | 0 | 0 | 0 | 0.203 | 0 |  | --> | C14 ex CARRAROE | CARRAROE: T42 | SCREEB |  | 53.2739 | -9.5428
MV/LV Substation LE***957X | 10 kV | 400V(3ph) & 230V(single ph) | LV | 630 kVA :Building Structure | 0.63 | --> | 0.63 | 0 | 0 | Constrained,otherwise capacity available =500kVA. | --> | 0.598 | 0 | 0 | 0 | 0 | 0.5 | 0 |  | --> | C15 ex SKIBBEREEN | SKIBBEREEN: T41∥T42 | DUNMANWAY |  | 51.5498 | -9.2668
MV/LV Substation LE***958 | 10 kV | 400V(3ph) & 230V(single ph) | LV | 50 kVA :Pole Substation | 0.05 | --> | 0.05 | 0.049 | 3.2 |  | --> | 0.047 | 0 | 0 | 0 | 0 | 0.049 | 0 |  | --> | C12 ex BOYLE | BOYLE: T41∥T42 | CARRICK ON SHANNON |  | 53.8599 | -8.4007
MV/LV Substation LE***971X | 10 kV | 400V(3ph) & 230V(single ph) | LV | 400 kVA :Kiosk Substation | 0.4 | --> | 0.4 | 0.349 | 1.7 |  | --> | 0.38 | 0 | 0 | 0 | 0 | 0.407 | 0 |  | --> | C12 ex BISHOPSTOWN | BISHOPSTOWN: T42 | KILBARRY |  | 51.8859 | -8.529
MV/LV Substation LE***978 | 10 kV | 400V(3ph) & 230V(single ph) | LV | 100 kVA :Pole Substation | 0.1 | --> | 0.1 | 0.075 | 8.3 |  | --> | 0.095 | 0 | 0 | 0 | 0 | 0.103 | 0 |  | --> | C18 ex MONREAD | MONREAD: T102 | MONREAD |  | 53.2368 | -6.673
MV/LV Substation LE***978 | 20 kV | 400V(3ph) & 230V(single ph) | LV | 100 kVA :Pole Substation | 0.1 | --> | 0.1 | 0.1 | 1.2 |  | --> | 0.095 | 0 | 0 | 0 | 0 | 0.1 | 0 |  | --> | C16 ex SCREEB | SCREEB: T41 | SCREEB |  | 53.3094 | -9.634
MV/LV Substation LE***980 | 10 kV | 400V(3ph) & 230V(single ph) | LV | 100 kVA :Pole Substation | 0.1 | --> | 0.1 | 0.084 | 12.2 |  | --> | 0.095 | 0 | 0 | 0 | 0 | 0.102 | 0 |  | --> | C23 ex MONREAD | MONREAD: T101 | MONREAD |  | 53.247 | -6.6852
MV/LV Substation LG***892Y | 20 kV | 400V(3ph) & 230V(single ph) | LV | 200 kVA :Pole Substation | 0.2 | --> | 0.2 | 0.2 | 2.8 |  | --> | 0.19 | 0 | 0 | 0 | 0 | 0.2 | 0 |  | --> | E12 ex LONGFORD | LONGFORD: T422 | RICHMOND |  | 53.8349 | -7.7069
MV/LV Substation LI***001 | 10 kV | 400V(3ph) & 230V(single ph) | LV | 400 kVA :Kiosk Substation | 0.4 | --> | 0.4 | 0 | 0 | Constrained,otherwise capacity available =214kVA. | --> | 0.38 | 0 | 0 | 0 | 0.004 | 0.424 | 0 |  | --> | C19 ex SANDYFORD | SANDYFORD: T41 | CARRICKMINES |  | 53.2764 | -6.2509
MV/LV Substation LI***002Z | 20 kV | 400V(3ph) & 230V(single ph) | LV | 50 kVA :Pole Substation | 0.05 | --> | 0.05 | 0 | 0 | Constrained,otherwise capacity available =50kVA. | --> | 0.047 | 0 | 0 | 0 | 0 | 0.049 | 0 |  | --> | E15 ex JULIANSTOWN | JULIANSTOWN: T421∥T422 | DRYBRIDGE |  | 53.6456 | -6.2989
MV/LV Substation LI***003X | 10 kV | 400V(3ph) & 230V(single ph) | LV | 50 kVA :Pole Substation | 0.05 | --> | 0.05 | 0.014 | 0.9 |  | --> | 0.047 | 0 | 0 | 0 | 0 | 0.054 | 0 |  | --> | C14 ex DRUMQUIN | DRUMQUIN: T42 | ENNIS |  | 52.7669 | -9.026
MV/LV Substation LI***004 | 10 kV | 400V(3ph) & 230V(single ph) | LV | 100 kVA :Pole Substation | 0.1 | --> | 0.1 | 0.074 | 0.9 |  | --> | 0.095 | 0 | 0 | 0 | 0.004 | 0.099 | 0 |  | --> | C15 ex DRUMQUIN | DRUMQUIN: T42 | ENNIS |  | 52.6742 | -9.1159
MV/LV Substation LI***004 | 10 kV | 400V(3ph) & 230V(single ph) | LV | 400 kVA :Kiosk Substation | 0.4 | --> | 0.4 | 0.265 | 2.2 |  | --> | 0.38 | 0 | 0 | 0 | 0.004 | 0.416 | 0 |  | --> | C18 ex KINGSCOURT | KINGSCOURT: T42 | MEATH HILL |  | 53.8991 | -6.804
MV/LV Substation LI***004X | 20 kV | 400V(3ph) & 230V(single ph) | LV | 50 kVA :Pole Substation | 0.05 | --> | 0.05 | 0.042 | 2.8 |  | --> | 0.047 | 0 | 0 | 0 | 0 | 0.05 | 0 |  | --> | E18 ex LONGFORD | LONGFORD: T422 | RICHMOND |  | 53.7163 | -7.7265
MV/LV Substation LI***004Y | 10 kV | 400V(3ph) & 230V(single ph) | LV | 200 kVA :Kiosk Substation | 0.2 | --> | 0.2 | 0 | 0 | Constrained,otherwise capacity available =135kVA. | --> | 0.19 | 0 | 0 | 0 | 0.015 | 0.194 | 0 |  | --> | C18 ex MOUNTGORRY | MOUNTGORRY: T42 | GRANGE (DR) |  | 53.4525 | -6.1871
MV/LV Substation LI***005Y | 20 kV | 400V(3ph) & 230V(single ph) | LV | 50 kVA :Pole Substation | 0.05 | --> | 0.05 | 0.037 | 10.7 |  | --> | 0.047 | 0 | 0 | 0 | 0.003 | 0.047 | 0 |  | --> | E13 ex COOLROE | COOLROE: T121 | COOLROE |  | 51.8752 | -8.6247
MV/LV Substation LI***005Y | 10 kV | 400V(3ph) & 230V(single ph) | LV | 400 kVA :Kiosk Substation | 0.4 | --> | 0.4 | 0 | 0 | Constrained,otherwise capacity available =326kVA. | --> | 0.38 | 0 | 0 | 0 | 0.031 | 0.378 | 0 |  | --> | C13 ex COBH | COBH: T41∥T42 | COW CROSS |  | 51.8532 | -8.3205
MV/LV Substation LI***006 | 10 kV | 400V(3ph) & 230V(single ph) | LV | 200 kVA :Kiosk Substation | 0.2 | --> | 0.2 | 0 | 0 | Constrained,otherwise capacity available =142kVA. | --> | 0.19 | 0 | 0 | 0 | 0.049 | 0.157 | 0 |  | --> | C14 ex ATHGARVAN | ATHGARVAN: T44 | NEWBRIDGE |  | 53.1807 | -6.7904
MV/LV Substation LI***006 | 10 kV | 400V(3ph) & 230V(single ph) | LV | 400 kVA :Kiosk Substation | 0.4 | --> | 0.4 | 0 | 0 | Constrained,otherwise capacity available =377kVA. | --> | 0.38 | 0 | 0 | 0 | 0 | 0.403 | 0 |  | --> | C16 ex SAGGART | SAGGART: T41∥T42 | GRANGE CASTLE |  | 53.2809 | -6.4705
MV/LV Substation LI***006Y | 10 kV | 400V(3ph) & 230V(single ph) | LV | 400 kVA :Kiosk Substation | 0.4 | --> | 0.4 | 0 | 0 | Constrained,otherwise capacity available =319kVA. | --> | 0.38 | 0 | 0 | 0 | 0.019 | 0.392 | 0 |  | --> | C22 ex COBH | COBH: T41∥T42 | COW CROSS |  | 51.8519 | -8.3191
MV/LV Substation LI***007 | 10 kV | 400V(3ph) & 230V(single ph) | LV | 630 kVA :Kiosk Substation | 0.63 | --> | 0.63 | 0 | 0 | Constrained,otherwise capacity available =437kVA. | --> | 0.598 | 0 | 0 | 0 | 0 | 0.5 | 0 |  | --> | C23 ex CASTLEISLAND | CASTLEISLAND: T41∥T42 | TRALEE |  | 52.2318 | -9.4664
MV/LV Substation LI***007X | 20 kV | 400V(3ph) & 230V(single ph) | LV | 50 kVA :Pole Substation | 0.05 | --> | 0.05 | 0 | 0 | Constrained,otherwise capacity available =50kVA. | --> | 0.047 | 0 | 0 | 0 | 0 | 0.049 | 0 |  | --> | E15 ex MANORHAMILTON | MANORHAMILTON: T422 | SLIGO |  | 54.3178 | -8.0741
MV/LV Substation LI***008 | 10 kV | 400V(3ph) & 230V(single ph) | LV | 630 kVA :Kiosk Substation | 0.63 | --> | 0.63 | 0 | 0 | Constrained,otherwise capacity available =420kVA. | --> | 0.598 | 0 | 0 | 0 | 0.002 | 0.5 | 0 |  | --> | C23 ex CASTLEISLAND | CASTLEISLAND: T41∥T42 | TRALEE |  | 52.2332 | -9.4612
MV/LV Substation LI***008X | 10 kV | 400V(3ph) & 230V(single ph) | LV | 200 kVA :Pole Substation | 0.2 | --> | 0.2 | 0.191 | 3 |  | --> | 0.19 | 0 | 0 | 0 | 0 | 0.2 | 0 |  | --> | C17 ex LOUGHANALLA | LOUGHANALLA: T41∥T42 | MULLINGAR |  | 53.7159 | -7.318
MV/LV Substation LI***008Y | 20 kV | 400V(3ph) & 230V(single ph) | LV | 200 kVA :Kiosk Substation | 0.2 | --> | 0.2 | 0.149 | 11.3 |  | --> | 0.19 | 0 | 0 | 0 | 0 | 0.207 | 0 |  | --> | C14 ex SINGLAND | SINGLAND: T102 | SINGLAND |  | 52.5918 | -8.5502
MV/LV Substation LI***013Z | 10 kV | 400V(3ph) & 230V(single ph) | LV | 100 kVA :Pole Substation | 0.1 | --> | 0.1 | 0.079 | 4 |  | --> | 0.095 | 0 | 0 | 0 | 0 | 0 | 0 | Constrained,otherwise capacity available =103kW. | --> | C19 ex LISMORE | LISMORE: T41∥T42 | DUNGARVAN |  | 52.1307 | -7.9305
MV/LV Substation LI***014 | 10 kV | 400V(3ph) & 230V(single ph) | LV | 200 kVA :Building Structure | 0.2 | --> | 0.2 | 0.179 | 4 |  | --> | 0.19 | 0 | 0 | 0 | 0 | 0 | 0 | Constrained,otherwise capacity available =203kW. | --> | C22 ex LISMORE | LISMORE: T41∥T42 | DUNGARVAN |  | 52.1407 | -7.9326
MV/LV Substation LI***015 | 10 kV | 400V(3ph) & 230V(single ph) | LV | 400 kVA :Kiosk Substation | 0.4 | --> | 0.4 | 0.141 | 4 |  | --> | 0.38 | 0 | 0 | 0 | 0.017 | 0 | 0 | Constrained,otherwise capacity available =420kW. | --> | C19 ex LISMORE | LISMORE: T41∥T42 | DUNGARVAN |  | 52.1354 | -7.9329
MV/LV Substation LI***016 | 10 kV | 400V(3ph) & 230V(single ph) | LV | 630 kVA :Kiosk Substation | 0.63 | --> | 0.63 | 0.399 | 2.2 |  | --> | 0.598 | 0 | 0 | 0 | 0 | 0.5 | 0 |  | --> | C22 ex MANOR STREET | MANOR STREET: T42 | WATERFORD |  | 52.2606 | -7.1126
MV/LV Substation LI***016Z | 20 kV | 400V(3ph) & 230V(single ph) | LV | 200 kVA :Kiosk Substation | 0.2 | --> | 0.2 | 0.177 | 1.3 |  | --> | 0.19 | 0 | 0 | 0 | 0 | 0.203 | 0 |  | --> | C17 ex ROOSKY | ROOSKY: T41 | RICHMOND |  | 53.7801 | -8.1063
MV/LV Substation LI***018Y | 20 kV | 400V(3ph) & 230V(single ph) | LV | 400 kVA :Kiosk Substation | 0.4 | --> | 0.4 | 0 | 0 | Constrained,otherwise capacity available =388kVA. | --> | 0.38 | 0 | 0 | 0 | 0 | 0 | 0 | Constrained,otherwise capacity available =401kW. | --> | E22 ex ROSCREA | ROSCREA: T42 | IKERRIN |  | 52.9839 | -7.9265
MV/LV Substation LI***018Z | 10 kV | 400V(3ph) & 230V(single ph) | LV | 200 kVA :Kiosk Substation | 0.2 | --> | 0.2 | 0 | 0 | Constrained,otherwise capacity available =139kVA. | --> | 0.19 | 0 | 0 | 0 | 0 | 0 | 0 | Constrained,otherwise capacity available =209kW. | --> | C14 ex PORTLAOISE | PORTLAOISE: T42 | PORTLAOISE |  | 53.0474 | -7.2615
MV/LV Substation LI***019 | 10 kV | 400V(3ph) & 230V(single ph) | LV | 400 kVA :Kiosk Substation | 0.4 | --> | 0.4 | 0 | 0 | Constrained,otherwise capacity available =248kVA. | --> | 0.38 | 0 | 0 | 0 | 0.012 | 0.41 | 0 |  | --> | E12 ex DALTON | DALTON: T421∥T422 | DALTON |  | 53.7294 | -9.0058
MV/LV Substation LI***019X | 10 kV | 400V(3ph) & 230V(single ph) | LV | 50 kVA :Pole Substation | 0.05 | --> | 0.05 | 0.05 | 3.3 |  | --> | 0.047 | 0 | 0 | 0 | 0 | 0.049 | 0 |  | --> | C18 ex SHERCOCK | SHERCOCK: T41∥T42 | MEATH HILL |  | 53.9935 | -6.8893
MV/LV Substation LI***019X | 10 kV | 400V(3ph) & 230V(single ph) | LV | 630 kVA :Kiosk Substation | 0.63 | --> | 0.63 | 0.5 | 5.4 |  | --> | 0.598 | 0 | 0 | 0 | 0 | 0.5 | 0 |  | --> | C14 ex ARDNAREE | ARDNAREE: T42 | MOY |  | 54.113 | -9.1537
MV/LV Substation LI***019Z | 10 kV | 400V(3ph) & 230V(single ph) | LV | 200 kVA :Kiosk Substation | 0.2 | --> | 0.2 | 0.137 | 4.6 |  | --> | 0.19 | 0 | 0 | 0 | 0 | 0.209 | 0 |  | --> | C24 ex RAMPARTS | RAMPARTS: T42 | DUNDALK |  | 53.9975 | -6.4026
MV/LV Substation LI***020 | 10 kV | 400V(3ph) & 230V(single ph) | LV | 50 kVA :Pole Substation | 0.05 | --> | 0.05 | 0.039 | 4.3 |  | --> | 0.047 | 0 | 0 | 0 | 0.003 | 0.047 | 0 |  | --> | C24 ex BAILIEBORO | BAILIEBORO: T41∥T42 | MEATH HILL |  | 53.9131 | -6.9821
MV/LV Substation LI***022 | 20 kV | 400V(3ph) & 230V(single ph) | LV | 100 kVA :Pole Substation | 0.1 | --> | 0.1 | 0 | 0 | Constrained,otherwise capacity available =45kVA. | --> | 0.095 | 0 | 0 | 0 | 0 | 0.108 | 0 |  | --> | C19 ex ENNISTYMON | ENNISTYMON: T41∥T42 | ENNIS |  | 53.0284 | -9.2976
MV/LV Substation LI***023 | 10 kV | 400V(3ph) & 230V(single ph) | LV | 200 kVA :Pole Substation | 0.2 | --> | 0.2 | 0 | 0 | Constrained,otherwise capacity available =110kVA. | --> | 0.19 | 0 | 0 | 0 | 0.001 | 0 | 0 | Constrained,otherwise capacity available =212kW. | --> | C13 ex ROSCREA | ROSCREA: T41 | IKERRIN |  | 52.9544 | -7.8021
MV/LV Substation LI***023 | 20 kV | 400V(3ph) & 230V(single ph) | LV | 400 kVA :Building Structure | 0.4 | --> | 0.4 | 0.318 | 3.7 |  | --> | 0.38 | 0 | 0 | 0 | 0.003 | 0 | 0 | Constrained,otherwise capacity available =407kW. | --> | E14 ex FOXHOLE | FOXHOLE: T421∥T422 | DUNGARVAN |  | 51.96 | -7.8577
MV/LV Substation LI***024 | 10 kV | 400V(3ph) & 230V(single ph) | LV | 100 kVA :Pole Substation | 0.1 | --> | 0.1 | 0 | 0 | Constrained,otherwise capacity available =84kVA. | --> | 0.095 | 0 | 0 | 0 | 0.007 | 0.095 | 0 |  | --> | C17 ex CARRICKMACROSS | CARRICKMACROSS: T41 | MEATH HILL |  | 53.975 | -6.707
MV/LV Substation LI***024 | 10 kV | 400V(3ph) & 230V(single ph) | LV | 200 kVA :Pole Substation | 0.2 | --> | 0.2 | 0.163 | 2.2 |  | --> | 0.19 | 0 | 0 | 0 | 0.042 | 0.161 | 0 |  | --> | C11 ex ROSSGEIR | ROSSGEIR: T41∥T42 | LETTERKENNY |  | 54.8328 | -7.4849
MV/LV Substation LI***026X | 10 kV | 400V(3ph) & 230V(single ph) | LV | 50 kVA :Pole Substation | 0.05 | --> | 0.05 | 0.042 | 0.9 |  | --> | 0.047 | 0 | 0 | 0 | 0.004 | 0.046 | 0 |  | --> | C15 ex DRUMQUIN | DRUMQUIN: T42 | ENNIS |  | 52.7529 | -9.203
MV/LV Substation LI***028Z | 10 kV | 400V(3ph) & 230V(single ph) | LV | 400 kVA :Kiosk Substation | 0.4 | --> | 0.4 | 0.316 | 2.7 |  | --> | 0.38 | 0 | 0 | 0 | 0.002 | 0.41 | 0 |  | --> | C19 ex RAMPARTS | RAMPARTS: T41 | DUNDALK |  | 54.017 | -6.4022
MV/LV Substation LI***029X | 20 kV | 400V(3ph) & 230V(single ph) | LV | 50 kVA :Pole Substation | 0.05 | --> | 0.05 | 0.045 | 1.7 |  | --> | 0.047 | 0 | 0 | 0 | 0.011 | 0.038 | 0 |  | --> | C17 ex TULLA | TULLA: T41 | ENNIS |  | 52.842 | -8.7569
MV/LV Substation LI***030X | 10 kV | 400V(3ph) & 230V(single ph) | LV | 200 kVA :Pole Substation | 0.2 | --> | 0.2 | 0.087 | 4.1 |  | --> | 0.19 | 0 | 0 | 0 | 0 | 0.216 | 0 |  | --> | C17 ex MOUNT MERRION | MOUNT MERRION: T41 | CARRICKMINES |  | 53.2929 | -6.195
MV/LV Substation LI***031X | 10 kV | 400V(3ph) & 230V(single ph) | LV | 400 kVA :Building Structure | 0.4 | --> | 0.4 | 0.383 | 4.1 |  | --> | 0.38 | 0 | 0 | 0 | 0 | 0.402 | 0 |  | --> | C17 ex MOUNT MERRION | MOUNT MERRION: T41 | CARRICKMINES |  | 53.293 | -6.1938
MV/LV Substation LI***032 | 10 kV | 400V(3ph) & 230V(single ph) | LV | 630 kVA :Kiosk Substation | 0.63 | --> | 0.63 | 0 | 0 | Constrained,otherwise capacity available =500kVA. | --> | 0.598 | 0 | 0 | 0 | 0.016 | 0.5 | 0 |  | --> | C21 ex DOUGLAS | DOUGLAS: T42 | TRABEG |  | 51.8753 | -8.4192
MV/LV Substation LI***032Y | 10 kV | 400V(3ph) & 230V(single ph) | LV | 400 kVA :Kiosk Substation | 0.4 | --> | 0.4 | 0 | 0 | Constrained,otherwise capacity available =210kVA. | --> | 0.38 | 0 | 0 | 0 | 0.008 | 0 | 0 | Constrained,otherwise capacity available =420kW. | --> | C20 ex CLOONLOUGH | CLOONLOUGH: T41∥T42 | BARRYMORE |  | 52.262 | -8.271
MV/LV Substation LI***033Y | 10 kV | 400V(3ph) & 230V(single ph) | LV | 50 kVA :Pole Substation | 0.05 | --> | 0.05 | 0 | 0 | Constrained,otherwise capacity available =50kVA. | --> | 0.047 | 0 | 0 | 0 | 0 | 0.049 | 0 |  | --> | C14 ex ATHGARVAN | ATHGARVAN: T44 | NEWBRIDGE |  | 53.1859 | -6.7748
MV/LV Substation LI***036Z | 10 kV | 400V(3ph) & 230V(single ph) | LV | 400 kVA :Kiosk Substation | 0.4 | --> | 0.4 | 0.334 | 4.4 |  | --> | 0.38 | 0 | 0 | 0 | 0.015 | 0 | 0 | Constrained,otherwise capacity available =394kW. | --> | C13 ex CHURCHTOWN | CHURCHTOWN: T41 | RATHKEALE |  | 52.4535 | -9.052
MV/LV Substation LI***037 | 10 kV | 400V(3ph) & 230V(single ph) | LV | 50 kVA :Pole Substation | 0.05 | --> | 0.05 | 0 | 0 | Constrained,otherwise capacity available =32kVA. | --> | 0.047 | 0 | 0 | 0 | 0 | 0.051 | 0 |  | --> | C16 ex ENNISTYMON | ENNISTYMON: T41∥T42 | ENNIS |  | 52.9398 | -9.3469
MV/LV Substation LI***037 | 10 kV | 400V(3ph) & 230V(single ph) | LV | 630 kVA :Kiosk Substation | 0.63 | --> | 0.63 | 0 | 0 | Constrained,otherwise capacity available =459kVA. | --> | 0.598 | 0 | 0 | 0 | 0.009 | 0 | 0 | Constrained,otherwise capacity available =500kW. | --> | C14 ex HOLYCROSS ROAD | HOLYCROSS ROAD: T41∥T42 | THURLES |  | 52.6744 | -7.812
MV/LV Substation LI***037 | 20 kV | 400V(3ph) & 230V(single ph) | LV | 200 kVA :Kiosk Substation | 0.2 | --> | 0.2 | 0.106 | 3.7 |  | --> | 0.19 | 0 | 0 | 0 | 0 | 0 | 0 | Constrained,otherwise capacity available =213kW. | --> | E17 ex FOXHOLE | FOXHOLE: T421∥T422 | DUNGARVAN |  | 51.9585 | -7.8559
MV/LV Substation LI***039X | 10 kV | 400V(3ph) & 230V(single ph) | LV | 400 kVA :Kiosk Substation | 0.4 | --> | 0.4 | 0.243 | 12.2 |  | --> | 0.38 | 0 | 0 | 0 | 0.038 | 0.384 | 0 |  | --> | C28 ex SALTHILL | SALTHILL: T102 | SALTHILL |  | 53.2626 | -9.1288
MV/LV Substation LI***043 | 10 kV | 400V(3ph) & 230V(single ph) | LV | 400 kVA :Building Structure | 0.4 | --> | 0.4 | 0.329 | 3.1 |  | --> | 0.38 | 0 | 0 | 0 | 0 | 0.411 | 0 |  | --> | C18 ex KILROSS ROAD | KILROSS ROAD: T42 | TIPPERARY |  | 52.4674 | -8.1598
MV/LV Substation LI***043 | 10 kV | 400V(3ph) & 230V(single ph) | LV | 200 kVA :Building Structure | 0.2 | --> | 0.2 | 0.124 | 1.4 |  | --> | 0.19 | 0 | 0 | 0 | 0 | 0 | 0 | Constrained,otherwise capacity available =210kW. | --> | C15 ex DEERPARK | DEERPARK: T41∥T42 | BALLYDINE |  | 52.3488 | -7.4248
MV/LV Substation LI***043Y | 10 kV | 400V(3ph) & 230V(single ph) | LV | 200 kVA :Kiosk Substation | 0.2 | --> | 0.2 | 0.137 | 1.4 |  | --> | 0.19 | 0 | 0 | 0 | 0.004 | 0 | 0 | Constrained,otherwise capacity available =205kW. | --> | C11 ex DEERPARK | DEERPARK: T41∥T42 | BALLYDINE |  | 52.3502 | -7.4266
MV/LV Substation LI***044 | 10 kV | 400V(3ph) & 230V(single ph) | LV | 400 kVA :Kiosk Substation | 0.4 | --> | 0.4 | 0.272 | 11.3 |  | --> | 0.38 | 0 | 0 | 0 | 0.004 | 0.415 | 0 |  | --> | C12 ex ENNIS | ENNIS: T102 | ENNIS |  | 52.8513 | -8.9736
MV/LV Substation LI***044X | 10 kV | 400V(3ph) & 230V(single ph) | LV | 400 kVA :Kiosk Substation | 0.4 | --> | 0.4 | 0.292 | 1.2 |  | --> | 0.38 | 0 | 0 | 0 | 0 | 0.416 | 0 |  | --> | C12 ex ABBEYFEALE | ABBEYFEALE: T42 | TRIEN |  | 52.3826 | -9.3019
MV/LV Substation LI***044X | 10 kV | 400V(3ph) & 230V(single ph) | LV | 50 kVA :Pole Substation | 0.05 | --> | 0.05 | 0 | 0 | Constrained,otherwise capacity available =47kVA. | --> | 0.047 | 0 | 0 | 0 | 0 | 0.049 | 0 |  | --> | C15 ex SKIBBEREEN | SKIBBEREEN: T41∥T42 | DUNMANWAY |  | 51.5355 | -9.2869
MV/LV Substation LI***045 | 10 kV | 400V(3ph) & 230V(single ph) | LV | 50 kVA :Pole Substation | 0.05 | --> | 0.05 | 0.032 | 2 |  | --> | 0.047 | 0 | 0 | 0 | 0 | 0.051 | 0 |  | --> | C12 ex CAPPAMORE | CAPPAMORE: T41∥T42 | ARDNACRUSHA |  | 52.6493 | -8.3828
MV/LV Substation LI***045X | 20 kV | 400V(3ph) & 230V(single ph) | LV | 50 kVA :Pole Substation | 0.05 | --> | 0.05 | 0.035 | 7.4 |  | --> | 0.047 | 0 | 0 | 0 | 0 | 0 | 0 | Constrained,otherwise capacity available =51kW. | --> | E14 ex ARIGNA | ARIGNA: T121 | ARIGNA |  | 54.0543 | -8.1455
MV/LV Substation LI***046 | 20 kV | 400V(3ph) & 230V(single ph) | LV | 50 kVA :Pole Substation | 0.05 | --> | 0.05 | 0.043 | 1.3 |  | --> | 0.047 | 0 | 0 | 0 | 0 | 0.05 | 0 |  | --> | E13 ex KILCARRAGH | KILCARRAGH: T421∥T422 | BUTLERSTOWN |  | 52.1661 | -7.0066
MV/LV Substation LI***046 | 10 kV | 400V(3ph) & 230V(single ph) | LV | 400 kVA :Kiosk Substation | 0.4 | --> | 0.4 | 0.347 | 5.4 |  | --> | 0.38 | 0 | 0 | 0 | 0.01 | 0.397 | 0 |  | --> | E18 ex MOY | MOY: T421∥T422 | MOY |  | 54.1204 | -9.1608
MV/LV Substation LI***048X | 20 kV | 400V(3ph) & 230V(single ph) | LV | 50 kVA :Pole Substation | 0.05 | --> | 0.05 | 0.049 | 2.8 |  | --> | 0.047 | 0 | 0 | 0 | 0 | 0.049 | 0 |  | --> | E18 ex LONGFORD | LONGFORD: T422 | RICHMOND |  | 53.7045 | -7.6915
MV/LV Substation LI***050 | 10 kV | 400V(3ph) & 230V(single ph) | LV | 1000 kVA :Building Structure | 1 | --> | 1 | 0 | 0 | Constrained,otherwise capacity available =500kVA. | --> | 0.95 | 0 | 0 | 0 | 0.038 | 0.5 | 0 |  | --> | C12 ex GLASNEVIN | GLASNEVIN: T41 | FINGLAS |  | 53.3654 | -6.2708
MV/LV Substation LI***053Z | 10 kV | 400V(3ph) & 230V(single ph) | LV | 400 kVA :Building Structure | 0.4 | --> | 0.4 | 0 | 0 | Constrained,otherwise capacity available =302kVA. | --> | 0.38 | 0 | 0 | 0 | 0 | 0.414 | 0 |  | --> | C24 ex UNIDARE | UNIDARE: T42 | FINGLAS |  | 53.4002 | -6.3025
MV/LV Substation LI***054Z | 10 kV | 400V(3ph) & 230V(single ph) | LV | 1000 kVA :Building Structure | 1 | --> | 1 | 0.5 | 3.3 |  | --> | 0.95 | 0 | 0 | 0 | 0 | 0 | 0 | Constrained,otherwise capacity available =500kW. | --> | C12 ex PALMERSTOWN | PALMERSTOWN: T42 | FINGLAS |  | 53.3529 | -6.3916
MV/LV Substation LI***055 | 10 kV | 400V(3ph) & 230V(single ph) | LV | 100 kVA :Pole Substation | 0.1 | --> | 0.1 | 0.09 | 4.3 |  | --> | 0.095 | 0 | 0 | 0 | 0.003 | 0.098 | 0 |  | --> | C24 ex BAILIEBORO | BAILIEBORO: T41∥T42 | MEATH HILL |  | 53.9126 | -6.9784
MV/LV Substation LI***057Z | 10 kV | 400V(3ph) & 230V(single ph) | LV | 630 kVA :Building Structure | 0.63 | --> | 0.63 | 0.463 | 2.8 |  | --> | 0.598 | 0 | 0 | 0 | 0 | 0 | 0 | Constrained,otherwise capacity available =500kW. | --> | C19 ex PALMERSTOWN | PALMERSTOWN: T41 | FINGLAS |  | 53.352 | -6.3926
MV/LV Substation LI***058Z | 10 kV | 400V(3ph) & 230V(single ph) | LV | 630 kVA :Building Structure | 0.63 | --> | 0.63 | 0.352 | 2.8 |  | --> | 0.598 | 0 | 0 | 0 | 0 | 0 | 0 | Constrained,otherwise capacity available =500kW. | --> | C19 ex PALMERSTOWN | PALMERSTOWN: T41 | FINGLAS |  | 53.3524 | -6.3907
MV/LV Substation LI***059 | 10 kV | 400V(3ph) & 230V(single ph) | LV | 200 kVA :Pole Substation | 0.2 | --> | 0.2 | 0.121 | 2.5 |  | --> | 0.19 | 0 | 0 | 0 | 0.003 | 0.208 | 0 |  | --> | C17 ex GREYSTONES | GREYSTONES: T41 | FASSAROE |  | 53.1406 | -6.0697
MV/LV Substation LI***059Z | 10 kV | 400V(3ph) & 230V(single ph) | LV | 400 kVA :Building Structure | 0.4 | --> | 0.4 | 0.306 | 3.3 |  | --> | 0.38 | 0 | 0 | 0 | 0 | 0 | 0 | Constrained,otherwise capacity available =414kW. | --> | C12 ex PALMERSTOWN | PALMERSTOWN: T42 | FINGLAS |  | 53.3541 | -6.3895
MV/LV Substation LI***060Z | 10 kV | 400V(3ph) & 230V(single ph) | LV | 630 kVA :Building Structure | 0.63 | --> | 0.63 | 0.421 | 2.8 |  | --> | 0.598 | 0 | 0 | 0 | 0 | 0 | 0 | Constrained,otherwise capacity available =500kW. | --> | C19 ex PALMERSTOWN | PALMERSTOWN: T41 | FINGLAS |  | 53.3532 | -6.3893
MV/LV Substation LI***061X | 20 kV | 400V(3ph) & 230V(single ph) | LV | 50 kVA :Pole Substation | 0.05 | --> | 0.05 | 0 | 0 | Constrained,otherwise capacity available =50kVA. | --> | 0.047 | 0 | 0 | 0 | 0 | 0.049 | 0 |  | --> | C19 ex ENNISTYMON | ENNISTYMON: T41∥T42 | ENNIS |  | 52.9618 | -9.2456
MV/LV Substation LI***062 | 10 kV | 400V(3ph) & 230V(single ph) | LV | 50 kVA :Pole Substation | 0.05 | --> | 0.05 | 0.032 | 2 |  | --> | 0.047 | 0 | 0 | 0 | 0 | 0.051 | 0 |  | --> | C12 ex CAPPAMORE | CAPPAMORE: T41∥T42 | ARDNACRUSHA |  | 52.6513 | -8.3797
MV/LV Substation LI***062 | 10 kV | 400V(3ph) & 230V(single ph) | LV | 100 kVA :Pole Substation | 0.1 | --> | 0.1 | 0 | 0 | Constrained,otherwise capacity available =100kVA. | --> | 0.095 | 0 | 0 | 0 | 0 | 0.1 | 0 |  | --> | C20 ex GARRYOWEN | GARRYOWEN: T42 | LIMERICK |  | 52.6456 | -8.6225
MV/LV Substation LI***063Z | 10 kV | 400V(3ph) & 230V(single ph) | LV | 1000 kVA :Building Structure | 1 | --> | 1 | 0.5 | 2.1 |  | --> | 0.95 | 0 | 0 | 0 | 0 | 0.5 | 0 |  | --> | C17 ex LIFFEY VALLEY | LIFFEY VALLEY: T41 | INCHICORE 220KV |  | 53.348 | -6.3921
MV/LV Substation LI***064 | 10 kV | 400V(3ph) & 230V(single ph) | LV | 400 kVA :Building Structure | 0.4 | --> | 0.4 | 0.258 | 0.8 |  | --> | 0.38 | 0 | 0 | 0 | 0.003 | 0.418 | 0 |  | --> | C11 ex SMEARLA | SMEARLA: T41 | TRIEN |  | 52.4488 | -9.4871
MV/LV Substation LI***064Z | 10 kV | 400V(3ph) & 230V(single ph) | LV | 630 kVA :Building Structure | 0.63 | --> | 0.63 | 0.399 | 2.1 |  | --> | 0.598 | 0 | 0 | 0 | 0 | 0.5 | 0 |  | --> | C17 ex LIFFEY VALLEY | LIFFEY VALLEY: T41 | INCHICORE 220KV |  | 53.3489 | -6.394
MV/LV Substation LI***064Z | 20 kV | 400V(3ph) & 230V(single ph) | LV | 50 kVA :Pole Substation | 0.05 | --> | 0.05 | 0.036 | 2.7 |  | --> | 0.047 | 0 | 0 | 0 | 0.015 | 0.035 | 0 |  | --> | E21 ex LONGFORD | LONGFORD: T421 | RICHMOND |  | 53.7511 | -7.8259
MV/LV Substation LI***066 | 20 kV | 400V(3ph) & 230V(single ph) | LV | 200 kVA :Pole Substation | 0.2 | --> | 0.2 | 0.085 | 1.4 |  | --> | 0.19 | 0 | 0 | 0 | 0 | 0.215 | 0 |  | --> | E18 ex GARRANACANTY | GARRANACANTY: T422 | TIPPERARY |  | 52.5016 | -8.2
MV/LV Substation LI***068Y | 10 kV | 400V(3ph) & 230V(single ph) | LV | 50 kVA :Pole Substation | 0.05 | --> | 0.05 | 0.047 | 2.3 |  | --> | 0.047 | 0 | 0 | 0 | 0 | 0 | 0 | Constrained,otherwise capacity available =49kW. | --> | C20 ex KILRUSH | KILRUSH: T41∥T42 | TULLABRACK |  | 52.7259 | -9.4155
MV/LV Substation LI***068Z | 10 kV | 400V(3ph) & 230V(single ph) | LV | 400 kVA :Kiosk Substation | 0.4 | --> | 0.4 | 0.315 | 0.7 |  | --> | 0.38 | 0 | 0 | 0 | 0 | 0.413 | 0 |  | --> | C18 ex KNOCKMULLEN | KNOCKMULLEN: T42 | GREAT ISLAND |  | 52.3917 | -6.949
MV/LV Substation LI***069 | 10 kV | 400V(3ph) & 230V(single ph) | LV | 400 kVA :Kiosk Substation | 0.4 | --> | 0.4 | 0.307 | 2.8 |  | --> | 0.38 | 0 | 0 | 0 | 0.011 | 0.402 | 0 |  | --> | C15 ex CLONARD | CLONARD: T41∥T42 | WEXFORD |  | 52.3296 | -6.4786
MV/LV Substation LI***069 | 10 kV | 400V(3ph) & 230V(single ph) | LV | 100 kVA :Pole Substation | 0.1 | --> | 0.1 | 0.088 | 1.3 |  | --> | 0.095 | 0 | 0 | 0 | 0 | 0.101 | 0 |  | --> | C19 ex BALLYBAY | BALLYBAY: T41∥T42 | LISDRUM |  | 54.072 | -6.9471
MV/LV Substation LI***069Y | 10 kV | 400V(3ph) & 230V(single ph) | LV | 50 kVA :Pole Substation | 0.05 | --> | 0.05 | 0.05 | 1.3 |  | --> | 0.047 | 0 | 0 | 0 | 0 | 0 | 0 | Constrained,otherwise capacity available =49kW. | --> | C26 ex KILKEE | KILKEE: T41 | TULLABRACK |  | 52.6931 | -9.6124
MV/LV Substation LI***070Z | 10 kV | 400V(3ph) & 230V(single ph) | LV | 200 kVA :Kiosk Substation | 0.2 | --> | 0.2 | 0 | 0 | Constrained,otherwise capacity available =108kVA. | --> | 0.19 | 0 | 0 | 0 | 0 | 0.213 | 0 |  | --> | C41 ex COLLEGE PARK | COLLEGE PARK: T103 | COLLEGE PARK |  | 53.4042 | -6.4291
MV/LV Substation LI***073Y | 10 kV | 400V(3ph) & 230V(single ph) | LV | 400 kVA :Kiosk Substation | 0.4 | --> | 0.4 | 0.331 | 11.3 |  | --> | 0.38 | 0 | 0 | 0 | 0.016 | 0.393 | 0 |  | --> | C18 ex ENNIS | ENNIS: T102 | ENNIS |  | 52.8601 | -8.9435
MV/LV Substation LI***077Y | 10 kV | 400V(3ph) & 230V(single ph) | LV | 400 kVA :Building Structure | 0.4 | --> | 0.4 | 0 | 0 | Constrained,otherwise capacity available =259kVA. | --> | 0.38 | 0 | 0 | 0 | 0.124 | 0.291 | 0 |  | --> | E17 ex GLASMORE | GLASMORE: T421 | GLASMORE |  | 53.4491 | -6.2237
MV/LV Substation LI***078X | 10 kV | 400V(3ph) & 230V(single ph) | LV | 400 kVA :Kiosk Substation | 0.4 | --> | 0.4 | 0 | 0 | Constrained,otherwise capacity available =383kVA. | --> | 0.38 | 0 | 0 | 0 | 0 | 0.402 | 0 |  | --> | C14 ex GARRYOWEN | GARRYOWEN: T42 | LIMERICK |  | 52.6655 | -8.6111
MV/LV Substation LI***079 | 20 kV | 400V(3ph) & 230V(single ph) | LV | 50 kVA :Pole Substation | 0.05 | --> | 0.05 | 0 | 0 | Constrained,otherwise capacity available =28kVA. | --> | 0.047 | 0 | 0 | 0 | 0.009 | 0 | 0 | Constrained,otherwise capacity available =43kW. | --> | E11 ex BEALNABLATH | BEALNABLATH: T421 | BANDON |  | 51.8425 | -8.7393
MV/LV Substation LI***081 | 10 kV | 400V(3ph) & 230V(single ph) | LV | 100 kVA :Pole Substation | 0.1 | --> | 0.1 | 0.092 | 1.8 |  | --> | 0.095 | 0 | 0 | 0 | 0 | 0.1 | 0 |  | --> | C19 ex DUNDALK | DUNDALK: T41 | DUNDALK |  | 54.0047 | -6.4236
MV/LV Substation LI***082 | 10 kV | 400V(3ph) & 230V(single ph) | LV | 400 kVA :Kiosk Substation | 0.4 | --> | 0.4 | 0.295 | 1.1 |  | --> | 0.38 | 0 | 0 | 0 | 0.009 | 0.406 | 0 |  | --> | C15 ex CAHIRCALLA | CAHIRCALLA: T41∥T42 | ENNIS |  | 52.8309 | -8.9796
MV/LV Substation LI***082X | 20 kV | 400V(3ph) & 230V(single ph) | LV | 100 kVA :Pole Substation | 0.1 | --> | 0.1 | 0.086 | 2.4 |  | --> | 0.095 | 0 | 0 | 0 | 0 | 0.101 | 0 |  | --> | E11 ex KILGARVAN | KILGARVAN: T421 | KNOCKEARAGH |  | 51.9047 | -9.4427
MV/LV Substation LI***082X | 10 kV | 400V(3ph) & 230V(single ph) | LV | 200 kVA :Building Structure | 0.2 | --> | 0.2 | 0.166 | 1.2 |  | --> | 0.19 | 0 | 0 | 0 | 0.022 | 0.181 | 0 |  | --> | C16 ex KYLEERAGH | KYLEERAGH: T42 | NENAGH |  | 52.8684 | -8.1831
MV/LV Substation LI***083Y | 20 kV | 400V(3ph) & 230V(single ph) | LV | 200 kVA :Kiosk Substation | 0.2 | --> | 0.2 | 0 | 0 | Constrained,otherwise capacity available =127kVA. | --> | 0.19 | 0 | 0 | 0 | 0 | 0 | 0 | Constrained,otherwise capacity available =210kW. | --> | E18 ex BIRR | BIRR: T422 | DALLOW |  | 53.105 | -7.9064
MV/LV Substation LI***084Z | 10 kV | 400V(3ph) & 230V(single ph) | LV | 50 kVA :Pole Substation | 0.05 | --> | 0.05 | 0.05 | 0.3 |  | --> | 0.047 | 0 | 0 | 0 | 0 | 0.049 | 0 |  | --> | C20 ex DRUMBEAR | DRUMBEAR: T41∥T42 | LISDRUM |  | 54.1999 | -6.9487
MV/LV Substation LI***088 | 20 kV | 400V(3ph) & 230V(single ph) | LV | 50 kVA :Pole Substation | 0.05 | --> | 0.05 | 0 | 0 | Constrained,otherwise capacity available =36kVA. | --> | 0.047 | 0 | 0 | 0 | 0.003 | 0.047 | 0 |  | --> | C19 ex ENNISTYMON | ENNISTYMON: T41∥T42 | ENNIS |  | 53.021 | -9.2763
MV/LV Substation LI***088Z | 10 kV | 400V(3ph) & 230V(single ph) | LV | 400 kVA :Kiosk Substation | 0.4 | --> | 0.4 | 0.36 | 4.6 |  | --> | 0.38 | 0 | 0 | 0 | 0.027 | 0.377 | 0 |  | --> | C18 ex BALLYJAMESDUFF | BALLYJAMESDUFF: T42 | SHANKILL |  | 53.8667 | -7.1945
MV/LV Substation LI***089Z | 10 kV | 400V(3ph) & 230V(single ph) | LV | 200 kVA :Kiosk Substation | 0.2 | --> | 0.2 | 0 | 0 | Constrained,otherwise capacity available =146kVA. | --> | 0.19 | 0 | 0 | 0 | 0.014 | 0.193 | 0 |  | --> | C17 ex ATHGARVAN | ATHGARVAN: T41 | NEWBRIDGE |  | 53.1702 | -6.7912
MV/LV Substation LI***090X | 10 kV | 400V(3ph) & 230V(single ph) | LV | 400 kVA :Building Structure | 0.4 | --> | 0.4 | 0.181 | 4.1 |  | --> | 0.38 | 0 | 0 | 0 | 0.007 | 0.425 | 0 |  | --> | C17 ex MOUNT MERRION | MOUNT MERRION: T41 | CARRICKMINES |  | 53.2927 | -6.1935
MV/LV Substation LI***090Z | 10 kV | 400V(3ph) & 230V(single ph) | LV | 200 kVA :Kiosk Substation | 0.2 | --> | 0.2 | 0 | 0 | Constrained,otherwise capacity available =109kVA. | --> | 0.19 | 0 | 0 | 0 | 0.006 | 0.207 | 0 |  | --> | C17 ex ATHGARVAN | ATHGARVAN: T41 | NEWBRIDGE |  | 53.1689 | -6.7932
MV/LV Substation LI***092 | 10 kV | 400V(3ph) & 230V(single ph) | LV | 630 kVA :Building Structure | 0.63 | --> | 0.63 | 0 | 0 | Constrained,otherwise capacity available =359kVA. | --> | 0.598 | 0 | 0 | 0 | 0.011 | 0.5 | 0 |  | --> | C20 ex BALLINACURRA | BALLINACURRA: T42 | LIMERICK |  | 52.658 | -8.6317
MV/LV Substation LI***092X | 20 kV | 400V(3ph) & 230V(single ph) | LV | 200 kVA :Pole Substation | 0.2 | --> | 0.2 | 0 | 0 | Constrained,otherwise capacity available =67kVA. | --> | 0.19 | 0 | 0 | 0 | 0.003 | 0.216 | 0 |  | --> | C19 ex ENNISTYMON | ENNISTYMON: T41∥T42 | ENNIS |  | 53.0294 | -9.288
MV/LV Substation LI***094 | 20 kV | 400V(3ph) & 230V(single ph) | LV | 50 kVA :Pole Substation | 0.05 | --> | 0.05 | 0 | 2.5 |  | --> | 0.047 | 0 | 0 | 0 | 0 | 0.057 | 0 |  | --> | E19 ex GARRANACANTY | GARRANACANTY: T421 | TIPPERARY |  | 52.4381 | -8.1245
MV/LV Substation LI***094 | 20 kV | 400V(3ph) & 230V(single ph) | LV | 200 kVA :Kiosk Substation | 0.2 | --> | 0.2 | 0 | 0 | Constrained,otherwise capacity available =149kVA. | --> | 0.19 | 0 | 0 | 0 | 0.031 | 0.175 | 0 |  | --> | E18 ex PATRICKSWELL | PATRICKSWELL: T421∥T422 | LIMERICK |  | 52.6008 | -8.7152
MV/LV Substation LI***097 | 10 kV | 400V(3ph) & 230V(single ph) | LV | 50 kVA :Pole Substation | 0.05 | --> | 0.05 | 0 | 0 | Constrained,otherwise capacity available =35kVA. | --> | 0.047 | 0 | 0 | 0 | 0.003 | 0.048 | 0 |  | --> | C16 ex ENNISTYMON | ENNISTYMON: T41∥T42 | ENNIS |  | 52.9466 | -9.4007
MV/LV Substation LI***098X | 10 kV | 400V(3ph) & 230V(single ph) | LV | 400 kVA :Kiosk Substation | 0.4 | --> | 0.4 | 0 | 0 | Constrained,otherwise capacity available =308kVA. | --> | 0.38 | 0 | 0 | 0 | 0 | 0.414 | 0 |  | --> | C14 ex BALLYBEGGAN | BALLYBEGGAN: T43∥T44 | TRALEE |  | 52.2875 | -9.6983
MV/LV Substation LI***098Y | 10 kV | 400V(3ph) & 230V(single ph) | LV | 50 kVA :Pole Substation | 0.05 | --> | 0.05 | 0 | 0 | Constrained,otherwise capacity available =49kVA. | --> | 0.047 | 0 | 0 | 0 | 0 | 0 | 0 | Constrained,otherwise capacity available =49kW. | --> | C13 ex ROSCREA | ROSCREA: T41 | IKERRIN |  | 53.0129 | -7.795
MV/LV Substation LI***100 | 10 kV | 400V(3ph) & 230V(single ph) | LV | 400 kVA :Building Structure | 0.4 | --> | 0.4 | 0.239 | 10.5 |  | --> | 0.38 | 0 | 0 | 0 | 0 | 0.424 | 0 |  | --> | C30 ex WATERFORD IND EST | WATERFORD IND EST: T42∥T44 | BUTLERSTOWN |  | 52.2523 | -7.1348
MV/LV Substation LI***101 | 10 kV | 400V(3ph) & 230V(single ph) | LV | 200 kVA :Kiosk Substation | 0.2 | --> | 0.2 | 0.128 | 10.5 |  | --> | 0.19 | 0 | 0 | 0 | 0 | 0.21 | 0 |  | --> | C30 ex WATERFORD IND EST | WATERFORD IND EST: T42∥T44 | BUTLERSTOWN |  | 52.2522 | -7.1324
MV/LV Substation LI***102 | 10 kV | 400V(3ph) & 230V(single ph) | LV | 400 kVA :Building Structure | 0.4 | --> | 0.4 | 0.263 | 10.5 |  | --> | 0.38 | 0 | 0 | 0 | 0.002 | 0.418 | 0 |  | --> | C30 ex WATERFORD IND EST | WATERFORD IND EST: T42∥T44 | BUTLERSTOWN |  | 52.2521 | -7.1297
MV/LV Substation LI***103 | 10 kV | 400V(3ph) & 230V(single ph) | LV | 400 kVA :Kiosk Substation | 0.4 | --> | 0.4 | 0.293 | 4.4 |  | --> | 0.38 | 0 | 0 | 0 | 0 | 0 | 0 | Constrained,otherwise capacity available =416kW. | --> | C13 ex CHURCHTOWN | CHURCHTOWN: T41 | RATHKEALE |  | 52.4529 | -9.0522
MV/LV Substation LI***103Z | 10 kV | 400V(3ph) & 230V(single ph) | LV | 400 kVA :Kiosk Substation | 0.4 | --> | 0.4 | 0.161 | 2.1 |  | --> | 0.38 | 0 | 0 | 0 | 0.018 | 0.416 | 0 |  | --> | C13 ex LIFFEY VALLEY | LIFFEY VALLEY: T41 | INCHICORE 220KV |  | 53.3525 | -6.4122
MV/LV Substation LI***104 | 20 kV | 400V(3ph) & 230V(single ph) | LV | 50 kVA :Pole Substation | 0.05 | --> | 0.05 | 0.03 | 2.5 |  | --> | 0.047 | 0 | 0 | 0 | 0 | 0.052 | 0 |  | --> | E17 ex CONG | CONG: T421∥T422 | CLOON |  | 53.5406 | -9.2679
MV/LV Substation LI***105 | 20 kV | 400V(3ph) & 230V(single ph) | LV | 50 kVA :Pole Substation | 0.05 | --> | 0.05 | 0.034 | 2.5 |  | --> | 0.047 | 0 | 0 | 0 | 0 | 0.051 | 0 |  | --> | E17 ex CONG | CONG: T421∥T422 | CLOON |  | 53.5393 | -9.2705
MV/LV Substation LI***106Y | 10 kV | 400V(3ph) & 230V(single ph) | LV | 50 kVA :Pole Substation | 0.05 | --> | 0.05 | 0.05 | 1.3 |  | --> | 0.047 | 0 | 0 | 0 | 0 | 0 | 0 | Constrained,otherwise capacity available =49kW. | --> | C26 ex KILKEE | KILKEE: T41 | TULLABRACK |  | 52.6844 | -9.6346
MV/LV Substation LI***106Y | 10 kV | 400V(3ph) & 230V(single ph) | LV | 400 kVA :Kiosk Substation | 0.4 | --> | 0.4 | 0.303 | 1.7 |  | --> | 0.38 | 0 | 0 | 0 | 0 | 0.409 | 0 |  | --> | C15 ex GORT | GORT: T41∥T42 | ENNIS |  | 53.0688 | -8.82
MV/LV Substation LI***107X | 10 kV | 400V(3ph) & 230V(single ph) | LV | 50 kVA :Pole Substation | 0.05 | --> | 0.05 | 0.043 | 0.3 |  | --> | 0.047 | 0 | 0 | 0 | 0 | 0.05 | 0 |  | --> | C15 ex DRUMBEAR | DRUMBEAR: T41∥T42 | LISDRUM |  | 54.2157 | -6.8643
MV/LV Substation LI***109 | 10 kV | 400V(3ph) & 230V(single ph) | LV | 33 kVA :Pole Substation | 0.033 | --> | 0.033 | 0 | 0 | Constrained,otherwise capacity available =33kVA. | --> | 0.031 | 0 | 0 | 0 | 0 | 0.032 | 0 |  | --> | C16 ex MOUNTGORRY | MOUNTGORRY: T42 | GRANGE (DR) |  | 53.4442 | -6.1941
MV/LV Substation LI***111 | 10 kV | 400V(3ph) & 230V(single ph) | LV | 400 kVA :Kiosk Substation | 0.4 | --> | 0.4 | 0.255 | 10.5 |  | --> | 0.38 | 0 | 0 | 0 | 0 | 0.422 | 0 |  | --> | C30 ex WATERFORD IND EST | WATERFORD IND EST: T42∥T44 | BUTLERSTOWN |  | 52.2492 | -7.1415
MV/LV Substation LI***115 | 10 kV | 400V(3ph) & 230V(single ph) | LV | 50 kVA :Pole Substation | 0.05 | --> | 0.05 | 0 | 0 | Constrained,otherwise capacity available =19kVA. | --> | 0.047 | 0 | 0 | 0 | 0 | 0.054 | 0 |  | --> | C16 ex ENNISTYMON | ENNISTYMON: T41∥T42 | ENNIS |  | 52.9396 | -9.3956
MV/LV Substation LI***115Z | 20 kV | 400V(3ph) & 230V(single ph) | LV | 200 kVA :Pole Substation | 0.2 | --> | 0.2 | 0 | 0 | Constrained,otherwise capacity available =116kVA. | --> | 0.19 | 0 | 0 | 0 | 0 | 0.212 | 0 |  | --> | E18 ex BALLINDERRY | BALLINDERRY: T422 | MULLINGAR |  | 53.5193 | -7.2873
MV/LV Substation LI***116 | 20 kV | 400V(3ph) & 230V(single ph) | LV | 50 kVA :Pole Substation | 0.05 | --> | 0.05 | 0.05 | 2.5 |  | --> | 0.047 | 0 | 0 | 0 | 0 | 0.049 | 0 |  | --> | E17 ex CONG | CONG: T421∥T422 | CLOON |  | 53.5382 | -9.2721
MV/LV Substation LI***120Y | 10 kV | 400V(3ph) & 230V(single ph) | LV | 630 kVA :Kiosk Substation | 0.63 | --> | 0.63 | 0.31 | 1 |  | --> | 0.598 | 0 | 0 | 0 | 0.008 | 0 | 0 | Constrained,otherwise capacity available =500kW. | --> | C15 ex LOUGHTAGALLA | LOUGHTAGALLA: T41∥T42 | THURLES |  | 52.6795 | -7.8115
MV/LV Substation LI***120Z | 10 kV | 400V(3ph) & 230V(single ph) | LV | 400 kVA :Kiosk Substation | 0.4 | --> | 0.4 | 0 | 0 | Constrained,otherwise capacity available =229kVA. | --> | 0.38 | 0 | 0 | 0 | 0.031 | 0.393 | 0 |  | --> | C41 ex COLLEGE PARK | COLLEGE PARK: T103 | COLLEGE PARK |  | 53.4052 | -6.4314
MV/LV Substation LI***121Z | 10 kV | 400V(3ph) & 230V(single ph) | LV | 630 kVA :Kiosk Substation | 0.63 | --> | 0.63 | 0.5 | 0.8 |  | --> | 0.598 | 0 | 0 | 0 | 0 | 0.5 | 0 |  | --> | C11 ex SMEARLA | SMEARLA: T41 | TRIEN |  | 52.4458 | -9.4875
MV/LV Substation LI***125 | 20 kV | 400V(3ph) & 230V(single ph) | LV | 50 kVA :Pole Substation | 0.05 | --> | 0.05 | 0 | 0 | Constrained,otherwise capacity available =50kVA. | --> | 0.047 | 0 | 0 | 0 | 0 | 0.049 | 0 |  | --> | C19 ex ENNISTYMON | ENNISTYMON: T41∥T42 | ENNIS |  | 52.9676 | -9.2225
MV/LV Substation LI***126 | 10 kV | 400V(3ph) & 230V(single ph) | LV | 630 kVA :Building Structure | 0.63 | --> | 0.63 | 0.311 | 4.6 |  | --> | 0.598 | 0 | 0 | 0 | 0 | 0.5 | 0 |  | --> | C28 ex LIBERTY STREET | LIBERTY STREET: T102 | LIBERTY STREET |  | 51.8981 | -8.478
MV/LV Substation LI***127X | 10 kV | 400V(3ph) & 230V(single ph) | LV | 400 kVA :Kiosk Substation | 0.4 | --> | 0.4 | 0.31 | 5 |  | --> | 0.38 | 0 | 0 | 0 | 0 | 0.414 | 0 |  | --> | C18 ex BALLYRICKARD | BALLYRICKARD: T41∥T42 | TRALEE |  | 52.2824 | -9.7108
MV/LV Substation LI***130Y | 10 kV | 400V(3ph) & 230V(single ph) | LV | 630 kVA :Building Structure | 0.63 | --> | 0.63 | 0.5 | 3.7 |  | --> | 0.598 | 0 | 0 | 0 | 0 | 0.5 | 0 |  | --> | C21 ex ROSS CARBERY | ROSS CARBERY: T41∥T42 | DUNMANWAY |  | 51.6039 | -8.9758
MV/LV Substation LI***132 | 10 kV | 400V(3ph) & 230V(single ph) | LV | 400 kVA :Kiosk Substation | 0.4 | --> | 0.4 | 0.259 | 2.6 |  | --> | 0.38 | 0 | 0 | 0 | 0.008 | 0.413 | 0 |  | --> | C12 ex FORTUNESTOWN | FORTUNESTOWN: T102 | INCHICORE 220KV |  | 53.2854 | -6.4178
MV/LV Substation LI***132Y | 10 kV | 400V(3ph) & 230V(single ph) | LV | 400 kVA :Building Structure | 0.4 | --> | 0.4 | 0.395 | 1.9 |  | --> | 0.38 | 0 | 0 | 0 | 0.003 | 0.397 | 0 |  | --> | C13 ex DRYBRIDGE | DRYBRIDGE: T41 | DRYBRIDGE |  | 53.7296 | -6.3876
MV/LV Substation LI***137 | 10 kV | 400V(3ph) & 230V(single ph) | LV | 400 kVA :Building Structure | 0.4 | --> | 0.4 | 0 | 0 | Constrained,otherwise capacity available =249kVA. | --> | 0.38 | 0 | 0 | 0 | 0.004 | 0.419 | 0 |  | --> | C15 ex ROCHES STREET | ROCHES STREET: T41 | LIMERICK |  | 52.6593 | -8.6156
MV/LV Substation LI***140Y | 10 kV | 400V(3ph) & 230V(single ph) | LV | 50 kVA :Pole Substation | 0.05 | --> | 0.05 | 0.05 | 0.6 |  | --> | 0.047 | 0 | 0 | 0 | 0 | 0.049 | 0 |  | --> | C17 ex ATHBOY | ATHBOY: T42 | NAVAN |  | 53.684 | -6.9836
MV/LV Substation LI***140Z | 20 kV | 400V(3ph) & 230V(single ph) | LV | 50 kVA :Pole Substation | 0.05 | --> | 0.05 | 0 | 0 | Constrained,otherwise capacity available =41kVA. | --> | 0.047 | 0 | 0 | 0 | 0 | 0.05 | 0 |  | --> | E11 ex ACADEMY STREET | ACADEMY STREET: T421∥T422 | NAVAN |  | 53.6008 | -6.5866
MV/LV Substation LI***143 | 10 kV | 400V(3ph) & 230V(single ph) | LV | 400 kVA :Kiosk Substation | 0.4 | --> | 0.4 | 0 | 0 | Constrained,otherwise capacity available =270kVA. | --> | 0.38 | 0 | 0 | 0 | 0.007 | 0.412 | 0 |  | --> | C11 ex DOCK ROAD | DOCK ROAD: T41∥T42 | LIMERICK |  | 52.6472 | -8.6421
MV/LV Substation LI***143X | 10 kV | 400V(3ph) & 230V(single ph) | LV | 400 kVA :Kiosk Substation | 0.4 | --> | 0.4 | 0.379 | 0.9 |  | --> | 0.38 | 0 | 0 | 0 | 0 | 0.403 | 0 |  | --> | C18 ex MULGANNON | MULGANNON: T42 | WEXFORD |  | 52.3123 | -6.4576
MV/LV Substation LI***145X | 10 kV | 400V(3ph) & 230V(single ph) | LV | 400 kVA :Kiosk Substation | 0.4 | --> | 0.4 | 0.369 | 4.3 |  | --> | 0.38 | 0 | 0 | 0 | 0.008 | 0.396 | 0 |  | --> | C24 ex BAILIEBORO | BAILIEBORO: T41∥T42 | MEATH HILL |  | 53.9106 | -6.9772
MV/LV Substation LI***145X | 10 kV | 400V(3ph) & 230V(single ph) | LV | 50 kVA :Pole Substation | 0.05 | --> | 0.05 | 0.048 | 3 |  | --> | 0.047 | 0 | 0 | 0 | 0 | 0 | 0 | Constrained,otherwise capacity available =49kW. | --> | C13 ex SWINFORD | SWINFORD: T41∥T42 | CASTLEBAR |  | 53.92 | -8.9942
MV/LV Substation LI***146Z | 10 kV | 400V(3ph) & 230V(single ph) | LV | 400 kVA :Kiosk Substation | 0.4 | --> | 0.4 | 0.313 | 5.5 |  | --> | 0.38 | 0 | 0 | 0 | 0.017 | 0.395 | 0 |  | --> | C13 ex MCDONAGH | MCDONAGH: T41 | KILKENNY |  | 52.6617 | -7.237
MV/LV Substation LI***147 | 10 kV | 400V(3ph) & 230V(single ph) | LV | 400 kVA :Kiosk Substation | 0.4 | --> | 0.4 | 0.336 | 3.4 |  | --> | 0.38 | 0 | 0 | 0 | 0.035 | 0.372 | 0 |  | --> | C19 ex GALWAY 110KV | GALWAY 110KV: T103 | GALWAY 110KV |  | 53.2739 | -9.0237
MV/LV Substation LI***148X | 10 kV | 400V(3ph) & 230V(single ph) | LV | 400 kVA :Building Structure | 0.4 | --> | 0.4 | 0.348 | 7.5 |  | --> | 0.38 | 0 | 0 | 0 | 0 | 0.407 | 0 |  | --> | C14 ex CARRICKMINES | CARRICKMINES: T42 | CARRICKMINES |  | 53.2584 | -6.2213
MV/LV Substation LI***148X | 10 kV | 400V(3ph) & 230V(single ph) | LV | 630 kVA :Building Structure | 0.63 | --> | 0.63 | 0.5 | 4.3 |  | --> | 0.598 | 0 | 0 | 0 | 0 | 0.5 | 0 |  | --> | C13 ex SHERIFF STREET | SHERIFF STREET: T41 | FRANCIS STREET |  | 53.3455 | -6.2439
MV/LV Substation LI***148Y | 20 kV | 400V(3ph) & 230V(single ph) | LV | 200 kVA :Kiosk Substation | 0.2 | --> | 0.2 | 0 | 0 | Constrained,otherwise capacity available =156kVA. | --> | 0.19 | 0 | 0 | 0 | 0 | 0.206 | 0 |  | --> | E21 ex DALTON | DALTON: T421∥T422 | DALTON |  | 53.7353 | -8.9953
MV/LV Substation LI***153Y | 10 kV | 400V(3ph) & 230V(single ph) | LV | 200 kVA :Pole Substation | 0.2 | --> | 0.2 | 0.154 | 4 |  | --> | 0.19 | 0 | 0 | 0 | 0 | 0 | 0 | Constrained,otherwise capacity available =207kW. | --> | C19 ex LISMORE | LISMORE: T41∥T42 | DUNGARVAN |  | 52.1352 | -7.9403
MV/LV Substation LI***154Z | 10 kV | 400V(3ph) & 230V(single ph) | LV | 50 kVA :Pole Substation | 0.05 | --> | 0.05 | 0.05 | 5.5 |  | --> | 0.047 | 0 | 0 | 0 | 0 | 0.049 | 0 |  | --> | C18 ex ABBEYLAND | ABBEYLAND: T42 | NAVAN |  | 53.6615 | -6.7342
MV/LV Substation LI***155X | 10 kV | 400V(3ph) & 230V(single ph) | LV | 400 kVA :Kiosk Substation | 0.4 | --> | 0.4 | 0.285 | 2.8 |  | --> | 0.38 | 0 | 0 | 0 | 0.002 | 0.415 | 0 |  | --> | C15 ex CLONARD | CLONARD: T41∥T42 | WEXFORD |  | 52.3284 | -6.4806
MV/LV Substation LI***155X | 20 kV | 400V(3ph) & 230V(single ph) | LV | 50 kVA :Pole Substation | 0.05 | --> | 0.05 | 0 | 0 | Constrained,otherwise capacity available =50kVA. | --> | 0.047 | 0 | 0 | 0 | 0 | 0.049 | 0 |  | --> | E17 ex MANORHAMILTON | MANORHAMILTON: T422 | SLIGO |  | 54.265 | -8.2096
MV/LV Substation LI***155X | 20 kV | 400V(3ph) & 230V(single ph) | LV | 50 kVA :Pole Substation | 0.05 | --> | 0.05 | 0.045 | 1.8 |  | --> | 0.047 | 0 | 0 | 0 | 0.003 | 0.047 | 0 |  | --> | C26 ex DUNDALK | DUNDALK: T41 | DUNDALK |  | 54.0078 | -6.4304
MV/LV Substation LI***158Z | 10 kV | 400V(3ph) & 230V(single ph) | LV | 200 kVA :Kiosk Substation | 0.2 | --> | 0.2 | 0.134 | 5.5 |  | --> | 0.19 | 0 | 0 | 0 | 0.004 | 0.205 | 0 |  | --> | C18 ex LOUGHSHINNY | LOUGHSHINNY: T42 | GLASMORE |  | 53.5223 | -6.1067
MV/LV Substation LI***159X | 10 kV | 400V(3ph) & 230V(single ph) | LV | 400 kVA :Kiosk Substation | 0.4 | --> | 0.4 | 0.29 | 3.6 |  | --> | 0.38 | 0 | 0 | 0 | 0 | 0.417 | 0 |  | --> | C18 ex CASTLEREA | CASTLEREA: T41∥T42 | CARRICK ON SHANNON |  | 53.7689 | -8.4982
MV/LV Substation LI***161Y | 10 kV | 400V(3ph) & 230V(single ph) | LV | 50 kVA :Pole Substation | 0.05 | --> | 0.05 | 0.034 | 1.9 |  | --> | 0.047 | 0 | 0 | 0 | 0 | 0.051 | 0 |  | --> | C16 ex VIRGINIA | VIRGINIA: T41∥T42 | MEATH HILL |  | 53.7991 | -7.0313
MV/LV Substation LI***162Z | 10 kV | 400V(3ph) & 230V(single ph) | LV | 400 kVA :Kiosk Substation | 0.4 | --> | 0.4 | 0.281 | 2.1 |  | --> | 0.38 | 0 | 0 | 0 | 0.001 | 0.416 | 0 |  | --> | C13 ex LIFFEY VALLEY | LIFFEY VALLEY: T41 | INCHICORE 220KV |  | 53.3499 | -6.4153
MV/LV Substation LI***164X | 10 kV | 400V(3ph) & 230V(single ph) | LV | 100 kVA :Kiosk Substation | 0.1 | --> | 0.1 | 0 | 0 | Constrained,otherwise capacity available =15kVA. | --> | 0.095 | 0 | 0 | 0 | 0.031 | 0.08 | 0 |  | --> | C35 ex CASTLEVIEW | CASTLEVIEW: T101 | CASTLEVIEW |  | 51.9007 | -8.3522
MV/LV Substation LI***165 | 10 kV | 400V(3ph) & 230V(single ph) | LV | 100 kVA :Pole Substation | 0.1 | --> | 0.1 | 0 | 0 | Constrained,otherwise capacity available =96kVA. | --> | 0.095 | 0 | 0 | 0 | 0 | 0.1 | 0 |  | --> | C12 ex WOODFORD | WOODFORD: T41∥T42 | KNOCKEARAGH |  | 52.0563 | -9.4519
MV/LV Substation LI***165Z | 10 kV | 400V(3ph) & 230V(single ph) | LV | 400 kVA :Kiosk Substation | 0.4 | --> | 0.4 | 0 | 0 | Constrained,otherwise capacity available =313kVA. | --> | 0.38 | 0 | 0 | 0 | 0.003 | 0.41 | 0 |  | --> | C22 ex MACETOWN | MACETOWN: T102 | MACETOWN |  | 53.4003 | -6.4359
MV/LV Substation LI***166Z | 10 kV | 400V(3ph) & 230V(single ph) | LV | 400 kVA :Kiosk Substation | 0.4 | --> | 0.4 | 0 | 0 | Constrained,otherwise capacity available =330kVA. | --> | 0.38 | 0 | 0 | 0 | 0.012 | 0.398 | 0 |  | --> | C22 ex MACETOWN | MACETOWN: T102 | MACETOWN |  | 53.3984 | -6.4393
MV/LV Substation LI***167X | 10 kV | 400V(3ph) & 230V(single ph) | LV | 630 kVA :Building Structure | 0.63 | --> | 0.63 | 0 | 0 | Constrained,otherwise capacity available =243kVA. | --> | 0.598 | 0 | 0 | 0 | 0 | 0.5 | 0 |  | --> | C21 ex CAMDEN ROW | CAMDEN ROW: T41 | FRANCIS STREET |  | 53.3373 | -6.2664
MV/LV Substation LI***167X | 10 kV | 400V(3ph) & 230V(single ph) | LV | 400 kVA :Kiosk Substation | 0.4 | --> | 0.4 | 0.333 | 9.6 |  | --> | 0.38 | 0 | 0 | 0 | 0.002 | 0.408 | 0 |  | --> | C28 ex ARTANE | ARTANE: T102 | FINGLAS |  | 53.3905 | -6.2027
MV/LV Substation LI***168X | 20 kV | 400V(3ph) & 230V(single ph) | LV | 100 kVA :Pole Substation | 0.1 | --> | 0.1 | 0 | 0 | Constrained,otherwise capacity available =70kVA. | --> | 0.095 | 0 | 0 | 0 | 0 | 0.104 | 0 |  | --> | C19 ex ENNISTYMON | ENNISTYMON: T41∥T42 | ENNIS |  | 53.1191 | -9.1547
MV/LV Substation LI***169 | 10 kV | 400V(3ph) & 230V(single ph) | LV | 50 kVA :Pole Substation | 0.05 | --> | 0.05 | 0.046 | 0.9 |  | --> | 0.047 | 0 | 0 | 0 | 0 | 0.049 | 0 |  | --> | C14 ex DRUMQUIN | DRUMQUIN: T42 | ENNIS |  | 52.8039 | -8.977
MV/LV Substation LI***169 | 20 kV | 400V(3ph) & 230V(single ph) | LV | 50 kVA :Pole Substation | 0.05 | --> | 0.05 | 0.035 | 2 |  | --> | 0.047 | 0 | 0 | 0 | 0 | 0.051 | 0 |  | --> | E33 ex CAPPAMORE | CAPPAMORE: T41∥T42 | ARDNACRUSHA |  | 52.5711 | -8.3395
MV/LV Substation LI***170 | 10 kV | 400V(3ph) & 230V(single ph) | LV | 50 kVA :Pole Substation | 0.05 | --> | 0.05 | 0.037 | 3.3 |  | --> | 0.047 | 0 | 0 | 0 | 0 | 0.051 | 0 |  | --> | C18 ex SHERCOCK | SHERCOCK: T41∥T42 | MEATH HILL |  | 53.992 | -6.8908
MV/LV Substation LI***173X | 10 kV | 400V(3ph) & 230V(single ph) | LV | 630 kVA :Kiosk Substation | 0.63 | --> | 0.63 | 0.5 | 3.4 |  | --> | 0.598 | 0 | 0 | 0 | 0 | 0.5 | 0 |  | --> | C18 ex MAYFIELD | MAYFIELD: T42 | KILBARRY |  | 51.906 | -8.4429
MV/LV Substation LI***173X | 10 kV | 400V(3ph) & 230V(single ph) | LV | 400 kVA :Kiosk Substation | 0.4 | --> | 0.4 | 0.257 | 9.6 |  | --> | 0.38 | 0 | 0 | 0 | 0.01 | 0.411 | 0 |  | --> | C18 ex GORTLEE | GORTLEE: T41∥T42 | LETTERKENNY |  | 54.9686 | -7.7114
MV/LV Substation LI***174X | 10 kV | 400V(3ph) & 230V(single ph) | LV | 630 kVA :Kiosk Substation | 0.63 | --> | 0.63 | 0.474 | 1.2 |  | --> | 0.598 | 0 | 0 | 0 | 0 | 0 | 0 | Constrained,otherwise capacity available =500kW. | --> | E16 ex BUNCRANA | BUNCRANA: T421∥T422 | TRILLICK |  | 55.1319 | -7.4499
MV/LV Substation LI***179X | 20 kV | 400V(3ph) & 230V(single ph) | LV | 50 kVA :Pole Substation | 0.05 | --> | 0.05 | 0.041 | 1.6 |  | --> | 0.047 | 0 | 0 | 0 | 0 | 0.05 | 0 |  | --> | E17 ex INCH | INCH: T421∥T422 | OUGHTRAGH |  | 52.2674 | -10.164
MV/LV Substation LI***182 | 20 kV | 400V(3ph) & 230V(single ph) | LV | 50 kVA :Pole Substation | 0.05 | --> | 0.05 | 0.05 | 1.6 |  | --> | 0.047 | 0 | 0 | 0 | 0 | 0.049 | 0 |  | --> | E21 ex MILLTOWN (SR) | MILLTOWN (SR): T421 | OUGHTRAGH |  | 52.1138 | -9.6759
MV/LV Substation LI***183Y | 20 kV | 400V(3ph) & 230V(single ph) | LV | 50 kVA :Pole Substation | 0.05 | --> | 0.05 | 0 | 0 | Constrained,otherwise capacity available =50kVA. | --> | 0.047 | 0 | 0 | 0 | 0 | 0.049 | 0 |  | --> | E17 ex CREAGH | CREAGH: T421∥T422 | ATHLONE |  | 53.2792 | -8.1215
MV/LV Substation LI***183Z | 10 kV | 400V(3ph) & 230V(single ph) | LV | 400 kVA :Kiosk Substation | 0.4 | --> | 0.4 | 0.334 | 4.7 |  | --> | 0.38 | 0 | 0 | 0 | 0.007 | 0.402 | 0 |  | --> | C28 ex CENTRE PARK ROAD | MARINA: T106 | MARINA |  | 51.8963 | -8.4379
MV/LV Substation LI***184Z | 10 kV | 400V(3ph) & 230V(single ph) | LV | 400 kVA :Kiosk Substation | 0.4 | --> | 0.4 | 0.314 | 9.1 |  | --> | 0.38 | 0 | 0 | 0 | 0 | 0.413 | 0 |  | --> | C12 ex TRABEG | TRABEG: T101 | TRABEG |  | 51.8851 | -8.4625
MV/LV Substation LI***187 | 10 kV | 400V(3ph) & 230V(single ph) | LV | 50 kVA :Pole Substation | 0.05 | --> | 0.05 | 0.05 | 0.9 |  | --> | 0.047 | 0 | 0 | 0 | 0 | 0.049 | 0 |  | --> | C15 ex DRUMQUIN | DRUMQUIN: T42 | ENNIS |  | 52.735 | -9.2141
MV/LV Substation LI***190X | 10 kV | 400V(3ph) & 230V(single ph) | LV | 50 kVA :Pole Substation | 0.05 | --> | 0.05 | 0.045 | 2.7 |  | --> | 0.047 | 0 | 0 | 0 | 0 | 0.05 | 0 |  | --> | C21 ex CASTLEBLAYNEY | CASTLEBLAYNEY: T41 | DUNDALK |  | 54.1397 | -6.7753
MV/LV Substation LI***191X | 20 kV | 400V(3ph) & 230V(single ph) | LV | 50 kVA :Pole Substation | 0.05 | --> | 0.05 | 0 | 0 | Constrained,otherwise capacity available =50kVA. | --> | 0.047 | 0 | 0 | 0 | 0 | 0 | 0 | Constrained,otherwise capacity available =49kW. | --> | E20 ex KILLYBEGS | KILLYBEGS: | N/A |  | 54.6289 | -8.5698
MV/LV Substation LI***192Y | 10 kV | 400V(3ph) & 230V(single ph) | LV | 200 kVA :Building Structure | 0.2 | --> | 0.2 | 0.139 | 2.5 |  | --> | 0.19 | 0 | 0 | 0 | 0 | 0.209 | 0 |  | --> | C18 ex NENAGH | NENAGH: T42 | NENAGH |  | 52.8626 | -8.1918
MV/LV Substation LI***195Z | 10 kV | 400V(3ph) & 230V(single ph) | LV | 400 kVA :Kiosk Substation | 0.4 | --> | 0.4 | 0.313 | 2.1 |  | --> | 0.38 | 0 | 0 | 0 | 0.014 | 0.398 | 0 |  | --> | C13 ex LIFFEY VALLEY | LIFFEY VALLEY: T41 | INCHICORE 220KV |  | 53.3496 | -6.418
MV/LV Substation LI***199Y | 20 kV | 400V(3ph) & 230V(single ph) | LV | 50 kVA :Pole Substation | 0.05 | --> | 0.05 | 0 | 0 | Constrained,otherwise capacity available =50kVA. | --> | 0.047 | 0 | 0 | 0 | 0 | 0.049 | 0 |  | --> | E19 ex CAVAN | CAVAN: T421 | SHANKILL |  | 53.9467 | -7.4354
MV/LV Substation LI***200 | 20 kV | 400V(3ph) & 230V(single ph) | LV | 50 kVA :Pole Substation | 0.05 | --> | 0.05 | 0.046 | 2.5 |  | --> | 0.047 | 0 | 0 | 0 | 0 | 0.049 | 0 |  | --> | E19 ex GARRANACANTY | GARRANACANTY: T421 | TIPPERARY |  | 52.4478 | -8.0524
MV/LV Substation LI***200 | 10 kV | 400V(3ph) & 230V(single ph) | LV | 50 kVA :Pole Substation | 0.05 | --> | 0.05 | 0.044 | 2.4 |  | --> | 0.047 | 0 | 0 | 0 | 0 | 0.05 | 0 |  | --> | C18 ex BALLYMAHON | BALLYMAHON: T41∥T42 | ATHLONE |  | 53.5782 | -7.7967
MV/LV Substation LI***201 | 20 kV | 400V(3ph) & 230V(single ph) | LV | 630 kVA :Building Structure | 0.63 | --> | 0.63 | 0.5 | 4.4 |  | --> | 0.598 | 0 | 0 | 0 | 0 | 0.5 | 0 |  | --> | E15 ex MOHILL | MOHILL: T421∥T422 | CARRICK ON SHANNON |  | 54.0515 | -7.7938
MV/LV Substation LI***201 | 10 kV | 400V(3ph) & 230V(single ph) | LV | 400 kVA :Building Structure | 0.4 | --> | 0.4 | 0.376 | 4 |  | --> | 0.38 | 0 | 0 | 0 | 0 | 0 | 0 | Constrained,otherwise capacity available =403kW. | --> | C22 ex LISMORE | LISMORE: T41∥T42 | DUNGARVAN |  | 52.1406 | -7.9307
MV/LV Substation LI***202X | 10 kV | 400V(3ph) & 230V(single ph) | LV | 630 kVA :Kiosk Substation | 0.63 | --> | 0.63 | 0 | 0 | Constrained,otherwise capacity available =500kVA. | --> | 0.598 | 0 | 0 | 0 | 0.007 | 0.5 | 0 |  | --> | C14 ex CARRICK ON SHANNON | CARRICK ON SHANNON: T41∥T42 | CARRICK ON SHANNON |  | 53.9535 | -8.0856
MV/LV Substation LI***203X | 10 kV | 400V(3ph) & 230V(single ph) | LV | 630 kVA :Kiosk Substation | 0.63 | --> | 0.63 | 0 | 0 | Constrained,otherwise capacity available =500kVA. | --> | 0.598 | 0 | 0 | 0 | 0.007 | 0.5 | 0 |  | --> | C14 ex CARRICK ON SHANNON | CARRICK ON SHANNON: T41∥T42 | CARRICK ON SHANNON |  | 53.9526 | -8.0858
MV/LV Substation LI***203Z | 20 kV | 400V(3ph) & 230V(single ph) | LV | 630 kVA :Building Structure | 0.63 | --> | 0.63 | 0 | 0 | Constrained,otherwise capacity available =403kVA. | --> | 0.598 | 0 | 0 | 0 | 0 | 0 | 0 | Constrained,otherwise capacity available =500kW. | --> | E19 ex PORTLAOISE | PORTLAOISE: T423∥T424 | PORTLAOISE |  | 53.0294 | -7.2881
MV/LV Substation LI***204 | 20 kV | 400V(3ph) & 230V(single ph) | LV | 100 kVA :Pole Substation | 0.1 | --> | 0.1 | 0.1 | 1.4 |  | --> | 0.095 | 0 | 0 | 0 | 0 | 0.1 | 0 |  | --> | E20 ex GARRANACANTY | GARRANACANTY: T422 | TIPPERARY |  | 52.5109 | -8.1197
MV/LV Substation LI***204X | 10 kV | 400V(3ph) & 230V(single ph) | LV | 200 kVA :Kiosk Substation | 0.2 | --> | 0.2 | 0 | 0 | Constrained,otherwise capacity available =115kVA. | --> | 0.19 | 0 | 0 | 0 | 0.006 | 0 | 0 | Constrained,otherwise capacity available =206kW. | --> | C15 ex PALLAS | PALLAS: T41∥T42 | PORTLAOISE |  | 53.0447 | -7.3099
MV/LV Substation LI***206 | 10 kV | 400V(3ph) & 230V(single ph) | LV | 400 kVA :Kiosk Substation | 0.4 | --> | 0.4 | 0.145 | 2.6 |  | --> | 0.38 | 0 | 0 | 0 | 0.049 | 0.387 | 0 |  | --> | C13 ex GREENHILLS | GREENHILLS: T42 | INCHICORE 220KV |  | 53.3104 | -6.325
MV/LV Substation LI***209Z | 10 kV | 400V(3ph) & 230V(single ph) | LV | 630 kVA :Building Structure | 0.63 | --> | 0.63 | 0.394 | 3.3 |  | --> | 0.598 | 0 | 0 | 0 | 0 | 0 | 0 | Constrained,otherwise capacity available =500kW. | --> | C12 ex PALMERSTOWN | PALMERSTOWN: T42 | FINGLAS |  | 53.3551 | -6.3944
MV/LV Substation LI***210Z | 10 kV | 400V(3ph) & 230V(single ph) | LV | 630 kVA :Building Structure | 0.63 | --> | 0.63 | 0.5 | 3.3 |  | --> | 0.598 | 0 | 0 | 0 | 0 | 0 | 0 | Constrained,otherwise capacity available =500kW. | --> | C12 ex PALMERSTOWN | PALMERSTOWN: T42 | FINGLAS |  | 53.3544 | -6.3961
MV/LV Substation LI***213X | 10 kV | 400V(3ph) & 230V(single ph) | LV | 400 kVA :Kiosk Substation | 0.4 | --> | 0.4 | 0.097 | 5.7 |  | --> | 0.38 | 0 | 0 | 0 | 0.022 | 0.422 | 0 |  | --> | C14 ex DEANSGRANGE | DEANSGRANGE: T42 | CARRICKMINES |  | 53.2776 | -6.1636
MV/LV Substation LI***215 | 10 kV | 400V(3ph) & 230V(single ph) | LV | 400 kVA :Kiosk Substation | 0.4 | --> | 0.4 | 0.236 | 4.5 |  | --> | 0.38 | 0 | 0 | 0 | 0.017 | 0.406 | 0 |  | --> | C22 ex COOLOCK | COOLOCK: T42 | FINGLAS |  | 53.392 | -6.1821
MV/LV Substation LI***215 | 10 kV | 400V(3ph) & 230V(single ph) | LV | 50 kVA :Pole Substation | 0.05 | --> | 0.05 | 0.038 | 2.3 |  | --> | 0.047 | 0 | 0 | 0 | 0.003 | 0.047 | 0 |  | --> | C14 ex RINEANNA | RINEANNA: T41 | DRUMLINE |  | 52.7256 | -8.9099
MV/LV Substation LI***217Z | 10 kV | 400V(3ph) & 230V(single ph) | LV | 200 kVA :Kiosk Substation | 0.2 | --> | 0.2 | 0.127 | 5.9 |  | --> | 0.19 | 0 | 0 | 0 | 0 | 0.21 | 0 |  | --> | C12 ex BANDON | BANDON: T101 | BANDON |  | 51.7443 | -8.7457
MV/LV Substation LI***223Z | 10 kV | 400V(3ph) & 230V(single ph) | LV | 400 kVA :Kiosk Substation | 0.4 | --> | 0.4 | 0.3 | 0.9 |  | --> | 0.38 | 0 | 0 | 0 | 0 | 0.415 | 0 |  | --> | C20 ex RATHMULLAN | RATHMULLAN: T42 | DRYBRIDGE |  | 53.7062 | -6.3701
MV/LV Substation LI***224Y | 10 kV | 400V(3ph) & 230V(single ph) | LV | 400 kVA :Kiosk Substation | 0.4 | --> | 0.4 | 0 | 0 | Constrained,otherwise capacity available =327kVA. | --> | 0.38 | 0 | 0 | 0 | 0 | 0.411 | 0 |  | --> | C19 ex DENNEHYS CROSS | DENNEHYS CROSS: T41 | TRABEG |  | 51.882 | -8.4915
MV/LV Substation LI***225X | 20 kV | 400V(3ph) & 230V(single ph) | LV | 100 kVA :Pole Substation | 0.1 | --> | 0.1 | 0 | 0 | Constrained,otherwise capacity available =92kVA. | --> | 0.095 | 0 | 0 | 0 | 0 | 0.1 | 0 |  | --> | E14 ex EMYVALE | EMYVALE: T422 | LISDRUM |  | 54.3638 | -6.9659
MV/LV Substation LI***227Y | 20 kV | 400V(3ph) & 230V(single ph) | LV | 100 kVA :Pole Substation | 0.1 | --> | 0.1 | 0 | 0 | Constrained,otherwise capacity available =92kVA. | --> | 0.095 | 0 | 0 | 0 | 0.002 | 0.098 | 0 |  | --> | E19 ex CAVAN | CAVAN: T421 | SHANKILL |  | 53.9534 | -7.441
MV/LV Substation LI***228Y | 10 kV | 400V(3ph) & 230V(single ph) | LV | 200 kVA :Kiosk Substation | 0.2 | --> | 0.2 | 0.117 | 1.5 |  | --> | 0.19 | 0 | 0 | 0 | 0.007 | 0.205 | 0 |  | --> | C11 ex DERRYCRAMPH | DERRYCRAMPH: T41∥T42 | SHANKILL |  | 53.9762 | -7.3541
MV/LV Substation LI***228Z | 10 kV | 400V(3ph) & 230V(single ph) | LV | 400 kVA :Kiosk Substation | 0.4 | --> | 0.4 | 0 | 0 | Constrained,otherwise capacity available =242kVA. | --> | 0.38 | 0 | 0 | 0 | 0.009 | 0 | 0 | Constrained,otherwise capacity available =414kW. | --> | C14 ex COOLMINE | COOLMINE: T42 | FINGLAS |  | 53.3829 | -6.4048
MV/LV Substation LI***229Z | 10 kV | 400V(3ph) & 230V(single ph) | LV | 400 kVA :Kiosk Substation | 0.4 | --> | 0.4 | 0 | 0 | Constrained,otherwise capacity available =281kVA. | --> | 0.38 | 0 | 0 | 0 | 0.014 | 0 | 0 | Constrained,otherwise capacity available =403kW. | --> | C14 ex COOLMINE | COOLMINE: T42 | FINGLAS |  | 53.3846 | -6.4045
MV/LV Substation LI***230 | 10 kV | 400V(3ph) & 230V(single ph) | LV | 33 kVA :Pole Substation | 0.033 | --> | 0.033 | 0 | 5.2 |  | --> | 0.031 | 0 | 0 | 0 | 0 | 0.037 | 0 |  | --> | C12 ex KILFLYNN | KILFLYNN: T41∥T42 | TRALEE |  | 52.4071 | -9.6182
MV/LV Substation LI***234 | 20 kV | 400V(3ph) & 230V(single ph) | LV | 100 kVA :Pole Substation | 0.1 | --> | 0.1 | 0.026 | 10.7 |  | --> | 0.095 | 0 | 0 | 0 | 0.003 | 0.107 | 0 |  | --> | E13 ex COOLROE | COOLROE: T121 | COOLROE |  | 51.8745 | -8.6352
MV/LV Substation LI***237Z | 10 kV | 400V(3ph) & 230V(single ph) | LV | 400 kVA :Kiosk Substation | 0.4 | --> | 0.4 | 0 | 0 | Constrained,otherwise capacity available =217kVA. | --> | 0.38 | 0 | 0 | 0 | 0.024 | 0.402 | 0 |  | --> | C17 ex ATHGARVAN | ATHGARVAN: T41 | NEWBRIDGE |  | 53.1694 | -6.7948
MV/LV Substation LI***240 | 10 kV | 400V(3ph) & 230V(single ph) | LV | 50 kVA :Pole Substation | 0.05 | --> | 0.05 | 0 | 0 | Constrained,otherwise capacity available =50kVA. | --> | 0.047 | 0 | 0 | 0 | 0 | 0.049 | 0 |  | --> | C18 ex COOLCORCORAN | COOLCORCORAN: T41∥T42 | KNOCKEARAGH |  | 52.0648 | -9.6062
MV/LV Substation LI***240X | 10 kV | 400V(3ph) & 230V(single ph) | LV | 400 kVA :Kiosk Substation | 0.4 | --> | 0.4 | 0.29 | 2.7 |  | --> | 0.38 | 0 | 0 | 0 | 0 | 0.417 | 0 |  | --> | C13 ex CASTLEBLAYNEY | CASTLEBLAYNEY: T41 | DUNDALK |  | 54.1235 | -6.7432
MV/LV Substation LI***240Y | 10 kV | 400V(3ph) & 230V(single ph) | LV | 200 kVA :Kiosk Substation | 0.2 | --> | 0.2 | 0.192 | 5.9 |  | --> | 0.19 | 0 | 0 | 0 | 0 | 0.2 | 0 |  | --> | C20 ex NEWMARKET (SR) | NEWMARKET (SR): T41∥T42 | GLENLARA |  | 52.2274 | -8.9421
MV/LV Substation LI***242 | 20 kV | 400V(3ph) & 230V(single ph) | LV | 50 kVA :Pole Substation | 0.05 | --> | 0.05 | 0.049 | 3 |  | --> | 0.047 | 0 | 0 | 0 | 0 | 0 | 0 | Constrained,otherwise capacity available =49kW. | --> | E17 ex WINDSOR | WINDSOR: T421∥T422 | CASTLEBAR |  | 53.8682 | -9.249
MV/LV Substation LI***242Y | 20 kV | 400V(3ph) & 230V(single ph) | LV | 100 kVA :Pole Substation | 0.1 | --> | 0.1 | 0.071 | 2.6 |  | --> | 0.095 | 0 | 0 | 0 | 0.007 | 0.096 | 0 |  | --> | C14 ex CASHEL | CASHEL: T42 | CAHIR |  | 52.522 | -7.8681
MV/LV Substation LI***243X | 10 kV | 400V(3ph) & 230V(single ph) | LV | 100 kVA :Pole Substation | 0.1 | --> | 0.1 | 0 | 0 | Constrained,otherwise capacity available =96kVA. | --> | 0.095 | 0 | 0 | 0 | 0 | 0 | 0 | Constrained,otherwise capacity available =100kW. | --> | C14 ex TEMPLEMORE | TEMPLEMORE: T42 | IKERRIN |  | 52.7971 | -7.7272
MV/LV Substation LI***244X | 20 kV | 400V(3ph) & 230V(single ph) | LV | 50 kVA :Pole Substation | 0.05 | --> | 0.05 | 0.05 | 3.2 |  | --> | 0.047 | 0 | 0 | 0 | 0 | 0.049 | 0 |  | --> | C16 ex BOYLE | BOYLE: T41∥T42 | CARRICK ON SHANNON |  | 54.0263 | -8.3282
MV/LV Substation LI***245X | 10 kV | 400V(3ph) & 230V(single ph) | LV | 1000 kVA :Building Structure | 1 | --> | 1 | 0.5 | 3.4 |  | --> | 0.95 | 0 | 0 | 0 | 0 | 0.5 | 0 |  | --> | C23 ex GALWAY 110KV | GALWAY 110KV: T103 | GALWAY 110KV |  | 53.2869 | -9.0341
MV/LV Substation LI***246X | 10 kV | 400V(3ph) & 230V(single ph) | LV | 1000 kVA :Building Structure | 1 | --> | 1 | 0.5 | 3.4 |  | --> | 0.95 | 0 | 0 | 0 | 0 | 0.5 | 0 |  | --> | C23 ex GALWAY 110KV | GALWAY 110KV: T103 | GALWAY 110KV |  | 53.2873 | -9.0347
MV/LV Substation LI***246Z | 10 kV | 400V(3ph) & 230V(single ph) | LV | 400 kVA :Kiosk Substation | 0.4 | --> | 0.4 | 0.307 | 2.1 |  | --> | 0.38 | 0 | 0 | 0 | 0.003 | 0.41 | 0 |  | --> | C13 ex LIFFEY VALLEY | LIFFEY VALLEY: T41 | INCHICORE 220KV |  | 53.3524 | -6.4162
MV/LV Substation LI***248 | 20 kV | 400V(3ph) & 230V(single ph) | LV | 100 kVA :Pole Substation | 0.1 | --> | 0.1 | 0 | 0 | Constrained,otherwise capacity available =50kVA. | --> | 0.095 | 0 | 0 | 0 | 0.017 | 0 | 0 | Constrained,otherwise capacity available =89kW. | --> | E14 ex BEALNABLATH | BEALNABLATH: T421 | BANDON |  | 51.8521 | -8.8709
MV/LV Substation LI***250 | 10 kV | 400V(3ph) & 230V(single ph) | LV | 200 kVA :Pole Substation | 0.2 | --> | 0.2 | 0 | 0 | Constrained,otherwise capacity available =171kVA. | --> | 0.19 | 0 | 0 | 0 | 0 | 0.203 | 0 |  | --> | C18 ex COOLCORCORAN | COOLCORCORAN: T41∥T42 | KNOCKEARAGH |  | 52.0743 | -9.5751
MV/LV Substation LI***251 | 20 kV | 400V(3ph) & 230V(single ph) | LV | 50 kVA :Pole Substation | 0.05 | --> | 0.05 | 0.021 | 1 |  | --> | 0.047 | 0 | 0 | 0 | 0 | 0 | 0 | Constrained,otherwise capacity available =53kW. | --> | E12 ex CARNDONAGH | CARNDONAGH: T421∥T422 | TRILLICK |  | 55.244 | -7.2782
MV/LV Substation LI***252 | 20 kV | 400V(3ph) & 230V(single ph) | LV | 200 kVA :Pole Substation | 0.2 | --> | 0.2 | 0.197 | 3.6 |  | --> | 0.19 | 0 | 0 | 0 | 0.003 | 0.196 | 0 |  | --> | E17 ex CLARA | CLARA: T421 | THORNSBERRY |  | 53.395 | -7.4861
MV/LV Substation LI***252Y | 20 kV | 400V(3ph) & 230V(single ph) | LV | 50 kVA :Pole Substation | 0.05 | --> | 0.05 | 0.05 | 2.5 |  | --> | 0.047 | 0 | 0 | 0 | 0 | 0.049 | 0 |  | --> | C17 ex CURRA | CURRA: T41 | SOMERSET |  | 53.1496 | -8.3894
MV/LV Substation LI***253X | 10 kV | 400V(3ph) & 230V(single ph) | LV | 50 kVA :Pole Substation | 0.05 | --> | 0.05 | 0.049 | 7.3 |  | --> | 0.047 | 0 | 0 | 0 | 0.003 | 0.046 | 0 |  | --> | C19 ex GARRYCASTLE | GARRYCASTLE: T41 | ATHLONE |  | 53.295 | -7.8186
MV/LV Substation LI***255X | 10 kV | 400V(3ph) & 230V(single ph) | LV | 200 kVA :Kiosk Substation | 0.2 | --> | 0.2 | 0.105 | 1.1 |  | --> | 0.19 | 0 | 0 | 0 | 0 | 0.214 | 0 |  | --> | C18 ex TRIM | TRIM: T41∥T42 | NAVAN |  | 53.5621 | -6.7913
MV/LV Substation LI***255Z | 10 kV | 400V(3ph) & 230V(single ph) | LV | 200 kVA :Kiosk Substation | 0.2 | --> | 0.2 | 0 | 0 | Constrained,otherwise capacity available =155kVA. | --> | 0.19 | 0 | 0 | 0 | 0 | 0.207 | 0 |  | --> | C22 ex TERMONFECKIN ROAD | TERMONFECKIN ROAD: T41∥T42 | DRYBRIDGE |  | 53.7298 | -6.3511
MV/LV Substation LI***256 | 10 kV | 400V(3ph) & 230V(single ph) | LV | 75 kVA :Pole Substation | 0.075 | --> | 0.075 | 0 | 0 | Constrained,otherwise capacity available =45kVA. | --> | 0.071 | 0 | 0 | 0 | 0.004 | 0.075 | 0 |  | --> | C16 ex KANTURK | KANTURK: T41∥T42 | GLENLARA |  | 52.261 | -8.8026
MV/LV Substation LI***258 | 10 kV | 400V(3ph) & 230V(single ph) | LV | 100 kVA :Pole Substation | 0.1 | --> | 0.1 | 0.07 | 2.5 |  | --> | 0.095 | 0 | 0 | 0 | 0 | 0.104 | 0 |  | --> | E17 ex GARRANACANTY | GARRANACANTY: T421 | TIPPERARY |  | 52.4769 | -8.1752
MV/LV Substation LI***258Y | 20 kV | 400V(3ph) & 230V(single ph) | LV | 100 kVA :Pole Substation | 0.1 | --> | 0.1 | 0.088 | 8.5 |  | --> | 0.095 | 0 | 0 | 0 | 0.003 | 0.098 | 0 |  | --> | C14 ex ARDGEEHA | ARDGEEHA: T41∥T42 | DOON |  | 52.4172 | -7.7045
MV/LV Substation LI***266X | 20 kV | 400V(3ph) & 230V(single ph) | LV | 50 kVA :Pole Substation | 0.05 | --> | 0.05 | 0.037 | 4.6 |  | --> | 0.047 | 0 | 0 | 0 | 0 | 0.051 | 0 |  | --> | E13 ex BALLYRAGGET | BALLYRAGGET: T421∥T422 | BALLYRAGGET |  | 52.7483 | -7.328
MV/LV Substation LI***271Z | 10 kV | 400V(3ph) & 230V(single ph) | LV | 400 kVA :Kiosk Substation | 0.4 | --> | 0.4 | 0 | 0 | Constrained,otherwise capacity available =290kVA. | --> | 0.38 | 0 | 0 | 0 | 0.006 | 0.41 | 0 |  | --> | C14 ex SWORDS | SWORDS: T42 | GLASMORE |  | 53.4633 | -6.2417
MV/LV Substation LI***271Z | 20 kV | 400V(3ph) & 230V(single ph) | LV | 100 kVA :Pole Substation | 0.1 | --> | 0.1 | 0.086 | 2.7 |  | --> | 0.095 | 0 | 0 | 0 | 0 | 0.101 | 0 |  | --> | E13 ex LONGFORD | LONGFORD: T421 | RICHMOND |  | 53.85 | -7.603
MV/LV Substation LI***273X | 10 kV | 400V(3ph) & 230V(single ph) | LV | 200 kVA :Pole Substation | 0.2 | --> | 0.2 | 0.199 | 2.7 |  | --> | 0.19 | 0 | 0 | 0 | 0 | 0.2 | 0 |  | --> | C21 ex CASTLEBLAYNEY | CASTLEBLAYNEY: T41 | DUNDALK |  | 54.1377 | -6.7761
MV/LV Substation LI***277 | 10 kV | 400V(3ph) & 230V(single ph) | LV | 50 kVA :Pole Substation | 0.05 | --> | 0.05 | 0 | 0 | Constrained,otherwise capacity available =13kVA. | --> | 0.047 | 0 | 0 | 0 | 0 | 0.054 | 0 |  | --> | C13 ex RECESS | RECESS: T41 | GALWAY 110KV |  | 53.4674 | -9.7395
MV/LV Substation LI***283X | 10 kV | 400V(3ph) & 230V(single ph) | LV | 400 kVA :Kiosk Substation | 0.4 | --> | 0.4 | 0 | 0 | Constrained,otherwise capacity available =315kVA. | --> | 0.38 | 0 | 0 | 0 | 0.008 | 0.404 | 0 |  | --> | C11 ex DOCK ROAD | DOCK ROAD: T41∥T42 | LIMERICK |  | 52.6489 | -8.6409
MV/LV Substation LI***285Y | 10 kV | 400V(3ph) & 230V(single ph) | LV | 50 kVA :Pole Substation | 0.05 | --> | 0.05 | 0.047 | 1.4 |  | --> | 0.047 | 0 | 0 | 0 | 0 | 0.049 | 0 |  | --> | C19 ex ROSCOMMON | ROSCOMMON: T41 | LANESBORO |  | 53.6536 | -8.252
MV/LV Substation LI***287 | 10 kV | 400V(3ph) & 230V(single ph) | LV | 200 kVA :Kiosk Substation | 0.2 | --> | 0.2 | 0.151 | 5.2 |  | --> | 0.19 | 0 | 0 | 0 | 0 | 0.207 | 0 |  | --> | C12 ex KILFLYNN | KILFLYNN: T41∥T42 | TRALEE |  | 52.3885 | -9.6165
MV/LV Substation LI***287Y | 20 kV | 400V(3ph) & 230V(single ph) | LV | 50 kVA :Pole Substation | 0.05 | --> | 0.05 | 0.047 | 1.3 |  | --> | 0.047 | 0 | 0 | 0 | 0 | 0.049 | 0 |  | --> | C17 ex ROOSKY | ROOSKY: T41 | RICHMOND |  | 53.7721 | -8.1134
MV/LV Substation LI***289Y | 10 kV | 400V(3ph) & 230V(single ph) | LV | 400 kVA :Kiosk Substation | 0.4 | --> | 0.4 | 0 | 0 | Constrained,otherwise capacity available =389kVA. | --> | 0.38 | 0 | 0 | 0 | 0.002 | 0.399 | 0 |  | --> | E12 ex DALTON | DALTON: T421∥T422 | DALTON |  | 53.73 | -9.0121
MV/LV Substation LI***290 | 10 kV | 400V(3ph) & 230V(single ph) | LV | 200 kVA :Pole Substation | 0.2 | --> | 0.2 | 0.116 | 0.3 |  | --> | 0.19 | 0 | 0 | 0 | 0 | 0.212 | 0 |  | --> | C25 ex NENAGH | NENAGH: T41 | NENAGH |  | 52.8764 | -8.0829
MV/LV Substation LI***290X | 10 kV | 400V(3ph) & 230V(single ph) | LV | 100 kVA :Pole Substation | 0.1 | --> | 0.1 | 0.099 | 1.3 |  | --> | 0.095 | 0 | 0 | 0 | 0 | 0.1 | 0 |  | --> | C19 ex BALLYBAY | BALLYBAY: T41∥T42 | LISDRUM |  | 54.0395 | -6.8336
MV/LV Substation LI***292Y | 10 kV | 400V(3ph) & 230V(single ph) | LV | 50 kVA :Pole Substation | 0.05 | --> | 0.05 | 0.048 | 5.9 |  | --> | 0.047 | 0 | 0 | 0 | 0 | 0.049 | 0 |  | --> | C22 ex NEWMARKET (SR) | NEWMARKET (SR): T41∥T42 | GLENLARA |  | 52.1931 | -8.9792
MV/LV Substation LI***295Z | 10 kV | 400V(3ph) & 230V(single ph) | LV | 400 kVA :Kiosk Substation | 0.4 | --> | 0.4 | 0.294 | 5.5 |  | --> | 0.38 | 0 | 0 | 0 | 0 | 0.416 | 0 |  | --> | C13 ex MCDONAGH | MCDONAGH: T41 | KILKENNY |  | 52.6612 | -7.2386
MV/LV Substation LI***296X | 10 kV | 400V(3ph) & 230V(single ph) | LV | 50 kVA :Pole Substation | 0.05 | --> | 0.05 | 0.046 | 3.9 |  | --> | 0.047 | 0 | 0 | 0 | 0 | 0.049 | 0 |  | --> | C17 ex BALLYJAMESDUFF | BALLYJAMESDUFF: T41 | SHANKILL |  | 53.8782 | -7.2379
MV/LV Substation LI***298 | 20 kV | 400V(3ph) & 230V(single ph) | LV | 630 kVA :Kiosk Substation | 0.63 | --> | 0.63 | 0.428 | 2.2 |  | --> | 0.598 | 0 | 0 | 0 | 0 | 0 | 0 | Constrained,otherwise capacity available =500kW. | --> | E17 ex BALLYMACARRY | BALLYMACARRY: T421 | TRILLICK |  | 55.1111 | -7.4632
MV/LV Substation LI***299X | 20 kV | 400V(3ph) & 230V(single ph) | LV | 50 kVA :Pole Substation | 0.05 | --> | 0.05 | 0 | 0 | Constrained,otherwise capacity available =47kVA. | --> | 0.047 | 0 | 0 | 0 | 0 | 0 | 0 | Constrained,otherwise capacity available =49kW. | --> | C13 ex DONEGAL | DONEGAL: T41∥T42 | CATHALEENS FALL |  | 54.5998 | -8.078
MV/LV Substation LI***302Z | 10 kV | 400V(3ph) & 230V(single ph) | LV | 400 kVA :Kiosk Substation | 0.4 | --> | 0.4 | 0.331 | 2.1 |  | --> | 0.38 | 0 | 0 | 0 | 0.015 | 0.394 | 0 |  | --> | C13 ex LIFFEY VALLEY | LIFFEY VALLEY: T41 | INCHICORE 220KV |  | 53.3536 | -6.4139
MV/LV Substation LI***303Y | 20 kV | 400V(3ph) & 230V(single ph) | LV | 400 kVA :Kiosk Substation | 0.4 | --> | 0.4 | 0 | 0 | Constrained,otherwise capacity available =241kVA. | --> | 0.38 | 0 | 0 | 0 | 0.007 | 0 | 0 | Constrained,otherwise capacity available =416kW. | --> | E19 ex PORTLAOISE | PORTLAOISE: T423∥T424 | PORTLAOISE |  | 53.0274 | -7.2897
MV/LV Substation LI***304 | 10 kV | 400V(3ph) & 230V(single ph) | LV | 630 kVA :Building Structure | 0.63 | --> | 0.63 | 0.44 | 3.4 |  | --> | 0.598 | 0 | 0 | 0 | 0 | 0.5 | 0 |  | --> | C23 ex GALWAY 110KV | GALWAY 110KV: T103 | GALWAY 110KV |  | 53.2859 | -9.0384
MV/LV Substation LI***304Y | 20 kV | 400V(3ph) & 230V(single ph) | LV | 50 kVA :Pole Substation | 0.05 | --> | 0.05 | 0.048 | 8.5 |  | --> | 0.047 | 0 | 0 | 0 | 0 | 0.049 | 0 |  | --> | C14 ex ARDGEEHA | ARDGEEHA: T41∥T42 | DOON |  | 52.405 | -7.7004
MV/LV Substation LI***306 | 20 kV | 400V(3ph) & 230V(single ph) | LV | 50 kVA :Pole Substation | 0.05 | --> | 0.05 | 0.044 | 3.7 |  | --> | 0.047 | 0 | 0 | 0 | 0 | 0 | 0 | Constrained,otherwise capacity available =50kW. | --> | E13 ex FOXHOLE | FOXHOLE: T421∥T422 | DUNGARVAN |  | 51.9833 | -7.7102
MV/LV Substation LI***311 | 10 kV | 400V(3ph) & 230V(single ph) | LV | 200 kVA :Kiosk Substation | 0.2 | --> | 0.2 | 0.152 | 5 |  | --> | 0.19 | 0 | 0 | 0 | 0.011 | 0.195 | 0 |  | --> | C12 ex BALLYRICKARD | BALLYRICKARD: T41∥T42 | TRALEE |  | 52.2844 | -9.8552
MV/LV Substation LI***311Z | 10 kV | 400V(3ph) & 230V(single ph) | LV | 200 kVA :Kiosk Substation | 0.2 | --> | 0.2 | 0 | 0 | Constrained,otherwise capacity available =147kVA. | --> | 0.19 | 0 | 0 | 0 | 0.008 | 0.199 | 0 |  | --> | C22 ex MACETOWN | MACETOWN: T102 | MACETOWN |  | 53.3973 | -6.4422
MV/LV Substation LI***314X | 10 kV | 400V(3ph) & 230V(single ph) | LV | 200 kVA :Pole Substation | 0.2 | --> | 0.2 | 0.156 | 1.3 |  | --> | 0.19 | 0 | 0 | 0 | 0 | 0.206 | 0 |  | --> | C18 ex BALLYBAY | BALLYBAY: T41∥T42 | LISDRUM |  | 54.1606 | -6.9713
MV/LV Substation LI***314X | 10 kV | 400V(3ph) & 230V(single ph) | LV | 200 kVA :Kiosk Substation | 0.2 | --> | 0.2 | 0.154 | 6.4 |  | --> | 0.19 | 0 | 0 | 0 | 0.007 | 0.199 | 0 |  | --> | C14 ex AGHAGAD | AGHAGAD: T41∥T42 | SLIGO |  | 54.339 | -8.5269
MV/LV Substation LI***316Z | 10 kV | 400V(3ph) & 230V(single ph) | LV | 50 kVA :Pole Substation | 0.05 | --> | 0.05 | 0.044 | 5.9 |  | --> | 0.047 | 0 | 0 | 0 | 0 | 0.05 | 0 |  | --> | C20 ex BANDON | BANDON: T101 | BANDON |  | 51.7933 | -8.7931
MV/LV Substation LI***320 | 10 kV | 400V(3ph) & 230V(single ph) | LV | 630 kVA :Building Structure | 0.63 | --> | 0.63 | 0.463 | 7 |  | --> | 0.598 | 0 | 0 | 0 | 0 | 0.5 | 0 |  | --> | C27 ex WOLFE TONE STREET | WOLFE TONE STREET: T101 | FINGLAS |  | 53.3485 | -6.2556
MV/LV Substation LI***325X | 10 kV | 400V(3ph) & 230V(single ph) | LV | 400 kVA :Kiosk Substation | 0.4 | --> | 0.4 | 0.274 | 0.3 |  | --> | 0.38 | 0 | 0 | 0 | 0.006 | 0.413 | 0 |  | --> | C17 ex TUAM NORTH | TUAM NORTH: T41∥T42 | CLOON |  | 53.5234 | -8.8589
MV/LV Substation LI***327X | 10 kV | 400V(3ph) & 230V(single ph) | LV | 200 kVA :Pole Substation | 0.2 | --> | 0.2 | 0 | 0 | Constrained,otherwise capacity available =191kVA. | --> | 0.19 | 0 | 0 | 0 | 0 | 0.2 | 0 |  | --> | C17 ex BALLYHAUNIS | BALLYHAUNIS: T41∥T42 | DALTON |  | 53.7573 | -8.774
MV/LV Substation LI***328 | 10 kV | 400V(3ph) & 230V(single ph) | LV | 50 kVA :Pole Substation | 0.05 | --> | 0.05 | 0.047 | 0.3 |  | --> | 0.047 | 0 | 0 | 0 | 0 | 0.049 | 0 |  | --> | C25 ex NENAGH | NENAGH: T41 | NENAGH |  | 52.8615 | -8.1579
MV/LV Substation LI***329X | 10 kV | 400V(3ph) & 230V(single ph) | LV | 1000 kVA :Building Structure | 1 | --> | 1 | 0 | 0 | Constrained,otherwise capacity available =500kVA. | --> | 0.95 | 0 | 0 | 0 | 0 | 0.5 | 0 |  | --> | C17 ex KINGSBRIDGE | KINGSBRIDGE: T41 | INCHICORE 220KV |  | 53.3473 | -6.3007
MV/LV Substation LI***331Z | 20 kV | 400V(3ph) & 230V(single ph) | LV | 200 kVA :Pole Substation | 0.2 | --> | 0.2 | 0 | 0 | Constrained,otherwise capacity available =199kVA. | --> | 0.19 | 0 | 0 | 0 | 0 | 0.2 | 0 |  | --> | E11 ex WHITECHURCH | WHITECHURCH: T421 | KILBARRY |  | 52.0301 | -8.6071
MV/LV Substation LI***333Z | 10 kV | 400V(3ph) & 230V(single ph) | LV | 630 kVA :Kiosk Substation | 0.63 | --> | 0.63 | 0.474 | 3.7 |  | --> | 0.598 | 0 | 0 | 0 | 0 | 0.5 | 0 |  | --> | C33 ex KILMORE | KILMORE: T103 | FINGLAS |  | 53.4031 | -6.257
MV/LV Substation LI***337 | 10 kV | 400V(3ph) & 230V(single ph) | LV | 400 kVA :Building Structure | 0.4 | --> | 0.4 | 0.091 | 3.4 |  | --> | 0.38 | 0 | 0 | 0 | 0.046 | 0.397 | 0 |  | --> | C23 ex GALWAY 110KV | GALWAY 110KV: T103 | GALWAY 110KV |  | 53.2846 | -9.0365
MV/LV Substation LI***338 | 10 kV | 400V(3ph) & 230V(single ph) | LV | 400 kVA :Building Structure | 0.4 | --> | 0.4 | 0.265 | 3.4 |  | --> | 0.38 | 0 | 0 | 0 | 0 | 0.421 | 0 |  | --> | C23 ex GALWAY 110KV | GALWAY 110KV: T103 | GALWAY 110KV |  | 53.2865 | -9.0336
MV/LV Substation LI***340X | 10 kV | 400V(3ph) & 230V(single ph) | LV | 50 kVA :Pole Substation | 0.05 | --> | 0.05 | 0.046 | 2.3 |  | --> | 0.047 | 0 | 0 | 0 | 0 | 0.049 | 0 |  | --> | C16 ex CASTLECOMER | CASTLECOMER: T41∥T42 | BALLYRAGGET |  | 52.7641 | -7.2309
MV/LV Substation LI***343X | 10 kV | 400V(3ph) & 230V(single ph) | LV | 50 kVA :Pole Substation | 0.05 | --> | 0.05 | 0.046 | 1.3 |  | --> | 0.047 | 0 | 0 | 0 | 0 | 0.049 | 0 |  | --> | C18 ex BALLYBAY | BALLYBAY: T41∥T42 | LISDRUM |  | 54.1602 | -6.9661
MV/LV Substation LI***344 | 10 kV | 400V(3ph) & 230V(single ph) | LV | 400 kVA :Kiosk Substation | 0.4 | --> | 0.4 | 0.343 | 3.4 |  | --> | 0.38 | 0 | 0 | 0 | 0 | 0.408 | 0 |  | --> | C23 ex GALWAY 110KV | GALWAY 110KV: T103 | GALWAY 110KV |  | 53.2853 | -9.0351
MV/LV Substation LI***349Y | 10 kV | 400V(3ph) & 230V(single ph) | LV | 400 kVA :Kiosk Substation | 0.4 | --> | 0.4 | 0.329 | 9.4 |  | --> | 0.38 | 0 | 0 | 0 | 0 | 0.411 | 0 |  | --> | C17 ex KILLOTERAN | KILLOTERAN: T101 | KILLOTERAN |  | 52.2503 | -7.1647
MV/LV Substation LI***352X | 10 kV | 400V(3ph) & 230V(single ph) | LV | 33 kVA :Pole Substation | 0.033 | --> | 0.033 | 0.033 | 1.3 |  | --> | 0.031 | 0 | 0 | 0 | 0 | 0.032 | 0 |  | --> | C19 ex BALLYBAY | BALLYBAY: T41∥T42 | LISDRUM |  | 54.0728 | -6.9461
MV/LV Substation LI***355Y | 10 kV | 400V(3ph) & 230V(single ph) | LV | 200 kVA :Pole Substation | 0.2 | --> | 0.2 | 0.109 | 1 |  | --> | 0.19 | 0 | 0 | 0 | 0.013 | 0 | 0 | Constrained,otherwise capacity available =200kW. | --> | C11 ex LOUGHTAGALLA | LOUGHTAGALLA: T41∥T42 | THURLES |  | 52.6381 | -7.7379
MV/LV Substation LI***357 | 10 kV | 400V(3ph) & 230V(single ph) | LV | 100 kVA :Pole Substation | 0.1 | --> | 0.1 | 0 | 0 | Constrained,otherwise capacity available =55kVA. | --> | 0.095 | 0 | 0 | 0 | 0 | 0.106 | 0 |  | --> | C16 ex KANTURK | KANTURK: T41∥T42 | GLENLARA |  | 52.2605 | -8.8056
MV/LV Substation LI***358 | 10 kV | 400V(3ph) & 230V(single ph) | LV | 100 kVA :Pole Substation | 0.1 | --> | 0.1 | 0 | 0 | Constrained,otherwise capacity available =83kVA. | --> | 0.095 | 0 | 0 | 0 | 0.007 | 0.095 | 0 |  | --> | C16 ex KANTURK | KANTURK: T41∥T42 | GLENLARA |  | 52.2632 | -8.8077
MV/LV Substation LI***361 | 20 kV | 400V(3ph) & 230V(single ph) | LV | 50 kVA :Pole Substation | 0.05 | --> | 0.05 | 0 | 0 | Constrained,otherwise capacity available =28kVA. | --> | 0.047 | 0 | 0 | 0 | 0 | 0.052 | 0 |  | --> | C24 ex ATHLONE | ATHLONE: T41 | ATHLONE |  | 53.3616 | -8.0677
MV/LV Substation LI***361X | 10 kV | 400V(3ph) & 230V(single ph) | LV | 1000 kVA :Building Structure | 1 | --> | 1 | 0 | 0 | Constrained,otherwise capacity available =500kVA. | --> | 0.95 | 0 | 0 | 0 | 0 | 0.5 | 0 |  | --> | C18 ex CULLION | CULLION: T41∥T42 | LETTERKENNY |  | 54.9451 | -7.7331
MV/LV Substation LI***362 | 20 kV | 400V(3ph) & 230V(single ph) | LV | 50 kVA :Pole Substation | 0.05 | --> | 0.05 | 0 | 0 | Constrained,otherwise capacity available =35kVA. | --> | 0.047 | 0 | 0 | 0 | 0 | 0.051 | 0 |  | --> | C24 ex ATHLONE | ATHLONE: T41 | ATHLONE |  | 53.3601 | -8.0693
MV/LV Substation LI***362X | 10 kV | 400V(3ph) & 230V(single ph) | LV | 200 kVA :Pole Substation | 0.2 | --> | 0.2 | 0.166 | 4.6 |  | --> | 0.19 | 0 | 0 | 0 | 0 | 0.204 | 0 |  | --> | C18 ex BALLYJAMESDUFF | BALLYJAMESDUFF: T42 | SHANKILL |  | 53.8736 | -7.1815
MV/LV Substation LI***366 | 10 kV | 400V(3ph) & 230V(single ph) | LV | 630 kVA :Building Structure | 0.63 | --> | 0.63 | 0.452 | 3.3 |  | --> | 0.598 | 0 | 0 | 0 | 0 | 0.5 | 0 |  | --> | E16 ex CRATLOE | CRATLOE: T421∥T422 | ARDNACRUSHA |  | 52.6845 | -8.7099
MV/LV Substation LI***369X | 10 kV | 400V(3ph) & 230V(single ph) | LV | 400 kVA :Kiosk Substation | 0.4 | --> | 0.4 | 0 | 0 | Constrained,otherwise capacity available =351kVA. | --> | 0.38 | 0 | 0 | 0 | 0.004 | 0.402 | 0 |  | --> | C19 ex PARKMORE | PARKMORE: T41∥T42 | GALWAY 110KV |  | 53.2914 | -8.9931
MV/LV Substation LI***369Z | 10 kV | 400V(3ph) & 230V(single ph) | LV | 200 kVA :Kiosk Substation | 0.2 | --> | 0.2 | 0.156 | 4.9 |  | --> | 0.19 | 0 | 0 | 0 | 0.003 | 0.203 | 0 |  | --> | C21 ex BALLINCOLLIG | BALLINCOLLIG: T41 | KILBARRY |  | 51.882 | -8.583
MV/LV Substation LI***370Z | 20 kV | 400V(3ph) & 230V(single ph) | LV | 50 kVA :Pole Substation | 0.05 | --> | 0.05 | 0.041 | 1.3 |  | --> | 0.047 | 0 | 0 | 0 | 0 | 0.05 | 0 |  | --> | C17 ex ROOSKY | ROOSKY: T41 | RICHMOND |  | 53.779 | -8.1066
MV/LV Substation LI***371X | 10 kV | 400V(3ph) & 230V(single ph) | LV | 400 kVA :Kiosk Substation | 0.4 | --> | 0.4 | 0.257 | 2.1 |  | --> | 0.38 | 0 | 0 | 0 | 0.003 | 0.418 | 0 |  | --> | C11 ex LIFFEY VALLEY | LIFFEY VALLEY: T41 | INCHICORE 220KV |  | 53.3434 | -6.398
MV/LV Substation LI***372Y | 10 kV | 400V(3ph) & 230V(single ph) | LV | 630 kVA :Building Structure | 0.63 | --> | 0.63 | 0.496 | 8.9 |  | --> | 0.598 | 0 | 0 | 0 | 0.003 | 0.5 | 0 |  | --> | C17 ex MIDLETON | MIDLETON: T101 | MIDLETON |  | 51.9136 | -8.1768
MV/LV Substation LI***378 | 10 kV | 400V(3ph) & 230V(single ph) | LV | 200 kVA :Pole Substation | 0.2 | --> | 0.2 | 0.108 | 2.4 |  | --> | 0.19 | 0 | 0 | 0 | 0.005 | 0.208 | 0 |  | --> | C18 ex BUSHFIELD | BUSHFIELD: T42 | ATHLONE |  | 53.4338 | -7.9153
MV/LV Substation LI***381 | 10 kV | 400V(3ph) & 230V(single ph) | LV | 630 kVA :Building Structure | 0.63 | --> | 0.63 | 0.5 | 4.1 |  | --> | 0.598 | 0 | 0 | 0 | 0 | 0.5 | 0 |  | --> | C17 ex MOUNT MERRION | MOUNT MERRION: T41 | CARRICKMINES |  | 53.2934 | -6.194
MV/LV Substation LI***384X | 10 kV | 400V(3ph) & 230V(single ph) | LV | 50 kVA :Pole Substation | 0.05 | --> | 0.05 | 0 | 0 | Constrained,otherwise capacity available =44kVA. | --> | 0.047 | 0 | 0 | 0 | 0 | 0.05 | 0 |  | --> | C22 ex SKIBBEREEN | SKIBBEREEN: T41∥T42 | DUNMANWAY |  | 51.443 | -9.4893
MV/LV Substation LI***384X | 20 kV | 400V(3ph) & 230V(single ph) | LV | 400 kVA :Kiosk Substation | 0.4 | --> | 0.4 | 0 | 0 | Constrained,otherwise capacity available =348kVA. | --> | 0.38 | 0 | 0 | 0 | 0.003 | 0.404 | 0 |  | --> | E12 ex KILCULLEN | KILCULLEN: T424 | STRATFORD |  | 53.0485 | -6.8259
MV/LV Substation LI***384X | 10 kV | 400V(3ph) & 230V(single ph) | LV | 200 kVA :Kiosk Substation | 0.2 | --> | 0.2 | 0 | 0 | Constrained,otherwise capacity available =145kVA. | --> | 0.19 | 0 | 0 | 0 | 0 | 0.208 | 0 |  | --> | C14 ex BALLYBEGGAN | BALLYBEGGAN: T43∥T44 | TRALEE |  | 52.2894 | -9.6953
MV/LV Substation LI***395 | 20 kV | 400V(3ph) & 230V(single ph) | LV | 50 kVA :Pole Substation | 0.05 | --> | 0.05 | 0.044 | 7.4 |  | --> | 0.047 | 0 | 0 | 0 | 0 | 0 | 0 | Constrained,otherwise capacity available =50kW. | --> | E14 ex ARIGNA | ARIGNA: T121 | ARIGNA |  | 54.0752 | -8.1019
MV/LV Substation LI***395X | 10 kV | 400V(3ph) & 230V(single ph) | LV | 400 kVA :Kiosk Substation | 0.4 | --> | 0.4 | 0.322 | 2.8 |  | --> | 0.38 | 0 | 0 | 0 | 0 | 0.411 | 0 |  | --> | C20 ex SUTTON | SUTTON: T42 | GRANGE (DR) |  | 53.3915 | -6.1164
MV/LV Substation LI***396X | 10 kV | 400V(3ph) & 230V(single ph) | LV | 200 kVA :Kiosk Substation | 0.2 | --> | 0.2 | 0.044 | 12.2 |  | --> | 0.19 | 0 | 0 | 0 | 0.035 | 0.186 | 0 |  | --> | C22 ex SALTHILL | SALTHILL: T102 | SALTHILL |  | 53.2761 | -9.0992
MV/LV Substation LI***397 | 10 kV | 400V(3ph) & 230V(single ph) | LV | 400 kVA :Building Structure | 0.4 | --> | 0.4 | 0.253 | 3.4 |  | --> | 0.38 | 0 | 0 | 0 | 0.058 | 0.353 | 0 |  | --> | C23 ex GALWAY 110KV | GALWAY 110KV: T103 | GALWAY 110KV |  | 53.2867 | -9.0361
MV/LV Substation LI***397Y | 20 kV | 400V(3ph) & 230V(single ph) | LV | 400 kVA :Kiosk Substation | 0.4 | --> | 0.4 | 0.32 | 3.3 |  | --> | 0.38 | 0 | 0 | 0 | 0.006 | 0.406 | 0 |  | --> | E21 ex CRATLOE | CRATLOE: T421∥T422 | ARDNACRUSHA |  | 52.7383 | -8.7797
MV/LV Substation LI***398Y | 10 kV | 400V(3ph) & 230V(single ph) | LV | 400 kVA :Kiosk Substation | 0.4 | --> | 0.4 | 0.369 | 1.2 |  | --> | 0.38 | 0 | 0 | 0 | 0.007 | 0.397 | 0 |  | --> | C24 ex POLLERTON | POLLERTON: T42 | CARLOW |  | 52.8604 | -6.8627
MV/LV Substation LI***4004 | 20 kV | 400V(3ph) & 230V(single ph) | LV | 50 kVA :Pole Substation | 0.05 | --> | 0.05 | 0 | 0 | Constrained,otherwise capacity available =50kVA. | --> | 0.047 | 0 | 0 | 0 | 0 | 0.049 | 0 |  | --> | E11 ex CREAGH | CREAGH: T421∥T422 | ATHLONE |  | 53.4626 | -8.2057
MV/LV Substation LI***4007 | 10 kV | 400V(3ph) & 230V(single ph) | LV | 400 kVA :Building Structure | 0.4 | --> | 0.4 | 0.336 | 1.5 |  | --> | 0.38 | 0 | 0 | 0 | 0 | 0.409 | 0 |  | --> | C13 ex MOUNT MISERY | MOUNT MISERY: T41 | WATERFORD |  | 52.2649 | -7.1006
MV/LV Substation LI***4008 | 20 kV | 400V(3ph) & 230V(single ph) | LV | 50 kVA :Pole Substation | 0.05 | --> | 0.05 | 0.046 | 0.9 |  | --> | 0.047 | 0 | 0 | 0 | 0 | 0.049 | 0 |  | --> | C11 ex DRUMQUIN | DRUMQUIN: T42 | ENNIS |  | 52.788 | -9.0836
MV/LV Substation LI***4018 | 20 kV | 400V(3ph) & 230V(single ph) | LV | 50 kVA :Pole Substation | 0.05 | --> | 0.05 | 0.049 | 2.7 |  | --> | 0.047 | 0 | 0 | 0 | 0 | 0.049 | 0 |  | --> | E17 ex LONGFORD | LONGFORD: T421 | RICHMOND |  | 53.7456 | -7.6571
MV/LV Substation LI***402 | 20 kV | 400V(3ph) & 230V(single ph) | LV | 50 kVA :Pole Substation | 0.05 | --> | 0.05 | 0.045 | 4.7 |  | --> | 0.047 | 0 | 0 | 0 | 0 | 0.05 | 0 |  | --> | E13 ex EDGEWORTHSTOWN | EDGEWORTHSTOWN: T421∥T422 | RICHMOND |  | 53.708 | -7.5948
MV/LV Substation LI***4020 | 10 kV | 400V(3ph) & 230V(single ph) | LV | 200 kVA :Kiosk Substation | 0.2 | --> | 0.2 | 0.11 | 2.7 |  | --> | 0.19 | 0 | 0 | 0 | 0 | 0.213 | 0 |  | --> | C19 ex RAMPARTS | RAMPARTS: T41 | DUNDALK |  | 54.0085 | -6.3926
MV/LV Substation LI***4021 | 10 kV | 400V(3ph) & 230V(single ph) | LV | 400 kVA :Building Structure | 0.4 | --> | 0.4 | 0 | 0 | Constrained,otherwise capacity available =332kVA. | --> | 0.38 | 0 | 0 | 0 | 0 | 0 | 0 | Constrained,otherwise capacity available =410kW. | --> | C16 ex BANAGHER | BANAGHER: T42 | DALLOW |  | 53.1903 | -7.9927
MV/LV Substation LI***4022 | 20 kV | 400V(3ph) & 230V(single ph) | LV | 200 kVA :Pole Substation | 0.2 | --> | 0.2 | 0.2 | 0.2 |  | --> | 0.19 | 0 | 0 | 0 | 0 | 0.2 | 0 |  | --> | C16 ex MOATE | MOATE: T42 | ATHLONE |  | 53.394 | -7.7059
MV/LV Substation LI***4026 | 20 kV | 400V(3ph) & 230V(single ph) | LV | 200 kVA :Pole Substation | 0.2 | --> | 0.2 | 0.162 | 3.3 |  | --> | 0.19 | 0 | 0 | 0 | 0 | 0.205 | 0 |  | --> | E11 ex BIRDHILL | BIRDHILL: T421 | ARDNACRUSHA |  | 52.7093 | -8.417
MV/LV Substation LI***4028 | 10 kV | 400V(3ph) & 230V(single ph) | LV | 630 kVA :Building Structure | 0.63 | --> | 0.63 | 0.5 | 1.1 |  | --> | 0.598 | 0 | 0 | 0 | 0.007 | 0.5 | 0 |  | --> | C12 ex KIMMAGE | KIMMAGE: T42 | INCHICORE 220KV |  | 53.3094 | -6.2822
MV/LV Substation LI***4039 | 10 kV | 400V(3ph) & 230V(single ph) | LV | 400 kVA :Building Structure | 0.4 | --> | 0.4 | 0.396 | 3.3 |  | --> | 0.38 | 0 | 0 | 0 | 0 | 0.4 | 0 |  | --> | C17 ex CELBRIDGE | CELBRIDGE: T41 | GRIFFINRATH |  | 53.3455 | -6.5414
MV/LV Substation LI***4040 | 10 kV | 400V(3ph) & 230V(single ph) | LV | 200 kVA :Kiosk Substation | 0.2 | --> | 0.2 | 0.137 | 0.6 |  | --> | 0.19 | 0 | 0 | 0 | 0 | 0.209 | 0 |  | --> | C32 ex ACADEMY STREET | ACADEMY STREET: T44 | NAVAN |  | 53.6438 | -6.6872
MV/LV Substation LI***4041 | 10 kV | 400V(3ph) & 230V(single ph) | LV | 400 kVA :Kiosk Substation | 0.4 | --> | 0.4 | 0 | 0 | Constrained,otherwise capacity available =297kVA. | --> | 0.38 | 0 | 0 | 0 | 0 | 0.414 | 0 |  | --> | C18 ex BALGADDY | BALGADDY: T42 | GRANGE CASTLE |  | 53.3486 | -6.4237
MV/LV Substation LI***4042 | 10 kV | 400V(3ph) & 230V(single ph) | LV | 630 kVA :Building Structure | 0.63 | --> | 0.63 | 0.5 | 0.9 |  | --> | 0.598 | 0 | 0 | 0 | 0 | 0.5 | 0 |  | --> | C15 ex BRAY | BRAY: T41 | FASSAROE |  | 53.1899 | -6.1231
MV/LV Substation LI***405 | 10 kV | 400V(3ph) & 230V(single ph) | LV | 400 kVA :Kiosk Substation | 0.4 | --> | 0.4 | 0.374 | 2.1 |  | --> | 0.38 | 0 | 0 | 0 | 0 | 0.403 | 0 |  | --> | C14 ex TEMPLEOGUE | TEMPLEOGUE: T42 | MILLTOWN (DR) |  | 53.3049 | -6.3331
MV/LV Substation LI***405 | 20 kV | 400V(3ph) & 230V(single ph) | LV | 50 kVA :Pole Substation | 0.05 | --> | 0.05 | 0 | 0 | Constrained,otherwise capacity available =17kVA. | --> | 0.047 | 0 | 0 | 0 | 0.003 | 0.05 | 0 |  | --> | E15 ex WHITECHURCH | WHITECHURCH: T421 | KILBARRY |  | 51.9675 | -8.5229
MV/LV Substation LI***4051 | 20 kV | 400V(3ph) & 230V(single ph) | LV | 100 kVA :Pole Substation | 0.1 | --> | 0.1 | 0 | 0 | Constrained,otherwise capacity available =92kVA. | --> | 0.095 | 0 | 0 | 0 | 0 | 0.1 | 0 |  | --> | E21 ex ATHENRY | ATHENRY: T423 | GALWAY 110KV |  | 53.4227 | -8.5358
MV/LV Substation LI***4051 | 20 kV | 400V(3ph) & 230V(single ph) | LV | 100 kVA :Pole Substation | 0.1 | --> | 0.1 | 0.081 | 2.4 |  | --> | 0.095 | 0 | 0 | 0 | 0 | 0.102 | 0 |  | --> | E19 ex KENMARE | KENMARE: T421 | KNOCKEARAGH |  | 51.9055 | -9.6013
MV/LV Substation LI***4052 | 20 kV | 400V(3ph) & 230V(single ph) | LV | 50 kVA :Pole Substation | 0.05 | --> | 0.05 | 0 | 0 | Constrained,otherwise capacity available =49kVA. | --> | 0.047 | 0 | 0 | 0 | 0 | 0.049 | 0 |  | --> | C17 ex CLONES | CLONES: T41∥T42 | SHANKILL |  | 54.1572 | -7.1308
MV/LV Substation LI***4054 | 20 kV | 400V(3ph) & 230V(single ph) | LV | 50 kVA :Pole Substation | 0.05 | --> | 0.05 | 0 | 0 | Constrained,otherwise capacity available =50kVA. | --> | 0.047 | 0 | 0 | 0 | 0 | 0.049 | 0 |  | --> | E11 ex GLASMORE | GLASMORE: T421 | GLASMORE |  | 53.471 | -6.1981
MV/LV Substation LI***4055 | 20 kV | 400V(3ph) & 230V(single ph) | LV | 50 kVA :Pole Substation | 0.05 | --> | 0.05 | 0.043 | 2.1 |  | --> | 0.047 | 0 | 0 | 0 | 0.007 | 0.042 | 0 |  | --> | E17 ex KILROSS ROAD | KILROSS ROAD: T421 | TIPPERARY |  | 52.458 | -8.2863
MV/LV Substation LI***4056 | 10 kV | 400V(3ph) & 230V(single ph) | LV | 400 kVA :Kiosk Substation | 0.4 | --> | 0.4 | 0 | 0 | Constrained,otherwise capacity available =201kVA. | --> | 0.38 | 0 | 0 | 0 | 0.003 | 0.422 | 0 |  | --> | C15 ex KINSALE | KINSALE: T41∥T42 | BANDON |  | 51.708 | -8.5171
MV/LV Substation LI***4067 | 10 kV | 400V(3ph) & 230V(single ph) | LV | 50 kVA :Pole Substation | 0.05 | --> | 0.05 | 0.026 | 2.2 |  | --> | 0.047 | 0 | 0 | 0 | 0 | 0.052 | 0 |  | --> | C16 ex ROSSGEIR | ROSSGEIR: T41∥T42 | LETTERKENNY |  | 54.8873 | -7.509
MV/LV Substation LI***4068 | 20 kV | 400V(3ph) & 230V(single ph) | LV | 50 kVA :Pole Substation | 0.05 | --> | 0.05 | 0.05 | 1.8 |  | --> | 0.047 | 0 | 0 | 0 | 0 | 0.049 | 0 |  | --> | C18 ex ROSCOMMON | ROSCOMMON: T42 | LANESBORO |  | 53.5835 | -8.1394
MV/LV Substation LI***407 | 10 kV | 400V(3ph) & 230V(single ph) | LV | 630 kVA :Kiosk Substation | 0.63 | --> | 0.63 | 0.496 | 2.1 |  | --> | 0.598 | 0 | 0 | 0 | 0.01 | 0.5 | 0 |  | --> | C14 ex TEMPLEOGUE | TEMPLEOGUE: T42 | MILLTOWN (DR) |  | 53.3063 | -6.3353
MV/LV Substation LI***4072 | 10 kV | 400V(3ph) & 230V(single ph) | LV | 630 kVA :Building Structure | 0.63 | --> | 0.63 | 0.5 | 2.6 |  | --> | 0.598 | 0 | 0 | 0 | 0 | 0.5 | 0 |  | --> | C21 ex SALLYNOGGIN ROAD | SALLYNOGGIN ROAD: T41 | CHERRYWOOD |  | 53.2786 | -6.1374
MV/LV Substation LI***4075 | 20 kV | 400V(3ph) & 230V(single ph) | LV | 630 kVA :Kiosk Substation | 0.63 | --> | 0.63 | 0.5 | 2.5 |  | --> | 0.598 | 0 | 0 | 0 | 0 | 0.5 | 0 |  | --> | E17 ex CONG | CONG: T421∥T422 | CLOON |  | 53.5356 | -9.2748
MV/LV Substation LI***408 | 10 kV | 400V(3ph) & 230V(single ph) | LV | 100 kVA :Pole Substation | 0.1 | --> | 0.1 | 0.075 | 1.4 |  | --> | 0.095 | 0 | 0 | 0 | 0 | 0.103 | 0 |  | --> | C17 ex ROSCOMMON | ROSCOMMON: T41 | LANESBORO |  | 53.6154 | -8.2008
MV/LV Substation LI***408 | 10 kV | 400V(3ph) & 230V(single ph) | LV | 400 kVA :Kiosk Substation | 0.4 | --> | 0.4 | 0.332 | 2.1 |  | --> | 0.38 | 0 | 0 | 0 | 0 | 0.41 | 0 |  | --> | C14 ex TEMPLEOGUE | TEMPLEOGUE: T42 | MILLTOWN (DR) |  | 53.3058 | -6.3366
MV/LV Substation LI***4081 | 10 kV | 400V(3ph) & 230V(single ph) | LV | 50 kVA :Pole Substation | 0.05 | --> | 0.05 | 0.05 | 4.9 |  | --> | 0.047 | 0 | 0 | 0 | 0 | 0.049 | 0 |  | --> | C11 ex BALLINCOLLIG | BALLINCOLLIG: T41 | KILBARRY |  | 51.8353 | -8.5373
MV/LV Substation LI***4081 | 20 kV | 400V(3ph) & 230V(single ph) | LV | 50 kVA :Pole Substation | 0.05 | --> | 0.05 | 0.05 | 0.8 |  | --> | 0.047 | 0 | 0 | 0 | 0 | 0 | 0 | Constrained,otherwise capacity available =49kW. | --> | C12 ex BANTRY | BANTRY: T41∥T42 | BALLYLICKY |  | 51.5824 | -9.5667
MV/LV Substation LI***4086 | 20 kV | 400V(3ph) & 230V(single ph) | LV | 50 kVA :Pole Substation | 0.05 | --> | 0.05 | 0 | 0 | Constrained,otherwise capacity available =50kVA. | --> | 0.047 | 0 | 0 | 0 | 0 | 0.049 | 0 |  | --> | E15 ex WHITECHURCH | WHITECHURCH: T421 | KILBARRY |  | 51.9702 | -8.5283
MV/LV Substation LI***4088 | 20 kV | 400V(3ph) & 230V(single ph) | LV | 50 kVA :Pole Substation | 0.05 | --> | 0.05 | 0.042 | 2 |  | --> | 0.047 | 0 | 0 | 0 | 0 | 0.05 | 0 |  | --> | C16 ex CAPPAMORE | CAPPAMORE: T41∥T42 | ARDNACRUSHA |  | 52.599 | -8.2315
MV/LV Substation LI***4089 | 10 kV | 400V(3ph) & 230V(single ph) | LV | 1000 kVA :Building Structure | 1 | --> | 1 | 0.5 | 2.1 |  | --> | 0.95 | 0 | 0 | 0 | 0 | 0.5 | 0 |  | --> | C17 ex LIFFEY VALLEY | LIFFEY VALLEY: T41 | INCHICORE 220KV |  | 53.3522 | -6.3952
MV/LV Substation LI***4093 | 10 kV | 400V(3ph) & 230V(single ph) | LV | 630 kVA :Building Structure | 0.63 | --> | 0.63 | 0.5 | 9.6 |  | --> | 0.598 | 0 | 0 | 0 | 0 | 0.5 | 0 |  | --> | C19 ex GORTLEE | GORTLEE: T41∥T42 | LETTERKENNY |  | 54.9639 | -7.7134
MV/LV Substation LI***4093 | 10 kV | 400V(3ph) & 230V(single ph) | LV | 630 kVA :Building Structure | 0.63 | --> | 0.63 | 0.5 | 1.3 |  | --> | 0.598 | 0 | 0 | 0 | 0 | 0.5 | 0 |  | --> | C19 ex ENNIS NORTH | ENNIS NORTH: T41∥T42 | ENNIS |  | 52.8726 | -8.9662
MV/LV Substation LI***4095 | 20 kV | 400V(3ph) & 230V(single ph) | LV | 50 kVA :Pole Substation | 0.05 | --> | 0.05 | 0.05 | 1.6 |  | --> | 0.047 | 0 | 0 | 0 | 0 | 0.049 | 0 |  | --> | E12 ex GURRANEBANE | GURRANEBANE: T421∥T422 | OUGHTRAGH |  | 51.9901 | -10.1239
MV/LV Substation LI***4096 | 10 kV | 400V(3ph) & 230V(single ph) | LV | 50 kVA :Pole Substation | 0.05 | --> | 0.05 | 0.05 | 3.6 |  | --> | 0.047 | 0 | 0 | 0 | 0 | 0.049 | 0 |  | --> | C27 ex BALLYCROSSAUN | BALLYCROSSAUN: T421∥T422 | SOMERSET |  | 53.1544 | -8.3372
MV/LV Substation LI***4098 | 10 kV | 400V(3ph) & 230V(single ph) | LV | 630 kVA :Kiosk Substation | 0.63 | --> | 0.63 | 0 | 0 | Constrained,otherwise capacity available =500kVA. | --> | 0.598 | 0 | 0 | 0 | 0 | 0.5 | 0 |  | --> | C14 ex GREYSTONES | GREYSTONES: T42 | FASSAROE |  | 53.1387 | -6.0905
MV/LV Substation LI***4098 | 10 kV | 400V(3ph) & 230V(single ph) | LV | 50 kVA :Pole Substation | 0.05 | --> | 0.05 | 0.041 | 1.3 |  | --> | 0.047 | 0 | 0 | 0 | 0 | 0 | 0 | Constrained,otherwise capacity available =50kW. | --> | C26 ex KILKEE | KILKEE: T41 | TULLABRACK |  | 52.6956 | -9.6223
MV/LV Substation LI***4099 | 20 kV | 400V(3ph) & 230V(single ph) | LV | 400 kVA :Kiosk Substation | 0.4 | --> | 0.4 | 0.388 | 4.7 |  | --> | 0.38 | 0 | 0 | 0 | 0 | 0.401 | 0 |  | --> | E18 ex EDGEWORTHSTOWN | EDGEWORTHSTOWN: T421∥T422 | RICHMOND |  | 53.6954 | -7.6093
MV/LV Substation LI***410 | 10 kV | 400V(3ph) & 230V(single ph) | LV | 400 kVA :Kiosk Substation | 0.4 | --> | 0.4 | 0.368 | 2.1 |  | --> | 0.38 | 0 | 0 | 0 | 0.001 | 0.403 | 0 |  | --> | C14 ex TEMPLEOGUE | TEMPLEOGUE: T42 | MILLTOWN (DR) |  | 53.3054 | -6.3384
MV/LV Substation LI***4100 | 20 kV | 400V(3ph) & 230V(single ph) | LV | 50 kVA :Pole Substation | 0.05 | --> | 0.05 | 0 | 0 | Constrained,otherwise capacity available =47kVA. | --> | 0.047 | 0 | 0 | 0 | 0 | 0.049 | 0 |  | --> | E11 ex ACADEMY STREET | ACADEMY STREET: T421∥T422 | NAVAN |  | 53.6044 | -6.5957
MV/LV Substation LI***4101 | 10 kV | 400V(3ph) & 230V(single ph) | LV | 400 kVA :Kiosk Substation | 0.4 | --> | 0.4 | 0.275 | 0.7 |  | --> | 0.38 | 0 | 0 | 0 | 0.097 | 0.317 | 0 |  | --> | C21 ex MONEYCOOLEY | MONEYCOOLEY: T41 | GRIFFINRATH |  | 53.3824 | -6.5821
MV/LV Substation LI***4102 | 10 kV | 400V(3ph) & 230V(single ph) | LV | 1000 kVA :Building Structure | 1 | --> | 1 | 0.5 | 9.8 |  | --> | 0.95 | 0 | 0 | 0 | 0 | 0.5 | 0 |  | --> | C22 ex COOKSTOWN | COOKSTOWN: T102 | CARRICKMINES |  | 53.3015 | -6.3779
MV/LV Substation LI***4102 | 10 kV | 400V(3ph) & 230V(single ph) | LV | 630 kVA :Building Structure | 0.63 | --> | 0.63 | 0 | 0 | Constrained,otherwise capacity available =262kVA. | --> | 0.598 | 0 | 0 | 0 | 0 | 0.5 | 0 |  | --> | C18 ex POPPINTREE | POPPINTREE: T102 | FINGLAS |  | 53.3975 | -6.2658
MV/LV Substation LI***4106 | 10 kV | 400V(3ph) & 230V(single ph) | LV | 1000 kVA :Building Structure | 1 | --> | 1 | 0.5 | 2.1 |  | --> | 0.95 | 0 | 0 | 0 | 0.007 | 0.5 | 0 |  | --> | C14 ex TEMPLEOGUE | TEMPLEOGUE: T42 | MILLTOWN (DR) |  | 53.307 | -6.3383
MV/LV Substation LI***4110 | 20 kV | 400V(3ph) & 230V(single ph) | LV | 400 kVA :Kiosk Substation | 0.4 | --> | 0.4 | 0.4 | 2.6 |  | --> | 0.38 | 0 | 0 | 0 | 0 | 0.4 | 0 |  | --> | E19 ex KILCOCK | KILCOCK: T421 | GRIFFINRATH |  | 53.3982 | -6.6649
MV/LV Substation LI***4110 | 10 kV | 400V(3ph) & 230V(single ph) | LV | 1000 kVA :Building Structure | 1 | --> | 1 | 0.5 | 2.1 |  | --> | 0.95 | 0 | 0 | 0 | 0 | 0.5 | 0 |  | --> | C14 ex TEMPLEOGUE | TEMPLEOGUE: T42 | MILLTOWN (DR) |  | 53.307 | -6.3382
MV/LV Substation LI***4111 | 10 kV | 400V(3ph) & 230V(single ph) | LV | 630 kVA :Building Structure | 0.63 | --> | 0.63 | 0.482 | 7.6 |  | --> | 0.598 | 0 | 0 | 0 | 0 | 0.5 | 0 |  | --> | C23 ex TRINITY | TRINITY: T101 | POOLBEG |  | 53.3349 | -6.2486
MV/LV Substation LI***4112 | 20 kV | 400V(3ph) & 230V(single ph) | LV | 50 kVA :Pole Substation | 0.05 | --> | 0.05 | 0 | 0 | Constrained,otherwise capacity available =50kVA. | --> | 0.047 | 0 | 0 | 0 | 0 | 0.049 | 0 |  | --> | E17 ex KILCOLGAN | KILCOLGAN: T421 | GALWAY 110KV |  | 53.1856 | -8.7849
MV/LV Substation LI***4112 | 10 kV | 400V(3ph) & 230V(single ph) | LV | 400 kVA :Kiosk Substation | 0.4 | --> | 0.4 | 0.4 | 5.4 |  | --> | 0.38 | 0 | 0 | 0 | 0 | 0.4 | 0 |  | --> | E18 ex MOY | MOY: T421∥T422 | MOY |  | 54.1171 | -9.1527
MV/LV Substation LI***4112 | 20 kV | 400V(3ph) & 230V(single ph) | LV | 200 kVA :Pole Substation | 0.2 | --> | 0.2 | 0.168 | 1.6 |  | --> | 0.19 | 0 | 0 | 0 | 0.039 | 0 | 0 | Constrained,otherwise capacity available =163kW. | --> | E15 ex CASTLETOWNBERE | CASTLETOWNBERE: T421 | BALLYLICKY |  | 51.6043 | -10.007
MV/LV Substation LI***4115 | 10 kV | 400V(3ph) & 230V(single ph) | LV | 630 kVA :Building Structure | 0.63 | --> | 0.63 | 0 | 0 | Constrained,otherwise capacity available =500kVA. | --> | 0.598 | 0 | 0 | 0 | 0 | 0.5 | 0 |  | --> | C11 ex LOUGHLINSTOWN | LOUGHLINSTOWN: T41 | CARRICKMINES |  | 53.2337 | -6.1224
MV/LV Substation LI***4116 | 10 kV | 400V(3ph) & 230V(single ph) | LV | 1000 kVA :Building Structure | 1 | --> | 1 | 0 | 0 | Constrained,otherwise capacity available =500kVA. | --> | 0.95 | 0 | 0 | 0 | 0 | 0.5 | 0 |  | --> | C18 ex NORTH QUAYS | NORTH QUAYS: T102 | POOLBEG |  | 53.3563 | -6.2333
MV/LV Substation LI***4116 | 20 kV | 400V(3ph) & 230V(single ph) | LV | 630 kVA :Kiosk Substation | 0.63 | --> | 0.63 | 0.5 | 3.6 |  | --> | 0.598 | 0 | 0 | 0 | 0 | 0.5 | 0 |  | --> | E16 ex BALLYCROSSAUN | BALLYCROSSAUN: T421∥T422 | SOMERSET |  | 53.0941 | -8.2096
MV/LV Substation LI***4125 | 10 kV | 400V(3ph) & 230V(single ph) | LV | 50 kVA :Pole Substation | 0.05 | --> | 0.05 | 0.04 | 2.3 |  | --> | 0.047 | 0 | 0 | 0 | 0 | 0.051 | 0 |  | --> | C11 ex CASTLECOMER | CASTLECOMER: T41∥T42 | BALLYRAGGET |  | 52.8214 | -7.1617
MV/LV Substation LI***4129 | 10 kV | 400V(3ph) & 230V(single ph) | LV | 400 kVA :Building Structure | 0.4 | --> | 0.4 | 0 | 0 | Constrained,otherwise capacity available =400kVA. | --> | 0.38 | 0 | 0 | 0 | 0 | 0.4 | 0 |  | --> | C12 ex MOUNTGORRY | MOUNTGORRY: T42 | GRANGE (DR) |  | 53.4507 | -6.2269
MV/LV Substation LI***412Y | 10 kV | 400V(3ph) & 230V(single ph) | LV | 200 kVA :Kiosk Substation | 0.2 | --> | 0.2 | 0.129 | 1.3 |  | --> | 0.19 | 0 | 0 | 0 | 0 | 0.21 | 0 |  | --> | C16 ex GRANGE (SR) | GRANGE (SR): T41∥T42 | BUTLERSTOWN |  | 52.2463 | -7.0841
MV/LV Substation LI***413 | 20 kV | 400V(3ph) & 230V(single ph) | LV | 200 kVA :Pole Substation | 0.2 | --> | 0.2 | 0 | 0 | Constrained,otherwise capacity available =199kVA. | --> | 0.19 | 0 | 0 | 0 | 0 | 0 | 0 | Constrained,otherwise capacity available =200kW. | --> | E21 ex ASHBOURNE | ASHBOURNE: T421 | FINGLAS |  | 53.4928 | -6.2847
MV/LV Substation LI***4136 | 10 kV | 400V(3ph) & 230V(single ph) | LV | 200 kVA :Pole Substation | 0.2 | --> | 0.2 | 0 | 0 | Constrained,otherwise capacity available =200kVA. | --> | 0.19 | 0 | 0 | 0 | 0 | 0 | 0 | Constrained,otherwise capacity available =200kW. | --> | C17 ex BANAGHER | BANAGHER: T42 | DALLOW |  | 53.2417 | -8.105
MV/LV Substation LI***4138 | 10 kV | 400V(3ph) & 230V(single ph) | LV | 100 kVA :Pole Substation | 0.1 | --> | 0.1 | 0.098 | 5.2 |  | --> | 0.095 | 0 | 0 | 0 | 0 | 0.1 | 0 |  | --> | C11 ex KILFLYNN | KILFLYNN: T41∥T42 | TRALEE |  | 52.2996 | -9.693
MV/LV Substation LI***4139 | 10 kV | 400V(3ph) & 230V(single ph) | LV | 200 kVA :Pole Substation | 0.2 | --> | 0.2 | 0 | 0 | Constrained,otherwise capacity available =141kVA. | --> | 0.19 | 0 | 0 | 0 | 0.035 | 0.171 | 0 |  | --> | C20 ex CAVAN | CAVAN: T42 | SHANKILL |  | 54.0191 | -7.3225
MV/LV Substation LI***413Z | 10 kV | 400V(3ph) & 230V(single ph) | LV | 630 kVA :Kiosk Substation | 0.63 | --> | 0.63 | 0 | 0 | Constrained,otherwise capacity available =500kVA. | --> | 0.598 | 0 | 0 | 0 | 0 | 0.5 | 0 |  | --> | C15 ex MALAHIDE | MALAHIDE: T41 | GLASMORE |  | 53.4193 | -6.1474
MV/LV Substation LI***4140 | 10 kV | 400V(3ph) & 230V(single ph) | LV | 100 kVA :Pole Substation | 0.1 | --> | 0.1 | 0.1 | 1 |  | --> | 0.095 | 0 | 0 | 0 | 0 | 0 | 0 | Constrained,otherwise capacity available =100kW. | --> | C11 ex LOUGHTAGALLA | LOUGHTAGALLA: T41∥T42 | THURLES |  | 52.638 | -7.7401
MV/LV Substation LI***4142 | 20 kV | 400V(3ph) & 230V(single ph) | LV | 400 kVA :Building Structure | 0.4 | --> | 0.4 | 0.399 | 8.5 |  | --> | 0.38 | 0 | 0 | 0 | 0 | 0.4 | 0 |  | --> | C14 ex ARDGEEHA | ARDGEEHA: T41∥T42 | DOON |  | 52.4049 | -7.7079
MV/LV Substation LI***4143 | 10 kV | 400V(3ph) & 230V(single ph) | LV | 100 kVA :Pole Substation | 0.1 | --> | 0.1 | 0.1 | 6.5 |  | --> | 0.095 | 0 | 0 | 0 | 0 | 0.1 | 0 |  | --> | C21 ex CAHIR | CAHIR: T41 | CAHIR |  | 52.3615 | -7.8421
MV/LV Substation LI***4149 | 20 kV | 400V(3ph) & 230V(single ph) | LV | 50 kVA :Pole Substation | 0.05 | --> | 0.05 | 0 | 0 | Constrained,otherwise capacity available =50kVA. | --> | 0.047 | 0 | 0 | 0 | 0 | 0.049 | 0 |  | --> | E18 ex DALTON | DALTON: T421∥T422 | DALTON |  | 53.7022 | -8.9814
MV/LV Substation LI***414X | 10 kV | 400V(3ph) & 230V(single ph) | LV | 100 kVA :Pole Substation | 0.1 | --> | 0.1 | 0.081 | 5.5 |  | --> | 0.095 | 0 | 0 | 0 | 0 | 0.102 | 0 |  | --> | C18 ex ABBEYLAND | ABBEYLAND: T42 | NAVAN |  | 53.6662 | -6.7223
MV/LV Substation LI***414Z | 10 kV | 400V(3ph) & 230V(single ph) | LV | 50 kVA :Pole Substation | 0.05 | --> | 0.05 | 0.038 | 0.3 |  | --> | 0.047 | 0 | 0 | 0 | 0 | 0.051 | 0 |  | --> | C15 ex DRUMBEAR | DRUMBEAR: T41∥T42 | LISDRUM |  | 54.2178 | -6.8467
MV/LV Substation LI***4152 | 20 kV | 400V(3ph) & 230V(single ph) | LV | 400 kVA :Kiosk Substation | 0.4 | --> | 0.4 | 0.344 | 10.7 |  | --> | 0.38 | 0 | 0 | 0 | 0.031 | 0.376 | 0 |  | --> | E13 ex COOLROE | COOLROE: T121 | COOLROE |  | 51.8806 | -8.6269
MV/LV Substation LI***4155 | 10 kV | 400V(3ph) & 230V(single ph) | LV | 630 kVA :Building Structure | 0.63 | --> | 0.63 | 0.5 | 6 |  | --> | 0.598 | 0 | 0 | 0 | 0 | 0.5 | 0 |  | --> | C14 ex MALLOW | MALLOW: T42 | MALLOW |  | 52.1371 | -8.6523
MV/LV Substation LI***4157 | 10 kV | 400V(3ph) & 230V(single ph) | LV | 400 kVA :Building Structure | 0.4 | --> | 0.4 | 0 | 0 | Constrained,otherwise capacity available =319kVA. | --> | 0.38 | 0 | 0 | 0 | 0 | 0.412 | 0 |  | --> | C13 ex CRANMORE | CRANMORE: T41∥T42 | SLIGO |  | 54.2666 | -8.4605
MV/LV Substation LI***4159 | 20 kV | 400V(3ph) & 230V(single ph) | LV | 50 kVA :Pole Substation | 0.05 | --> | 0.05 | 0 | 0 | Constrained,otherwise capacity available =43kVA. | --> | 0.047 | 0 | 0 | 0 | 0 | 0 | 0 | Constrained,otherwise capacity available =50kW. | --> | E20 ex BIRR | BIRR: T422 | DALLOW |  | 53.0279 | -8.0459
MV/LV Substation LI***4164 | 10 kV | 400V(3ph) & 230V(single ph) | LV | 400 kVA :Kiosk Substation | 0.4 | --> | 0.4 | 0.273 | 0.3 | Constrained,otherwise capacity available =319kVA. | --> | 0.38 | 0 | 0 | 0 | 0 | 0.412 | 0 |  | --> | C14 ex DRUMBEAR | DRUMBEAR: T41∥T42 | LISDRUM |  | 54.2519 | -6.9665
MV/LV Substation LI***4171 | 10 kV | 400V(3ph) & 230V(single ph) | LV | 630 kVA :Building Structure | 0.63 | --> | 0.63 | 0 | 0 | Constrained,otherwise capacity available =500kVA. | --> | 0.598 | 0 | 0 | 0 | 0.007 | 0.5 | 0 |  | --> | C21 ex PHIBSBORO | PHIBSBORO: T41 | FINGLAS |  | 53.3581 | -6.2883
MV/LV Substation LI***4176 | 10 kV | 400V(3ph) & 230V(single ph) | LV | 1000 kVA :Building Structure | 1 | --> | 1 | 0.5 | 3.3 |  | --> | 0.95 | 0 | 0 | 0 | 0 | 0 | 0 | Constrained,otherwise capacity available =500kW. | --> | C12 ex PALMERSTOWN | PALMERSTOWN: T42 | FINGLAS |  | 53.353 | -6.3921
MV/LV Substation LI***4177 | 10 kV | 400V(3ph) & 230V(single ph) | LV | 50 kVA :Pole Substation | 0.05 | --> | 0.05 | 0.042 | 0.3 |  | --> | 0.047 | 0 | 0 | 0 | 0 | 0.05 | 0 |  | --> | C20 ex DRUMBEAR | DRUMBEAR: T41∥T42 | LISDRUM |  | 54.2038 | -6.9646
MV/LV Substation LI***4178 | 10 kV | 400V(3ph) & 230V(single ph) | LV | 50 kVA :Pole Substation | 0.05 | --> | 0.05 | 0.05 | 3.1 |  | --> | 0.047 | 0 | 0 | 0 | 0 | 0.049 | 0 |  | --> | C19 ex ERRIGAL | ERRIGAL: T41 | SHANKILL |  | 54.0532 | -7.0145
MV/LV Substation LI***4180 | 10 kV | 400V(3ph) & 230V(single ph) | LV | 50 kVA :Pole Substation | 0.05 | --> | 0.05 | 0.05 | 2 |  | --> | 0.047 | 0 | 0 | 0 | 0 | 0.049 | 0 |  | --> | C12 ex CAPPAMORE | CAPPAMORE: T41∥T42 | ARDNACRUSHA |  | 52.6485 | -8.3879
MV/LV Substation LI***4182 | 20 kV | 400V(3ph) & 230V(single ph) | LV | 100 kVA :Pole Substation | 0.1 | --> | 0.1 | 0.07 | 2.4 |  | --> | 0.095 | 0 | 0 | 0 | 0.185 | 0 | 0 |  | --> | C22 ex BUSHFIELD | BUSHFIELD: T42 | ATHLONE |  | 53.4785 | -7.8325
MV/LV Substation LI***4182 | 20 kV | 400V(3ph) & 230V(single ph) | LV | 50 kVA :Pole Substation | 0.05 | --> | 0.05 | 0 | 0 | Constrained,otherwise capacity available =43kVA. | --> | 0.047 | 0 | 0 | 0 | 0 | 0.05 | 0 |  | --> | E16 ex JULIANSTOWN | JULIANSTOWN: T421∥T422 | DRYBRIDGE |  | 53.6493 | -6.3016
MV/LV Substation LI***4184 | 10 kV | 400V(3ph) & 230V(single ph) | LV | 400 kVA :Building Structure | 0.4 | --> | 0.4 | 0 | 0 | Constrained,otherwise capacity available =400kVA. | --> | 0.38 | 0 | 0 | 0 | 0 | 0.4 | 0 |  | --> | E12 ex DALTON | DALTON: T421∥T422 | DALTON |  | 53.7236 | -8.9925
MV/LV Substation LI***4188 | 10 kV | 400V(3ph) & 230V(single ph) | LV | 50 kVA :Pole Substation | 0.05 | --> | 0.05 | 0.046 | 1.4 |  | --> | 0.047 | 0 | 0 | 0 | 0 | 0.049 | 0 |  | --> | C17 ex ROSCOMMON | ROSCOMMON: T41 | LANESBORO |  | 53.6208 | -8.2041
MV/LV Substation LI***4190 | 20 kV | 400V(3ph) & 230V(single ph) | LV | 400 kVA :Kiosk Substation | 0.4 | --> | 0.4 | 0 | 0 | Constrained,otherwise capacity available =285kVA. | --> | 0.38 | 0 | 0 | 0 | 0 | 0.417 | 0 |  | --> | E17 ex BALTRASNA | BALTRASNA: T121 | BALTRASNA |  | 53.5128 | -6.542
MV/LV Substation LI***4200 | 20 kV | 400V(3ph) & 230V(single ph) | LV | 50 kVA :Pole Substation | 0.05 | --> | 0.05 | 0 | 0 | Constrained,otherwise capacity available =35kVA. | --> | 0.047 | 0 | 0 | 0 | 0 | 0.051 | 0 |  | --> | C16 ex CARRICK ON SHANNON | CARRICK ON SHANNON: T41∥T42 | CARRICK ON SHANNON |  | 53.8267 | -8.1295
MV/LV Substation LI***4201 | 10 kV | 400V(3ph) & 230V(single ph) | LV | 400 kVA :Building Structure | 0.4 | --> | 0.4 | 0 | 0 | Constrained,otherwise capacity available =321kVA. | --> | 0.38 | 0 | 0 | 0 | 0 | 0 | 0 | Constrained,otherwise capacity available =411kW. | --> | C20 ex CLOONLOUGH | CLOONLOUGH: T41∥T42 | BARRYMORE |  | 52.2612 | -8.2705
MV/LV Substation LI***4203 | 10 kV | 400V(3ph) & 230V(single ph) | LV | 400 kVA :Kiosk Substation | 0.4 | --> | 0.4 | 0 | 0 | Constrained,otherwise capacity available =316kVA. | --> | 0.38 | 0 | 0 | 0 | 0 | 0.412 | 0 |  | --> | C20 ex DENNEHYS CROSS | DENNEHYS CROSS: T42 | TRABEG |  | 51.8816 | -8.5124
MV/LV Substation LI***4204 | 10 kV | 400V(3ph) & 230V(single ph) | LV | 1000 kVA :Building Structure | 1 | --> | 1 | 0.5 | 3.3 |  | --> | 0.95 | 0 | 0 | 0 | 0 | 0 | 0 | Constrained,otherwise capacity available =500kW. | --> | C12 ex PALMERSTOWN | PALMERSTOWN: T42 | FINGLAS |  | 53.3537 | -6.3902
MV/LV Substation LI***4206 | 10 kV | 400V(3ph) & 230V(single ph) | LV | 50 kVA :Pole Substation | 0.05 | --> | 0.05 | 0 | 1.4 |  | --> | 0.047 | 0 | 0 | 0 | 0 | 0 | 0 | Constrained,otherwise capacity available =60kW. | --> | C16 ex DEERPARK | DEERPARK: T41∥T42 | BALLYDINE |  | 52.3682 | -7.5164
MV/LV Substation LI***4208 | 10 kV | 400V(3ph) & 230V(single ph) | LV | 100 kVA :Pole Substation | 0.1 | --> | 0.1 | 0.094 | 5.9 |  | --> | 0.095 | 0 | 0 | 0 | 0 | 0.1 | 0 |  | --> | C20 ex NEWMARKET (SR) | NEWMARKET (SR): T41∥T42 | GLENLARA |  | 52.2384 | -8.9513
MV/LV Substation LI***4211 | 10 kV | 400V(3ph) & 230V(single ph) | LV | 1000 kVA :Building Structure | 1 | --> | 1 | 0.5 | 6.6 |  | --> | 0.95 | 0 | 0 | 0 | 0 | 0.5 | 0 |  | --> | C14 ex MISERY HILL | MISERY HILL: T102 | POOLBEG |  | 53.3452 | -6.2314
MV/LV Substation LI***4212 | 10 kV | 400V(3ph) & 230V(single ph) | LV | 400 kVA :Kiosk Substation | 0.4 | --> | 0.4 | 0 | 0 | Constrained,otherwise capacity available =400kVA. | --> | 0.38 | 0 | 0 | 0 | 0 | 0.4 | 0 |  | --> | C12 ex KANTURK | KANTURK: T41∥T42 | GLENLARA |  | 52.1712 | -8.9037
MV/LV Substation LI***4213 | 20 kV | 400V(3ph) & 230V(single ph) | LV | 630 kVA :Building Structure | 0.63 | --> | 0.63 | 0.5 | 11.5 |  | --> | 0.598 | 0 | 0 | 0 | 0 | 0.5 | 0 |  | --> | E20 ex ADAMSTOWN | ADAMSTOWN: T122 | INCHICORE 220KV |  | 53.3456 | -6.4744
MV/LV Substation LI***4213 | 20 kV | 400V(3ph) & 230V(single ph) | LV | 50 kVA :Pole Substation | 0.05 | --> | 0.05 | 0 | 0 | Constrained,otherwise capacity available =50kVA. | --> | 0.047 | 0 | 0 | 0 | 0 | 0 | 0 | Constrained,otherwise capacity available =49kW. | --> | E18 ex BIRR | BIRR: T422 | DALLOW |  | 53.1018 | -8.0377
MV/LV Substation LI***4213 | 10 kV | 400V(3ph) & 230V(single ph) | LV | 400 kVA :Kiosk Substation | 0.4 | --> | 0.4 | 0 | 0 | Constrained,otherwise capacity available =398kVA. | --> | 0.38 | 0 | 0 | 0 | 0 | 0.4 | 0 |  | --> | C12 ex KANTURK | KANTURK: T41∥T42 | GLENLARA |  | 52.1723 | -8.9028
MV/LV Substation LI***4215 | 10 kV | 400V(3ph) & 230V(single ph) | LV | 50 kVA :Pole Substation | 0.05 | --> | 0.05 | 0.05 | 3.1 |  | --> | 0.047 | 0 | 0 | 0 | 0 | 0.049 | 0 |  | --> | C13 ex ERRIGAL | ERRIGAL: T41 | SHANKILL |  | 54.0076 | -7.2128
MV/LV Substation LI***421Z | 10 kV | 400V(3ph) & 230V(single ph) | LV | 200 kVA :Kiosk Substation | 0.2 | --> | 0.2 | 0 | 0 | Constrained,otherwise capacity available =114kVA. | --> | 0.19 | 0 | 0 | 0 | 0.006 | 0.206 | 0 |  | --> | C18 ex MOUNTGORRY | MOUNTGORRY: T42 | GRANGE (DR) |  | 53.4516 | -6.189
MV/LV Substation LI***4224 | 10 kV | 400V(3ph) & 230V(single ph) | LV | 1000 kVA :Building Structure | 1 | --> | 1 | 0.5 | 3.3 |  | --> | 0.95 | 0 | 0 | 0 | 0 | 0 | 0 | Constrained,otherwise capacity available =500kW. | --> | C12 ex PALMERSTOWN | PALMERSTOWN: T42 | FINGLAS |  | 53.3537 | -6.3902
MV/LV Substation LI***4227 | 10 kV | 400V(3ph) & 230V(single ph) | LV | 400 kVA :Building Structure | 0.4 | --> | 0.4 | 0 | 0 | Constrained,otherwise capacity available =316kVA. | --> | 0.38 | 0 | 0 | 0 | 0 | 0.412 | 0 |  | --> | C13 ex CLONMINCH | CLONMINCH: T41 | THORNSBERRY |  | 53.2729 | -7.4864
MV/LV Substation LI***4228 | 10 kV | 400V(3ph) & 230V(single ph) | LV | 400 kVA :Kiosk Substation | 0.4 | --> | 0.4 | 0 | 0 | Constrained,otherwise capacity available =279kVA. | --> | 0.38 | 0 | 0 | 0 | 0.003 | 0.415 | 0 |  | --> | C13 ex CLONMINCH | CLONMINCH: T41 | THORNSBERRY |  | 53.2736 | -7.4876
MV/LV Substation LI***4229 | 10 kV | 400V(3ph) & 230V(single ph) | LV | 400 kVA :Kiosk Substation | 0.4 | --> | 0.4 | 0 | 0 | Constrained,otherwise capacity available =286kVA. | --> | 0.38 | 0 | 0 | 0 | 0.007 | 0.409 | 0 |  | --> | C13 ex CLONMINCH | CLONMINCH: T41 | THORNSBERRY |  | 53.2731 | -7.4883
MV/LV Substation LI***4230 | 10 kV | 400V(3ph) & 230V(single ph) | LV | 50 kVA :Pole Substation | 0.05 | --> | 0.05 | 0.05 | 1.5 |  | --> | 0.047 | 0 | 0 | 0 | 0 | 0.049 | 0 |  | --> | C11 ex DERRYCRAMPH | DERRYCRAMPH: T41∥T42 | SHANKILL |  | 53.9656 | -7.2201
MV/LV Substation LI***4231 | 10 kV | 400V(3ph) & 230V(single ph) | LV | 400 kVA :Building Structure | 0.4 | --> | 0.4 | 0 | 0 | Constrained,otherwise capacity available =284kVA. | --> | 0.38 | 0 | 0 | 0 | 0 | 0.417 | 0 |  | --> | C16 ex SANTRY | SANTRY: T42 | FINGLAS |  | 53.398 | -6.2167
MV/LV Substation LI***4232 | 10 kV | 400V(3ph) & 230V(single ph) | LV | 630 kVA :Building Structure | 0.63 | --> | 0.63 | 0 | 0 | Constrained,otherwise capacity available =500kVA. | --> | 0.598 | 0 | 0 | 0 | 0 | 0 | 0 | Constrained,otherwise capacity available =500kW. | --> | C14 ex COOLMINE | COOLMINE: T42 | FINGLAS |  | 53.3837 | -6.42
MV/LV Substation LI***4236 | 20 kV | 400V(3ph) & 230V(single ph) | LV | 50 kVA :Pole Substation | 0.05 | --> | 0.05 | 0.049 | 1.4 |  | --> | 0.047 | 0 | 0 | 0 | 0 | 0.049 | 0 |  | --> | C17 ex ROSCOMMON | ROSCOMMON: T41 | LANESBORO |  | 53.6202 | -8.2488
MV/LV Substation LI***423Y | 10 kV | 400V(3ph) & 230V(single ph) | LV | 630 kVA :Building Structure | 0.63 | --> | 0.63 | 0 | 0 | Constrained,otherwise capacity available =500kVA. | --> | 0.598 | 0 | 0 | 0 | 0 | 0.5 | 0 |  | --> | C26 ex GORESBRIDGE | GORESBRIDGE: T41∥T42 | KILKENNY |  | 52.6415 | -6.9853
MV/LV Substation LI***4240 | 10 kV | 400V(3ph) & 230V(single ph) | LV | 630 kVA :Building Structure | 0.63 | --> | 0.63 | 0.5 | 8.5 |  | --> | 0.598 | 0 | 0 | 0 | 0 | 0.5 | 0 |  | --> | C11 ex ARDGEEHA | ARDGEEHA: T41∥T42 | DOON |  | 52.356 | -7.7074
MV/LV Substation LI***4241 | 20 kV | 400V(3ph) & 230V(single ph) | LV | 50 kVA :Pole Substation | 0.05 | --> | 0.05 | 0.05 | 2.8 |  | --> | 0.047 | 0 | 0 | 0 | 0 | 0.049 | 0 |  | --> | E12 ex LONGFORD | LONGFORD: T422 | RICHMOND |  | 53.7915 | -7.8148
MV/LV Substation LI***4245 | 10 kV | 400V(3ph) & 230V(single ph) | LV | 400 kVA :Kiosk Substation | 0.4 | --> | 0.4 | 0.25 | 0.8 |  | --> | 0.38 | 0 | 0 | 0 | 0 | 0 | 0 | Constrained,otherwise capacity available =423kW. | --> | C15 ex BANTRY | BANTRY: T41∥T42 | BALLYLICKY |  | 51.6891 | -9.4447
MV/LV Substation LI***4246 | 20 kV | 400V(3ph) & 230V(single ph) | LV | 630 kVA :Building Structure | 0.63 | --> | 0.63 | 0 | 0 | Constrained,otherwise capacity available =500kVA. | --> | 0.598 | 0 | 0 | 0 | 0 | 0.5 | 0 |  | --> | C11 ex LOUGHSHINNY | LOUGHSHINNY: T41 | GLASMORE |  | 53.5251 | -6.159
MV/LV Substation LI***4247 | 10 kV | 400V(3ph) & 230V(single ph) | LV | 200 kVA :Building Structure | 0.2 | --> | 0.2 | 0 | 0 | Constrained,otherwise capacity available =108kVA. | --> | 0.19 | 0 | 0 | 0 | 0 | 0.213 | 0 |  | --> | C18 ex KILDARE | KILDARE: T41∥T42 | NEWBRIDGE |  | 53.156 | -6.9035
MV/LV Substation LI***4247 | 10 kV | 400V(3ph) & 230V(single ph) | LV | 630 kVA :Building Structure | 0.63 | --> | 0.63 | 0.5 | 12.2 |  | --> | 0.598 | 0 | 0 | 0 | 0 | 0.5 | 0 |  | --> | C22 ex SALTHILL | SALTHILL: T102 | SALTHILL |  | 53.2704 | -9.0997
MV/LV Substation LI***4249 | 10 kV | 400V(3ph) & 230V(single ph) | LV | 400 kVA :Building Structure | 0.4 | --> | 0.4 | 0 | 0 | Constrained,otherwise capacity available =335kVA. | --> | 0.38 | 0 | 0 | 0 | 0 | 0.41 | 0 |  | --> | C14 ex ATHGARVAN | ATHGARVAN: T44 | NEWBRIDGE |  | 53.1948 | -6.7629
MV/LV Substation LI***425 | 10 kV | 400V(3ph) & 230V(single ph) | LV | 33 kVA :Pole Substation | 0.033 | --> | 0.033 | 0.022 | 3.1 |  | --> | 0.031 | 0 | 0 | 0 | 0.007 | 0.026 | 0 |  | --> | C19 ex ERRIGAL | ERRIGAL: T41 | SHANKILL |  | 54.0526 | -7.0127
MV/LV Substation LI***4256 | 20 kV | 400V(3ph) & 230V(single ph) | LV | 100 kVA :Pole Substation | 0.1 | --> | 0.1 | 0.1 | 1.8 |  | --> | 0.095 | 0 | 0 | 0 | 0 | 0.1 | 0 |  | --> | E21 ex CURRALEIGH | CURRALEIGH: T421∥T422 | KILBARRY |  | 51.9317 | -8.6195
MV/LV Substation LI***4265 | 20 kV | 400V(3ph) & 230V(single ph) | LV | 400 kVA :Building Structure | 0.4 | --> | 0.4 | 0.312 | 6.2 |  | --> | 0.38 | 0 | 0 | 0 | 0 | 0.411 | 0 |  | --> | E12 ex BAGENALSTOWN | BAGENALSTOWN: T421∥T422 | CARLOW |  | 52.6996 | -6.9651
MV/LV Substation LI***4268 | 10 kV | 400V(3ph) & 230V(single ph) | LV | 400 kVA :Kiosk Substation | 0.4 | --> | 0.4 | 0 | 0 | Constrained,otherwise capacity available =388kVA. | --> | 0.38 | 0 | 0 | 0 | 0 | 0.401 | 0 |  | --> | C14 ex ATHGARVAN | ATHGARVAN: T44 | NEWBRIDGE |  | 53.1526 | -6.7774
MV/LV Substation LI***4270 | 20 kV | 400V(3ph) & 230V(single ph) | LV | 50 kVA :Pole Substation | 0.05 | --> | 0.05 | 0.05 | 11.9 |  | --> | 0.047 | 0 | 0 | 0 | 0 | 0 | 0 | Constrained,otherwise capacity available =49kW. | --> | E16 ex WESTPORT | WESTPORT: T421∥T422 | CASTLEBAR |  | 53.7387 | -9.5527
MV/LV Substation LI***4272 | 10 kV | 400V(3ph) & 230V(single ph) | LV | 400 kVA :Kiosk Substation | 0.4 | --> | 0.4 | 0 | 0 | Constrained,otherwise capacity available =318kVA. | --> | 0.38 | 0 | 0 | 0 | 0.01 | 0.402 | 0 |  | --> | C22 ex TERMONFECKIN ROAD | TERMONFECKIN ROAD: T41∥T42 | DRYBRIDGE |  | 53.7371 | -6.3402
MV/LV Substation LI***4273 | 10 kV | 400V(3ph) & 230V(single ph) | LV | 400 kVA :Kiosk Substation | 0.4 | --> | 0.4 | 0 | 0 | Constrained,otherwise capacity available =283kVA. | --> | 0.38 | 0 | 0 | 0 | 0 | 0 | 0 | Constrained,otherwise capacity available =412kW. | --> | C11 ex BELLFIELD | BELLFIELD: T41∥T42 | CRANE |  | 52.5071 | -6.5807
MV/LV Substation LI***428 | 10 kV | 400V(3ph) & 230V(single ph) | LV | 50 kVA :Pole Substation | 0.05 | --> | 0.05 | 0 | 0 | Constrained,otherwise capacity available =44kVA. | --> | 0.047 | 0 | 0 | 0 | 0 | 0.05 | 0 |  | --> | C17 ex SKIBBEREEN | SKIBBEREEN: T41∥T42 | DUNMANWAY |  | 51.556 | -9.1494
MV/LV Substation LI***4280 | 20 kV | 400V(3ph) & 230V(single ph) | LV | 50 kVA :Pole Substation | 0.05 | --> | 0.05 | 0 | 0 | Constrained,otherwise capacity available =50kVA. | --> | 0.047 | 0 | 0 | 0 | 0 | 0.049 | 0 |  | --> | E11 ex CAVAN | CAVAN: T421 | SHANKILL |  | 54.0664 | -7.2088
MV/LV Substation LI***4280 | 10 kV | 400V(3ph) & 230V(single ph) | LV | 400 kVA :Building Structure | 0.4 | --> | 0.4 | 0 | 0 | Constrained,otherwise capacity available =296kVA. | --> | 0.38 | 0 | 0 | 0 | 0 | 0 | 0 | Constrained,otherwise capacity available =415kW. | --> | C20 ex COOLMINE | COOLMINE: T42 | FINGLAS |  | 53.3958 | -6.4009
MV/LV Substation LI***4283 | 10 kV | 400V(3ph) & 230V(single ph) | LV | 400 kVA :Kiosk Substation | 0.4 | --> | 0.4 | 0 | 0 | Constrained,otherwise capacity available =277kVA. | --> | 0.38 | 0 | 0 | 0 | 0 | 0 | 0 | Constrained,otherwise capacity available =414kW. | --> | C13 ex FERMOY NORTH | FERMOY NORTH: T41∥T42 | BARRYMORE |  | 52.139 | -8.2658
MV/LV Substation LI***4284 | 20 kV | 400V(3ph) & 230V(single ph) | LV | 50 kVA :Pole Substation | 0.05 | --> | 0.05 | 0.041 | 0.3 |  | --> | 0.047 | 0 | 0 | 0 | 0 | 0.05 | 0 |  | --> | C23 ex TUAM NORTH | TUAM NORTH: T41∥T42 | CLOON |  | 53.5948 | -8.9359
MV/LV Substation LI***429 | 10 kV | 400V(3ph) & 230V(single ph) | LV | 50 kVA :Pole Substation | 0.05 | --> | 0.05 | 0.035 | 2.2 |  | --> | 0.047 | 0 | 0 | 0 | 0 | 0.051 | 0 |  | --> | C18 ex KINGSCOURT | KINGSCOURT: T42 | MEATH HILL |  | 53.9045 | -6.7981
MV/LV Substation LI***4295 | 10 kV | 400V(3ph) & 230V(single ph) | LV | 630 kVA :Kiosk Substation | 0.63 | --> | 0.63 | 0.5 | 0.7 |  | --> | 0.598 | 0 | 0 | 0 | 0 | 0.5 | 0 |  | --> | C21 ex MONEYCOOLEY | MONEYCOOLEY: T41 | GRIFFINRATH |  | 53.3872 | -6.5792
MV/LV Substation LI***430 | 20 kV | 400V(3ph) & 230V(single ph) | LV | 50 kVA :Pole Substation | 0.05 | --> | 0.05 | 0 | 0 | Constrained,otherwise capacity available =44kVA. | --> | 0.047 | 0 | 0 | 0 | 0.004 | 0.046 | 0 |  | --> | E17 ex CREAGH | CREAGH: T421∥T422 | ATHLONE |  | 53.3088 | -8.2694
MV/LV Substation LI***4303 | 10 kV | 400V(3ph) & 230V(single ph) | LV | 630 kVA :Kiosk Substation | 0.63 | --> | 0.63 | 0.5 | 0.7 |  | --> | 0.598 | 0 | 0 | 0 | 0.003 | 0.5 | 0 |  | --> | C21 ex MONEYCOOLEY | MONEYCOOLEY: T41 | GRIFFINRATH |  | 53.3881 | -6.5818
MV/LV Substation LI***4305 | 10 kV | 400V(3ph) & 230V(single ph) | LV | 630 kVA :Building Structure | 0.63 | --> | 0.63 | 0 | 0 | Constrained,otherwise capacity available =500kVA. | --> | 0.598 | 0 | 0 | 0 | 0 | 0.5 | 0 |  | --> | C39 ex COLLEGE PARK | COLLEGE PARK: T103 | COLLEGE PARK |  | 53.4209 | -6.3817
MV/LV Substation LI***4310 | 10 kV | 400V(3ph) & 230V(single ph) | LV | 400 kVA :Kiosk Substation | 0.4 | --> | 0.4 | 0.316 | 0.3 |  | --> | 0.38 | 0 | 0 | 0 | 0 | 0.412 | 0 |  | --> | C15 ex TUAM NORTH | TUAM NORTH: T41∥T42 | CLOON |  | 53.5076 | -8.872
MV/LV Substation LI***431Y | 10 kV | 400V(3ph) & 230V(single ph) | LV | 400 kVA :Kiosk Substation | 0.4 | --> | 0.4 | 0.288 | 8.3 |  | --> | 0.38 | 0 | 0 | 0 | 0 | 0.417 | 0 |  | --> | C25 ex BALLYBEG | BALLYBEG: T101 | CARRICKMINES |  | 52.9863 | -6.0566
MV/LV Substation LI***431Y | 20 kV | 400V(3ph) & 230V(single ph) | LV | 400 kVA :Building Structure | 0.4 | --> | 0.4 | 0 | 0 | Constrained,otherwise capacity available =168kVA. | --> | 0.38 | 0 | 0 | 0 | 0.017 | 0 | 0 | Constrained,otherwise capacity available =417kW. | --> | E12 ex PORTLAOISE | PORTLAOISE: T423∥T424 | PORTLAOISE |  | 53.0217 | -7.2973
MV/LV Substation LI***4322 | 20 kV | 400V(3ph) & 230V(single ph) | LV | 50 kVA :Pole Substation | 0.05 | --> | 0.05 | 0.05 | 2.6 |  | --> | 0.047 | 0 | 0 | 0 | 0 | 0.049 | 0 |  | --> | E17 ex LISDRUM | LISDRUM: T422 | LISDRUM |  | 54.2441 | -6.9128
MV/LV Substation LI***4325 | 10 kV | 400V(3ph) & 230V(single ph) | LV | 630 kVA :Kiosk Substation | 0.63 | --> | 0.63 | 0 | 0 | Constrained,otherwise capacity available =500kVA. | --> | 0.598 | 0 | 0 | 0 | 0.003 | 0.5 | 0 |  | --> | C22 ex TERMONFECKIN ROAD | TERMONFECKIN ROAD: T41∥T42 | DRYBRIDGE |  | 53.7346 | -6.3407
MV/LV Substation LI***433X | 10 kV | 400V(3ph) & 230V(single ph) | LV | 630 kVA :Building Structure | 0.63 | --> | 0.63 | 0.5 | 3.4 |  | --> | 0.598 | 0 | 0 | 0 | 0 | 0.5 | 0 |  | --> | C23 ex GALWAY 110KV | GALWAY 110KV: T103 | GALWAY 110KV |  | 53.2858 | -9.0378
MV/LV Substation LI***4345 | 10 kV | 400V(3ph) & 230V(single ph) | LV | 200 kVA :Kiosk Substation | 0.2 | --> | 0.2 | 0.127 | 7.4 |  | --> | 0.19 | 0 | 0 | 0 | 0 | 0.21 | 0 |  | --> | C18 ex MULLINGAR | MULLINGAR: T102 | MULLINGAR |  | 53.521 | -7.3598
MV/LV Substation LI***434X | 20 kV | 400V(3ph) & 230V(single ph) | LV | 200 kVA :Pole Substation | 0.2 | --> | 0.2 | 0.183 | 4.6 |  | --> | 0.19 | 0 | 0 | 0 | 0 | 0.202 | 0 |  | --> | E13 ex BALLYRAGGET | BALLYRAGGET: T421∥T422 | BALLYRAGGET |  | 52.7491 | -7.3277
MV/LV Substation LI***4350 | 10 kV | 400V(3ph) & 230V(single ph) | LV | 630 kVA :Building Structure | 0.63 | --> | 0.63 | 0.5 | 4.1 |  | --> | 0.598 | 0 | 0 | 0 | 0 | 0 | 0 | Constrained,otherwise capacity available =500kW. | --> | E17 ex CHARLEVILLE | CHARLEVILLE: T422 | CHARLEVILLE |  | 52.3621 | -8.6801
MV/LV Substation LI***436 | 10 kV | 400V(3ph) & 230V(single ph) | LV | 630 kVA :Kiosk Substation | 0.63 | --> | 0.63 | 0 | 0 | Constrained,otherwise capacity available =500kVA. | --> | 0.598 | 0 | 0 | 0 | 0.024 | 0.5 | 0 |  | --> | E16 ex DRUMLINE | DRUMLINE: T421∥T422 | DRUMLINE |  | 52.7122 | -8.8589
MV/LV Substation LI***4363 | 10 kV | 400V(3ph) & 230V(single ph) | LV | 50 kVA :Pole Substation | 0.05 | --> | 0.05 | 0.05 | 1 |  | --> | 0.047 | 0 | 0 | 0 | 0 | 0.049 | 0 |  | --> | C16 ex KILCULLEN | KILCULLEN: T42 | STRATFORD |  | 53.1205 | -6.8342
MV/LV Substation LI***4371 | 20 kV | 400V(3ph) & 230V(single ph) | LV | 400 kVA :Kiosk Substation | 0.4 | --> | 0.4 | 0 | 0 | Constrained,otherwise capacity available =368kVA. | --> | 0.38 | 0 | 0 | 0 | 0 | 0 | 0 | Constrained,otherwise capacity available =404kW. | --> | E11 ex CASTLELYONS | CASTLELYONS: T421∥T422 | BARRYMORE |  | 52.0763 | -8.2864
MV/LV Substation LI***4375 | 10 kV | 400V(3ph) & 230V(single ph) | LV | 630 kVA :Kiosk Substation | 0.63 | --> | 0.63 | 0 | 0 | Constrained,otherwise capacity available =500kVA. | --> | 0.598 | 0 | 0 | 0 | 0.002 | 0.5 | 0 |  | --> | C22 ex TERMONFECKIN ROAD | TERMONFECKIN ROAD: T41∥T42 | DRYBRIDGE |  | 53.7364 | -6.3406
MV/LV Substation LI***4378 | 10 kV | 400V(3ph) & 230V(single ph) | LV | 630 kVA :Building Structure | 0.63 | --> | 0.63 | 0.5 | 1.6 |  | --> | 0.598 | 0 | 0 | 0 | 0 | 0.5 | 0 |  | --> | C18 ex CELBRIDGE | CELBRIDGE: T42 | GRIFFINRATH |  | 53.2985 | -6.5026
MV/LV Substation LI***4379 | 20 kV | 400V(3ph) & 230V(single ph) | LV | 630 kVA :Kiosk Substation | 0.63 | --> | 0.63 | 0 | 0 | Constrained,otherwise capacity available =500kVA. | --> | 0.598 | 0 | 0 | 0 | 0 | 0 | 0 | Constrained,otherwise capacity available =500kW. | --> | E11 ex CASTLELYONS | CASTLELYONS: T421∥T422 | BARRYMORE |  | 52.0742 | -8.2861
MV/LV Substation LI***439 | 10 kV | 400V(3ph) & 230V(single ph) | LV | 400 kVA :Kiosk Substation | 0.4 | --> | 0.4 | 0.369 | 2.1 |  | --> | 0.38 | 0 | 0 | 0 | 0.003 | 0.401 | 0 |  | --> | C14 ex TEMPLEOGUE | TEMPLEOGUE: T42 | MILLTOWN (DR) |  | 53.3063 | -6.3387
MV/LV Substation LI***439 | 20 kV | 400V(3ph) & 230V(single ph) | LV | 50 kVA :Pole Substation | 0.05 | --> | 0.05 | 0 | 0 | Constrained,otherwise capacity available =36kVA. | --> | 0.047 | 0 | 0 | 0 | 0 | 0.051 | 0 |  | --> | C11 ex RAHEEN | RAHEEN: T41 | LIMERICK |  | 52.6009 | -8.6337
MV/LV Substation LI***4397 | 10 kV | 400V(3ph) & 230V(single ph) | LV | 50 kVA :Pole Substation | 0.05 | --> | 0.05 | 0.047 | 2.4 |  | --> | 0.047 | 0 | 0 | 0 | 0 | 0.049 | 0 |  | --> | C14 ex BALLYMAHON | BALLYMAHON: T41∥T42 | ATHLONE |  | 53.6125 | -7.7792
MV/LV Substation LI***4406 | 10 kV | 400V(3ph) & 230V(single ph) | LV | 400 kVA :Building Structure | 0.4 | --> | 0.4 | 0.4 | 4.4 |  | --> | 0.38 | 0 | 0 | 0 | 0 | 0 | 0 | Constrained,otherwise capacity available =400kW. | --> | C13 ex CHURCHTOWN | CHURCHTOWN: T41 | RATHKEALE |  | 52.4576 | -9.059
MV/LV Substation LI***4407 | 10 kV | 400V(3ph) & 230V(single ph) | LV | 50 kVA :Pole Substation | 0.05 | --> | 0.05 | 0 | 0 | Constrained,otherwise capacity available =43kVA. | --> | 0.047 | 0 | 0 | 0 | 0 | 0 | 0 | Constrained,otherwise capacity available =50kW. | --> | C20 ex TEMPLEMORE | TEMPLEMORE: T42 | IKERRIN |  | 52.8217 | -7.8688
MV/LV Substation LI***4412 | 10 kV | 400V(3ph) & 230V(single ph) | LV | 630 kVA :Building Structure | 0.63 | --> | 0.63 | 0.5 | 2.9 |  | --> | 0.598 | 0 | 0 | 0 | 0 | 0.5 | 0 |  | --> | C16 ex MALAHIDE | MALAHIDE: T42 | GLASMORE |  | 53.4384 | -6.1355
MV/LV Substation LI***4427 | 10 kV | 400V(3ph) & 230V(single ph) | LV | 1000 kVA :Building Structure | 1 | --> | 1 | 0 | 0 | Constrained,otherwise capacity available =500kVA. | --> | 0.95 | 0 | 0 | 0 | 0 | 0.5 | 0 |  | --> | C13 ex DRUMCONDRA | DRUMCONDRA: T41 | MCDERMOTT |  | 53.3724 | -6.2537
MV/LV Substation LI***4450 | 10 kV | 400V(3ph) & 230V(single ph) | LV | 400 kVA :Building Structure | 0.4 | --> | 0.4 | 0 | 0 | Constrained,otherwise capacity available =209kVA. | --> | 0.38 | 0 | 0 | 0 | 0 | 0.416 | 0 |  | --> | C19 ex ROSEHILL | ROSEHILL: T41 | KILKENNY |  | 52.6406 | -7.2478
MV/LV Substation LI***447 | 10 kV | 400V(3ph) & 230V(single ph) | LV | 100 kVA :Pole Substation | 0.1 | --> | 0.1 | 0.083 | 1.2 |  | --> | 0.095 | 0 | 0 | 0 | 0 | 0.102 | 0 |  | --> | C18 ex SRAH | SRAH: T41∥T42 | THORNSBERRY |  | 53.2983 | -7.5595
MV/LV Substation LI***4479 | 10 kV | 400V(3ph) & 230V(single ph) | LV | 1000 kVA :Building Structure | 1 | --> | 1 | 0.5 | 7.6 |  | --> | 0.95 | 0 | 0 | 0 | 0 | 0.5 | 0 |  | --> | C13 ex TRINITY | TRINITY: T101 | POOLBEG |  | 53.3458 | -6.2435
MV/LV Substation LI***4482 | 10 kV | 400V(3ph) & 230V(single ph) | LV | 1000 kVA :Building Structure | 1 | --> | 1 | 0.5 | 2.9 |  | --> | 0.95 | 0 | 0 | 0 | 0 | 0.5 | 0 |  | --> | C26 ex WOLFE TONE STREET | WOLFE TONE STREET: T102 | FINGLAS |  | 53.3487 | -6.2703
MV/LV Substation LI***4483 | 10 kV | 400V(3ph) & 230V(single ph) | LV | 1000 kVA :Building Structure | 1 | --> | 1 | 0.5 | 7.6 |  | --> | 0.95 | 0 | 0 | 0 | 0 | 0.5 | 0 |  | --> | C13 ex TRINITY | TRINITY: T101 | POOLBEG |  | 53.3456 | -6.2436
MV/LV Substation LI***451X | 10 kV | 400V(3ph) & 230V(single ph) | LV | 100 kVA :Pole Substation | 0.1 | --> | 0.1 | 0.076 | 3.7 |  | --> | 0.095 | 0 | 0 | 0 | 0.011 | 0.091 | 0 |  | --> | C21 ex ROSS CARBERY | ROSS CARBERY: T41∥T42 | DUNMANWAY |  | 51.6017 | -8.9601
MV/LV Substation LI***454 | 20 kV | 400V(3ph) & 230V(single ph) | LV | 100 kVA :Pole Substation | 0.1 | --> | 0.1 | 0 | 0 | Constrained,otherwise capacity available =67kVA. | --> | 0.095 | 0 | 0 | 0 | 0 | 0.104 | 0 |  | --> | C13 ex CLONAKILTY | CLONAKILTY: T41∥T42 | DUNMANWAY |  | 51.6093 | -8.7561
MV/LV Substation LI***4553 | 20 kV | 400V(3ph) & 230V(single ph) | LV | 50 kVA :Pole Substation | 0.05 | --> | 0.05 | 0.044 | 4.7 |  | --> | 0.047 | 0 | 0 | 0 | 0 | 0.05 | 0 |  | --> | E17 ex EDGEWORTHSTOWN | EDGEWORTHSTOWN: T421∥T422 | RICHMOND |  | 53.6431 | -7.6603
MV/LV Substation LI***456 | 20 kV | 400V(3ph) & 230V(single ph) | LV | 50 kVA :Pole Substation | 0.05 | --> | 0.05 | 0.049 | 1.6 |  | --> | 0.047 | 0 | 0 | 0 | 0 | 0.049 | 0 |  | --> | C18 ex NEWTOWNCUNNINGHAM | NEWTOWNCUNNINGHAM: T41∥T42 | LETTERKENNY |  | 55.0424 | -7.4086
MV/LV Substation LI***4584 | 10 kV | 400V(3ph) & 230V(single ph) | LV | 400 kVA :Building Structure | 0.4 | --> | 0.4 | 0.328 | 6.6 |  | --> | 0.38 | 0 | 0 | 0 | 0 | 0.411 | 0 |  | --> | C19 ex GLEBE | GLEBE: T41∥T42 | RICHMOND |  | 53.7263 | -7.7925
MV/LV Substation LI***4616 | 10 kV | 400V(3ph) & 230V(single ph) | LV | 1000 kVA :Building Structure | 1 | --> | 1 | 0 | 0 | Constrained,otherwise capacity available =500kVA. | --> | 0.95 | 0 | 0 | 0 | 0 | 0.5 | 0 |  | --> | C13 ex GLOUCESTER PLACE | GLOUCESTER PLACE: T41 | MCDERMOTT |  | 53.3601 | -6.2449
MV/LV Substation LI***461X | 10 kV | 400V(3ph) & 230V(single ph) | LV | 50 kVA :Pole Substation | 0.05 | --> | 0.05 | 0.049 | 1.3 |  | --> | 0.047 | 0 | 0 | 0 | 0 | 0.049 | 0 |  | --> | C17 ex BALLYBAY | BALLYBAY: T41∥T42 | LISDRUM |  | 54.0849 | -6.8262
MV/LV Substation LI***465 | 10 kV | 400V(3ph) & 230V(single ph) | LV | 50 kVA :Pole Substation | 0.05 | --> | 0.05 | 0 | 0 | Constrained,otherwise capacity available =49kVA. | --> | 0.047 | 0 | 0 | 0 | 0.003 | 0.046 | 0 |  | --> | C19 ex CARRICKMACROSS | CARRICKMACROSS: T41 | MEATH HILL |  | 53.9387 | -6.7877
MV/LV Substation LI***469X | 10 kV | 400V(3ph) & 230V(single ph) | LV | 630 kVA :Kiosk Substation | 0.63 | --> | 0.63 | 0 | 0 | Constrained,otherwise capacity available =500kVA. | --> | 0.598 | 0 | 0 | 0 | 0 | 0.5 | 0 |  | --> | C14 ex CARRICK ON SHANNON | CARRICK ON SHANNON: T41∥T42 | CARRICK ON SHANNON |  | 53.9408 | -8.1063
MV/LV Substation LI***470Z | 10 kV | 400V(3ph) & 230V(single ph) | LV | 400 kVA :Building Structure | 0.4 | --> | 0.4 | 0.293 | 0.7 |  | --> | 0.38 | 0 | 0 | 0 | 0.015 | 0.4 | 0 |  | --> | C11 ex MONEYCOOLEY | MONEYCOOLEY: T41 | GRIFFINRATH |  | 53.3695 | -6.5904
MV/LV Substation LI***472 | 10 kV | 400V(3ph) & 230V(single ph) | LV | 200 kVA :Pole Substation | 0.2 | --> | 0.2 | 0.127 | 1.8 |  | --> | 0.19 | 0 | 0 | 0 | 0 | 0.21 | 0 |  | --> | C12 ex ROSCOMMON | ROSCOMMON: T42 | LANESBORO |  | 53.6241 | -8.2024
MV/LV Substation LI***477 | 10 kV | 400V(3ph) & 230V(single ph) | LV | 100 kVA :Pole Substation | 0.1 | --> | 0.1 | 0 | 0 | Constrained,otherwise capacity available =92kVA. | --> | 0.095 | 0 | 0 | 0 | 0.003 | 0.097 | 0 |  | --> | C20 ex BUTTEVANT | BUTTEVANT: T41∥T42 | MALLOW |  | 52.2241 | -8.749
MV/LV Substation LI***481 | 10 kV | 400V(3ph) & 230V(single ph) | LV | 50 kVA :Pole Substation | 0.05 | --> | 0.05 | 0.033 | 2 |  | --> | 0.047 | 0 | 0 | 0 | 0 | 0.051 | 0 |  | --> | C17 ex BALLYTIVNAN | BALLYTIVNAN: T41 | SLIGO |  | 54.2915 | -8.4734
MV/LV Substation LI***482 | 20 kV | 400V(3ph) & 230V(single ph) | LV | 100 kVA :Pole Substation | 0.1 | --> | 0.1 | 0.095 | 1.6 |  | --> | 0.095 | 0 | 0 | 0 | 0 | 0.1 | 0 |  | --> | E21 ex MILLTOWN (SR) | MILLTOWN (SR): T421 | OUGHTRAGH |  | 52.1145 | -9.6678
MV/LV Substation LI***482Y | 10 kV | 400V(3ph) & 230V(single ph) | LV | 400 kVA :Kiosk Substation | 0.4 | --> | 0.4 | 0 | 0 | Constrained,otherwise capacity available =376kVA. | --> | 0.38 | 0 | 0 | 0 | 0 | 0.403 | 0 |  | --> | C18 ex CAVAN | CAVAN: T42 | SHANKILL |  | 54 | -7.376
MV/LV Substation LI***485 | 10 kV | 400V(3ph) & 230V(single ph) | LV | 400 kVA :Kiosk Substation | 0.4 | --> | 0.4 | 0.29 | 2.1 |  | --> | 0.38 | 0 | 0 | 0 | 0 | 0.417 | 0 |  | --> | C14 ex TEMPLEOGUE | TEMPLEOGUE: T42 | MILLTOWN (DR) |  | 53.3046 | -6.3293
MV/LV Substation LI***488Y | 10 kV | 400V(3ph) & 230V(single ph) | LV | 50 kVA :Pole Substation | 0.05 | --> | 0.05 | 0 | 0 | Constrained,otherwise capacity available =33kVA. | --> | 0.047 | 0 | 0 | 0 | 0.003 | 0 | 0 | Constrained,otherwise capacity available =48kW. | --> | C16 ex RATHDOWNEY | RATHDOWNEY: T42 | IKERRIN |  | 52.8847 | -7.511
MV/LV Substation LI***489 | 10 kV | 400V(3ph) & 230V(single ph) | LV | 100 kVA :Pole Substation | 0.1 | --> | 0.1 | 0.065 | 1.6 |  | --> | 0.095 | 0 | 0 | 0 | 0.009 | 0.095 | 0 |  | --> | C20 ex CAHIR | CAHIR: T42 | CAHIR |  | 52.3722 | -7.9409
MV/LV Substation LI***492Y | 10 kV | 400V(3ph) & 230V(single ph) | LV | 400 kVA :Building Structure | 0.4 | --> | 0.4 | 0.359 | 1.2 |  | --> | 0.38 | 0 | 0 | 0 | 0 | 0.406 | 0 |  | --> | C12 ex KYLEERAGH | KYLEERAGH: T42 | NENAGH |  | 52.864 | -8.2197
MV/LV Substation LI***494X | 20 kV | 400V(3ph) & 230V(single ph) | LV | 50 kVA :Pole Substation | 0.05 | --> | 0.05 | 0.049 | 1.5 |  | --> | 0.047 | 0 | 0 | 0 | 0 | 0.049 | 0 |  | --> | C21 ex TRAMORE | TRAMORE: T41 | BUTLERSTOWN |  | 52.161 | -7.2836
MV/LV Substation LI***501X | 10 kV | 400V(3ph) & 230V(single ph) | LV | 400 kVA :Building Structure | 0.4 | --> | 0.4 | 0 | 0 | Constrained,otherwise capacity available =373kVA. | --> | 0.38 | 0 | 0 | 0 | 0 | 0 | 0 | Constrained,otherwise capacity available =403kW. | --> | C18 ex RATHDOWNEY | RATHDOWNEY: T42 | IKERRIN |  | 52.8486 | -7.7136
MV/LV Substation LI***502 | 20 kV | 400V(3ph) & 230V(single ph) | LV | 50 kVA :Pole Substation | 0.05 | --> | 0.05 | 0 | 0 | Constrained,otherwise capacity available =50kVA. | --> | 0.047 | 0 | 0 | 0 | 0 | 0.049 | 0 |  | --> | E22 ex GLASMORE | GLASMORE: T422 | GLASMORE |  | 53.477 | -6.2074
MV/LV Substation LI***507Y | 10 kV | 400V(3ph) & 230V(single ph) | LV | 100 kVA :Pole Substation | 0.1 | --> | 0.1 | 0 | 4.6 |  | --> | 0.095 | 0 | 0 | 0 | 0 | 0.118 | 0 |  | --> | C18 ex BALLYJAMESDUFF | BALLYJAMESDUFF: T42 | SHANKILL |  | 53.9165 | -7.0695
MV/LV Substation LI***511 | 20 kV | 400V(3ph) & 230V(single ph) | LV | 100 kVA :Pole Substation | 0.1 | --> | 0.1 | 0.085 | 0.3 |  | --> | 0.095 | 0 | 0 | 0 | 0.004 | 0.098 | 0 |  | --> | C17 ex TUAM NORTH | TUAM NORTH: T41∥T42 | CLOON |  | 53.48 | -8.7168
MV/LV Substation LI***512Y | 10 kV | 400V(3ph) & 230V(single ph) | LV | 200 kVA :Kiosk Substation | 0.2 | --> | 0.2 | 0.147 | 1.6 |  | --> | 0.19 | 0 | 0 | 0 | 0.009 | 0.198 | 0 |  | --> | C20 ex CELBRIDGE | CELBRIDGE: T42 | GRIFFINRATH |  | 53.2994 | -6.5654
MV/LV Substation LI***513Z | 10 kV | 400V(3ph) & 230V(single ph) | LV | 400 kVA :Kiosk Substation | 0.4 | --> | 0.4 | 0.311 | 1.5 |  | --> | 0.38 | 0 | 0 | 0 | 0.019 | 0.393 | 0 |  | --> | C17 ex SALLINS | SALLINS: T41 | GRIFFINRATH |  | 53.2917 | -6.6882
MV/LV Substation LI***516Y | 10 kV | 400V(3ph) & 230V(single ph) | LV | 50 kVA :Pole Substation | 0.05 | --> | 0.05 | 0.05 | 3.1 |  | --> | 0.047 | 0 | 0 | 0 | 0 | 0.049 | 0 |  | --> | C19 ex ERRIGAL | ERRIGAL: T41 | SHANKILL |  | 54.0529 | -7.0124
MV/LV Substation LI***519X | 20 kV | 400V(3ph) & 230V(single ph) | LV | 100 kVA :Pole Substation | 0.1 | --> | 0.1 | 0 | 0 | Constrained,otherwise capacity available =76kVA. | --> | 0.095 | 0 | 0 | 0 | 0 | 0.103 | 0 |  | --> | C12 ex BALLAGHADERREEN | BALLAGHADERREEN: T41∥T42 | TONROE |  | 53.8581 | -8.6292
MV/LV Substation LI***520Y | 10 kV | 400V(3ph) & 230V(single ph) | LV | 630 kVA :Kiosk Substation | 0.63 | --> | 0.63 | 0 | 0 | Constrained,otherwise capacity available =325kVA. | --> | 0.598 | 0 | 0 | 0 | 0 | 0.5 | 0 |  | --> | C14 ex CAVAN | CAVAN: T42 | SHANKILL |  | 53.9926 | -7.3626
MV/LV Substation LI***523 | 10 kV | 400V(3ph) & 230V(single ph) | LV | 100 kVA :Pole Substation | 0.1 | --> | 0.1 | 0 | 0 | Constrained,otherwise capacity available =67kVA. | --> | 0.095 | 0 | 0 | 0 | 0.007 | 0.097 | 0 |  | --> | C15 ex SKIBBEREEN | SKIBBEREEN: T41∥T42 | DUNMANWAY |  | 51.5299 | -9.2547
MV/LV Substation LI***523 | 10 kV | 400V(3ph) & 230V(single ph) | LV | 100 kVA :Pole Substation | 0.1 | --> | 0.1 | 0.073 | 4.6 |  | --> | 0.095 | 0 | 0 | 0 | 0 | 0.103 | 0 |  | --> | C14 ex BALLYJAMESDUFF | BALLYJAMESDUFF: T42 | SHANKILL |  | 53.8592 | -7.1079
MV/LV Substation LI***523Z | 20 kV | 400V(3ph) & 230V(single ph) | LV | 630 kVA :Kiosk Substation | 0.63 | --> | 0.63 | 0.5 | 6.3 |  | --> | 0.598 | 0 | 0 | 0 | 0.007 | 0.5 | 0 |  | --> | C26 ex KILBARRY | KILBARRY: T43 | KILBARRY |  | 51.9278 | -8.5123
MV/LV Substation LI***524X | 10 kV | 400V(3ph) & 230V(single ph) | LV | 400 kVA :Kiosk Substation | 0.4 | --> | 0.4 | 0 | 0 | Constrained,otherwise capacity available =263kVA. | --> | 0.38 | 0 | 0 | 0 | 0.014 | 0.406 | 0 |  | --> | C19 ex KILMONEY | KILMONEY: T41∥T42 | TRABEG |  | 51.8103 | -8.3976
MV/LV Substation LI***530Y | 10 kV | 400V(3ph) & 230V(single ph) | LV | 100 kVA :Pole Substation | 0.1 | --> | 0.1 | 0.055 | 2 |  | --> | 0.095 | 0 | 0 | 0 | 0.003 | 0.103 | 0 |  | --> | C24 ex CARRICKMACROSS | CARRICKMACROSS: T42 | MEATH HILL |  | 54.0304 | -6.756
MV/LV Substation LI***539Y | 10 kV | 400V(3ph) & 230V(single ph) | LV | 50 kVA :Pole Substation | 0.05 | --> | 0.05 | 0.047 | 0.3 |  | --> | 0.047 | 0 | 0 | 0 | 0 | 0.049 | 0 |  | --> | C15 ex DRUMBEAR | DRUMBEAR: T41∥T42 | LISDRUM |  | 54.2108 | -6.9092
MV/LV Substation LI***543X | 10 kV | 400V(3ph) & 230V(single ph) | LV | 200 kVA :Kiosk Substation | 0.2 | --> | 0.2 | 0.163 | 2.8 |  | --> | 0.19 | 0 | 0 | 0 | 0.005 | 0 | 0 | Constrained,otherwise capacity available =200kW. | --> | C11 ex LEE BRIDGE | LEE BRIDGE: T41 | MACROOM |  | 51.9115 | -8.9822
MV/LV Substation LI***544X | 10 kV | 400V(3ph) & 230V(single ph) | LV | 400 kVA :Kiosk Substation | 0.4 | --> | 0.4 | 0.338 | 5 |  | --> | 0.38 | 0 | 0 | 0 | 0.01 | 0.398 | 0 |  | --> | C24 ex GALWAY 110KV | GALWAY 110KV: T102 | GALWAY 110KV |  | 53.2743 | -9.0017
MV/LV Substation LI***545X | 10 kV | 400V(3ph) & 230V(single ph) | LV | 630 kVA :Kiosk Substation | 0.63 | --> | 0.63 | 0.481 | 5 |  | --> | 0.598 | 0 | 0 | 0 | 0.003 | 0.5 | 0 |  | --> | C24 ex GALWAY 110KV | GALWAY 110KV: T102 | GALWAY 110KV |  | 53.2747 | -9.0002
MV/LV Substation LI***549Z | 10 kV | 400V(3ph) & 230V(single ph) | LV | 400 kVA :Building Structure | 0.4 | --> | 0.4 | 0.218 | 4 |  | --> | 0.38 | 0 | 0 | 0 | 0 | 0 | 0 | Constrained,otherwise capacity available =427kW. | --> | C22 ex LISMORE | LISMORE: T41∥T42 | DUNGARVAN |  | 52.138 | -7.9323
MV/LV Substation LI***550X | 10 kV | 400V(3ph) & 230V(single ph) | LV | 50 kVA :Pole Substation | 0.05 | --> | 0.05 | 0 | 0 | Constrained,otherwise capacity available =41kVA. | --> | 0.047 | 0 | 0 | 0 | 0 | 0 | 0 | Constrained,otherwise capacity available =50kW. | --> | C32 ex CLOYNE | CLOYNE: T41 | MIDLETON |  | 51.8546 | -8.1311
MV/LV Substation LI***550Y | 20 kV | 400V(3ph) & 230V(single ph) | LV | 200 kVA :Pole Substation | 0.2 | --> | 0.2 | 0 | 0 |  | --> | 0.19 | 0 | 0 | 0 | 0 | 0 | 0 | Constrained,otherwise capacity available =235kW. | --> | E19 ex PORTLAOISE | PORTLAOISE: T423∥T424 | PORTLAOISE |  | 53.0312 | -7.2476
MV/LV Substation LI***551Z | 10 kV | 400V(3ph) & 230V(single ph) | LV | 400 kVA :Kiosk Substation | 0.4 | --> | 0.4 | 0.298 | 4.5 |  | --> | 0.38 | 0 | 0 | 0 | 0.002 | 0.413 | 0 |  | --> | C21 ex MAYFIELD | MAYFIELD: T41 | KILBARRY |  | 51.9173 | -8.4401
MV/LV Substation LI***555 | 10 kV | 400V(3ph) & 230V(single ph) | LV | 400 kVA :Building Structure | 0.4 | --> | 0.4 | 0 | 0 | Constrained,otherwise capacity available =272kVA. | --> | 0.38 | 0 | 0 | 0 | 0.004 | 0.415 | 0 |  | --> | C16 ex ENNISTYMON | ENNISTYMON: T41∥T42 | ENNIS |  | 52.9392 | -9.3904
MV/LV Substation LI***556 | 10 kV | 400V(3ph) & 230V(single ph) | LV | 630 kVA :Building Structure | 0.63 | --> | 0.63 | 0.272 | 0.8 |  | --> | 0.598 | 0 | 0 | 0 | 0.042 | 0.5 | 0 |  | --> | C13 ex SMEARLA | SMEARLA: T41 | TRIEN |  | 52.45 | -9.4912
MV/LV Substation LI***557X | 10 kV | 400V(3ph) & 230V(single ph) | LV | 100 kVA :Pole Substation | 0.1 | --> | 0.1 | 0 | 0 | Constrained,otherwise capacity available =100kVA. | --> | 0.095 | 0 | 0 | 0 | 0 | 0.1 | 0 |  | --> | C11 ex CLONAKILTY | CLONAKILTY: T41∥T42 | DUNMANWAY |  | 51.6516 | -8.8536
MV/LV Substation LI***561 | 10 kV | 400V(3ph) & 230V(single ph) | LV | 100 kVA :Pole Substation | 0.1 | --> | 0.1 | 0.081 | 5.9 |  | --> | 0.095 | 0 | 0 | 0 | 0.042 | 0.058 | 0 |  | --> | C17 ex BANDON | BANDON: T101 | BANDON |  | 51.7773 | -8.7247
MV/LV Substation LI***562X | 10 kV | 400V(3ph) & 230V(single ph) | LV | 400 kVA :Building Structure | 0.4 | --> | 0.4 | 0.192 | 2.3 |  | --> | 0.38 | 0 | 0 | 0 | 0 | 0.427 | 0 |  | --> | C15 ex RANDALSTOWN | RANDALSTOWN: T41 | NAVAN |  | 53.6688 | -6.7279
MV/LV Substation LI***563 | 10 kV | 400V(3ph) & 230V(single ph) | LV | 50 kVA :Pole Substation | 0.05 | --> | 0.05 | 0.03 | 2.2 |  | --> | 0.047 | 0 | 0 | 0 | 0 | 0 | 0 | Constrained,otherwise capacity available =52kW. | --> | C19 ex GLENGOOLE | GLENGOOLE: T41 | THURLES |  | 52.6007 | -7.581
MV/LV Substation LI***563X | 10 kV | 400V(3ph) & 230V(single ph) | LV | 200 kVA :Kiosk Substation | 0.2 | --> | 0.2 | 0.157 | 4.4 |  | --> | 0.19 | 0 | 0 | 0 | 0 | 0.206 | 0 |  | --> | C12 ex TYMON | TYMON: T42 | COOKSTOWN |  | 53.3069 | -6.3581
MV/LV Substation LI***564Y | 10 kV | 400V(3ph) & 230V(single ph) | LV | 200 kVA :Kiosk Substation | 0.2 | --> | 0.2 | 0.2 | 3.1 |  | --> | 0.19 | 0 | 0 | 0 | 0 | 0.2 | 0 |  | --> | C19 ex ERRIGAL | ERRIGAL: T41 | SHANKILL |  | 54.0761 | -7.0829
MV/LV Substation LI***566X | 10 kV | 400V(3ph) & 230V(single ph) | LV | 200 kVA :Pole Substation | 0.2 | --> | 0.2 | 0.152 | 2.3 |  | --> | 0.19 | 0 | 0 | 0 | 0 | 0.207 | 0 |  | --> | C15 ex RANDALSTOWN | RANDALSTOWN: T41 | NAVAN |  | 53.6714 | -6.7406
MV/LV Substation LI***568 | 20 kV | 400V(3ph) & 230V(single ph) | LV | 50 kVA :Pole Substation | 0.05 | --> | 0.05 | 0.03 | 2.4 |  | --> | 0.047 | 0 | 0 | 0 | 0.011 | 0.04 | 0 |  | --> | E18 ex STRANORLAR | STRANORLAR: T422 | LETTERKENNY |  | 54.8017 | -7.6422
MV/LV Substation LI***572Y | 20 kV | 400V(3ph) & 230V(single ph) | LV | 100 kVA :Pole Substation | 0.1 | --> | 0.1 | 0 | 0 | Constrained,otherwise capacity available =94kVA. | --> | 0.095 | 0 | 0 | 0 | 0.003 | 0.097 | 0 |  | --> | E11 ex ACADEMY STREET | ACADEMY STREET: T421∥T422 | NAVAN |  | 53.6014 | -6.5905
MV/LV Substation LI***573X | 10 kV | 400V(3ph) & 230V(single ph) | LV | 50 kVA :Pole Substation | 0.05 | --> | 0.05 | 0 | 5.9 |  | --> | 0.047 | 0 | 0 | 0 | 0 | 0.056 | 0 |  | --> | C18 ex BANDON | BANDON: T101 | BANDON |  | 51.7963 | -8.6728
MV/LV Substation LI***578 | 10 kV | 400V(3ph) & 230V(single ph) | LV | 50 kVA :Pole Substation | 0.05 | --> | 0.05 | 0.049 | 4.6 |  | --> | 0.047 | 0 | 0 | 0 | 0 | 0.049 | 0 |  | --> | C21 ex BALLYRAINE | BALLYRAINE: T41∥T42 | LETTERKENNY |  | 54.9662 | -7.7087
MV/LV Substation LI***578Y | 10 kV | 400V(3ph) & 230V(single ph) | LV | 400 kVA :Building Structure | 0.4 | --> | 0.4 | 0.2 | 3.3 |  | --> | 0.38 | 0 | 0 | 0 | 0 | 0.43 | 0 |  | --> | C11 ex MOYLISH | MOYLISH: T41∥T42 | ARDNACRUSHA |  | 52.6962 | -8.6469
MV/LV Substation LI***579Y | 10 kV | 400V(3ph) & 230V(single ph) | LV | 630 kVA :Building Structure | 0.63 | --> | 0.63 | 0.5 | 3.3 |  | --> | 0.598 | 0 | 0 | 0 | 0 | 0.5 | 0 |  | --> | C11 ex MOYLISH | MOYLISH: T41∥T42 | ARDNACRUSHA |  | 52.6969 | -8.6475
MV/LV Substation LI***580Y | 10 kV | 400V(3ph) & 230V(single ph) | LV | 630 kVA :Building Structure | 0.63 | --> | 0.63 | 0.5 | 3.3 |  | --> | 0.598 | 0 | 0 | 0 | 0 | 0.5 | 0 |  | --> | C11 ex MOYLISH | MOYLISH: T41∥T42 | ARDNACRUSHA |  | 52.6973 | -8.6459
MV/LV Substation LI***581Y | 10 kV | 400V(3ph) & 230V(single ph) | LV | 400 kVA :Kiosk Substation | 0.4 | --> | 0.4 | 0.271 | 7.3 |  | --> | 0.38 | 0 | 0 | 0 | 0 | 0.419 | 0 |  | --> | C13 ex GARRYCASTLE | GARRYCASTLE: T41 | ATHLONE |  | 53.4265 | -7.9149
MV/LV Substation LI***582X | 10 kV | 400V(3ph) & 230V(single ph) | LV | 100 kVA :Pole Substation | 0.1 | --> | 0.1 | 0 | 0 | Constrained,otherwise capacity available =99kVA. | --> | 0.095 | 0 | 0 | 0 | 0 | 0.1 | 0 |  | --> | C17 ex CARRICKMACROSS | CARRICKMACROSS: T41 | MEATH HILL |  | 53.9758 | -6.6908
MV/LV Substation LI***584Y | 10 kV | 400V(3ph) & 230V(single ph) | LV | 1000 kVA :Building Structure | 1 | --> | 1 | 0 | 0 | Constrained,otherwise capacity available =500kVA. | --> | 0.95 | 0 | 0 | 0 | 0 | 0 | 0 | Constrained,otherwise capacity available =500kW. | --> | C19 ex PORTLAOISE | PORTLAOISE: T41 | PORTLAOISE |  | 53.0323 | -7.2992
MV/LV Substation LI***585 | 20 kV | 400V(3ph) & 230V(single ph) | LV | 50 kVA :Pole Substation | 0.05 | --> | 0.05 | 0.041 | 5.3 |  | --> | 0.047 | 0 | 0 | 0 | 0.003 | 0.047 | 0 |  | --> | E17 ex BUSH | BUSH: T421∥T422 | DUNDALK |  | 54.0378 | -6.1749
MV/LV Substation LI***585X | 10 kV | 400V(3ph) & 230V(single ph) | LV | 50 kVA :Pole Substation | 0.05 | --> | 0.05 | 0 | 0 | Constrained,otherwise capacity available =29kVA. | --> | 0.047 | 0 | 0 | 0 | 0.007 | 0.045 | 0 |  | --> | C17 ex CARRICKMACROSS | CARRICKMACROSS: T41 | MEATH HILL |  | 53.9773 | -6.7009
MV/LV Substation LI***588Z | 10 kV | 400V(3ph) & 230V(single ph) | LV | 200 kVA :Kiosk Substation | 0.2 | --> | 0.2 | 0.166 | 5.5 |  | --> | 0.19 | 0 | 0 | 0 | 0 | 0.204 | 0 |  | --> | C13 ex MCDONAGH | MCDONAGH: T41 | KILKENNY |  | 52.6615 | -7.2351
MV/LV Substation LI***589 | 20 kV | 400V(3ph) & 230V(single ph) | LV | 50 kVA :Pole Substation | 0.05 | --> | 0.05 | 0 | 0 | Constrained,otherwise capacity available =22kVA. | --> | 0.047 | 0 | 0 | 0 | 0 | 0 | 0 | Constrained,otherwise capacity available =53kW. | --> | C13 ex CLOYNE | CLOYNE: T41 | MIDLETON |  | 51.8943 | -7.9816
MV/LV Substation LI***590X | 10 kV | 400V(3ph) & 230V(single ph) | LV | 400 kVA :Kiosk Substation | 0.4 | --> | 0.4 | 0.301 | 2 |  | --> | 0.38 | 0 | 0 | 0 | 0.021 | 0.392 | 0 |  | --> | C12 ex CAPPAMORE | CAPPAMORE: T41∥T42 | ARDNACRUSHA |  | 52.6509 | -8.4015
MV/LV Substation LI***590X | 20 kV | 400V(3ph) & 230V(single ph) | LV | 50 kVA :Pole Substation | 0.05 | --> | 0.05 | 0 | 0 | Constrained,otherwise capacity available =46kVA. | --> | 0.047 | 0 | 0 | 0 | 0 | 0.049 | 0 |  | --> | C13 ex CLONAKILTY | CLONAKILTY: T41∥T42 | DUNMANWAY |  | 51.6099 | -8.7653
MV/LV Substation LI***598X | 20 kV | 400V(3ph) & 230V(single ph) | LV | 200 kVA :Pole Substation | 0.2 | --> | 0.2 | 0.092 | 1 |  | --> | 0.19 | 0 | 0 | 0 | 0 | 0.21 | 0 |  | --> | E11 ex BALLYHALE | BALLYHALE: T421 | KILKENNY |  | 52.5328 | -7.1374
MV/LV Substation LI***598X | 20 kV | 400V(3ph) & 230V(single ph) | LV | 200 kVA :Pole Substation | 0.2 | --> | 0.2 | 0.135 | 1.9 |  | --> | 0.19 | 0 | 0 | 0 | 0 | 0.21 | 0 |  | --> | C17 ex DRYBRIDGE | DRYBRIDGE: T41 | DRYBRIDGE |  | 53.7164 | -6.4592
MV/LV Substation LI***600 | 20 kV | 400V(3ph) & 230V(single ph) | LV | 100 kVA :Pole Substation | 0.1 | --> | 0.1 | 0 | 0 | Constrained,otherwise capacity available =70kVA. | --> | 0.095 | 0 | 0 | 0 | 0 | 0.104 | 0 |  | --> | E11 ex ACADEMY STREET | ACADEMY STREET: T421∥T422 | NAVAN |  | 53.6002 | -6.5954
MV/LV Substation LI***601 | 20 kV | 400V(3ph) & 230V(single ph) | LV | 100 kVA :Pole Substation | 0.1 | --> | 0.1 | 0 | 0 | Constrained,otherwise capacity available =91kVA. | --> | 0.095 | 0 | 0 | 0 | 0.003 | 0.097 | 0 |  | --> | E11 ex ACADEMY STREET | ACADEMY STREET: T421∥T422 | NAVAN |  | 53.6037 | -6.5868
MV/LV Substation LI***601X | 10 kV | 400V(3ph) & 230V(single ph) | LV | 200 kVA :Pole Substation | 0.2 | --> | 0.2 | 0 | 0 | Constrained,otherwise capacity available =200kVA. | --> | 0.19 | 0 | 0 | 0 | 0 | 0.2 | 0 |  | --> | C15 ex CULLION | CULLION: T41∥T42 | LETTERKENNY |  | 54.9329 | -7.694
MV/LV Substation LI***602 | 20 kV | 400V(3ph) & 230V(single ph) | LV | 200 kVA :Pole Substation | 0.2 | --> | 0.2 | 0 | 0 | Constrained,otherwise capacity available =142kVA. | --> | 0.19 | 0 | 0 | 0 | 0 | 0.208 | 0 |  | --> | E11 ex ACADEMY STREET | ACADEMY STREET: T421∥T422 | NAVAN |  | 53.5949 | -6.5957
MV/LV Substation LI***602 | 10 kV | 400V(3ph) & 230V(single ph) | LV | 50 kVA :Pole Substation | 0.05 | --> | 0.05 | 0.048 | 0.7 |  | --> | 0.047 | 0 | 0 | 0 | 0 | 0.049 | 0 |  | --> | C12 ex AGHAMORE | AGHAMORE: T42 | LANESBORO |  | 53.7442 | -8.0915
MV/LV Substation LI***602X | 10 kV | 400V(3ph) & 230V(single ph) | LV | 1000 kVA :Building Structure | 1 | --> | 1 | 0 | 0 | Constrained,otherwise capacity available =500kVA. | --> | 0.95 | 0 | 0 | 0 | 0.008 | 0.5 | 0 |  | --> | C12 ex GLOUCESTER PLACE | GLOUCESTER PLACE: T42 | MCDERMOTT |  | 53.352 | -6.2532
MV/LV Substation LI***608X | 10 kV | 400V(3ph) & 230V(single ph) | LV | 630 kVA :Kiosk Substation | 0.63 | --> | 0.63 | 0.5 | 5 |  | --> | 0.598 | 0 | 0 | 0 | 0 | 0.5 | 0 |  | --> | C24 ex GALWAY 110KV | GALWAY 110KV: T102 | GALWAY 110KV |  | 53.2743 | -9.0031
MV/LV Substation LI***609 | 10 kV | 400V(3ph) & 230V(single ph) | LV | 100 kVA :Pole Substation | 0.1 | --> | 0.1 | 0 | 0 | Constrained,otherwise capacity available =92kVA. | --> | 0.095 | 0 | 0 | 0 | 0.004 | 0.096 | 0 |  | --> | C14 ex WOODFORD | WOODFORD: T41∥T42 | KNOCKEARAGH |  | 52.0564 | -9.4621
MV/LV Substation LI***610Z | 20 kV | 400V(3ph) & 230V(single ph) | LV | 200 kVA :Kiosk Substation | 0.2 | --> | 0.2 | 0 | 0 | Constrained,otherwise capacity available =172kVA. | --> | 0.19 | 0 | 0 | 0 | 0 | 0.203 | 0 |  | --> | E22 ex GLASMORE | GLASMORE: T422 | GLASMORE |  | 53.4801 | -6.2039
MV/LV Substation LI***613 | 20 kV | 400V(3ph) & 230V(single ph) | LV | 100 kVA :Pole Substation | 0.1 | --> | 0.1 | 0.092 | 5.1 |  | --> | 0.095 | 0 | 0 | 0 | 0 | 0.1 | 0 |  | --> | E16 ex BALLYBUNION | BALLYBUNION: T421∥T422 | TRIEN |  | 52.4904 | -9.5869
MV/LV Substation LI***614X | 20 kV | 400V(3ph) & 230V(single ph) | LV | 100 kVA :Pole Substation | 0.1 | --> | 0.1 | 0 | 0 | Constrained,otherwise capacity available =86kVA. | --> | 0.095 | 0 | 0 | 0 | 0 | 0.101 | 0 |  | --> | C16 ex KILSHANNY | KILSHANNY: T42 | CAHIR |  | 52.2017 | -8.1071
MV/LV Substation LI***616X | 10 kV | 400V(3ph) & 230V(single ph) | LV | 400 kVA :Building Structure | 0.4 | --> | 0.4 | 0.278 | 2.2 |  | --> | 0.38 | 0 | 0 | 0 | 0 | 0.418 | 0 |  | --> | C11 ex MALLOW | MALLOW: T41 | MALLOW |  | 52.1347 | -8.6416
MV/LV Substation LI***619X | 10 kV | 400V(3ph) & 230V(single ph) | LV | 50 kVA :Pole Substation | 0.05 | --> | 0.05 | 0 | 0 | Constrained,otherwise capacity available =49kVA. | --> | 0.047 | 0 | 0 | 0 | 0 | 0.049 | 0 |  | --> | C13 ex BUTTEVANT | BUTTEVANT: T41∥T42 | MALLOW |  | 52.2131 | -8.6
MV/LV Substation LI***621Z | 10 kV | 400V(3ph) & 230V(single ph) | LV | 630 kVA :Building Structure | 0.63 | --> | 0.63 | 0.5 | 4.6 |  | --> | 0.598 | 0 | 0 | 0 | 0 | 0.5 | 0 |  | --> | C12 ex LIBERTY STREET | LIBERTY STREET: T102 | LIBERTY STREET |  | 51.8981 | -8.4779
MV/LV Substation LI***621Z | 10 kV | 400V(3ph) & 230V(single ph) | LV | 400 kVA :Kiosk Substation | 0.4 | --> | 0.4 | 0 | 0 | Constrained,otherwise capacity available =318kVA. | --> | 0.38 | 0 | 0 | 0 | 0 | 0.412 | 0 |  | --> | C18 ex MACETOWN | MACETOWN: T102 | MACETOWN |  | 53.4104 | -6.4433
MV/LV Substation LI***622 | 10 kV | 400V(3ph) & 230V(single ph) | LV | 200 kVA :Pole Substation | 0.2 | --> | 0.2 | 0.15 | 9.9 |  | --> | 0.19 | 0 | 0 | 0 | 0.024 | 0.182 | 0 |  | --> | C18 ex CONVOY | CONVOY: T41∥T42 | LETTERKENNY |  | 54.8755 | -7.598
MV/LV Substation LI***624X | 20 kV | 400V(3ph) & 230V(single ph) | LV | 50 kVA :Pole Substation | 0.05 | --> | 0.05 | 0.04 | 5.3 |  | --> | 0.047 | 0 | 0 | 0 | 0 | 0.051 | 0 |  | --> | E17 ex BUSH | BUSH: T421∥T422 | DUNDALK |  | 54.0302 | -6.1841
MV/LV Substation LI***624X | 10 kV | 400V(3ph) & 230V(single ph) | LV | 50 kVA :Pole Substation | 0.05 | --> | 0.05 | 0.001 | 4.6 |  | --> | 0.047 | 0 | 0 | 0 | 0 | 0.056 | 0 |  | --> | C18 ex BALLYJAMESDUFF | BALLYJAMESDUFF: T42 | SHANKILL |  | 53.8656 | -7.1165
MV/LV Substation LI***626 | 10 kV | 400V(3ph) & 230V(single ph) | LV | 200 kVA :Building Structure | 0.2 | --> | 0.2 | 0.088 | 1.6 |  | --> | 0.19 | 0 | 0 | 0 | 0.031 | 0.184 | 0 |  | --> | C14 ex BALLYMOUNT | BALLYMOUNT: T42 | INCHICORE 220KV |  | 53.3165 | -6.3607
MV/LV Substation LI***626X | 10 kV | 400V(3ph) & 230V(single ph) | LV | 50 kVA :Pole Substation | 0.05 | --> | 0.05 | 0.045 | 1.5 |  | --> | 0.047 | 0 | 0 | 0 | 0 | 0.05 | 0 |  | --> | C11 ex DERRYCRAMPH | DERRYCRAMPH: T41∥T42 | SHANKILL |  | 53.9557 | -7.3324
MV/LV Substation LI***638Y | 10 kV | 400V(3ph) & 230V(single ph) | LV | 200 kVA :Kiosk Substation | 0.2 | --> | 0.2 | 0 | 0 | Constrained,otherwise capacity available =177kVA. | --> | 0.19 | 0 | 0 | 0 | 0 | 0 | 0 | Constrained,otherwise capacity available =203kW. | --> | C13 ex FERMOY NORTH | FERMOY NORTH: T41∥T42 | BARRYMORE |  | 52.1471 | -8.2713
MV/LV Substation LI***645 | 10 kV | 400V(3ph) & 230V(single ph) | LV | 50 kVA :Pole Substation | 0.05 | --> | 0.05 | 0.028 | 5.9 |  | --> | 0.047 | 0 | 0 | 0 | 0 | 0.052 | 0 |  | --> | C22 ex NEWMARKET (SR) | NEWMARKET (SR): T41∥T42 | GLENLARA |  | 52.1922 | -8.9806
MV/LV Substation LI***647 | 10 kV | 400V(3ph) & 230V(single ph) | LV | 100 kVA :Pole Substation | 0.1 | --> | 0.1 | 0 | 0 | Constrained,otherwise capacity available =94kVA. | --> | 0.095 | 0 | 0 | 0 | 0 | 0.1 | 0 |  | --> | C12 ex BALLYBEGGAN | BALLYBEGGAN: T43∥T44 | TRALEE |  | 52.2704 | -9.6161
MV/LV Substation LI***659Y | 20 kV | 400V(3ph) & 230V(single ph) | LV | 400 kVA :Kiosk Substation | 0.4 | --> | 0.4 | 0.349 | 4.1 |  | --> | 0.38 | 0 | 0 | 0 | 0.003 | 0 | 0 | Constrained,otherwise capacity available =404kW. | --> | E14 ex CHARLEVILLE | CHARLEVILLE: T422 | CHARLEVILLE |  | 52.3532 | -8.6996
MV/LV Substation LI***660 | 10 kV | 400V(3ph) & 230V(single ph) | LV | 50 kVA :Pole Substation | 0.05 | --> | 0.05 | 0.027 | 2 |  | --> | 0.047 | 0 | 0 | 0 | 0 | 0.052 | 0 |  | --> | C12 ex CAPPAMORE | CAPPAMORE: T41∥T42 | ARDNACRUSHA |  | 52.6651 | -8.4088
MV/LV Substation LI***663X | 10 kV | 400V(3ph) & 230V(single ph) | LV | 200 kVA :Kiosk Substation | 0.2 | --> | 0.2 | 0 | 0 | Constrained,otherwise capacity available =84kVA. | --> | 0.19 | 0 | 0 | 0 | 0.023 | 0.193 | 0 |  | --> | C18 ex DOUGLAS | DOUGLAS: T41 | TRABEG |  | 51.8691 | -8.4154
MV/LV Substation LI***664 | 10 kV | 400V(3ph) & 230V(single ph) | LV | 50 kVA :Pole Substation | 0.05 | --> | 0.05 | 0.03 | 1.2 |  | --> | 0.047 | 0 | 0 | 0 | 0 | 0.052 | 0 |  | --> | E11 ex BALLYDEHOB | BALLYDEHOB: T421 | DUNMANWAY |  | 51.5751 | -9.4108
MV/LV Substation LI***669 | 20 kV | 400V(3ph) & 230V(single ph) | LV | 50 kVA :Pole Substation | 0.05 | --> | 0.05 | 0.045 | 2.8 |  | --> | 0.047 | 0 | 0 | 0 | 0 | 0.05 | 0 |  | --> | E12 ex LONGFORD | LONGFORD: T422 | RICHMOND |  | 53.7694 | -7.8186
MV/LV Substation LI***673 | 10 kV | 400V(3ph) & 230V(single ph) | LV | 50 kVA :Pole Substation | 0.05 | --> | 0.05 | 0 | 0 | Constrained,otherwise capacity available =48kVA. | --> | 0.047 | 0 | 0 | 0 | 0 | 0.049 | 0 |  | --> | C18 ex WOODFORD | WOODFORD: T41∥T42 | KNOCKEARAGH |  | 52.0515 | -9.4617
MV/LV Substation LI***674X | 10 kV | 400V(3ph) & 230V(single ph) | LV | 400 kVA :Building Structure | 0.4 | --> | 0.4 | 0.252 | 7.2 |  | --> | 0.38 | 0 | 0 | 0 | 0.039 | 0.381 | 0 |  | --> | C26 ex PELLETSTOWN | PELLETSTOWN: T102 | FINGLAS |  | 53.381 | -6.355
MV/LV Substation LI***675 | 10 kV | 400V(3ph) & 230V(single ph) | LV | 100 kVA :Pole Substation | 0.1 | --> | 0.1 | 0.064 | 0.9 |  | --> | 0.095 | 0 | 0 | 0 | 0.007 | 0.098 | 0 |  | --> | C15 ex DRUMQUIN | DRUMQUIN: T42 | ENNIS |  | 52.7387 | -9.1727
MV/LV Substation LI***681Y | 20 kV | 400V(3ph) & 230V(single ph) | LV | 50 kVA :Pole Substation | 0.05 | --> | 0.05 | 0 | 0 | Constrained,otherwise capacity available =50kVA. | --> | 0.047 | 0 | 0 | 0 | 0 | 0.049 | 0 |  | --> | E11 ex ACADEMY STREET | ACADEMY STREET: T421∥T422 | NAVAN |  | 53.6023 | -6.6015
MV/LV Substation LI***686Y | 10 kV | 400V(3ph) & 230V(single ph) | LV | 50 kVA :Pole Substation | 0.05 | --> | 0.05 | 0 | 0 | Constrained,otherwise capacity available =44kVA. | --> | 0.047 | 0 | 0 | 0 | 0 | 0.05 | 0 |  | --> | C15 ex LITTLE MILLS | LITTLE MILLS: T41 | DUNDALK |  | 53.987 | -6.4356
MV/LV Substation LI***687Y | 10 kV | 400V(3ph) & 230V(single ph) | LV | 400 kVA :Kiosk Substation | 0.4 | --> | 0.4 | 0 | 0 | Constrained,otherwise capacity available =247kVA. | --> | 0.38 | 0 | 0 | 0 | 0.01 | 0 | 0 | Constrained,otherwise capacity available =412kW. | --> | C18 ex FERMOY NORTH | FERMOY NORTH: T41∥T42 | BARRYMORE |  | 52.146 | -8.3967
MV/LV Substation LI***688X | 10 kV | 400V(3ph) & 230V(single ph) | LV | 200 kVA :Kiosk Substation | 0.2 | --> | 0.2 | 0 | 0 | Constrained,otherwise capacity available =88kVA. | --> | 0.19 | 0 | 0 | 0 | 0.014 | 0 | 0 | Constrained,otherwise capacity available =202kW. | --> | C20 ex COLLIGAN | COLLIGAN: T41 | DUNGARVAN |  | 52.0868 | -7.6403
MV/LV Substation LI***689X | 10 kV | 400V(3ph) & 230V(single ph) | LV | 50 kVA :Pole Substation | 0.05 | --> | 0.05 | 0.028 | 1.8 |  | --> | 0.047 | 0 | 0 | 0 | 0 | 0.052 | 0 |  | --> | C19 ex DUNDALK | DUNDALK: T41 | DUNDALK |  | 54.0045 | -6.4234
MV/LV Substation LI***693 | 20 kV | 400V(3ph) & 230V(single ph) | LV | 100 kVA :Pole Substation | 0.1 | --> | 0.1 | 0.055 | 5.1 |  | --> | 0.095 | 0 | 0 | 0 | 0.022 | 0.083 | 0 |  | --> | E16 ex BALLYBUNION | BALLYBUNION: T421∥T422 | TRIEN |  | 52.4875 | -9.5775
MV/LV Substation LI***695Z | 10 kV | 400V(3ph) & 230V(single ph) | LV | 400 kVA :Kiosk Substation | 0.4 | --> | 0.4 | 0.281 | 4.5 |  | --> | 0.38 | 0 | 0 | 0 | 0 | 0.414 | 0 |  | --> | C21 ex MAYFIELD | MAYFIELD: T41 | KILBARRY |  | 51.9176 | -8.4469
MV/LV Substation LI***700 | 20 kV | 400V(3ph) & 230V(single ph) | LV | 400 kVA :Kiosk Substation | 0.4 | --> | 0.4 | 0.337 | 5.1 |  | --> | 0.38 | 0 | 0 | 0 | 0.007 | 0.402 | 0 |  | --> | E15 ex BALLYBUNION | BALLYBUNION: T421∥T422 | TRIEN |  | 52.5104 | -9.666
MV/LV Substation LI***703Z | 10 kV | 400V(3ph) & 230V(single ph) | LV | 400 kVA :Building Structure | 0.4 | --> | 0.4 | 0 | 0 | Constrained,otherwise capacity available =352kVA. | --> | 0.38 | 0 | 0 | 0 | 0 | 0.407 | 0 |  | --> | C11 ex KILBARRY | KILBARRY: T101 | KILBARRY |  | 51.9103 | -8.4713
MV/LV Substation LI***709Z | 20 kV | 400V(3ph) & 230V(single ph) | LV | 50 kVA :Pole Substation | 0.05 | --> | 0.05 | 0 | 0 | Constrained,otherwise capacity available =41kVA. | --> | 0.047 | 0 | 0 | 0 | 0 | 0 | 0 | Constrained,otherwise capacity available =50kW. | --> | E21 ex ASHBOURNE | ASHBOURNE: T421 | FINGLAS |  | 53.5014 | -6.281
MV/LV Substation LI***713 | 20 kV | 400V(3ph) & 230V(single ph) | LV | 100 kVA :Pole Substation | 0.1 | --> | 0.1 | 0.091 | 5.1 |  | --> | 0.095 | 0 | 0 | 0 | 0.007 | 0.093 | 0 |  | --> | E15 ex BALLYBUNION | BALLYBUNION: T421∥T422 | TRIEN |  | 52.505 | -9.6469
MV/LV Substation LI***713Y | 20 kV | 400V(3ph) & 230V(single ph) | LV | 100 kVA :Pole Substation | 0.1 | --> | 0.1 | 0.083 | 1.3 |  | --> | 0.095 | 0 | 0 | 0 | 0 | 0.102 | 0 |  | --> | C17 ex ROOSKY | ROOSKY: T41 | RICHMOND |  | 53.7791 | -8.1092
MV/LV Substation LI***717 | 10 kV | 400V(3ph) & 230V(single ph) | LV | 50 kVA :Pole Substation | 0.05 | --> | 0.05 | 0.05 | 1 |  | --> | 0.047 | 0 | 0 | 0 | 0 | 0 | 0 | Constrained,otherwise capacity available =49kW. | --> | C16 ex LOUGHTAGALLA | LOUGHTAGALLA: T41∥T42 | THURLES |  | 52.7371 | -7.7576
MV/LV Substation LI***718 | 10 kV | 400V(3ph) & 230V(single ph) | LV | 50 kVA :Pole Substation | 0.05 | --> | 0.05 | 0 | 0 | Constrained,otherwise capacity available =48kVA. | --> | 0.047 | 0 | 0 | 0 | 0 | 0.049 | 0 |  | --> | C18 ex WOODFORD | WOODFORD: T41∥T42 | KNOCKEARAGH |  | 52.0541 | -9.4664
MV/LV Substation LI***722 | 20 kV | 400V(3ph) & 230V(single ph) | LV | 50 kVA :Pole Substation | 0.05 | --> | 0.05 | 0 | 0 | Constrained,otherwise capacity available =44kVA. | --> | 0.047 | 0 | 0 | 0 | 0 | 0.05 | 0 |  | --> | E21 ex ATHENRY | ATHENRY: T423 | GALWAY 110KV |  | 53.432 | -8.7378
MV/LV Substation LI***724 | 10 kV | 400V(3ph) & 230V(single ph) | LV | 50 kVA :Pole Substation | 0.05 | --> | 0.05 | 0.044 | 2.4 |  | --> | 0.047 | 0 | 0 | 0 | 0.003 | 0.047 | 0 |  | --> | C23 ex TINAHASK | TINAHASK: T41∥T42 | ARKLOW |  | 52.7326 | -6.2936
MV/LV Substation LI***725 | 10 kV | 400V(3ph) & 230V(single ph) | LV | 50 kVA :Pole Substation | 0.05 | --> | 0.05 | 0.036 | 0.9 |  | --> | 0.047 | 0 | 0 | 0 | 0.008 | 0.042 | 0 |  | --> | C14 ex DRUMQUIN | DRUMQUIN: T42 | ENNIS |  | 52.8087 | -8.9689
MV/LV Substation LI***725X | 10 kV | 400V(3ph) & 230V(single ph) | LV | 630 kVA :Kiosk Substation | 0.63 | --> | 0.63 | 0 | 0 | Constrained,otherwise capacity available =448kVA. | --> | 0.598 | 0 | 0 | 0 | 0.002 | 0.5 | 0 |  | --> | C12 ex MORRISTOWN | MORRISTOWN: T41∥T42 | NEWBRIDGE |  | 53.1831 | -6.7926
MV/LV Substation LI***726Y | 10 kV | 400V(3ph) & 230V(single ph) | LV | 100 kVA :Pole Substation | 0.1 | --> | 0.1 | 0.1 | 0.3 |  | --> | 0.095 | 0 | 0 | 0 | 0 | 0.1 | 0 |  | --> | C25 ex NENAGH | NENAGH: T41 | NENAGH |  | 52.8489 | -8.1685
MV/LV Substation LI***729Y | 20 kV | 400V(3ph) & 230V(single ph) | LV | 50 kVA :Pole Substation | 0.05 | --> | 0.05 | 0.036 | 2.4 |  | --> | 0.047 | 0 | 0 | 0 | 0 | 0.051 | 0 |  | --> | C22 ex BUSHFIELD | BUSHFIELD: T42 | ATHLONE |  | 53.5052 | -7.839
MV/LV Substation LI***733X | 10 kV | 400V(3ph) & 230V(single ph) | LV | 50 kVA :Pole Substation | 0.05 | --> | 0.05 | 0.048 | 3.7 |  | --> | 0.047 | 0 | 0 | 0 | 0 | 0.049 | 0 |  | --> | C12 ex ROSS CARBERY | ROSS CARBERY: T41∥T42 | DUNMANWAY |  | 51.6005 | -8.9704
MV/LV Substation LI***735X | 10 kV | 400V(3ph) & 230V(single ph) | LV | 50 kVA :Pole Substation | 0.05 | --> | 0.05 | 0.05 | 2.4 |  | --> | 0.047 | 0 | 0 | 0 | 0 | 0.049 | 0 |  | --> | C19 ex CASTLETOWNROCHE | CASTLETOWNROCHE: T41 | MALLOW |  | 52.2012 | -8.419
MV/LV Substation LI***735Z | 10 kV | 400V(3ph) & 230V(single ph) | LV | 400 kVA :Kiosk Substation | 0.4 | --> | 0.4 | 0.353 | 1.5 |  | --> | 0.38 | 0 | 0 | 0 | 0 | 0.407 | 0 |  | --> | C17 ex SALLINS | SALLINS: T41 | GRIFFINRATH |  | 53.2873 | -6.6838
MV/LV Substation LI***737 | 20 kV | 400V(3ph) & 230V(single ph) | LV | 100 kVA :Pole Substation | 0.1 | --> | 0.1 | 0.082 | 2.2 |  | --> | 0.095 | 0 | 0 | 0 | 0.004 | 0 | 0 | Constrained,otherwise capacity available =98kW. | --> | E17 ex BALLYMACARRY | BALLYMACARRY: T421 | TRILLICK |  | 55.0927 | -7.4734
MV/LV Substation LI***743 | 10 kV | 400V(3ph) & 230V(single ph) | LV | 400 kVA :Kiosk Substation | 0.4 | --> | 0.4 | 0 | 0 | Constrained,otherwise capacity available =247kVA. | --> | 0.38 | 0 | 0 | 0 | 0.031 | 0.39 | 0 |  | --> | C41 ex COLLEGE PARK | COLLEGE PARK: T103 | COLLEGE PARK |  | 53.4067 | -6.4281
MV/LV Substation LI***744Z | 10 kV | 400V(3ph) & 230V(single ph) | LV | 630 kVA :Building Structure | 0.63 | --> | 0.63 | 0 | 0 | Constrained,otherwise capacity available =500kVA. | --> | 0.598 | 0 | 0 | 0 | 0 | 0.5 | 0 |  | --> | C31 ex CASTLEVIEW | CASTLEVIEW: T101 | CASTLEVIEW |  | 51.8934 | -8.3688
MV/LV Substation LI***745X | 20 kV | 400V(3ph) & 230V(single ph) | LV | 400 kVA :Kiosk Substation | 0.4 | --> | 0.4 | 0.341 | 2.3 |  | --> | 0.38 | 0 | 0 | 0 | 0 | 0.408 | 0 |  | --> | E14 ex BLESSINGTON | BLESSINGTON: T422 | KILTEEL |  | 53.1278 | -6.6147
MV/LV Substation LI***751 | 20 kV | 400V(3ph) & 230V(single ph) | LV | 50 kVA :Pole Substation | 0.05 | --> | 0.05 | 0.044 | 7.4 |  | --> | 0.047 | 0 | 0 | 0 | 0 | 0 | 0 | Constrained,otherwise capacity available =50kW. | --> | E12 ex ARIGNA | ARIGNA: T121 | ARIGNA |  | 54.1384 | -8.1397
MV/LV Substation LI***751X | 20 kV | 400V(3ph) & 230V(single ph) | LV | 50 kVA :Pole Substation | 0.05 | --> | 0.05 | 0 | 0 | Constrained,otherwise capacity available =41kVA. | --> | 0.047 | 0 | 0 | 0 | 0 | 0 | 0 | Constrained,otherwise capacity available =50kW. | --> | E20 ex BIRR | BIRR: T422 | DALLOW |  | 53.0143 | -8.0326
MV/LV Substation LI***757X | 10 kV | 400V(3ph) & 230V(single ph) | LV | 50 kVA :Pole Substation | 0.05 | --> | 0.05 | 0.035 | 3.1 |  | --> | 0.047 | 0 | 0 | 0 | 0 | 0.051 | 0 |  | --> | C19 ex ERRIGAL | ERRIGAL: T41 | SHANKILL |  | 54.0712 | -7.0651
MV/LV Substation LI***764 | 10 kV | 400V(3ph) & 230V(single ph) | LV | 50 kVA :Pole Substation | 0.05 | --> | 0.05 | 0 | 0 | Constrained,otherwise capacity available =29kVA. | --> | 0.047 | 0 | 0 | 0 | 0.004 | 0.048 | 0 |  | --> | C11 ex ATHENRY | ATHENRY: T41∥T42 | GALWAY 110KV |  | 53.293 | -8.8429
MV/LV Substation LI***765 | 10 kV | 400V(3ph) & 230V(single ph) | LV | 50 kVA :Pole Substation | 0.05 | --> | 0.05 | 0 | 0 | Constrained,otherwise capacity available =50kVA. | --> | 0.047 | 0 | 0 | 0 | 0 | 0.049 | 0 |  | --> | C11 ex ATHENRY | ATHENRY: T41∥T42 | GALWAY 110KV |  | 53.298 | -8.8449
MV/LV Substation LI***765 | 10 kV | 400V(3ph) & 230V(single ph) | LV | 50 kVA :Pole Substation | 0.05 | --> | 0.05 | 0.047 | 5.9 |  | --> | 0.047 | 0 | 0 | 0 | 0 | 0.049 | 0 |  | --> | C20 ex NEWMARKET (SR) | NEWMARKET (SR): T41∥T42 | GLENLARA |  | 52.2329 | -8.9258
MV/LV Substation LI***765Y | 10 kV | 400V(3ph) & 230V(single ph) | LV | 400 kVA :Kiosk Substation | 0.4 | --> | 0.4 | 0.281 | 4.9 |  | --> | 0.38 | 0 | 0 | 0 | 0.007 | 0.41 | 0 |  | --> | C13 ex DUNDALK | DUNDALK: T42 | DUNDALK |  | 54.0006 | -6.4244
MV/LV Substation LI***766 | 20 kV | 400V(3ph) & 230V(single ph) | LV | 50 kVA :Pole Substation | 0.05 | --> | 0.05 | 0.049 | 3 |  | --> | 0.047 | 0 | 0 | 0 | 0 | 0 | 0 | Constrained,otherwise capacity available =49kW. | --> | C21 ex SWINFORD | SWINFORD: T41∥T42 | CASTLEBAR |  | 53.9674 | -9.0333
MV/LV Substation LI***766 | 10 kV | 400V(3ph) & 230V(single ph) | LV | 100 kVA :Pole Substation | 0.1 | --> | 0.1 | 0.028 | 5.2 |  | --> | 0.095 | 0 | 0 | 0 | 0.003 | 0.107 | 0 |  | --> | C12 ex KILFLYNN | KILFLYNN: T41∥T42 | TRALEE |  | 52.4013 | -9.6157
MV/LV Substation LI***766Y | 10 kV | 400V(3ph) & 230V(single ph) | LV | 400 kVA :Kiosk Substation | 0.4 | --> | 0.4 | 0.348 | 4.9 |  | --> | 0.38 | 0 | 0 | 0 | 0.006 | 0.401 | 0 |  | --> | C13 ex DUNDALK | DUNDALK: T42 | DUNDALK |  | 54.0033 | -6.4229
MV/LV Substation LI***767Y | 10 kV | 400V(3ph) & 230V(single ph) | LV | 630 kVA :Kiosk Substation | 0.63 | --> | 0.63 | 0.5 | 1.8 |  | --> | 0.598 | 0 | 0 | 0 | 0.018 | 0.5 | 0 |  | --> | C17 ex DUNDALK | DUNDALK: T41 | DUNDALK |  | 54.0014 | -6.4219
MV/LV Substation LI***775X | 10 kV | 400V(3ph) & 230V(single ph) | LV | 50 kVA :Pole Substation | 0.05 | --> | 0.05 | 0.033 | 2.7 |  | --> | 0.047 | 0 | 0 | 0 | 0 | 0.051 | 0 |  | --> | C21 ex CASTLEBLAYNEY | CASTLEBLAYNEY: T41 | DUNDALK |  | 54.1924 | -6.7692
MV/LV Substation LI***778Y | 20 kV | 400V(3ph) & 230V(single ph) | LV | 100 kVA :Pole Substation | 0.1 | --> | 0.1 | 0 | 0 | Constrained,otherwise capacity available =89kVA. | --> | 0.095 | 0 | 0 | 0 | 0 | 0.101 | 0 |  | --> | E19 ex CAVAN | CAVAN: T421 | SHANKILL |  | 53.9561 | -7.4368
MV/LV Substation LI***782X | 10 kV | 400V(3ph) & 230V(single ph) | LV | 630 kVA :Kiosk Substation | 0.63 | --> | 0.63 | 0 | 0 | Constrained,otherwise capacity available =394kVA. | --> | 0.598 | 0 | 0 | 0 | 0.012 | 0.5 | 0 |  | --> | C20 ex OLDBAWN | OLDBAWN: T42 | COOKSTOWN |  | 53.2789 | -6.3696
MV/LV Substation LI***789X | 10 kV | 400V(3ph) & 230V(single ph) | LV | 1000 kVA :Building Structure | 1 | --> | 1 | 0.5 | 3.2 |  | --> | 0.95 | 0 | 0 | 0 | 0 | 0.5 | 0 |  | --> | C14 ex EAST WALL ROAD | EAST WALL ROAD: T42 | MCDERMOTT |  | 53.3497 | -6.2305
MV/LV Substation LI***791X | 10 kV | 400V(3ph) & 230V(single ph) | LV | 50 kVA :Pole Substation | 0.05 | --> | 0.05 | 0 | 0 | Constrained,otherwise capacity available =50kVA. | --> | 0.047 | 0 | 0 | 0 | 0 | 0.049 | 0 |  | --> | C15 ex SKIBBEREEN | SKIBBEREEN: T41∥T42 | DUNMANWAY |  | 51.5369 | -9.2847
MV/LV Substation LI***791Y | 10 kV | 400V(3ph) & 230V(single ph) | LV | 100 kVA :Pole Substation | 0.1 | --> | 0.1 | 0.1 | 0.3 |  | --> | 0.095 | 0 | 0 | 0 | 0 | 0.1 | 0 |  | --> | C15 ex DRUMBEAR | DRUMBEAR: T41∥T42 | LISDRUM |  | 54.2382 | -6.8773
MV/LV Substation LI***797X | 20 kV | 400V(3ph) & 230V(single ph) | LV | 50 kVA :Pole Substation | 0.05 | --> | 0.05 | 0 | 0 | Constrained,otherwise capacity available =35kVA. | --> | 0.047 | 0 | 0 | 0 | 0 | 0.051 | 0 |  | --> | C11 ex RAHEEN | RAHEEN: T41 | LIMERICK |  | 52.6095 | -8.6314
MV/LV Substation LI***804Y | 10 kV | 400V(3ph) & 230V(single ph) | LV | 400 kVA :Kiosk Substation | 0.4 | --> | 0.4 | 0.271 | 6.1 |  | --> | 0.38 | 0 | 0 | 0 | 0.046 | 0.37 | 0 |  | --> | C17 ex CASHEL | CASHEL: T41 | CAHIR |  | 52.5095 | -7.89
MV/LV Substation LI***808X | 20 kV | 400V(3ph) & 230V(single ph) | LV | 50 kVA :Pole Substation | 0.05 | --> | 0.05 | 0.042 | 2.5 |  | --> | 0.047 | 0 | 0 | 0 | 0 | 0.05 | 0 |  | --> | C17 ex CURRA | CURRA: T41 | SOMERSET |  | 53.1727 | -8.3386
MV/LV Substation LI***808Y | 10 kV | 400V(3ph) & 230V(single ph) | LV | 630 kVA :Building Structure | 0.63 | --> | 0.63 | 0.5 | 2.7 |  | --> | 0.598 | 0 | 0 | 0 | 0.019 | 0.5 | 0 |  | --> | C19 ex RAMPARTS | RAMPARTS: T41 | DUNDALK |  | 54.015 | -6.4015
MV/LV Substation LI***815 | 10 kV | 400V(3ph) & 230V(single ph) | LV | 200 kVA :Pole Substation | 0.2 | --> | 0.2 | 0.046 | 6 |  | --> | 0.19 | 0 | 0 | 0 | 0.003 | 0 | 0 | Constrained,otherwise capacity available =219kW. | --> | E15 ex ABBEYFEALE | ABBEYFEALE: T421 | TRIEN |  | 52.3875 | -9.2907
MV/LV Substation LI***821Y | 10 kV | 400V(3ph) & 230V(single ph) | LV | 100 kVA :Pole Substation | 0.1 | --> | 0.1 | 0.063 | 2.8 |  | --> | 0.095 | 0 | 0 | 0 | 0.007 | 0.098 | 0 |  | --> | E14 ex LONGFORD | LONGFORD: T422 | RICHMOND |  | 53.7356 | -7.8082
MV/LV Substation LI***831 | 10 kV | 400V(3ph) & 230V(single ph) | LV | 50 kVA :Pole Substation | 0.05 | --> | 0.05 | 0.044 | 0 |  | --> | 0.047 | 0 | 0 | 0 | 0 | 0.05 | 0 |  | --> | C15 ex TALBOTS INCH | TALBOTS INCH: T41∥T42 | KILKENNY |  | 52.6658 | -7.4125
MV/LV Substation LI***835Y | 20 kV | 400V(3ph) & 230V(single ph) | LV | 400 kVA :Kiosk Substation | 0.4 | --> | 0.4 | 0 | 0 | Constrained,otherwise capacity available =291kVA. | --> | 0.38 | 0 | 0 | 0 | 0.017 | 0.398 | 0 |  | --> | E17 ex ACADEMY STREET | ACADEMY STREET: T421∥T422 | NAVAN |  | 53.6435 | -6.6808
MV/LV Substation LI***838X | 10 kV | 400V(3ph) & 230V(single ph) | LV | 400 kVA :Kiosk Substation | 0.4 | --> | 0.4 | 0.275 | 1 |  | --> | 0.38 | 0 | 0 | 0 | 0.003 | 0.416 | 0 |  | --> | C13 ex MANOR STREET | MANOR STREET: T41 | WATERFORD |  | 52.2588 | -7.1114
MV/LV Substation LI***843X | 10 kV | 400V(3ph) & 230V(single ph) | LV | 400 kVA :Building Structure | 0.4 | --> | 0.4 | 0.248 | 3.4 |  | --> | 0.38 | 0 | 0 | 0 | 0 | 0.411 | 0 |  | --> | C15 ex STICKILLEN | STICKILLEN: T41∥T42 | DRYBRIDGE |  | 53.8443 | -6.5375
MV/LV Substation LI***848X | 10 kV | 400V(3ph) & 230V(single ph) | LV | 50 kVA :Pole Substation | 0.05 | --> | 0.05 | 0 | 0 | Constrained,otherwise capacity available =50kVA. | --> | 0.047 | 0 | 0 | 0 | 0 | 0.049 | 0 |  | --> | E13 ex DALTON | DALTON: T421∥T422 | DALTON |  | 53.7117 | -8.9924
MV/LV Substation LI***849Y | 10 kV | 400V(3ph) & 230V(single ph) | LV | 200 kVA :Kiosk Substation | 0.2 | --> | 0.2 | 0.149 | 2.7 |  | --> | 0.19 | 0 | 0 | 0 | 0 | 0.207 | 0 |  | --> | C19 ex RAMPARTS | RAMPARTS: T41 | DUNDALK |  | 54.0211 | -6.4008
MV/LV Substation LI***850Y | 10 kV | 400V(3ph) & 230V(single ph) | LV | 200 kVA :Kiosk Substation | 0.2 | --> | 0.2 | 0.136 | 2.7 |  | --> | 0.19 | 0 | 0 | 0 | 0 | 0.209 | 0 |  | --> | C19 ex RAMPARTS | RAMPARTS: T41 | DUNDALK |  | 54.0197 | -6.4028
MV/LV Substation LI***852X | 10 kV | 400V(3ph) & 230V(single ph) | LV | 100 kVA :Pole Substation | 0.1 | --> | 0.1 | 0.096 | 5.9 |  | --> | 0.095 | 0 | 0 | 0 | 0 | 0.1 | 0 |  | --> | C18 ex BANDON | BANDON: T101 | BANDON |  | 51.8052 | -8.6467
MV/LV Substation LI***854 | 10 kV | 400V(3ph) & 230V(single ph) | LV | 400 kVA :Building Structure | 0.4 | --> | 0.4 | 0.198 | 0.4 |  | --> | 0.38 | 0 | 0 | 0 | 0 | 0.43 | 0 |  | --> | C11 ex BALLYBODEN | BALLYBODEN: T41 | COOKSTOWN |  | 53.2772 | -6.2643
MV/LV Substation LI***855 | 10 kV | 400V(3ph) & 230V(single ph) | LV | 400 kVA :Kiosk Substation | 0.4 | --> | 0.4 | 0 | 0 | Constrained,otherwise capacity available =295kVA. | --> | 0.38 | 0 | 0 | 0 | 0.007 | 0.409 | 0 |  | --> | C30 ex CLONDALKIN | CLONDALKIN: T44 | INCHICORE 220KV |  | 53.3276 | -6.414
MV/LV Substation LI***855Y | 10 kV | 400V(3ph) & 230V(single ph) | LV | 200 kVA :Kiosk Substation | 0.2 | --> | 0.2 | 0 | 0 | Constrained,otherwise capacity available =135kVA. | --> | 0.19 | 0 | 0 | 0 | 0 | 0 | 0 | Constrained,otherwise capacity available =210kW. | --> | C16 ex PORTARLINGTON | PORTARLINGTON: T41∥T42 | PORTLAOISE |  | 53.15 | -7.1794
MV/LV Substation LI***856 | 10 kV | 400V(3ph) & 230V(single ph) | LV | 400 kVA :Kiosk Substation | 0.4 | --> | 0.4 | 0 | 0 | Constrained,otherwise capacity available =317kVA. | --> | 0.38 | 0 | 0 | 0 | 0 | 0.412 | 0 |  | --> | C30 ex CLONDALKIN | CLONDALKIN: T44 | INCHICORE 220KV |  | 53.3273 | -6.4158
MV/LV Substation LI***860 | 20 kV | 400V(3ph) & 230V(single ph) | LV | 200 kVA :Pole Substation | 0.2 | --> | 0.2 | 0.172 | 1.6 |  | --> | 0.19 | 0 | 0 | 0 | 0 | 0.203 | 0 |  | --> | E17 ex INCH | INCH: T421∥T422 | OUGHTRAGH |  | 52.269 | -10.1615
MV/LV Substation LI***863 | 10 kV | 400V(3ph) & 230V(single ph) | LV | 50 kVA :Pole Substation | 0.05 | --> | 0.05 | 0.043 | 2.2 |  | --> | 0.047 | 0 | 0 | 0 | 0.003 | 0.047 | 0 |  | --> | C18 ex KINGSCOURT | KINGSCOURT: T42 | MEATH HILL |  | 53.9031 | -6.8001
MV/LV Substation LI***863X | 10 kV | 400V(3ph) & 230V(single ph) | LV | 400 kVA :Kiosk Substation | 0.4 | --> | 0.4 | 0.348 | 1.3 |  | --> | 0.38 | 0 | 0 | 0 | 0.003 | 0.404 | 0 |  | --> | C15 ex ENNIS NORTH | ENNIS NORTH: T41∥T42 | ENNIS |  | 52.8536 | -8.9962
MV/LV Substation LI***864 | 10 kV | 400V(3ph) & 230V(single ph) | LV | 400 kVA :Kiosk Substation | 0.4 | --> | 0.4 | 0.257 | 2.6 |  | --> | 0.38 | 0 | 0 | 0 | 0.023 | 0.397 | 0 |  | --> | C20 ex MONKSTOWN | MONKSTOWN: T42 | BLACKROCK |  | 53.302 | -6.1833
MV/LV Substation LI***867 | 10 kV | 400V(3ph) & 230V(single ph) | LV | 630 kVA :Kiosk Substation | 0.63 | --> | 0.63 | 0.5 | 3.8 |  | --> | 0.598 | 0 | 0 | 0 | 0.007 | 0.5 | 0 |  | --> | C11 ex DUN LAOGHAIRE | DUN LAOGHAIRE: T41 | BLACKROCK |  | 53.2934 | -6.1411
MV/LV Substation LI***870Y | 10 kV | 400V(3ph) & 230V(single ph) | LV | 400 kVA :Kiosk Substation | 0.4 | --> | 0.4 | 0 | 0 | Constrained,otherwise capacity available =314kVA. | --> | 0.38 | 0 | 0 | 0 | 0.01 | 0.402 | 0 |  | --> | C20 ex RAHEEN | RAHEEN: T42 | LIMERICK |  | 52.6293 | -8.6389
MV/LV Substation LI***871Z | 20 kV | 400V(3ph) & 230V(single ph) | LV | 400 kVA :Kiosk Substation | 0.4 | --> | 0.4 | 0.346 | 10.7 |  | --> | 0.38 | 0 | 0 | 0 | 0.01 | 0.397 | 0 |  | --> | E13 ex COOLROE | COOLROE: T121 | COOLROE |  | 51.8814 | -8.6249
MV/LV Substation LI***872 | 10 kV | 400V(3ph) & 230V(single ph) | LV | 50 kVA :Pole Substation | 0.05 | --> | 0.05 | 0.047 | 2.4 |  | --> | 0.047 | 0 | 0 | 0 | 0 | 0.049 | 0 |  | --> | C23 ex TINAHASK | TINAHASK: T41∥T42 | ARKLOW |  | 52.7335 | -6.2994
MV/LV Substation LI***875Z | 10 kV | 400V(3ph) & 230V(single ph) | LV | 200 kVA :Kiosk Substation | 0.2 | --> | 0.2 | 0.196 | 3.6 |  | --> | 0.19 | 0 | 0 | 0 | 0.004 | 0.195 | 0 |  | --> | E18 ex KILLINICK | KILLINICK: T421∥T422 | WEXFORD |  | 52.2841 | -6.399
MV/LV Substation LI***880X | 20 kV | 400V(3ph) & 230V(single ph) | LV | 50 kVA :Pole Substation | 0.05 | --> | 0.05 | 0.043 | 2.5 |  | --> | 0.047 | 0 | 0 | 0 | 0 | 0.05 | 0 |  | --> | E17 ex CONG | CONG: T421∥T422 | CLOON |  | 53.5394 | -9.2691
MV/LV Substation LI***880Z | 20 kV | 400V(3ph) & 230V(single ph) | LV | 50 kVA :Pole Substation | 0.05 | --> | 0.05 | 0 | 0 | Constrained,otherwise capacity available =50kVA. | --> | 0.047 | 0 | 0 | 0 | 0 | 0.049 | 0 |  | --> | E17 ex BALTINGLASS | BALTINGLASS: T421∥T422 | STRATFORD |  | 52.8518 | -6.6709
MV/LV Substation LI***881 | 20 kV | 400V(3ph) & 230V(single ph) | LV | 50 kVA :Pole Substation | 0.05 | --> | 0.05 | 0 | 0 | Constrained,otherwise capacity available =47kVA. | --> | 0.047 | 0 | 0 | 0 | 0 | 0.049 | 0 |  | --> | C17 ex CLONES | CLONES: T41∥T42 | SHANKILL |  | 54.1986 | -7.1182
MV/LV Substation LI***882 | 10 kV | 400V(3ph) & 230V(single ph) | LV | 200 kVA :Pole Substation | 0.2 | --> | 0.2 | 0.128 | 0.7 |  | --> | 0.19 | 0 | 0 | 0 | 0.003 | 0.207 | 0 |  | --> | C26 ex GLENTIES | GLENTIES: T41 | BINBANE |  | 54.7984 | -8.2831
MV/LV Substation LI***882 | 10 kV | 400V(3ph) & 230V(single ph) | LV | 200 kVA :Kiosk Substation | 0.2 | --> | 0.2 | 0 | 0 | Constrained,otherwise capacity available =151kVA. | --> | 0.19 | 0 | 0 | 0 | 0.001 | 0.206 | 0 |  | --> | C30 ex CLONDALKIN | CLONDALKIN: T44 | INCHICORE 220KV |  | 53.3263 | -6.416
MV/LV Substation LI***882 | 20 kV | 400V(3ph) & 230V(single ph) | LV | 100 kVA :Pole Substation | 0.1 | --> | 0.1 | 0 | 0 | Constrained,otherwise capacity available =68kVA. | --> | 0.095 | 0 | 0 | 0 | 0.031 | 0.072 | 0 |  | --> | C17 ex CLONES | CLONES: T41∥T42 | SHANKILL |  | 54.2179 | -7.121
MV/LV Substation LI***884X | 20 kV | 400V(3ph) & 230V(single ph) | LV | 200 kVA :Pole Substation | 0.2 | --> | 0.2 | 0 | 0 | Constrained,otherwise capacity available =81kVA. | --> | 0.19 | 0 | 0 | 0 | 0 | 0 | 0 | Constrained,otherwise capacity available =217kW. | --> | E14 ex BEALNABLATH | BEALNABLATH: T421 | BANDON |  | 51.8514 | -8.865
MV/LV Substation LI***885Z | 20 kV | 400V(3ph) & 230V(single ph) | LV | 50 kVA :Pole Substation | 0.05 | --> | 0.05 | 0 | 0 | Constrained,otherwise capacity available =48kVA. | --> | 0.047 | 0 | 0 | 0 | 0.008 | 0.041 | 0 |  | --> | E17 ex BALTINGLASS | BALTINGLASS: T421∥T422 | STRATFORD |  | 52.8463 | -6.6699
MV/LV Substation LI***888 | 10 kV | 400V(3ph) & 230V(single ph) | LV | 50 kVA :Pole Substation | 0.05 | --> | 0.05 | 0 | 0 | Constrained,otherwise capacity available =48kVA. | --> | 0.047 | 0 | 0 | 0 | 0 | 0.049 | 0 |  | --> | C11 ex CLONAKILTY | CLONAKILTY: T41∥T42 | DUNMANWAY |  | 51.6541 | -8.85
MV/LV Substation LI***892X | 10 kV | 400V(3ph) & 230V(single ph) | LV | 1000 kVA :Building Structure | 1 | --> | 1 | 0.067 | 0.1 | Constrained,otherwise capacity available =500kVA. | --> | 0.95 | 0 | 0 | 0 | 0 | 0.5 | 0 |  | --> | C21 ex BISHOPSTOWN | BISHOPSTOWN: T41 | KILBARRY |  | 51.888 | -8.5333
MV/LV Substation LI***897Y | 10 kV | 400V(3ph) & 230V(single ph) | LV | 50 kVA :Pole Substation | 0.05 | --> | 0.05 | 0.05 | 3.5 |  | --> | 0.047 | 0 | 0 | 0 | 0 | 0.049 | 0 |  | --> | C12 ex TELAYDON | TELAYDON: T42 | LISDRUM |  | 54.2673 | -6.9245
MV/LV Substation LI***900 | 10 kV | 400V(3ph) & 230V(single ph) | LV | 50 kVA :Pole Substation | 0.05 | --> | 0.05 | 0 | 0 | Constrained,otherwise capacity available =13kVA. | --> | 0.047 | 0 | 0 | 0 | 0 | 0.054 | 0 |  | --> | C15 ex BALLAGHADERREEN | BALLAGHADERREEN: T41∥T42 | TONROE |  | 53.8744 | -8.4807
MV/LV Substation LI***901X | 10 kV | 400V(3ph) & 230V(single ph) | LV | 100 kVA :Pole Substation | 0.1 | --> | 0.1 | 0 | 0 | Constrained,otherwise capacity available =90kVA. | --> | 0.095 | 0 | 0 | 0 | 0 | 0.101 | 0 |  | --> | C16 ex ENNISTYMON | ENNISTYMON: T41∥T42 | ENNIS |  | 52.9368 | -9.3995
MV/LV Substation LI***902 | 20 kV | 400V(3ph) & 230V(single ph) | LV | 100 kVA :Pole Substation | 0.1 | --> | 0.1 | 0.086 | 3.3 |  | --> | 0.095 | 0 | 0 | 0 | 0 | 0.101 | 0 |  | --> | E14 ex BIRDHILL | BIRDHILL: T422 | ARDNACRUSHA |  | 52.8312 | -8.2375
MV/LV Substation LI***905 | 20 kV | 400V(3ph) & 230V(single ph) | LV | 50 kVA :Pole Substation | 0.05 | --> | 0.05 | 0.041 | 3.3 |  | --> | 0.047 | 0 | 0 | 0 | 0 | 0.05 | 0 |  | --> | E14 ex BIRDHILL | BIRDHILL: T422 | ARDNACRUSHA |  | 52.8275 | -8.2445
MV/LV Substation LI***906 | 10 kV | 400V(3ph) & 230V(single ph) | LV | 100 kVA :Pole Substation | 0.1 | --> | 0.1 | 0.096 | 1.9 |  | --> | 0.095 | 0 | 0 | 0 | 0 | 0.1 | 0 |  | --> | C13 ex DRYBRIDGE | DRYBRIDGE: T41 | DRYBRIDGE |  | 53.7462 | -6.3416
MV/LV Substation LI***907 | 10 kV | 400V(3ph) & 230V(single ph) | LV | 50 kVA :Pole Substation | 0.05 | --> | 0.05 | 0.041 | 5 |  | --> | 0.047 | 0 | 0 | 0 | 0 | 0.05 | 0 |  | --> | C17 ex BALLYRICKARD | BALLYRICKARD: T41∥T42 | TRALEE |  | 52.2997 | -9.8093
MV/LV Substation LI***909 | 10 kV | 400V(3ph) & 230V(single ph) | LV | 400 kVA :Building Structure | 0.4 | --> | 0.4 | 0.227 | 1.3 |  | --> | 0.38 | 0 | 0 | 0 | 0 | 0.426 | 0 |  | --> | C18 ex BALLYBAY | BALLYBAY: T41∥T42 | LISDRUM |  | 54.151 | -7.0042
MV/LV Substation LI***911Y | 10 kV | 400V(3ph) & 230V(single ph) | LV | 200 kVA :Kiosk Substation | 0.2 | --> | 0.2 | 0.063 | 4.8 |  | --> | 0.19 | 0 | 0 | 0 | 0 | 0.21 | 0 |  | --> | C19 ex ATHY | ATHY: T101 | ATHY |  | 52.9932 | -6.9781
MV/LV Substation LI***920 | 10 kV | 400V(3ph) & 230V(single ph) | LV | 200 kVA :Kiosk Substation | 0.2 | --> | 0.2 | 0.146 | 3.3 |  | --> | 0.19 | 0 | 0 | 0 | 0.002 | 0.205 | 0 |  | --> | C18 ex SHERCOCK | SHERCOCK: T41∥T42 | MEATH HILL |  | 53.9927 | -6.898
MV/LV Substation LI***925 | 20 kV | 400V(3ph) & 230V(single ph) | LV | 400 kVA :Kiosk Substation | 0.4 | --> | 0.4 | 0.359 | 3 |  | --> | 0.38 | 0 | 0 | 0 | 0 | 0 | 0 | Constrained,otherwise capacity available =406kW. | --> | C21 ex SWINFORD | SWINFORD: T41∥T42 | CASTLEBAR |  | 53.9795 | -9.1144
MV/LV Substation LI***927 | 10 kV | 400V(3ph) & 230V(single ph) | LV | 630 kVA :Building Structure | 0.63 | --> | 0.63 | 0.396 | 2.5 |  | --> | 0.598 | 0 | 0 | 0 | 0.004 | 0.5 | 0 |  | --> | C15 ex GREYSTONES | GREYSTONES: T41 | FASSAROE |  | 53.1525 | -6.0831