MV/LV Substation TH***358X | 10 kV | 400V(3ph) & 230V(single ph) | LV | 630 kVA :Building Structure | 0.63 | --> | 0.63 | 0.463 | 8.6 |  | --> | 0.598 | 0 | 0 | 0 | 0 | 0.5 | 0 |  | --> | C22 ex RINGSEND | RINGSEND: T102 | POOLBEG |  | 53.3446 | -6.2285
MV/LV Substation TH***358Y | 10 kV | 400V(3ph) & 230V(single ph) | LV | 630 kVA :Kiosk Substation | 0.63 | --> | 0.63 | 0.493 | 3.3 |  | --> | 0.598 | 0 | 0 | 0 | 0.008 | 0.5 | 0 |  | --> | C17 ex CELBRIDGE | CELBRIDGE: T41 | GRIFFINRATH |  | 53.3412 | -6.5364
MV/LV Substation TH***358Z | 10 kV | 400V(3ph) & 230V(single ph) | LV | 400 kVA :Kiosk Substation | 0.4 | --> | 0.4 | 0 | 0 | Constrained,otherwise capacity available =331kVA. | --> | 0.38 | 0 | 0 | 0 | 0.014 | 0.395 | 0 |  | --> | E17 ex GLASMORE | GLASMORE: T421 | GLASMORE |  | 53.4459 | -6.2444
MV/LV Substation TH***359Z | 10 kV | 400V(3ph) & 230V(single ph) | LV | 400 kVA :Kiosk Substation | 0.4 | --> | 0.4 | 0 | 0 | Constrained,otherwise capacity available =284kVA. | --> | 0.38 | 0 | 0 | 0 | 0.003 | 0.414 | 0 |  | --> | E17 ex GLASMORE | GLASMORE: T421 | GLASMORE |  | 53.4458 | -6.2428
MV/LV Substation TH***360 | 10 kV | 400V(3ph) & 230V(single ph) | LV | 630 kVA :Kiosk Substation | 0.63 | --> | 0.63 | 0.465 | 4.2 |  | --> | 0.598 | 0 | 0 | 0 | 0.024 | 0.5 | 0 |  | --> | C22 ex HOWTH JUNCTION | HOWTH JUNCTION: T42 | GRANGE (DR) |  | 53.3878 | -6.1541
MV/LV Substation TH***361X | 10 kV | 400V(3ph) & 230V(single ph) | LV | 200 kVA :Kiosk Substation | 0.2 | --> | 0.2 | 0.087 | 7.2 |  | --> | 0.19 | 0 | 0 | 0 | 0.014 | 0.202 | 0 |  | --> | C22 ex PELLETSTOWN | PELLETSTOWN: T102 | FINGLAS |  | 53.3788 | -6.371
MV/LV Substation TH***362X | 10 kV | 400V(3ph) & 230V(single ph) | LV | 1000 kVA :Building Structure | 1 | --> | 1 | 0.5 | 8.7 |  | --> | 0.95 | 0 | 0 | 0 | 0 | 0.5 | 0 |  | --> | C24 ex HAROLDS CROSS | HAROLDS CROSS: T102 | POOLBEG |  | 53.333 | -6.2623
MV/LV Substation TH***363Y | 10 kV | 400V(3ph) & 230V(single ph) | LV | 630 kVA :Building Structure | 0.63 | --> | 0.63 | 0.5 | 1.8 |  | --> | 0.598 | 0 | 0 | 0 | 0 | 0.5 | 0 |  | --> | C13 ex WATERFORD | WATERFORD: T41 | WATERFORD |  | 52.2636 | -7.1205
MV/LV Substation TH***365 | 10 kV | 400V(3ph) & 230V(single ph) | LV | 100 kVA :Pole Substation | 0.1 | --> | 0.1 | 0 | 3.7 |  | --> | 0.095 | 0 | 0 | 0 | 0.008 | 0.109 | 0 |  | --> | C12 ex ROSS CARBERY | ROSS CARBERY: T41∥T42 | DUNMANWAY |  | 51.5776 | -9.0273
MV/LV Substation TH***365X | 10 kV | 400V(3ph) & 230V(single ph) | LV | 400 kVA :Kiosk Substation | 0.4 | --> | 0.4 | 0.347 | 4.6 |  | --> | 0.38 | 0 | 0 | 0 | 0.024 | 0.382 | 0 |  | --> | C21 ex BALLYRAINE | BALLYRAINE: T41∥T42 | LETTERKENNY |  | 54.963 | -7.6901
MV/LV Substation TH***365X | 10 kV | 400V(3ph) & 230V(single ph) | LV | 100 kVA :Pole Substation | 0.1 | --> | 0.1 | 0.091 | 1.3 |  | --> | 0.095 | 0 | 0 | 0 | 0 | 0.1 | 0 |  | --> | C14 ex BALLYBAY | BALLYBAY: T41∥T42 | LISDRUM |  | 54.1277 | -6.9072
MV/LV Substation TH***368X | 10 kV | 400V(3ph) & 230V(single ph) | LV | 400 kVA :Kiosk Substation | 0.4 | --> | 0.4 | 0.205 | 5 |  | --> | 0.38 | 0 | 0 | 0 | 0.017 | 0.412 | 0 |  | --> | C22 ex GALWAY 110KV | GALWAY 110KV: T102 | GALWAY 110KV |  | 53.2892 | -9.0002
MV/LV Substation TH***369Y | 10 kV | 400V(3ph) & 230V(single ph) | LV | 50 kVA :Pole Substation | 0.05 | --> | 0.05 | 0.046 | 2.4 |  | --> | 0.047 | 0 | 0 | 0 | 0 | 0.049 | 0 |  | --> | C23 ex TINAHASK | TINAHASK: T41∥T42 | ARKLOW |  | 52.7942 | -6.2326
MV/LV Substation TH***370X | 10 kV | 400V(3ph) & 230V(single ph) | LV | 200 kVA :Kiosk Substation | 0.2 | --> | 0.2 | 0 | 0 | Constrained,otherwise capacity available =166kVA. | --> | 0.19 | 0 | 0 | 0 | 0.019 | 0.184 | 0 |  | --> | C12 ex TUAM SOUTH | TUAM SOUTH: T42 | CLOON |  | 53.5196 | -8.843
MV/LV Substation TH***370Y | 20 kV | 400V(3ph) & 230V(single ph) | LV | 200 kVA :Pole Substation | 0.2 | --> | 0.2 | 0.119 | 2.2 |  | --> | 0.19 | 0 | 0 | 0 | 0 | 0.203 | 0 |  | --> | E11 ex CLONROCHE | CLONROCHE: T421∥T422 | WEXFORD |  | 52.4096 | -6.71
MV/LV Substation TH***372 | 10 kV | 400V(3ph) & 230V(single ph) | LV | 400 kVA :Building Structure | 0.4 | --> | 0.4 | 0.301 | 3.6 |  | --> | 0.38 | 0 | 0 | 0 | 0 | 0.414 | 0 |  | --> | C11 ex DEANSGRANGE | DEANSGRANGE: T41 | CARRICKMINES |  | 53.2757 | -6.1587
MV/LV Substation TH***373X | 10 kV | 400V(3ph) & 230V(single ph) | LV | 200 kVA :Kiosk Substation | 0.2 | --> | 0.2 | 0.12 | 5.1 |  | --> | 0.19 | 0 | 0 | 0 | 0.018 | 0 | 0 | Constrained,otherwise capacity available =193kW. | --> | C17 ex CASTLEKNOCK | CASTLEKNOCK: T41∥T42 | FINGLAS |  | 53.3759 | -6.3794
MV/LV Substation TH***377X | 10 kV | 400V(3ph) & 230V(single ph) | LV | 400 kVA :Building Structure | 0.4 | --> | 0.4 | 0.166 | 1.2 |  | --> | 0.38 | 0 | 0 | 0 | 0 | 0.435 | 0 |  | --> | C11 ex TRIMMS LANE | TRIMMS LANE: T41 | SALTHILL |  | 53.2602 | -9.074
MV/LV Substation TH***378X | 10 kV | 400V(3ph) & 230V(single ph) | LV | 400 kVA :Kiosk Substation | 0.4 | --> | 0.4 | 0.169 | 4.5 |  | --> | 0.38 | 0 | 0 | 0 | 0.024 | 0.409 | 0 |  | --> | C22 ex COOLOCK | COOLOCK: T42 | FINGLAS |  | 53.3917 | -6.1749
MV/LV Substation TH***383Y | 10 kV | 400V(3ph) & 230V(single ph) | LV | 200 kVA :Kiosk Substation | 0.2 | --> | 0.2 | 0.174 | 2.8 |  | --> | 0.19 | 0 | 0 | 0 | 0.005 | 0 | 0 | Constrained,otherwise capacity available =198kW. | --> | C11 ex LEE BRIDGE | LEE BRIDGE: T41 | MACROOM |  | 51.9122 | -8.965
MV/LV Substation TH***383Y | 10 kV | 400V(3ph) & 230V(single ph) | LV | 400 kVA :Kiosk Substation | 0.4 | --> | 0.4 | 0.375 | 1.9 |  | --> | 0.38 | 0 | 0 | 0 | 0.023 | 0.379 | 0 |  | --> | C17 ex VIRGINIA | VIRGINIA: T41∥T42 | MEATH HILL |  | 53.8341 | -7.082
MV/LV Substation TH***384 | 10 kV | 400V(3ph) & 230V(single ph) | LV | 400 kVA :Kiosk Substation | 0.4 | --> | 0.4 | 0 | 0 | Constrained,otherwise capacity available =326kVA. | --> | 0.38 | 0 | 0 | 0 | 0.003 | 0.407 | 0 |  | --> | C13 ex MONEENAGEISHA | MONEENAGEISHA: T41 | GALWAY 110KV |  | 53.2784 | -9.0415
MV/LV Substation TH***387 | 20 kV | 400V(3ph) & 230V(single ph) | LV | 50 kVA :Pole Substation | 0.05 | --> | 0.05 | 0.049 | 1 |  | --> | 0.047 | 0 | 0 | 0 | 0 | 0.049 | 0 |  | --> | E11 ex BALLYHALE | BALLYHALE: T421 | KILKENNY |  | 52.5215 | -7.1295
MV/LV Substation TH***387Z | 10 kV | 400V(3ph) & 230V(single ph) | LV | 400 kVA :Kiosk Substation | 0.4 | --> | 0.4 | 0.334 | 2.4 |  | --> | 0.38 | 0 | 0 | 0 | 0 | 0.41 | 0 |  | --> | C18 ex BALLYMAHON | BALLYMAHON: T41∥T42 | ATHLONE |  | 53.5584 | -7.7734
MV/LV Substation TH***388Y | 10 kV | 400V(3ph) & 230V(single ph) | LV | 630 kVA :Kiosk Substation | 0.63 | --> | 0.63 | 0.5 | 8.9 |  | --> | 0.598 | 0 | 0 | 0 | 0 | 0.5 | 0 |  | --> | C17 ex MIDLETON | MIDLETON: T101 | MIDLETON |  | 51.9154 | -8.1743
MV/LV Substation TH***388Z | 10 kV | 400V(3ph) & 230V(single ph) | LV | 200 kVA :Kiosk Substation | 0.2 | --> | 0.2 | 0.184 | 1.3 |  | --> | 0.19 | 0 | 0 | 0 | 0.001 | 0.201 | 0 |  | --> | C17 ex ROOSKY | ROOSKY: T41 | RICHMOND |  | 53.8333 | -7.916
MV/LV Substation TH***389 | 10 kV | 400V(3ph) & 230V(single ph) | LV | 630 kVA :Kiosk Substation | 0.63 | --> | 0.63 | 0 | 0 | Constrained,otherwise capacity available =412kVA. | --> | 0.598 | 0 | 0 | 0 | 0.019 | 0.5 | 0 |  | --> | C17 ex WHITEHALL | WHITEHALL: T41 | FINGLAS |  | 53.3788 | -6.2622
MV/LV Substation TH***391X | 10 kV | 400V(3ph) & 230V(single ph) | LV | 630 kVA :Building Structure | 0.63 | --> | 0.63 | 0.5 | 5.4 |  | --> | 0.598 | 0 | 0 | 0 | 0 | 0.5 | 0 |  | --> | E18 ex MOY | MOY: T421∥T422 | MOY |  | 54.115 | -9.1519
MV/LV Substation TH***393 | 20 kV | 400V(3ph) & 230V(single ph) | LV | 400 kVA :Kiosk Substation | 0.4 | --> | 0.4 | 0 | 0 | Constrained,otherwise capacity available =314kVA. | --> | 0.38 | 0 | 0 | 0 | 0 | 0 | 0 | Constrained,otherwise capacity available =413kW. | --> | C14 ex FERMOY NORTH | FERMOY NORTH: T41∥T42 | BARRYMORE |  | 52.1863 | -8.3562
MV/LV Substation TH***393Z | 20 kV | 400V(3ph) & 230V(single ph) | LV | 200 kVA :Kiosk Substation | 0.2 | --> | 0.2 | 0 | 0 | Constrained,otherwise capacity available =174kVA. | --> | 0.19 | 0 | 0 | 0 | 0.004 | 0.199 | 0 |  | --> | E13 ex GLASMORE | GLASMORE: T421 | GLASMORE |  | 53.4738 | -6.2336
MV/LV Substation TH***394 | 20 kV | 400V(3ph) & 230V(single ph) | LV | 400 kVA :Kiosk Substation | 0.4 | --> | 0.4 | 0 | 0 | Constrained,otherwise capacity available =345kVA. | --> | 0.38 | 0 | 0 | 0 | 0.015 | 0.392 | 0 |  | --> | C17 ex BALLYGAR | BALLYGAR: T41 | ATHLONE |  | 53.489 | -8.5704
MV/LV Substation TH***394Z | 20 kV | 400V(3ph) & 230V(single ph) | LV | 400 kVA :Kiosk Substation | 0.4 | --> | 0.4 | 0 | 0 | Constrained,otherwise capacity available =292kVA. | --> | 0.38 | 0 | 0 | 0 | 0.01 | 0.405 | 0 |  | --> | E13 ex GLASMORE | GLASMORE: T421 | GLASMORE |  | 53.472 | -6.2313
MV/LV Substation TH***396 | 10 kV | 400V(3ph) & 230V(single ph) | LV | 400 kVA :Kiosk Substation | 0.4 | --> | 0.4 | 0.349 | 12.2 |  | --> | 0.38 | 0 | 0 | 0 | 0.004 | 0.403 | 0 |  | --> | C36 ex SALTHILL | SALTHILL: T102 | SALTHILL |  | 53.2874 | -9.0864
MV/LV Substation TH***397Z | 10 kV | 400V(3ph) & 230V(single ph) | LV | 400 kVA :Kiosk Substation | 0.4 | --> | 0.4 | 0.283 | 6.3 |  | --> | 0.38 | 0 | 0 | 0 | 0.007 | 0.41 | 0 |  | --> | C12 ex KILBARRY | KILBARRY: T43 | KILBARRY |  | 51.921 | -8.4646
MV/LV Substation TH***398X | 20 kV | 400V(3ph) & 230V(single ph) | LV | 200 kVA :Kiosk Substation | 0.2 | --> | 0.2 | 0.177 | 4.4 |  | --> | 0.19 | 0 | 0 | 0 | 0.011 | 0.191 | 0 |  | --> | E16 ex MOHILL | MOHILL: T421∥T422 | CARRICK ON SHANNON |  | 53.9296 | -8.0025
MV/LV Substation TH***399Y | 10 kV | 400V(3ph) & 230V(single ph) | LV | 50 kVA :Pole Substation | 0.05 | --> | 0.05 | 0.046 | 4.6 |  | --> | 0.047 | 0 | 0 | 0 | 0 | 0.049 | 0 |  | --> | E16 ex BALLYRAGGET | BALLYRAGGET: T421∥T422 | BALLYRAGGET |  | 52.8316 | -7.3469
MV/LV Substation TH***4013 | 20 kV | 400V(3ph) & 230V(single ph) | LV | 50 kVA :Pole Substation | 0.05 | --> | 0.05 | 0 | 0 | Constrained,otherwise capacity available =26kVA. | --> | 0.047 | 0 | 0 | 0 | 0 | 0.052 | 0 |  | --> | E11 ex KILCOLGAN | KILCOLGAN: T421 | GALWAY 110KV |  | 53.2012 | -8.8686
MV/LV Substation TH***4024 | 20 kV | 400V(3ph) & 230V(single ph) | LV | 50 kVA :Pole Substation | 0.05 | --> | 0.05 | 0.042 | 3.4 |  | --> | 0.047 | 0 | 0 | 0 | 0.003 | 0.047 | 0 |  | --> | E18 ex CLONMINCH | CLONMINCH: T422 | THORNSBERRY |  | 53.2738 | -7.6094
MV/LV Substation TH***4028 | 10 kV | 400V(3ph) & 230V(single ph) | LV | 400 kVA :Kiosk Substation | 0.4 | --> | 0.4 | 0.362 | 2.5 |  | --> | 0.38 | 0 | 0 | 0 | 0.01 | 0.395 | 0 |  | --> | C11 ex GREYSTONES | GREYSTONES: T41 | FASSAROE |  | 53.1352 | -6.0906
MV/LV Substation TH***403 | 10 kV | 400V(3ph) & 230V(single ph) | LV | 1000 kVA :Building Structure | 1 | --> | 1 | 0.5 | 1 |  | --> | 0.95 | 0 | 0 | 0 | 0 | 0 | 0 | Constrained,otherwise capacity available =500kW. | --> | C15 ex LOUGHTAGALLA | LOUGHTAGALLA: T41∥T42 | THURLES |  | 52.675 | -7.8102
MV/LV Substation TH***4030 | 10 kV | 400V(3ph) & 230V(single ph) | LV | 200 kVA :Pole Substation | 0.2 | --> | 0.2 | 0.18 | 2.7 |  | --> | 0.19 | 0 | 0 | 0 | 0 | 0.203 | 0 |  | --> | C11 ex BALLYARD | BALLYARD: T41∥T42 | TRALEE |  | 52.2621 | -9.7112
MV/LV Substation TH***403X | 10 kV | 400V(3ph) & 230V(single ph) | LV | 50 kVA :Pole Substation | 0.05 | --> | 0.05 | 0.015 | 2.8 |  | --> | 0.047 | 0 | 0 | 0 | 0.001 | 0.053 | 0 |  | --> | C15 ex CLONARD | CLONARD: T41∥T42 | WEXFORD |  | 52.3374 | -6.4866
MV/LV Substation TH***403X | 10 kV | 400V(3ph) & 230V(single ph) | LV | 200 kVA :Kiosk Substation | 0.2 | --> | 0.2 | 0 | 0 | Constrained,otherwise capacity available =133kVA. | --> | 0.19 | 0 | 0 | 0 | 0 | 0.21 | 0 |  | --> | C17 ex BALLYHAUNIS | BALLYHAUNIS: T41∥T42 | DALTON |  | 53.7615 | -8.7754
MV/LV Substation TH***4046 | 10 kV | 400V(3ph) & 230V(single ph) | LV | 100 kVA :Pole Substation | 0.1 | --> | 0.1 | 0 | 0 | Constrained,otherwise capacity available =95kVA. | --> | 0.095 | 0 | 0 | 0 | 0 | 0 | 0 | Constrained,otherwise capacity available =100kW. | --> | E11 ex ASHBOURNE | ASHBOURNE: T421 | FINGLAS |  | 53.4632 | -6.3521
MV/LV Substation TH***4047 | 10 kV | 400V(3ph) & 230V(single ph) | LV | 200 kVA :Kiosk Substation | 0.2 | --> | 0.2 | 0.186 | 2.1 |  | --> | 0.19 | 0 | 0 | 0 | 0 | 0.201 | 0 |  | --> | C16 ex LITTLE BRAY | LITTLE BRAY: T42 | FASSAROE |  | 53.2364 | -6.1237
MV/LV Substation TH***4047 | 10 kV | 400V(3ph) & 230V(single ph) | LV | 630 kVA :Building Structure | 0.63 | --> | 0.63 | 0.324 | 3.3 |  | --> | 0.598 | 0 | 0 | 0 | 0.003 | 0.5 | 0 |  | --> | C17 ex CELBRIDGE | CELBRIDGE: T41 | GRIFFINRATH |  | 53.3384 | -6.5335
MV/LV Substation TH***404X | 20 kV | 400V(3ph) & 230V(single ph) | LV | 50 kVA :Pole Substation | 0.05 | --> | 0.05 | 0.031 | 1 |  | --> | 0.047 | 0 | 0 | 0 | 0 | 0.051 | 0 |  | --> | E11 ex BALLYHALE | BALLYHALE: T421 | KILKENNY |  | 52.5172 | -7.1812
MV/LV Substation TH***4052 | 10 kV | 400V(3ph) & 230V(single ph) | LV | 200 kVA :Kiosk Substation | 0.2 | --> | 0.2 | 0.2 | 4.5 |  | --> | 0.19 | 0 | 0 | 0 | 0 | 0.2 | 0 |  | --> | C14 ex BRAY | BRAY: T42 | FASSAROE |  | 53.1908 | -6.1325
MV/LV Substation TH***4053 | 10 kV | 400V(3ph) & 230V(single ph) | LV | 630 kVA :Kiosk Substation | 0.63 | --> | 0.63 | 0.37 | 9.3 |  | --> | 0.598 | 0 | 0 | 0 | 0.004 | 0.5 | 0 |  | --> | C28 ex KILMORE | KILMORE: T102 | FINGLAS |  | 53.4071 | -6.1776
MV/LV Substation TH***4054 | 10 kV | 400V(3ph) & 230V(single ph) | LV | 50 kVA :Pole Substation | 0.05 | --> | 0.05 | 0 | 0 | Constrained,otherwise capacity available =38kVA. | --> | 0.047 | 0 | 0 | 0 | 0 | 0 | 0 | Constrained,otherwise capacity available =51kW. | --> | C11 ex DONEGAL | DONEGAL: T41∥T42 | CATHALEENS FALL |  | 54.6807 | -8.2192
MV/LV Substation TH***4054 | 10 kV | 400V(3ph) & 230V(single ph) | LV | 630 kVA :Kiosk Substation | 0.63 | --> | 0.63 | 0.5 | 9.3 |  | --> | 0.598 | 0 | 0 | 0 | 0 | 0.5 | 0 |  | --> | C28 ex KILMORE | KILMORE: T102 | FINGLAS |  | 53.407 | -6.1745
MV/LV Substation TH***4059 | 20 kV | 400V(3ph) & 230V(single ph) | LV | 50 kVA :Pole Substation | 0.05 | --> | 0.05 | 0.05 | 2.5 |  | --> | 0.047 | 0 | 0 | 0 | 0 | 0.049 | 0 |  | --> | E62 ex ATHY | ATHY: T102 | ATHY |  | 53.0251 | -6.9131
MV/LV Substation TH***4059 | 10 kV | 400V(3ph) & 230V(single ph) | LV | 630 kVA :Kiosk Substation | 0.63 | --> | 0.63 | 0.5 | 0.7 |  | --> | 0.598 | 0 | 0 | 0 | 0.007 | 0.5 | 0 |  | --> | C20 ex KILMARTIN | KILMARTIN: T41 | ARKLOW |  | 53.0686 | -6.2248
MV/LV Substation TH***405Y | 20 kV | 400V(3ph) & 230V(single ph) | LV | 200 kVA :Kiosk Substation | 0.2 | --> | 0.2 | 0.162 | 3.7 |  | --> | 0.19 | 0 | 0 | 0 | 0.003 | 0 | 0 | Constrained,otherwise capacity available =202kW. | --> | E20 ex FOXHOLE | FOXHOLE: T421∥T422 | DUNGARVAN |  | 51.9337 | -8.0553
MV/LV Substation TH***4061 | 20 kV | 400V(3ph) & 230V(single ph) | LV | 200 kVA :Kiosk Substation | 0.2 | --> | 0.2 | 0 | 0 | Constrained,otherwise capacity available =174kVA. | --> | 0.19 | 0 | 0 | 0 | 0 | 0.203 | 0 |  | --> | E16 ex PATRICKSWELL | PATRICKSWELL: T421∥T422 | LIMERICK |  | 52.5636 | -8.7997
MV/LV Substation TH***4067 | 10 kV | 400V(3ph) & 230V(single ph) | LV | 630 kVA :Building Structure | 0.63 | --> | 0.63 | 0 | 0 | Constrained,otherwise capacity available =500kVA. | --> | 0.598 | 0 | 0 | 0 | 0 | 0.5 | 0 |  | --> | C37 ex INCHICORE CENTRAL | INCHICORE CENTRAL: T45 | INCHICORE 220KV |  | 53.337 | -6.3157
MV/LV Substation TH***4070 | 10 kV | 400V(3ph) & 230V(single ph) | LV | 50 kVA :Pole Substation | 0.05 | --> | 0.05 | 0 | 0 | Constrained,otherwise capacity available =46kVA. | --> | 0.047 | 0 | 0 | 0 | 0 | 0.049 | 0 |  | --> | C24 ex GORESBRIDGE | GORESBRIDGE: T41∥T42 | KILKENNY |  | 52.6294 | -7.0584
MV/LV Substation TH***4083 | 10 kV | 400V(3ph) & 230V(single ph) | LV | 200 kVA :Pole Substation | 0.2 | --> | 0.2 | 0 | 0 | Constrained,otherwise capacity available =200kVA. | --> | 0.19 | 0 | 0 | 0 | 0 | 0.2 | 0 |  | --> | C12 ex SKIBBEREEN | SKIBBEREEN: T41∥T42 | DUNMANWAY |  | 51.5504 | -9.2617
MV/LV Substation TH***4087 | 10 kV | 400V(3ph) & 230V(single ph) | LV | 630 kVA :Kiosk Substation | 0.63 | --> | 0.63 | 0.5 | 2.1 |  | --> | 0.598 | 0 | 0 | 0 | 0 | 0.5 | 0 |  | --> | C20 ex SALLYNOGGIN ROAD | SALLYNOGGIN ROAD: T42 | CHERRYWOOD |  | 53.2799 | -6.1463
MV/LV Substation TH***4090 | 10 kV | 400V(3ph) & 230V(single ph) | LV | 400 kVA :Kiosk Substation | 0.4 | --> | 0.4 | 0 | 0 | Constrained,otherwise capacity available =294kVA. | --> | 0.38 | 0 | 0 | 0 | 0.028 | 0.386 | 0 |  | --> | E17 ex GLASMORE | GLASMORE: T421 | GLASMORE |  | 53.448 | -6.2526
MV/LV Substation TH***4095 | 10 kV | 400V(3ph) & 230V(single ph) | LV | 630 kVA :Kiosk Substation | 0.63 | --> | 0.63 | 0.5 | 11.2 |  | --> | 0.598 | 0 | 0 | 0 | 0 | 0.5 | 0 |  | --> | C21 ex ARTANE | ARTANE: T101 | FINGLAS |  | 53.3841 | -6.2358
MV/LV Substation TH***4097 | 20 kV | 400V(3ph) & 230V(single ph) | LV | 50 kVA :Pole Substation | 0.05 | --> | 0.05 | 0.05 | 2.7 |  | --> | 0.047 | 0 | 0 | 0 | 0 | 0.049 | 0 |  | --> | C18 ex KILLESHANDRA | KILLESHANDRA: T41∥T42 | GORTAWEE |  | 53.9972 | -7.5839
MV/LV Substation TH***4105 | 10 kV | 400V(3ph) & 230V(single ph) | LV | 400 kVA :Kiosk Substation | 0.4 | --> | 0.4 | 0.4 | 1.8 |  | --> | 0.38 | 0 | 0 | 0 | 0 | 0.4 | 0 |  | --> | C13 ex DUNDRUM | DUNDRUM: T41 | BLACKROCK |  | 53.292 | -6.2421
MV/LV Substation TH***4109 | 10 kV | 400V(3ph) & 230V(single ph) | LV | 50 kVA :Pole Substation | 0.05 | --> | 0.05 | 0.05 | 2.3 |  | --> | 0.047 | 0 | 0 | 0 | 0 | 0 | 0 | Constrained,otherwise capacity available =49kW. | --> | C11 ex KILRUSH | KILRUSH: T41∥T42 | TULLABRACK |  | 52.6374 | -9.2485
MV/LV Substation TH***4109 | 10 kV | 400V(3ph) & 230V(single ph) | LV | 400 kVA :Kiosk Substation | 0.4 | --> | 0.4 | 0.4 | 2.8 |  | --> | 0.38 | 0 | 0 | 0 | 0 | 0.4 | 0 |  | --> | C20 ex SUTTON | SUTTON: T42 | GRANGE (DR) |  | 53.3755 | -6.0591
MV/LV Substation TH***4110 | 10 kV | 400V(3ph) & 230V(single ph) | LV | 50 kVA :Pole Substation | 0.05 | --> | 0.05 | 0.045 | 4.8 |  | --> | 0.047 | 0 | 0 | 0 | 0 | 0.05 | 0 |  | --> | C21 ex ATHY | ATHY: T101 | ATHY |  | 52.9742 | -7.0703
MV/LV Substation TH***4113 | 10 kV | 400V(3ph) & 230V(single ph) | LV | 200 kVA :Pole Substation | 0.2 | --> | 0.2 | 0 | 0 | Constrained,otherwise capacity available =154kVA. | --> | 0.19 | 0 | 0 | 0 | 0.005 | 0 | 0 | Constrained,otherwise capacity available =201kW. | --> | C13 ex DONEGAL | DONEGAL: T41∥T42 | CATHALEENS FALL |  | 54.6396 | -8.1103
MV/LV Substation TH***4115 | 10 kV | 400V(3ph) & 230V(single ph) | LV | 630 kVA :Kiosk Substation | 0.63 | --> | 0.63 | 0 | 0 | Constrained,otherwise capacity available =379kVA. | --> | 0.598 | 0 | 0 | 0 | 0 | 0.5 | 0 |  | --> | C13 ex GRANGE (DR) | GRANGE (DR): T41 | GRANGE (DR) |  | 53.4082 | -6.1617
MV/LV Substation TH***412 | 20 kV | 400V(3ph) & 230V(single ph) | LV | 50 kVA :Pole Substation | 0.05 | --> | 0.05 | 0.038 | 1.7 |  | --> | 0.047 | 0 | 0 | 0 | 0 | 0 | 0 | Constrained,otherwise capacity available =51kW. | --> | E17 ex CREESLOUGH | CREESLOUGH: T421 | ARDNAGAPPARY |  | 55.1798 | -7.972
MV/LV Substation TH***412X | 10 kV | 400V(3ph) & 230V(single ph) | LV | 630 kVA :Kiosk Substation | 0.63 | --> | 0.63 | 0.5 | 9.6 |  | --> | 0.598 | 0 | 0 | 0 | 0 | 0.5 | 0 |  | --> | C14 ex GORTLEE | GORTLEE: T41∥T42 | LETTERKENNY |  | 54.9476 | -7.766
MV/LV Substation TH***412X | 10 kV | 400V(3ph) & 230V(single ph) | LV | 400 kVA :Kiosk Substation | 0.4 | --> | 0.4 | 0 | 0 | Constrained,otherwise capacity available =207kVA. | --> | 0.38 | 0 | 0 | 0 | 0.026 | 0 | 0 | Constrained,otherwise capacity available =401kW. | --> | C16 ex RATHDOWNEY | RATHDOWNEY: T42 | IKERRIN |  | 52.855 | -7.5836
MV/LV Substation TH***412Z | 10 kV | 400V(3ph) & 230V(single ph) | LV | 400 kVA :Kiosk Substation | 0.4 | --> | 0.4 | 0 | 0 | Constrained,otherwise capacity available =354kVA. | --> | 0.38 | 0 | 0 | 0 | 0 | 0.407 | 0 |  | --> | C12 ex MONEYCOOLEY | MONEYCOOLEY: T42 | GRIFFINRATH |  | 53.3529 | -6.5479
MV/LV Substation TH***4130 | 10 kV | 400V(3ph) & 230V(single ph) | LV | 50 kVA :Pole Substation | 0.05 | --> | 0.05 | 0.05 | 4.6 |  | --> | 0.047 | 0 | 0 | 0 | 0 | 0.049 | 0 |  | --> | E16 ex BALLYRAGGET | BALLYRAGGET: T421∥T422 | BALLYRAGGET |  | 52.8503 | -7.391
MV/LV Substation TH***4137 | 10 kV | 400V(3ph) & 230V(single ph) | LV | 400 kVA :Kiosk Substation | 0.4 | --> | 0.4 | 0.21 | 1.5 |  | --> | 0.38 | 0 | 0 | 0 | 0.01 | 0.418 | 0 |  | --> | C19 ex SALLINS | SALLINS: T41 | GRIFFINRATH |  | 53.2878 | -6.7553
MV/LV Substation TH***4139 | 10 kV | 400V(3ph) & 230V(single ph) | LV | 1000 kVA :Building Structure | 1 | --> | 1 | 0.5 | 7.6 |  | --> | 0.95 | 0 | 0 | 0 | 0.007 | 0.5 | 0 |  | --> | C19 ex TRINITY | TRINITY: T101 | POOLBEG |  | 53.3411 | -6.2443
MV/LV Substation TH***4141 | 10 kV | 400V(3ph) & 230V(single ph) | LV | 400 kVA :Kiosk Substation | 0.4 | --> | 0.4 | 0.4 | 2.6 |  | --> | 0.38 | 0 | 0 | 0 | 0 | 0.4 | 0 |  | --> | C20 ex FORTUNESTOWN | FORTUNESTOWN: T102 | INCHICORE 220KV |  | 53.2838 | -6.4193
MV/LV Substation TH***4142 | 10 kV | 400V(3ph) & 230V(single ph) | LV | 400 kVA :Kiosk Substation | 0.4 | --> | 0.4 | 0.4 | 2.6 |  | --> | 0.38 | 0 | 0 | 0 | 0 | 0.4 | 0 |  | --> | C20 ex FORTUNESTOWN | FORTUNESTOWN: T102 | INCHICORE 220KV |  | 53.2835 | -6.4209
MV/LV Substation TH***4146 | 10 kV | 400V(3ph) & 230V(single ph) | LV | 1000 kVA :Building Structure | 1 | --> | 1 | 0.5 | 4.3 |  | --> | 0.95 | 0 | 0 | 0 | 0 | 0.5 | 0 |  | --> | C23 ex CITYWEST | CITYWEST: T101 | INCHICORE 220KV |  | 53.2849 | -6.4273
MV/LV Substation TH***4147 | 10 kV | 400V(3ph) & 230V(single ph) | LV | 630 kVA :Kiosk Substation | 0.63 | --> | 0.63 | 0.293 | 11.5 |  | --> | 0.598 | 0 | 0 | 0 | 0.07 | 0.5 | 0 |  | --> | C22 ex BALLYBEG | BALLYBEG: T102 | CARRICKMINES |  | 52.9778 | -6.0544
MV/LV Substation TH***4148 | 10 kV | 400V(3ph) & 230V(single ph) | LV | 400 kVA :Kiosk Substation | 0.4 | --> | 0.4 | 0 | 0 | Constrained,otherwise capacity available =330kVA. | --> | 0.38 | 0 | 0 | 0 | 0 | 0 | 0 | Constrained,otherwise capacity available =411kW. | --> | C17 ex COLLIGAN | COLLIGAN: T41 | DUNGARVAN |  | 52.098 | -7.625
MV/LV Substation TH***4148 | 10 kV | 400V(3ph) & 230V(single ph) | LV | 400 kVA :Kiosk Substation | 0.4 | --> | 0.4 | 0 | 0 | Constrained,otherwise capacity available =400kVA. | --> | 0.38 | 0 | 0 | 0 | 0 | 0.4 | 0 |  | --> | C26 ex CITYWEST | CITYWEST: T102 | INCHICORE 220KV |  | 53.2885 | -6.419
MV/LV Substation TH***4149 | 10 kV | 400V(3ph) & 230V(single ph) | LV | 400 kVA :Kiosk Substation | 0.4 | --> | 0.4 | 0 | 0 | Constrained,otherwise capacity available =400kVA. | --> | 0.38 | 0 | 0 | 0 | 0 | 0.4 | 0 |  | --> | C26 ex CITYWEST | CITYWEST: T102 | INCHICORE 220KV |  | 53.2892 | -6.4183
MV/LV Substation TH***4151 | 10 kV | 400V(3ph) & 230V(single ph) | LV | 630 kVA :Building Structure | 0.63 | --> | 0.63 | 0.5 | 4.1 |  | --> | 0.598 | 0 | 0 | 0 | 0 | 0.5 | 0 |  | --> | C23 ex MOUNT MERRION | MOUNT MERRION: T41 | CARRICKMINES |  | 53.2915 | -6.2073
MV/LV Substation TH***4152 | 10 kV | 400V(3ph) & 230V(single ph) | LV | 200 kVA :Pole Substation | 0.2 | --> | 0.2 | 0 | 0 | Constrained,otherwise capacity available =200kVA. | --> | 0.19 | 0 | 0 | 0 | 0 | 0.2 | 0 |  | --> | C15 ex CLIFDEN | CLIFDEN: T41∥T42 | GALWAY 110KV |  | 53.4379 | -10.0764
MV/LV Substation TH***4154 | 20 kV | 400V(3ph) & 230V(single ph) | LV | 50 kVA :Pole Substation | 0.05 | --> | 0.05 | 0.05 | 6.2 |  | --> | 0.047 | 0 | 0 | 0 | 0 | 0.049 | 0 |  | --> | E17 ex BAGENALSTOWN | BAGENALSTOWN: T421∥T422 | CARLOW |  | 52.7554 | -7.0733
MV/LV Substation TH***416 | 20 kV | 400V(3ph) & 230V(single ph) | LV | 50 kVA :Pole Substation | 0.05 | --> | 0.05 | 0.031 | 8.5 |  | --> | 0.047 | 0 | 0 | 0 | 0.003 | 0.048 | 0 |  | --> | C14 ex ARDGEEHA | ARDGEEHA: T41∥T42 | DOON |  | 52.3832 | -7.6973
MV/LV Substation TH***416 | 10 kV | 400V(3ph) & 230V(single ph) | LV | 400 kVA :Building Structure | 0.4 | --> | 0.4 | 0 | 0 | Constrained,otherwise capacity available =355kVA. | --> | 0.38 | 0 | 0 | 0 | 0.046 | 0.358 | 0 |  | --> | C16 ex SHANNON | SHANNON: T42 | DRUMLINE |  | 52.7011 | -8.9021
MV/LV Substation TH***4161 | 10 kV | 400V(3ph) & 230V(single ph) | LV | 630 kVA :Kiosk Substation | 0.63 | --> | 0.63 | 0.5 | 2.7 |  | --> | 0.598 | 0 | 0 | 0 | 0 | 0.5 | 0 |  | --> | C11 ex BALLYARD | BALLYARD: T41∥T42 | TRALEE |  | 52.2648 | -9.7067
MV/LV Substation TH***4162 | 10 kV | 400V(3ph) & 230V(single ph) | LV | 630 kVA :Building Structure | 0.63 | --> | 0.63 | 0.5 | 2.3 |  | --> | 0.598 | 0 | 0 | 0 | 0 | 0.5 | 0 |  | --> | C22 ex MOUNT MERRION | MOUNT MERRION: T42 | CARRICKMINES |  | 53.2967 | -6.2117
MV/LV Substation TH***4163 | 10 kV | 400V(3ph) & 230V(single ph) | LV | 630 kVA :Kiosk Substation | 0.63 | --> | 0.63 | 0.377 | 8.3 |  | --> | 0.598 | 0 | 0 | 0 | 0.036 | 0.5 | 0 |  | --> | C19 ex BALLYBEG | BALLYBEG: T101 | CARRICKMINES |  | 53.0158 | -6.114
MV/LV Substation TH***4164 | 10 kV | 400V(3ph) & 230V(single ph) | LV | 630 kVA :Kiosk Substation | 0.63 | --> | 0.63 | 0.466 | 8.3 |  | --> | 0.598 | 0 | 0 | 0 | 0.053 | 0.5 | 0 |  | --> | C19 ex BALLYBEG | BALLYBEG: T101 | CARRICKMINES |  | 53.0166 | -6.1166
MV/LV Substation TH***4168 | 20 kV | 400V(3ph) & 230V(single ph) | LV | 200 kVA :Pole Substation | 0.2 | --> | 0.2 | 0 | 0 | Constrained,otherwise capacity available =122kVA. | --> | 0.19 | 0 | 0 | 0 | 0 | 0 | 0 | Constrained,otherwise capacity available =211kW. | --> | E12 ex BIRR | BIRR: T422 | DALLOW |  | 53.1059 | -7.717
MV/LV Substation TH***4168 | 20 kV | 400V(3ph) & 230V(single ph) | LV | 400 kVA :Kiosk Substation | 0.4 | --> | 0.4 | 0 | 0 | Constrained,otherwise capacity available =306kVA. | --> | 0.38 | 0 | 0 | 0 | 0.119 | 0.288 | 0 |  | --> | C24 ex MACETOWN | MACETOWN: T102 | MACETOWN |  | 53.5013 | -6.5337
MV/LV Substation TH***4170 | 20 kV | 400V(3ph) & 230V(single ph) | LV | 400 kVA :Kiosk Substation | 0.4 | --> | 0.4 | 0 | 0 | Constrained,otherwise capacity available =368kVA. | --> | 0.38 | 0 | 0 | 0 | 0.003 | 0.401 | 0 |  | --> | E20 ex GLASMORE | GLASMORE: T422 | GLASMORE |  | 53.5214 | -6.1668
MV/LV Substation TH***4171 | 10 kV | 400V(3ph) & 230V(single ph) | LV | 1000 kVA :Building Structure | 1 | --> | 1 | 0.5 | 3.1 |  | --> | 0.95 | 0 | 0 | 0 | 0.035 | 0.5 | 0 |  | --> | C21 ex MONKSTOWN | MONKSTOWN: T41 | BLACKROCK |  | 53.289 | -6.1768
MV/LV Substation TH***4177 | 20 kV | 400V(3ph) & 230V(single ph) | LV | 200 kVA :Kiosk Substation | 0.2 | --> | 0.2 | 0 | 0 | Constrained,otherwise capacity available =190kVA. | --> | 0.19 | 0 | 0 | 0 | 0.003 | 0.198 | 0 |  | --> | E11 ex ACADEMY STREET | ACADEMY STREET: T421∥T422 | NAVAN |  | 53.5277 | -6.5868
MV/LV Substation TH***4179 | 20 kV | 400V(3ph) & 230V(single ph) | LV | 200 kVA :Kiosk Substation | 0.2 | --> | 0.2 | 0 | 0 | Constrained,otherwise capacity available =88kVA. | --> | 0.19 | 0 | 0 | 0 | 0.024 | 0.191 | 0 |  | --> | E14 ex KILCOCK | KILCOCK: T422 | GRIFFINRATH |  | 53.4067 | -6.6686
MV/LV Substation TH***4180 | 20 kV | 400V(3ph) & 230V(single ph) | LV | 50 kVA :Pole Substation | 0.05 | --> | 0.05 | 0.046 | 2.6 |  | --> | 0.047 | 0 | 0 | 0 | 0 | 0.049 | 0 |  | --> | E19 ex KILCOCK | KILCOCK: T421 | GRIFFINRATH |  | 53.3902 | -6.7022
MV/LV Substation TH***4180 | 10 kV | 400V(3ph) & 230V(single ph) | LV | 630 kVA :Building Structure | 0.63 | --> | 0.63 | 0.5 | 3.6 |  | --> | 0.598 | 0 | 0 | 0 | 0.019 | 0.5 | 0 |  | --> | C11 ex DEANSGRANGE | DEANSGRANGE: T41 | CARRICKMINES |  | 53.2754 | -6.1585
MV/LV Substation TH***4180 | 10 kV | 400V(3ph) & 230V(single ph) | LV | 1000 kVA :Building Structure | 1 | --> | 1 | 0.5 | 6.6 |  | --> | 0.95 | 0 | 0 | 0 | 0 | 0.5 | 0 |  | --> | C16 ex MISERY HILL | MISERY HILL: T102 | POOLBEG |  | 53.3443 | -6.2326
MV/LV Substation TH***4183 | 20 kV | 400V(3ph) & 230V(single ph) | LV | 50 kVA :Pole Substation | 0.05 | --> | 0.05 | 0.043 | 1.4 |  | --> | 0.047 | 0 | 0 | 0 | 0 | 0.05 | 0 |  | --> | E20 ex GARRANACANTY | GARRANACANTY: T422 | TIPPERARY |  | 52.4921 | -8.0246
MV/LV Substation TH***4185 | 10 kV | 400V(3ph) & 230V(single ph) | LV | 1000 kVA :Building Structure | 1 | --> | 1 | 0.5 | 2.6 |  | --> | 0.95 | 0 | 0 | 0 | 0 | 0.5 | 0 |  | --> | C23 ex SALLYNOGGIN ROAD | SALLYNOGGIN ROAD: T41 | CHERRYWOOD |  | 53.2811 | -6.1025
MV/LV Substation TH***4185 | 10 kV | 400V(3ph) & 230V(single ph) | LV | 630 kVA :Kiosk Substation | 0.63 | --> | 0.63 | 0 | 0 | Constrained,otherwise capacity available =495kVA. | --> | 0.598 | 0 | 0 | 0 | 0.003 | 0.5 | 0 |  | --> | C17 ex CARRICKMINES | CARRICKMINES: T41 | CARRICKMINES |  | 53.2407 | -6.1971
MV/LV Substation TH***4193 | 10 kV | 400V(3ph) & 230V(single ph) | LV | 400 kVA :Kiosk Substation | 0.4 | --> | 0.4 | 0.223 | 5.8 |  | --> | 0.38 | 0 | 0 | 0 | 0.017 | 0.409 | 0 |  | --> | C22 ex CLOON | CLOON: T42 | CLOON |  | 53.5122 | -8.8516
MV/LV Substation TH***4194 | 20 kV | 400V(3ph) & 230V(single ph) | LV | 50 kVA :Pole Substation | 0.05 | --> | 0.05 | 0 | 0 |  | --> | 0.047 | 0 | 0 | 0 | 0 | 0.058 | 0 |  | --> | E12 ex KILCOCK | KILCOCK: T422 | GRIFFINRATH |  | 53.4529 | -6.5976
MV/LV Substation TH***4195 | 10 kV | 400V(3ph) & 230V(single ph) | LV | 1000 kVA :Building Structure | 1 | --> | 1 | 0.5 | 4.6 |  | --> | 0.95 | 0 | 0 | 0 | 0.003 | 0.5 | 0 |  | --> | C28 ex LIBERTY STREET | LIBERTY STREET: T102 | LIBERTY STREET |  | 51.8981 | -8.4746
MV/LV Substation TH***419Y | 10 kV | 400V(3ph) & 230V(single ph) | LV | 200 kVA :Kiosk Substation | 0.2 | --> | 0.2 | 0.187 | 1 |  | --> | 0.19 | 0 | 0 | 0 | 0 | 0.201 | 0 |  | --> | C21 ex MANOR STREET | MANOR STREET: T41 | WATERFORD |  | 52.2534 | -7.1135
MV/LV Substation TH***419Y | 20 kV | 400V(3ph) & 230V(single ph) | LV | 200 kVA :Kiosk Substation | 0.2 | --> | 0.2 | 0.167 | 2.8 |  | --> | 0.19 | 0 | 0 | 0 | 0.005 | 0.199 | 0 |  | --> | C12 ex CARRIGLAWN | CARRIGLAWN: T41∥T42 | WEXFORD |  | 52.3781 | -6.449
MV/LV Substation TH***420 | 10 kV | 400V(3ph) & 230V(single ph) | LV | 50 kVA :Pole Substation | 0.05 | --> | 0.05 | 0.037 | 8.3 |  | --> | 0.047 | 0 | 0 | 0 | 0 | 0.051 | 0 |  | --> | C17 ex BALLYBEG | BALLYBEG: T101 | CARRICKMINES |  | 52.9281 | -6.0411
MV/LV Substation TH***4201 | 20 kV | 400V(3ph) & 230V(single ph) | LV | 50 kVA :Pole Substation | 0.05 | --> | 0.05 | 0.05 | 4.5 |  | --> | 0.047 | 0 | 0 | 0 | 0 | 0.049 | 0 |  | --> | E13 ex TELAYDON | TELAYDON: T421 | LISDRUM |  | 54.2845 | -7.104
MV/LV Substation TH***4202 | 10 kV | 400V(3ph) & 230V(single ph) | LV | 400 kVA :Kiosk Substation | 0.4 | --> | 0.4 | 0 | 0 | Constrained,otherwise capacity available =369kVA. | --> | 0.38 | 0 | 0 | 0 | 0 | 0 | 0 | Constrained,otherwise capacity available =404kW. | --> | C11 ex COLLIGAN | COLLIGAN: T41 | DUNGARVAN |  | 52.0949 | -7.6085
MV/LV Substation TH***4203 | 10 kV | 400V(3ph) & 230V(single ph) | LV | 400 kVA :Kiosk Substation | 0.4 | --> | 0.4 | 0.315 | 8.3 |  | --> | 0.38 | 0 | 0 | 0 | 0.01 | 0.402 | 0 |  | --> | C12 ex MONREAD | MONREAD: T102 | MONREAD |  | 53.2292 | -6.6617
MV/LV Substation TH***4205 | 20 kV | 400V(3ph) & 230V(single ph) | LV | 400 kVA :Kiosk Substation | 0.4 | --> | 0.4 | 0.348 | 0.4 |  | --> | 0.38 | 0 | 0 | 0 | 0.003 | 0.404 | 0 |  | --> | E33 ex TRIM | TRIM: T421 | NAVAN |  | 53.4879 | -6.806
MV/LV Substation TH***4213 | 10 kV | 400V(3ph) & 230V(single ph) | LV | 630 kVA :Kiosk Substation | 0.63 | --> | 0.63 | 0 | 0 | Constrained,otherwise capacity available =500kVA. | --> | 0.598 | 0 | 0 | 0 | 0 | 0.5 | 0 |  | --> | C17 ex CARRICKMINES | CARRICKMINES: T41 | CARRICKMINES |  | 53.2479 | -6.1831
MV/LV Substation TH***4221 | 10 kV | 400V(3ph) & 230V(single ph) | LV | 630 kVA :Kiosk Substation | 0.63 | --> | 0.63 | 0 | 0 | Constrained,otherwise capacity available =500kVA. | --> | 0.598 | 0 | 0 | 0 | 0 | 0.5 | 0 |  | --> | C23 ex MACETOWN | MACETOWN: T101 | MACETOWN |  | 53.4153 | -6.4599
MV/LV Substation TH***4224 | 10 kV | 400V(3ph) & 230V(single ph) | LV | 400 kVA :Kiosk Substation | 0.4 | --> | 0.4 | 0.12 | 0.1 | Constrained,otherwise capacity available =391kVA. | --> | 0.38 | 0 | 0 | 0 | 0 | 0 | 0 | Constrained,otherwise capacity available =400kW. | --> | C16 ex CREGG ROAD | CREGG ROAD: T41∥T42 | BALLYDINE |  | 52.3485 | -7.3871
MV/LV Substation TH***4228 | 10 kV | 400V(3ph) & 230V(single ph) | LV | 400 kVA :Kiosk Substation | 0.4 | --> | 0.4 | 0 | 0 | Constrained,otherwise capacity available =326kVA. | --> | 0.38 | 0 | 0 | 0 | 0.098 | 0.307 | 0 |  | --> | C17 ex NAAS | NAAS: T41 | NEWBRIDGE |  | 53.211 | -6.6749
MV/LV Substation TH***422Z | 10 kV | 400V(3ph) & 230V(single ph) | LV | 630 kVA :Building Structure | 0.63 | --> | 0.63 | 0.5 | 4.7 |  | --> | 0.598 | 0 | 0 | 0 | 0 | 0.5 | 0 |  | --> | C14 ex LIFFEY VALLEY | LIFFEY VALLEY: T42 | INCHICORE 220KV |  | 53.3505 | -6.4104
MV/LV Substation TH***4230 | 20 kV | 400V(3ph) & 230V(single ph) | LV | 400 kVA :Kiosk Substation | 0.4 | --> | 0.4 | 0 | 0 | Constrained,otherwise capacity available =343kVA. | --> | 0.38 | 0 | 0 | 0 | 0.094 | 0.309 | 0 |  | --> | C24 ex MACETOWN | MACETOWN: T102 | MACETOWN |  | 53.5032 | -6.5352
MV/LV Substation TH***4231 | 10 kV | 400V(3ph) & 230V(single ph) | LV | 400 kVA :Kiosk Substation | 0.4 | --> | 0.4 | 0 | 0 | Constrained,otherwise capacity available =400kVA. | --> | 0.38 | 0 | 0 | 0 | 0 | 0.4 | 0 |  | --> | C17 ex CAMDEN ROW | CAMDEN ROW: T41 | FRANCIS STREET |  | 53.3423 | -6.2803
MV/LV Substation TH***4235 | 10 kV | 400V(3ph) & 230V(single ph) | LV | 630 kVA :Kiosk Substation | 0.63 | --> | 0.63 | 0 | 0 | Constrained,otherwise capacity available =500kVA. | --> | 0.598 | 0 | 0 | 0 | 0.088 | 0.5 | 0 |  | --> | C22 ex CITYWEST | CITYWEST: T102 | INCHICORE 220KV |  | 53.2899 | -6.4164
MV/LV Substation TH***4236 | 10 kV | 400V(3ph) & 230V(single ph) | LV | 50 kVA :Pole Substation | 0.05 | --> | 0.05 | 0.044 | 0.3 |  | --> | 0.047 | 0 | 0 | 0 | 0 | 0.05 | 0 |  | --> | C21 ex NENAGH | NENAGH: T41 | NENAGH |  | 52.8555 | -8.2073
MV/LV Substation TH***4236 | 10 kV | 400V(3ph) & 230V(single ph) | LV | 1000 kVA :Building Structure | 1 | --> | 1 | 0 | 0 | Constrained,otherwise capacity available =500kVA. | --> | 0.95 | 0 | 0 | 0 | 0 | 0.5 | 0 |  | --> | C22 ex CITYWEST | CITYWEST: T102 | INCHICORE 220KV |  | 53.291 | -6.4113
MV/LV Substation TH***4238 | 10 kV | 400V(3ph) & 230V(single ph) | LV | 400 kVA :Kiosk Substation | 0.4 | --> | 0.4 | 0 | 0 | Constrained,otherwise capacity available =335kVA. | --> | 0.38 | 0 | 0 | 0 | 0.003 | 0.407 | 0 |  | --> | C15 ex BLAKE | BLAKE: T41∥T42 | BLAKE |  | 53.2869 | -6.8639
MV/LV Substation TH***4238 | 10 kV | 400V(3ph) & 230V(single ph) | LV | 400 kVA :Kiosk Substation | 0.4 | --> | 0.4 | 0 | 0 | Constrained,otherwise capacity available =359kVA. | --> | 0.38 | 0 | 0 | 0 | 0.062 | 0.341 | 0 |  | --> | C11 ex NAAS | NAAS: T41 | NEWBRIDGE |  | 53.2068 | -6.6484
MV/LV Substation TH***424 | 10 kV | 400V(3ph) & 230V(single ph) | LV | 400 kVA :Kiosk Substation | 0.4 | --> | 0.4 | 0 | 0 | Constrained,otherwise capacity available =369kVA. | --> | 0.38 | 0 | 0 | 0 | 0 | 0.404 | 0 |  | --> | C19 ex RECESS | RECESS: T41 | GALWAY 110KV |  | 53.3939 | -9.9209
MV/LV Substation TH***4242 | 10 kV | 400V(3ph) & 230V(single ph) | LV | 630 kVA :Building Structure | 0.63 | --> | 0.63 | 0 | 0 | Constrained,otherwise capacity available =500kVA. | --> | 0.598 | 0 | 0 | 0 | 0 | 0.5 | 0 |  | --> | C20 ex NORTH QUAYS | NORTH QUAYS: T102 | POOLBEG |  | 53.3492 | -6.2295
MV/LV Substation TH***4243 | 10 kV | 400V(3ph) & 230V(single ph) | LV | 1000 kVA :Building Structure | 1 | --> | 1 | 0 | 0 | Constrained,otherwise capacity available =500kVA. | --> | 0.95 | 0 | 0 | 0 | 0 | 0.5 | 0 |  | --> | C20 ex NORTH QUAYS | NORTH QUAYS: T102 | POOLBEG |  | 53.349 | -6.2295
MV/LV Substation TH***4249 | 20 kV | 400V(3ph) & 230V(single ph) | LV | 400 kVA :Kiosk Substation | 0.4 | --> | 0.4 | 0 | 0 | Constrained,otherwise capacity available =383kVA. | --> | 0.38 | 0 | 0 | 0 | 0 | 0 | 0 | Constrained,otherwise capacity available =402kW. | --> | E21 ex ASHBOURNE | ASHBOURNE: T421 | FINGLAS |  | 53.4897 | -6.2933
MV/LV Substation TH***424X | 20 kV | 400V(3ph) & 230V(single ph) | LV | 100 kVA :Pole Substation | 0.1 | --> | 0.1 | 0.074 | 3.6 |  | --> | 0.095 | 0 | 0 | 0 | 0 | 0.103 | 0 |  | --> | E15 ex JENKINSTOWN | JENKINSTOWN: T421∥T422 | DUNDALK |  | 54.0457 | -6.363
MV/LV Substation TH***4260 | 20 kV | 400V(3ph) & 230V(single ph) | LV | 630 kVA :Kiosk Substation | 0.63 | --> | 0.63 | 0 | 0 | Constrained,otherwise capacity available =500kVA. | --> | 0.598 | 0 | 0 | 0 | 0.163 | 0.47 | 0 |  | --> | C24 ex MACETOWN | MACETOWN: T102 | MACETOWN |  | 53.5037 | -6.5326
MV/LV Substation TH***4260 | 20 kV | 400V(3ph) & 230V(single ph) | LV | 50 kVA :Pole Substation | 0.05 | --> | 0.05 | 0 | 0 | Constrained,otherwise capacity available =28kVA. | --> | 0.047 | 0 | 0 | 0 | 0 | 0 | 0 | Constrained,otherwise capacity available =52kW. | --> | E12 ex PORTLAOISE | PORTLAOISE: T423∥T424 | PORTLAOISE |  | 53.014 | -7.1508
MV/LV Substation TH***4261 | 20 kV | 400V(3ph) & 230V(single ph) | LV | 1000 kVA :Building Structure | 1 | --> | 1 | 0 | 0 | Constrained,otherwise capacity available =500kVA. | --> | 0.95 | 0 | 0 | 0 | 0.039 | 0.5 | 0 |  | --> | C24 ex MACETOWN | MACETOWN: T102 | MACETOWN |  | 53.5035 | -6.5286
MV/LV Substation TH***4265 | 10 kV | 400V(3ph) & 230V(single ph) | LV | 400 kVA :Building Structure | 0.4 | --> | 0.4 | 0 | 0 | Constrained,otherwise capacity available =400kVA. | --> | 0.38 | 0 | 0 | 0 | 0 | 0.4 | 0 |  | --> | C15 ex SEMPERIT | SEMPERIT: T41 | GRANGE CASTLE |  | 53.3348 | -6.3598
MV/LV Substation TH***426X | 10 kV | 400V(3ph) & 230V(single ph) | LV | 200 kVA :Kiosk Substation | 0.2 | --> | 0.2 | 0.15 | 4.4 |  | --> | 0.19 | 0 | 0 | 0 | 0.02 | 0.186 | 0 |  | --> | C11 ex RINGASKIDDY 110KV | RINGASKIDDY 110KV: T42 | BARNAHELY |  | 51.8668 | -8.3397
MV/LV Substation TH***4270 | 20 kV | 400V(3ph) & 230V(single ph) | LV | 50 kVA :Pole Substation | 0.05 | --> | 0.05 | 0.05 | 2.6 |  | --> | 0.047 | 0 | 0 | 0 | 0 | 0.049 | 0 |  | --> | E19 ex KILCOCK | KILCOCK: T421 | GRIFFINRATH |  | 53.3898 | -6.7033
MV/LV Substation TH***4270 | 10 kV | 400V(3ph) & 230V(single ph) | LV | 400 kVA :Kiosk Substation | 0.4 | --> | 0.4 | 0 | 0 | Constrained,otherwise capacity available =385kVA. | --> | 0.38 | 0 | 0 | 0 | 0.012 | 0.389 | 0 |  | --> | C16 ex KILLACLOYNE | KILLACLOYNE: T41∥T42 | MIDLETON |  | 51.9165 | -8.3351
MV/LV Substation TH***4271 | 10 kV | 400V(3ph) & 230V(single ph) | LV | 630 kVA :Kiosk Substation | 0.63 | --> | 0.63 | 0.479 | 1.2 |  | --> | 0.598 | 0 | 0 | 0 | 0.011 | 0.5 | 0 |  | --> | C12 ex SRAH | SRAH: T41∥T42 | THORNSBERRY |  | 53.2916 | -7.5002
MV/LV Substation TH***428 | 20 kV | 400V(3ph) & 230V(single ph) | LV | 100 kVA :Pole Substation | 0.1 | --> | 0.1 | 0.073 | 1.4 |  | --> | 0.095 | 0 | 0 | 0 | 0 | 0.103 | 0 |  | --> | C17 ex ROSCOMMON | ROSCOMMON: T41 | LANESBORO |  | 53.6142 | -8.2917
MV/LV Substation TH***4289 | 20 kV | 400V(3ph) & 230V(single ph) | LV | 50 kVA :Pole Substation | 0.05 | --> | 0.05 | 0.05 | 2.2 |  | --> | 0.047 | 0 | 0 | 0 | 0 | 0.049 | 0 |  | --> | E11 ex CLONROCHE | CLONROCHE: T421∥T422 | WEXFORD |  | 52.4056 | -6.7072
MV/LV Substation TH***429 | 10 kV | 400V(3ph) & 230V(single ph) | LV | 100 kVA :Pole Substation | 0.1 | --> | 0.1 | 0.089 | 4.4 |  | --> | 0.095 | 0 | 0 | 0 | 0 | 0.101 | 0 |  | --> | C19 ex RINGASKIDDY 110KV | RINGASKIDDY 110KV: T42 | BARNAHELY |  | 51.8681 | -8.3331
MV/LV Substation TH***4297 | 10 kV | 400V(3ph) & 230V(single ph) | LV | 1000 kVA :Building Structure | 1 | --> | 1 | 0.5 | 6.7 |  | --> | 0.95 | 0 | 0 | 0 | 0 | 0.5 | 0 |  | --> | C17 ex LIBERTY STREET | LIBERTY STREET: T101 | LIBERTY STREET |  | 51.8961 | -8.4777
MV/LV Substation TH***4299 | 10 kV | 400V(3ph) & 230V(single ph) | LV | 630 kVA :Kiosk Substation | 0.63 | --> | 0.63 | 0.5 | 1.4 |  | --> | 0.598 | 0 | 0 | 0 | 0 | 0.5 | 0 |  | --> | C17 ex LEIXLIP | LEIXLIP: T41 | GRIFFINRATH |  | 53.3659 | -6.4977
MV/LV Substation TH***430 | 10 kV | 400V(3ph) & 230V(single ph) | LV | 200 kVA :Pole Substation | 0.2 | --> | 0.2 | 0 | 0 | Constrained,otherwise capacity available =139kVA. | --> | 0.19 | 0 | 0 | 0 | 0.008 | 0.2 | 0 |  | --> | C17 ex SKIBBEREEN | SKIBBEREEN: T41∥T42 | DUNMANWAY |  | 51.5581 | -9.1318
MV/LV Substation TH***4303 | 10 kV | 400V(3ph) & 230V(single ph) | LV | 400 kVA :Kiosk Substation | 0.4 | --> | 0.4 | 0 | 0 | Constrained,otherwise capacity available =331kVA. | --> | 0.38 | 0 | 0 | 0 | 0 | 0.41 | 0 |  | --> | C18 ex NAAS | NAAS: T42 | NEWBRIDGE |  | 53.1947 | -6.6669
MV/LV Substation TH***430Y | 10 kV | 400V(3ph) & 230V(single ph) | LV | 100 kVA :Pole Substation | 0.1 | --> | 0.1 | 0.084 | 4.3 |  | --> | 0.095 | 0 | 0 | 0 | 0 | 0.102 | 0 |  | --> | C19 ex BAILIEBORO | BAILIEBORO: T41∥T42 | MEATH HILL |  | 53.887 | -7.0509
MV/LV Substation TH***4311 | 20 kV | 400V(3ph) & 230V(single ph) | LV | 50 kVA :Pole Substation | 0.05 | --> | 0.05 | 0.05 | 6.7 |  | --> | 0.047 | 0 | 0 | 0 | 0 | 0 | 0 | Constrained,otherwise capacity available =49kW. | --> | E11 ex DUNFIRTH | DUNFIRTH: T122 | DUNFIRTH |  | 53.3967 | -6.8779
MV/LV Substation TH***4313 | 20 kV | 400V(3ph) & 230V(single ph) | LV | 630 kVA :Building Structure | 0.63 | --> | 0.63 | 0.5 | 12.5 |  | --> | 0.598 | 0 | 0 | 0 | 0 | 0.5 | 0 |  | --> | E19 ex ADAMSTOWN | ADAMSTOWN: T121 | INCHICORE 220KV |  | 53.3365 | -6.4678
MV/LV Substation TH***4314 | 20 kV | 400V(3ph) & 230V(single ph) | LV | 630 kVA :Building Structure | 0.63 | --> | 0.63 | 0.5 | 12.5 |  | --> | 0.598 | 0 | 0 | 0 | 0 | 0.5 | 0 |  | --> | E19 ex ADAMSTOWN | ADAMSTOWN: T121 | INCHICORE 220KV |  | 53.3366 | -6.4678
MV/LV Substation TH***4315 | 20 kV | 400V(3ph) & 230V(single ph) | LV | 1000 kVA :Building Structure | 1 | --> | 1 | 0.5 | 12.5 |  | --> | 0.95 | 0 | 0 | 0 | 0 | 0.5 | 0 |  | --> | E19 ex ADAMSTOWN | ADAMSTOWN: T121 | INCHICORE 220KV |  | 53.3379 | -6.4707
MV/LV Substation TH***4316 | 20 kV | 400V(3ph) & 230V(single ph) | LV | 1000 kVA :Building Structure | 1 | --> | 1 | 0.5 | 12.5 |  | --> | 0.95 | 0 | 0 | 0 | 0 | 0.5 | 0 |  | --> | E19 ex ADAMSTOWN | ADAMSTOWN: T121 | INCHICORE 220KV |  | 53.3371 | -6.4701
MV/LV Substation TH***4322 | 10 kV | 400V(3ph) & 230V(single ph) | LV | 400 kVA :Building Structure | 0.4 | --> | 0.4 | 0.351 | 2.9 |  | --> | 0.38 | 0 | 0 | 0 | 0.015 | 0.391 | 0 |  | --> | C18 ex MALAHIDE | MALAHIDE: T42 | GLASMORE |  | 53.4438 | -6.1478
MV/LV Substation TH***4324 | 10 kV | 400V(3ph) & 230V(single ph) | LV | 630 kVA :Kiosk Substation | 0.63 | --> | 0.63 | 0.147 | 0.1 | Constrained,otherwise capacity available =500kVA. | --> | 0.598 | 0 | 0 | 0 | 0.116 | 0.5 | 0 |  | --> | C16 ex JOHNSTOWN | JOHNSTOWN: T42 | KILTEEL |  | 53.2411 | -6.5999
MV/LV Substation TH***432X | 10 kV | 400V(3ph) & 230V(single ph) | LV | 200 kVA :Kiosk Substation | 0.2 | --> | 0.2 | 0 | 0 | Constrained,otherwise capacity available =152kVA. | --> | 0.19 | 0 | 0 | 0 | 0.01 | 0.196 | 0 |  | --> | C17 ex BALLYHAUNIS | BALLYHAUNIS: T41∥T42 | DALTON |  | 53.7598 | -8.775
MV/LV Substation TH***4330 | 10 kV | 400V(3ph) & 230V(single ph) | LV | 630 kVA :Kiosk Substation | 0.63 | --> | 0.63 | 0 | 0 | Constrained,otherwise capacity available =500kVA. | --> | 0.598 | 0 | 0 | 0 | 0 | 0.5 | 0 |  | --> | C11 ex GLASNEVIN | GLASNEVIN: T41 | FINGLAS |  | 53.3678 | -6.2701
MV/LV Substation TH***4335 | 20 kV | 400V(3ph) & 230V(single ph) | LV | 1000 kVA :Building Structure | 1 | --> | 1 | 0.5 | 12.5 |  | --> | 0.95 | 0 | 0 | 0 | 0 | 0.5 | 0 |  | --> | E19 ex ADAMSTOWN | ADAMSTOWN: T121 | INCHICORE 220KV |  | 53.3371 | -6.4673
MV/LV Substation TH***4339 | 10 kV | 400V(3ph) & 230V(single ph) | LV | 50 kVA :Pole Substation | 0.05 | --> | 0.05 | 0.048 | 1.7 |  | --> | 0.047 | 0 | 0 | 0 | 0 | 0.049 | 0 |  | --> | C26 ex GRANGE CASTLE | GRANGE CASTLE: T102 | INCHICORE 220KV |  | 53.2927 | -6.4823
MV/LV Substation TH***433X | 10 kV | 400V(3ph) & 230V(single ph) | LV | 50 kVA :Pole Substation | 0.05 | --> | 0.05 | 0 | 0 |  | --> | 0.047 | 0 | 0 | 0 | 0 | 0.056 | 0 |  | --> | C16 ex BALLAGHADERREEN | BALLAGHADERREEN: T41∥T42 | TONROE |  | 53.9042 | -8.5902
MV/LV Substation TH***434 | 10 kV | 400V(3ph) & 230V(single ph) | LV | 400 kVA :Kiosk Substation | 0.4 | --> | 0.4 | 0.308 | 4.4 |  | --> | 0.38 | 0 | 0 | 0 | 0.004 | 0.409 | 0 |  | --> | C19 ex RINGASKIDDY 110KV | RINGASKIDDY 110KV: T42 | BARNAHELY |  | 51.87 | -8.3352
MV/LV Substation TH***4341 | 10 kV | 400V(3ph) & 230V(single ph) | LV | 630 kVA :Kiosk Substation | 0.63 | --> | 0.63 | 0.5 | 4.9 |  | --> | 0.598 | 0 | 0 | 0 | 0 | 0.5 | 0 |  | --> | C21 ex DUNDALK | DUNDALK: T42 | DUNDALK |  | 54.0059 | -6.4095
MV/LV Substation TH***4346 | 10 kV | 400V(3ph) & 230V(single ph) | LV | 400 kVA :Kiosk Substation | 0.4 | --> | 0.4 | 0 | 0 | Constrained,otherwise capacity available =400kVA. | --> | 0.38 | 0 | 0 | 0 | 0 | 0 | 0 | Constrained,otherwise capacity available =400kW. | --> | C14 ex PORTLAOISE | PORTLAOISE: T42 | PORTLAOISE |  | 53.0485 | -7.2615
MV/LV Substation TH***4347 | 20 kV | 400V(3ph) & 230V(single ph) | LV | 200 kVA :Pole Substation | 0.2 | --> | 0.2 | 0 | 0 | Constrained,otherwise capacity available =200kVA. | --> | 0.19 | 0 | 0 | 0 | 0 | 0.2 | 0 |  | --> | E14 ex EMYVALE | EMYVALE: T422 | LISDRUM |  | 54.3423 | -6.9499
MV/LV Substation TH***4353 | 20 kV | 400V(3ph) & 230V(single ph) | LV | 630 kVA :Kiosk Substation | 0.63 | --> | 0.63 | 0 | 0 | Constrained,otherwise capacity available =500kVA. | --> | 0.598 | 0 | 0 | 0 | 0 | 0.5 | 0 |  | --> | C24 ex MACETOWN | MACETOWN: T102 | MACETOWN |  | 53.5039 | -6.532
MV/LV Substation TH***4354 | 20 kV | 400V(3ph) & 230V(single ph) | LV | 630 kVA :Kiosk Substation | 0.63 | --> | 0.63 | 0 | 0 | Constrained,otherwise capacity available =500kVA. | --> | 0.598 | 0 | 0 | 0 | 0.028 | 0.5 | 0 |  | --> | C24 ex MACETOWN | MACETOWN: T102 | MACETOWN |  | 53.5064 | -6.5327
MV/LV Substation TH***4357 | 20 kV | 400V(3ph) & 230V(single ph) | LV | 400 kVA :Kiosk Substation | 0.4 | --> | 0.4 | 0 | 0 | Constrained,otherwise capacity available =385kVA. | --> | 0.38 | 0 | 0 | 0 | 0 | 0.402 | 0 |  | --> | E17 ex BALTRASNA | BALTRASNA: T121 | BALTRASNA |  | 53.5135 | -6.5423
MV/LV Substation TH***4358 | 20 kV | 400V(3ph) & 230V(single ph) | LV | 630 kVA :Building Structure | 0.63 | --> | 0.63 | 0.5 | 12.5 |  | --> | 0.598 | 0 | 0 | 0 | 0 | 0.5 | 0 |  | --> | E19 ex ADAMSTOWN | ADAMSTOWN: T121 | INCHICORE 220KV |  | 53.3368 | -6.4716
MV/LV Substation TH***436 | 20 kV | 400V(3ph) & 230V(single ph) | LV | 50 kVA :Pole Substation | 0.05 | --> | 0.05 | 0 | 0 | Constrained,otherwise capacity available =35kVA. | --> | 0.047 | 0 | 0 | 0 | 0 | 0.051 | 0 |  | --> | E18 ex MANORHAMILTON | MANORHAMILTON: T422 | SLIGO |  | 54.2999 | -8.1651
MV/LV Substation TH***4361 | 20 kV | 400V(3ph) & 230V(single ph) | LV | 1000 kVA :Building Structure | 1 | --> | 1 | 0.5 | 18 |  | --> | 0.95 | 0 | 0 | 0 | 0.018 | 0.5 | 0 |  | --> | E54 ex GRANGE CASTLE | GRANGE CASTLE: T124 | INCHICORE 220KV |  | 53.3307 | -6.4081
MV/LV Substation TH***4365 | 10 kV | 400V(3ph) & 230V(single ph) | LV | 400 kVA :Kiosk Substation | 0.4 | --> | 0.4 | 0.4 | 8.9 |  | --> | 0.38 | 0 | 0 | 0 | 0 | 0.4 | 0 |  | --> | C13 ex MIDLETON | MIDLETON: T101 | MIDLETON |  | 51.929 | -8.1748
MV/LV Substation TH***436X | 10 kV | 400V(3ph) & 230V(single ph) | LV | 1000 kVA :Building Structure | 1 | --> | 1 | 0 | 0 | Constrained,otherwise capacity available =500kVA. | --> | 0.95 | 0 | 0 | 0 | 0 | 0.5 | 0 |  | --> | C16 ex HEADFORD ROAD | HEADFORD ROAD: T42 | GALWAY 110KV |  | 53.2786 | -9.0487
MV/LV Substation TH***4384 | 20 kV | 400V(3ph) & 230V(single ph) | LV | 630 kVA :Kiosk Substation | 0.63 | --> | 0.63 | 0 | 0 | Constrained,otherwise capacity available =500kVA. | --> | 0.598 | 0 | 0 | 0 | 0 | 0.5 | 0 |  | --> | C24 ex MACETOWN | MACETOWN: T102 | MACETOWN |  | 53.507 | -6.5298
MV/LV Substation TH***4385 | 20 kV | 400V(3ph) & 230V(single ph) | LV | 630 kVA :Kiosk Substation | 0.63 | --> | 0.63 | 0 | 0 | Constrained,otherwise capacity available =500kVA. | --> | 0.598 | 0 | 0 | 0 | 0 | 0.5 | 0 |  | --> | C24 ex MACETOWN | MACETOWN: T102 | MACETOWN |  | 53.5059 | -6.5307
MV/LV Substation TH***439X | 10 kV | 400V(3ph) & 230V(single ph) | LV | 50 kVA :Pole Substation | 0.05 | --> | 0.05 | 0 | 0 | Constrained,otherwise capacity available =49kVA. | --> | 0.047 | 0 | 0 | 0 | 0 | 0.049 | 0 |  | --> | C15 ex SAGGART | SAGGART: T41∥T42 | GRANGE CASTLE |  | 53.2679 | -6.3828
MV/LV Substation TH***439Z | 10 kV | 400V(3ph) & 230V(single ph) | LV | 630 kVA :Building Structure | 0.63 | --> | 0.63 | 0.5 | 4.4 |  | --> | 0.598 | 0 | 0 | 0 | 0 | 0.5 | 0 |  | --> | C11 ex HOWTH JUNCTION | HOWTH JUNCTION: T41 | GRANGE (DR) |  | 53.3764 | -6.1666
MV/LV Substation TH***4407 | 10 kV | 400V(3ph) & 230V(single ph) | LV | 630 kVA :Kiosk Substation | 0.63 | --> | 0.63 | 0 | 0 | Constrained,otherwise capacity available =500kVA. | --> | 0.598 | 0 | 0 | 0 | 0 | 0 | 0 | Constrained,otherwise capacity available =500kW. | --> | C19 ex PALLAS | PALLAS: T41∥T42 | PORTLAOISE |  | 53.0358 | -7.306
MV/LV Substation TH***4408 | 10 kV | 400V(3ph) & 230V(single ph) | LV | 400 kVA :Kiosk Substation | 0.4 | --> | 0.4 | 0 | 0 | Constrained,otherwise capacity available =400kVA. | --> | 0.38 | 0 | 0 | 0 | 0 | 0 | 0 | Constrained,otherwise capacity available =400kW. | --> | C19 ex PALLAS | PALLAS: T41∥T42 | PORTLAOISE |  | 53.0355 | -7.3057
MV/LV Substation TH***4409 | 10 kV | 400V(3ph) & 230V(single ph) | LV | 400 kVA :Kiosk Substation | 0.4 | --> | 0.4 | 0 | 0 | Constrained,otherwise capacity available =400kVA. | --> | 0.38 | 0 | 0 | 0 | 0 | 0 | 0 | Constrained,otherwise capacity available =400kW. | --> | C19 ex PALLAS | PALLAS: T41∥T42 | PORTLAOISE |  | 53.0347 | -7.3062
MV/LV Substation TH***441 | 20 kV | 400V(3ph) & 230V(single ph) | LV | 100 kVA :Pole Substation | 0.1 | --> | 0.1 | 0.093 | 1 |  | --> | 0.095 | 0 | 0 | 0 | 0 | 0.1 | 0 |  | --> | E11 ex BALLYHALE | BALLYHALE: T421 | KILKENNY |  | 52.5201 | -7.1347
MV/LV Substation TH***441X | 10 kV | 400V(3ph) & 230V(single ph) | LV | 1000 kVA :Building Structure | 1 | --> | 1 | 0.5 | 12.5 |  | --> | 0.95 | 0 | 0 | 0 | 0.008 | 0.5 | 0 |  | --> | C19 ex HEUSTON SQUARE | HEUSTON SQUARE: T101 | INCHICORE 220KV |  | 53.3442 | -6.2837
MV/LV Substation TH***4420 | 10 kV | 400V(3ph) & 230V(single ph) | LV | 400 kVA :Kiosk Substation | 0.4 | --> | 0.4 | 0 | 0 | Constrained,otherwise capacity available =400kVA. | --> | 0.38 | 0 | 0 | 0 | 0 | 0.4 | 0 |  | --> | C23 ex ATHLONE | ATHLONE: T41 | ATHLONE |  | 53.423 | -7.9402
MV/LV Substation TH***4437 | 10 kV | 400V(3ph) & 230V(single ph) | LV | 630 kVA :Building Structure | 0.63 | --> | 0.63 | 0 | 0 | Constrained,otherwise capacity available =500kVA. | --> | 0.598 | 0 | 0 | 0 | 0 | 0.5 | 0 |  | --> | C15 ex DRUMCONDRA | DRUMCONDRA: T41 | MCDERMOTT |  | 53.3592 | -6.2563
MV/LV Substation TH***445Z | 10 kV | 400V(3ph) & 230V(single ph) | LV | 200 kVA :Kiosk Substation | 0.2 | --> | 0.2 | 0.148 | 3.3 |  | --> | 0.19 | 0 | 0 | 0 | 0.009 | 0.198 | 0 |  | --> | C19 ex CELBRIDGE | CELBRIDGE: T41 | GRIFFINRATH |  | 53.314 | -6.6114
MV/LV Substation TH***447X | 10 kV | 400V(3ph) & 230V(single ph) | LV | 200 kVA :Kiosk Substation | 0.2 | --> | 0.2 | 0 | 0 | Constrained,otherwise capacity available =145kVA. | --> | 0.19 | 0 | 0 | 0 | 0 | 0.208 | 0 |  | --> | C15 ex LUCAN EAST | LUCAN EAST: T41∥T42 | GRANGE CASTLE |  | 53.3503 | -6.4394
MV/LV Substation TH***447X | 10 kV | 400V(3ph) & 230V(single ph) | LV | 1000 kVA :Building Structure | 1 | --> | 1 | 0.5 | 7 |  | --> | 0.95 | 0 | 0 | 0 | 0 | 0.5 | 0 |  | --> | C31 ex WOLFE TONE STREET | WOLFE TONE STREET: T101 | FINGLAS |  | 53.3494 | -6.2795
MV/LV Substation TH***448Y | 10 kV | 400V(3ph) & 230V(single ph) | LV | 400 kVA :Kiosk Substation | 0.4 | --> | 0.4 | 0.022 | 0 | Constrained,otherwise capacity available =317kVA. | --> | 0.38 | 0 | 0 | 0 | 0.016 | 0.191 | 0 | Constrained,otherwise capacity available =395kW. | --> | C16 ex RATHDRUM | RATHDRUM: T42 | ARKLOW |  | 52.9354 | -6.2354
MV/LV Substation TH***449 | 10 kV | 400V(3ph) & 230V(single ph) | LV | 50 kVA :Pole Substation | 0.05 | --> | 0.05 | 0.046 | 5.9 |  | --> | 0.047 | 0 | 0 | 0 | 0 | 0.049 | 0 |  | --> | C13 ex BANDON | BANDON: T101 | BANDON |  | 51.7486 | -8.76
MV/LV Substation TH***450 | 10 kV | 400V(3ph) & 230V(single ph) | LV | 100 kVA :Pole Substation | 0.1 | --> | 0.1 | 0.08 | 8.3 |  | --> | 0.095 | 0 | 0 | 0 | 0 | 0.103 | 0 |  | --> | C23 ex BALLYBEG | BALLYBEG: T101 | CARRICKMINES |  | 52.924 | -6.1159
MV/LV Substation TH***450Y | 10 kV | 400V(3ph) & 230V(single ph) | LV | 400 kVA :Kiosk Substation | 0.4 | --> | 0.4 | 0.358 | 8.3 |  | --> | 0.38 | 0 | 0 | 0 | 0.003 | 0.403 | 0 |  | --> | C21 ex BALLYBEG | BALLYBEG: T101 | CARRICKMINES |  | 52.9874 | -6.0726
MV/LV Substation TH***450Z | 10 kV | 400V(3ph) & 230V(single ph) | LV | 400 kVA :Kiosk Substation | 0.4 | --> | 0.4 | 0.292 | 12.2 |  | --> | 0.38 | 0 | 0 | 0 | 0.007 | 0.409 | 0 |  | --> | C23 ex MONREAD | MONREAD: T101 | MONREAD |  | 53.2359 | -6.728
MV/LV Substation TH***4515 | 10 kV | 400V(3ph) & 230V(single ph) | LV | 1000 kVA :Building Structure | 1 | --> | 1 | 0.5 | 7.6 |  | --> | 0.95 | 0 | 0 | 0 | 0 | 0.5 | 0 |  | --> | C28 ex TRINITY | TRINITY: T102 | POOLBEG |  | 53.3405 | -6.2406
MV/LV Substation TH***451X | 20 kV | 400V(3ph) & 230V(single ph) | LV | 100 kVA :Pole Substation | 0.1 | --> | 0.1 | 0 | 0 | Constrained,otherwise capacity available =57kVA. | --> | 0.095 | 0 | 0 | 0 | 0.003 | 0.103 | 0 |  | --> | E11 ex GLASMORE | GLASMORE: T421 | GLASMORE |  | 53.4908 | -6.1004
MV/LV Substation TH***4539 | 10 kV | 400V(3ph) & 230V(single ph) | LV | 1000 kVA :Building Structure | 1 | --> | 1 | 0.5 | 1 |  | --> | 0.95 | 0 | 0 | 0 | 0 | 0.5 | 0 |  | --> | C20 ex MARROWBONE LANE | MARROWBONE LANE: T42 | INCHICORE 220KV |  | 53.3412 | -6.2887
MV/LV Substation TH***4540 | 10 kV | 400V(3ph) & 230V(single ph) | LV | 1000 kVA :Building Structure | 1 | --> | 1 | 0.5 | 1 |  | --> | 0.95 | 0 | 0 | 0 | 0 | 0.5 | 0 |  | --> | C18 ex MARROWBONE LANE | MARROWBONE LANE: T42 | INCHICORE 220KV |  | 53.3421 | -6.2878
MV/LV Substation TH***4541 | 10 kV | 400V(3ph) & 230V(single ph) | LV | 1000 kVA :Building Structure | 1 | --> | 1 | 0.5 | 1 |  | --> | 0.95 | 0 | 0 | 0 | 0 | 0.5 | 0 |  | --> | C20 ex MARROWBONE LANE | MARROWBONE LANE: T42 | INCHICORE 220KV |  | 53.3413 | -6.2891
MV/LV Substation TH***4543 | 10 kV | 400V(3ph) & 230V(single ph) | LV | 1000 kVA :Building Structure | 1 | --> | 1 | 0.5 | 7.2 |  | --> | 0.95 | 0 | 0 | 0 | 0 | 0.5 | 0 |  | --> | C28 ex PELLETSTOWN | PELLETSTOWN: T102 | FINGLAS |  | 53.3764 | -6.3097
MV/LV Substation TH***4544 | 10 kV | 400V(3ph) & 230V(single ph) | LV | 1000 kVA :Building Structure | 1 | --> | 1 | 0.5 | 7.2 |  | --> | 0.95 | 0 | 0 | 0 | 0 | 0.5 | 0 |  | --> | C28 ex PELLETSTOWN | PELLETSTOWN: T102 | FINGLAS |  | 53.376 | -6.309
MV/LV Substation TH***4546 | 10 kV | 400V(3ph) & 230V(single ph) | LV | 1000 kVA :Building Structure | 1 | --> | 1 | 0.5 | 7.2 |  | --> | 0.95 | 0 | 0 | 0 | 0 | 0.5 | 0 |  | --> | C28 ex PELLETSTOWN | PELLETSTOWN: T102 | FINGLAS |  | 53.3754 | -6.3083
MV/LV Substation TH***4547 | 10 kV | 400V(3ph) & 230V(single ph) | LV | 1000 kVA :Building Structure | 1 | --> | 1 | 0.5 | 7.2 |  | --> | 0.95 | 0 | 0 | 0 | 0 | 0.5 | 0 |  | --> | C28 ex PELLETSTOWN | PELLETSTOWN: T102 | FINGLAS |  | 53.3755 | -6.3091
MV/LV Substation TH***454Z | 10 kV | 400V(3ph) & 230V(single ph) | LV | 200 kVA :Kiosk Substation | 0.2 | --> | 0.2 | 0 | 0 | Constrained,otherwise capacity available =65kVA. | --> | 0.19 | 0 | 0 | 0 | 0.02 | 0.199 | 0 |  | --> | C17 ex KILDARE | KILDARE: T41∥T42 | NEWBRIDGE |  | 53.1598 | -6.8916
MV/LV Substation TH***455Z | 10 kV | 400V(3ph) & 230V(single ph) | LV | 400 kVA :Kiosk Substation | 0.4 | --> | 0.4 | 0.297 | 2.8 |  | --> | 0.38 | 0 | 0 | 0 | 0.042 | 0.371 | 0 |  | --> | C20 ex SUTTON | SUTTON: T42 | GRANGE (DR) |  | 53.3749 | -6.0547
MV/LV Substation TH***456 | 10 kV | 400V(3ph) & 230V(single ph) | LV | 200 kVA :Pole Substation | 0.2 | --> | 0.2 | 0.115 | 2 |  | --> | 0.19 | 0 | 0 | 0 | 0.036 | 0.175 | 0 |  | --> | C17 ex BALLYTIVNAN | BALLYTIVNAN: T41 | SLIGO |  | 54.3059 | -8.5563
MV/LV Substation TH***4561 | 10 kV | 400V(3ph) & 230V(single ph) | LV | 630 kVA :Building Structure | 0.63 | --> | 0.63 | 0.5 | 7.6 |  | --> | 0.598 | 0 | 0 | 0 | 0 | 0.5 | 0 |  | --> | C28 ex TRINITY | TRINITY: T102 | POOLBEG |  | 53.3405 | -6.2405
MV/LV Substation TH***456Y | 10 kV | 400V(3ph) & 230V(single ph) | LV | 400 kVA :Kiosk Substation | 0.4 | --> | 0.4 | 0.067 | 0.1 | Constrained,otherwise capacity available =240kVA. | --> | 0.38 | 0 | 0 | 0 | 0.018 | 0.405 | 0 |  | --> | C17 ex BISHOPSTOWN | BISHOPSTOWN: T41 | KILBARRY |  | 51.8846 | -8.5784
MV/LV Substation TH***461X | 10 kV | 400V(3ph) & 230V(single ph) | LV | 400 kVA :Kiosk Substation | 0.4 | --> | 0.4 | 0 | 0 | Constrained,otherwise capacity available =246kVA. | --> | 0.38 | 0 | 0 | 0 | 0.021 | 0.401 | 0 |  | --> | C21 ex DOUGLAS | DOUGLAS: T42 | TRABEG |  | 51.8733 | -8.3945
MV/LV Substation TH***4654 | 10 kV | 400V(3ph) & 230V(single ph) | LV | 1000 kVA :Building Structure | 1 | --> | 1 | 0 | 0 | Constrained,otherwise capacity available =500kVA. | --> | 0.95 | 0 | 0 | 0 | 0 | 0.5 | 0 |  | --> | C41 ex NORTH QUAYS | NORTH QUAYS: T102 | POOLBEG |  | 53.3516 | -6.231
MV/LV Substation TH***4655 | 10 kV | 400V(3ph) & 230V(single ph) | LV | 1000 kVA :Building Structure | 1 | --> | 1 | 0 | 0 | Constrained,otherwise capacity available =500kVA. | --> | 0.95 | 0 | 0 | 0 | 0 | 0.5 | 0 |  | --> | C41 ex NORTH QUAYS | NORTH QUAYS: T102 | POOLBEG |  | 53.3519 | -6.2321
MV/LV Substation TH***4656 | 10 kV | 400V(3ph) & 230V(single ph) | LV | 1000 kVA :Building Structure | 1 | --> | 1 | 0 | 0 | Constrained,otherwise capacity available =500kVA. | --> | 0.95 | 0 | 0 | 0 | 0 | 0.5 | 0 |  | --> | C41 ex NORTH QUAYS | NORTH QUAYS: T102 | POOLBEG |  | 53.3519 | -6.2322
MV/LV Substation TH***466X | 20 kV | 400V(3ph) & 230V(single ph) | LV | 200 kVA :Kiosk Substation | 0.2 | --> | 0.2 | 0.153 | 1 |  | --> | 0.19 | 0 | 0 | 0 | 0.004 | 0.202 | 0 |  | --> | E11 ex BALLYHALE | BALLYHALE: T421 | KILKENNY |  | 52.5242 | -7.1802
MV/LV Substation TH***467 | 10 kV | 400V(3ph) & 230V(single ph) | LV | 100 kVA :Pole Substation | 0.1 | --> | 0.1 | 0.061 | 2.9 |  | --> | 0.095 | 0 | 0 | 0 | 0 | 0.105 | 0 |  | --> | C17 ex DUNLEER | DUNLEER: T41∥T42 | DRYBRIDGE |  | 53.8813 | -6.3413
MV/LV Substation TH***471Z | 20 kV | 400V(3ph) & 230V(single ph) | LV | 400 kVA :Kiosk Substation | 0.4 | --> | 0.4 | 0 | 0 | Constrained,otherwise capacity available =373kVA. | --> | 0.38 | 0 | 0 | 0 | 0 | 0.403 | 0 |  | --> | E13 ex BALTINGLASS | BALTINGLASS: T421∥T422 | STRATFORD |  | 52.9147 | -6.8403
MV/LV Substation TH***472Y | 20 kV | 400V(3ph) & 230V(single ph) | LV | 400 kVA :Kiosk Substation | 0.4 | --> | 0.4 | 0.322 | 2.3 |  | --> | 0.38 | 0 | 0 | 0 | 0.019 | 0.391 | 0 |  | --> | C17 ex GILLOGUE | GILLOGUE: T41∥T42 | ARDNACRUSHA |  | 52.7218 | -8.5574
MV/LV Substation TH***476Y | 10 kV | 400V(3ph) & 230V(single ph) | LV | 400 kVA :Kiosk Substation | 0.4 | --> | 0.4 | 0.327 | 3.5 |  | --> | 0.38 | 0 | 0 | 0 | 0.008 | 0.402 | 0 |  | --> | C20 ex MARSHES | MARSHES: T42 | DUNDALK |  | 53.9813 | -6.3728
MV/LV Substation TH***479 | 20 kV | 400V(3ph) & 230V(single ph) | LV | 50 kVA :Pole Substation | 0.05 | --> | 0.05 | 0.034 | 3.6 |  | --> | 0.047 | 0 | 0 | 0 | 0 | 0.051 | 0 |  | --> | E15 ex JENKINSTOWN | JENKINSTOWN: T421∥T422 | DUNDALK |  | 54.0439 | -6.3653
MV/LV Substation TH***482Z | 10 kV | 400V(3ph) & 230V(single ph) | LV | 400 kVA :Building Structure | 0.4 | --> | 0.4 | 0 | 0 | Constrained,otherwise capacity available =384kVA. | --> | 0.38 | 0 | 0 | 0 | 0 | 0.402 | 0 |  | --> | C18 ex ROSEHILL | ROSEHILL: T42 | KILKENNY |  | 52.6532 | -7.256
MV/LV Substation TH***484Y | 10 kV | 400V(3ph) & 230V(single ph) | LV | 400 kVA :Kiosk Substation | 0.4 | --> | 0.4 | 0.4 | 8.3 |  | --> | 0.38 | 0 | 0 | 0 | 0 | 0.4 | 0 |  | --> | C25 ex BALLYBEG | BALLYBEG: T101 | CARRICKMINES |  | 52.9936 | -6.0491
MV/LV Substation TH***485 | 10 kV | 400V(3ph) & 230V(single ph) | LV | 200 kVA :Kiosk Substation | 0.2 | --> | 0.2 | 0 | 0 | Constrained,otherwise capacity available =168kVA. | --> | 0.19 | 0 | 0 | 0 | 0.017 | 0.186 | 0 |  | --> | C15 ex COBH | COBH: T41∥T42 | COW CROSS |  | 51.8447 | -8.3135
MV/LV Substation TH***486X | 10 kV | 400V(3ph) & 230V(single ph) | LV | 1000 kVA :Building Structure | 1 | --> | 1 | 0.5 | 6.6 |  | --> | 0.95 | 0 | 0 | 0 | 0.002 | 0.5 | 0 |  | --> | C16 ex MISERY HILL | MISERY HILL: T102 | POOLBEG |  | 53.3408 | -6.2279
MV/LV Substation TH***487 | 20 kV | 400V(3ph) & 230V(single ph) | LV | 50 kVA :Pole Substation | 0.05 | --> | 0.05 | 0.029 | 3.6 |  | --> | 0.047 | 0 | 0 | 0 | 0 | 0.052 | 0 |  | --> | E21 ex CLARA | CLARA: T421 | THORNSBERRY |  | 53.397 | -7.6721
MV/LV Substation TH***487X | 20 kV | 400V(3ph) & 230V(single ph) | LV | 50 kVA :Pole Substation | 0.05 | --> | 0.05 | 0 | 0 | Constrained,otherwise capacity available =30kVA. | --> | 0.047 | 0 | 0 | 0 | 0.003 | 0 | 0 | Constrained,otherwise capacity available =49kW. | --> | E11 ex CASTLELYONS | CASTLELYONS: T421∥T422 | BARRYMORE |  | 52.0927 | -8.2452
MV/LV Substation TH***488 | 10 kV | 400V(3ph) & 230V(single ph) | LV | 1000 kVA :Kiosk Substation | 1 | --> | 1 | 0 | 0 | Constrained,otherwise capacity available =448kVA. | --> | 0.95 | 0 | 0 | 0 | 0.023 | 0.5 | 0 |  | --> | C27 ex CLIFDEN | CLIFDEN: T41∥T42 | GALWAY 110KV |  | 53.488 | -10.0233
MV/LV Substation TH***490Y | 10 kV | 400V(3ph) & 230V(single ph) | LV | 200 kVA :Kiosk Substation | 0.2 | --> | 0.2 | 0 | 0 | Constrained,otherwise capacity available =144kVA. | --> | 0.19 | 0 | 0 | 0 | 0.003 | 0 | 0 | Constrained,otherwise capacity available =205kW. | --> | C14 ex PORTLAOISE | PORTLAOISE: T42 | PORTLAOISE |  | 53.0508 | -7.2773
MV/LV Substation TH***491Y | 10 kV | 400V(3ph) & 230V(single ph) | LV | 200 kVA :Kiosk Substation | 0.2 | --> | 0.2 | 0 | 0 | Constrained,otherwise capacity available =145kVA. | --> | 0.19 | 0 | 0 | 0 | 0.009 | 0 | 0 | Constrained,otherwise capacity available =199kW. | --> | C14 ex PORTLAOISE | PORTLAOISE: T42 | PORTLAOISE |  | 53.053 | -7.2779
MV/LV Substation TH***493Z | 10 kV | 400V(3ph) & 230V(single ph) | LV | 200 kVA :Kiosk Substation | 0.2 | --> | 0.2 | 0 | 0 | Constrained,otherwise capacity available =182kVA. | --> | 0.19 | 0 | 0 | 0 | 0 | 0.202 | 0 |  | --> | C14 ex SWORDS | SWORDS: T42 | GLASMORE |  | 53.4629 | -6.2398
MV/LV Substation TH***496 | 20 kV | 400V(3ph) & 230V(single ph) | LV | 50 kVA :Pole Substation | 0.05 | --> | 0.05 | 0.022 | 1.4 |  | --> | 0.047 | 0 | 0 | 0 | 0 | 0.053 | 0 |  | --> | E20 ex GARRANACANTY | GARRANACANTY: T422 | TIPPERARY |  | 52.4929 | -8.0262
MV/LV Substation TH***497 | 10 kV | 400V(3ph) & 230V(single ph) | LV | 100 kVA :Pole Substation | 0.1 | --> | 0.1 | 0 | 0 | Constrained,otherwise capacity available =69kVA. | --> | 0.095 | 0 | 0 | 0 | 0.007 | 0 | 0 | Constrained,otherwise capacity available =97kW. | --> | C15 ex BANAGHER | BANAGHER: T42 | DALLOW |  | 53.184 | -7.9802
MV/LV Substation TH***498 | 20 kV | 400V(3ph) & 230V(single ph) | LV | 50 kVA :Pole Substation | 0.05 | --> | 0.05 | 0 | 0 | Constrained,otherwise capacity available =49kVA. | --> | 0.047 | 0 | 0 | 0 | 0 | 0 | 0 | Constrained,otherwise capacity available =49kW. | --> | E20 ex ROSCREA | ROSCREA: T42 | IKERRIN |  | 52.9309 | -7.7617
MV/LV Substation TH***498Y | 20 kV | 400V(3ph) & 230V(single ph) | LV | 100 kVA :Pole Substation | 0.1 | --> | 0.1 | 0.049 | 5.6 |  | --> | 0.095 | 0 | 0 | 0 | 0 | 0.107 | 0 |  | --> | E18 ex CRANE | CRANE: T122 | CRANE |  | 52.448 | -6.3487
MV/LV Substation TH***501Y | 10 kV | 400V(3ph) & 230V(single ph) | LV | 400 kVA :Kiosk Substation | 0.4 | --> | 0.4 | 0 | 0 | Constrained,otherwise capacity available =318kVA. | --> | 0.38 | 0 | 0 | 0 | 0 | 0 | 0 | Constrained,otherwise capacity available =412kW. | --> | C14 ex LEE BRIDGE | LEE BRIDGE: T42 | MACROOM |  | 51.9038 | -8.9614
MV/LV Substation TH***503X | 20 kV | 400V(3ph) & 230V(single ph) | LV | 400 kVA :Kiosk Substation | 0.4 | --> | 0.4 | 0.357 | 1 |  | --> | 0.38 | 0 | 0 | 0 | 0.003 | 0.403 | 0 |  | --> | E11 ex BALLYHALE | BALLYHALE: T421 | KILKENNY |  | 52.5224 | -7.1549
MV/LV Substation TH***509Y | 10 kV | 400V(3ph) & 230V(single ph) | LV | 50 kVA :Pole Substation | 0.05 | --> | 0.05 | 0 | 0 | Constrained,otherwise capacity available =38kVA. | --> | 0.047 | 0 | 0 | 0 | 0 | 0 | 0 | Constrained,otherwise capacity available =51kW. | --> | C13 ex CURRAGLASS | CURRAGLASS: T41 | BARRYMORE |  | 52.0871 | -8.0031
MV/LV Substation TH***511Z | 10 kV | 400V(3ph) & 230V(single ph) | LV | 400 kVA :Kiosk Substation | 0.4 | --> | 0.4 | 0 | 0 | Constrained,otherwise capacity available =320kVA. | --> | 0.38 | 0 | 0 | 0 | 0 | 0.412 | 0 |  | --> | C15 ex MALAHIDE | MALAHIDE: T41 | GLASMORE |  | 53.4185 | -6.1456
MV/LV Substation TH***512 | 20 kV | 400V(3ph) & 230V(single ph) | LV | 50 kVA :Pole Substation | 0.05 | --> | 0.05 | 0.047 | 1 |  | --> | 0.047 | 0 | 0 | 0 | 0 | 0.049 | 0 |  | --> | E13 ex SHILLELAGH | SHILLELAGH: T421∥T422 | CARLOW |  | 52.7957 | -6.4442
MV/LV Substation TH***526X | 10 kV | 400V(3ph) & 230V(single ph) | LV | 1000 kVA :Building Structure | 1 | --> | 1 | 0 | 0 | Constrained,otherwise capacity available =500kVA. | --> | 0.95 | 0 | 0 | 0 | 0 | 0.5 | 0 |  | --> | C12 ex GLOUCESTER PLACE | GLOUCESTER PLACE: T42 | MCDERMOTT |  | 53.3526 | -6.2518
MV/LV Substation TH***527X | 10 kV | 400V(3ph) & 230V(single ph) | LV | 1000 kVA :Building Structure | 1 | --> | 1 | 0 | 0 | Constrained,otherwise capacity available =500kVA. | --> | 0.95 | 0 | 0 | 0 | 0.007 | 0.5 | 0 |  | --> | C12 ex GLOUCESTER PLACE | GLOUCESTER PLACE: T42 | MCDERMOTT |  | 53.3522 | -6.251
MV/LV Substation TH***528X | 10 kV | 400V(3ph) & 230V(single ph) | LV | 630 kVA :Building Structure | 0.63 | --> | 0.63 | 0.264 | 1.6 |  | --> | 0.598 | 0 | 0 | 0 | 0.003 | 0.5 | 0 |  | --> | C16 ex CLONDALKIN | CLONDALKIN: T42 | INCHICORE 220KV |  | 53.3245 | -6.3956
MV/LV Substation TH***532Y | 20 kV | 400V(3ph) & 230V(single ph) | LV | 200 kVA :Kiosk Substation | 0.2 | --> | 0.2 | 0.191 | 6.7 |  | --> | 0.19 | 0 | 0 | 0 | 0 | 0 | 0 | Constrained,otherwise capacity available =200kW. | --> | E28 ex MILFORD (MWR) | MILFORD (MWR): T422 | CHARLEVILLE |  | 52.4033 | -8.7816
MV/LV Substation TH***534X | 20 kV | 400V(3ph) & 230V(single ph) | LV | 200 kVA :Kiosk Substation | 0.2 | --> | 0.2 | 0.158 | 1 |  | --> | 0.19 | 0 | 0 | 0 | 0 | 0.206 | 0 |  | --> | E11 ex BALLYHALE | BALLYHALE: T421 | KILKENNY |  | 52.524 | -7.1905
MV/LV Substation TH***537Z | 10 kV | 400V(3ph) & 230V(single ph) | LV | 400 kVA :Kiosk Substation | 0.4 | --> | 0.4 | 0 | 0 | Constrained,otherwise capacity available =387kVA. | --> | 0.38 | 0 | 0 | 0 | 0 | 0.401 | 0 |  | --> | C20 ex MERVILLE | MERVILLE: T42 | FINGLAS |  | 53.3878 | -6.2995
MV/LV Substation TH***540Z | 10 kV | 400V(3ph) & 230V(single ph) | LV | 200 kVA :Kiosk Substation | 0.2 | --> | 0.2 | 0 | 0 | Constrained,otherwise capacity available =170kVA. | --> | 0.19 | 0 | 0 | 0 | 0.01 | 0.194 | 0 |  | --> | C24 ex GORESBRIDGE | GORESBRIDGE: T41∥T42 | KILKENNY |  | 52.6302 | -7.0718
MV/LV Substation TH***541Z | 20 kV | 400V(3ph) & 230V(single ph) | LV | 400 kVA :Kiosk Substation | 0.4 | --> | 0.4 | 0.304 | 3.9 |  | --> | 0.38 | 0 | 0 | 0 | 0.008 | 0 | 0 | Constrained,otherwise capacity available =406kW. | --> | E16 ex ASHBOURNE | ASHBOURNE: T422 | FINGLAS |  | 53.5007 | -6.3894
MV/LV Substation TH***543Z | 10 kV | 400V(3ph) & 230V(single ph) | LV | 100 kVA :Building Structure | 0.1 | --> | 0.1 | 0 | 3.2 |  | --> | 0.095 | 0 | 0 | 0 | 0 | 0.127 | 0 |  | --> | C18 ex MCDONAGH | MCDONAGH: T42 | KILKENNY |  | 52.6562 | -7.2459
MV/LV Substation TH***547 | 10 kV | 400V(3ph) & 230V(single ph) | LV | 100 kVA :Pole Substation | 0.1 | --> | 0.1 | 0 | 0 | Constrained,otherwise capacity available =50kVA. | --> | 0.095 | 0 | 0 | 0 | 0.003 | 0.104 | 0 |  | --> | E15 ex WHITECHURCH | WHITECHURCH: T421 | KILBARRY |  | 51.9311 | -8.5634
MV/LV Substation TH***548Y | 10 kV | 400V(3ph) & 230V(single ph) | LV | 50 kVA :Pole Substation | 0.05 | --> | 0.05 | 0 | 0 | Constrained,otherwise capacity available =35kVA. | --> | 0.047 | 0 | 0 | 0 | 0.002 | 0.049 | 0 |  | --> | C19 ex CLONMINCH | CLONMINCH: T41 | THORNSBERRY |  | 53.2618 | -7.4871
MV/LV Substation TH***548Y | 10 kV | 400V(3ph) & 230V(single ph) | LV | 200 kVA :Kiosk Substation | 0.2 | --> | 0.2 | 0 | 0 | Constrained,otherwise capacity available =157kVA. | --> | 0.19 | 0 | 0 | 0 | 0.003 | 0.203 | 0 |  | --> | C19 ex ROSEHILL | ROSEHILL: T41 | KILKENNY |  | 52.6413 | -7.2537
MV/LV Substation TH***554Y | 20 kV | 400V(3ph) & 230V(single ph) | LV | 50 kVA :Pole Substation | 0.05 | --> | 0.05 | 0 | 0 | Constrained,otherwise capacity available =48kVA. | --> | 0.047 | 0 | 0 | 0 | 0 | 0.049 | 0 |  | --> | E17 ex CAVAN | CAVAN: T421 | SHANKILL |  | 54.0842 | -7.4165
MV/LV Substation TH***556X | 10 kV | 400V(3ph) & 230V(single ph) | LV | 200 kVA :Kiosk Substation | 0.2 | --> | 0.2 | 0.194 | 3 |  | --> | 0.19 | 0 | 0 | 0 | 0 | 0.2 | 0 |  | --> | C11 ex CROSSMOLINA | CROSSMOLINA: T41∥T42 | MOY |  | 54.0333 | -9.324
MV/LV Substation TH***560X | 10 kV | 400V(3ph) & 230V(single ph) | LV | 630 kVA :Building Structure | 0.63 | --> | 0.63 | 0 | 0 | Constrained,otherwise capacity available =500kVA. | --> | 0.598 | 0 | 0 | 0 | 0 | 0.5 | 0 |  | --> | C13 ex CARRICK ON SHANNON | CARRICK ON SHANNON: T41∥T42 | CARRICK ON SHANNON |  | 53.9466 | -8.0919
MV/LV Substation TH***561Y | 10 kV | 400V(3ph) & 230V(single ph) | LV | 630 kVA :Kiosk Substation | 0.63 | --> | 0.63 | 0.35 | 2.4 |  | --> | 0.598 | 0 | 0 | 0 | 0.004 | 0.5 | 0 |  | --> | C18 ex BALLYMAHON | BALLYMAHON: T41∥T42 | ATHLONE |  | 53.5621 | -7.7621
MV/LV Substation TH***562Y | 10 kV | 400V(3ph) & 230V(single ph) | LV | 400 kVA :Kiosk Substation | 0.4 | --> | 0.4 | 0.327 | 8.3 |  | --> | 0.38 | 0 | 0 | 0 | 0.018 | 0.392 | 0 |  | --> | C21 ex BALLYBEG | BALLYBEG: T101 | CARRICKMINES |  | 52.9841 | -6.0697
MV/LV Substation TH***563Z | 10 kV | 400V(3ph) & 230V(single ph) | LV | 630 kVA :Kiosk Substation | 0.63 | --> | 0.63 | 0.5 | 4.7 |  | --> | 0.598 | 0 | 0 | 0 | 0.01 | 0.5 | 0 |  | --> | C20 ex CENTRE PARK ROAD | MARINA: T106 | MARINA |  | 51.8914 | -8.4488
MV/LV Substation TH***566Y | 10 kV | 400V(3ph) & 230V(single ph) | LV | 50 kVA :Pole Substation | 0.05 | --> | 0.05 | 0.036 | 4.2 |  | --> | 0.047 | 0 | 0 | 0 | 0 | 0.051 | 0 |  | --> | C21 ex MARSHES | MARSHES: T41 | DUNDALK |  | 53.959 | -6.3765
MV/LV Substation TH***569Y | 10 kV | 400V(3ph) & 230V(single ph) | LV | 400 kVA :Kiosk Substation | 0.4 | --> | 0.4 | 0.317 | 2.2 |  | --> | 0.38 | 0 | 0 | 0 | 0.012 | 0 | 0 | Constrained,otherwise capacity available =399kW. | --> | C15 ex NEWCASTLEWEST | NEWCASTLEWEST: T41∥T42 | RATHKEALE |  | 52.4465 | -9.0497
MV/LV Substation TH***569Y | 10 kV | 400V(3ph) & 230V(single ph) | LV | 200 kVA :Kiosk Substation | 0.2 | --> | 0.2 | 0 | 0 | Constrained,otherwise capacity available =135kVA. | --> | 0.19 | 0 | 0 | 0 | 0.007 | 0.202 | 0 |  | --> | C22 ex KILMONEY | KILMONEY: T41∥T42 | TRABEG |  | 51.8072 | -8.3949
MV/LV Substation TH***569Y | 20 kV | 400V(3ph) & 230V(single ph) | LV | 200 kVA :Pole Substation | 0.2 | --> | 0.2 | 0.168 | 5.6 |  | --> | 0.19 | 0 | 0 | 0 | 0 | 0.204 | 0 |  | --> | E13 ex CRANE | CRANE: T122 | CRANE |  | 52.4797 | -6.428
MV/LV Substation TH***570X | 10 kV | 400V(3ph) & 230V(single ph) | LV | 200 kVA :Kiosk Substation | 0.2 | --> | 0.2 | 0.191 | 1.3 |  | --> | 0.19 | 0 | 0 | 0 | 0 | 0 | 0 | Constrained,otherwise capacity available =200kW. | --> | C23 ex KILKEE | KILKEE: T41 | TULLABRACK |  | 52.6698 | -9.66
MV/LV Substation TH***576Y | 10 kV | 400V(3ph) & 230V(single ph) | LV | 400 kVA :Kiosk Substation | 0.4 | --> | 0.4 | 0.256 | 2.4 |  | --> | 0.38 | 0 | 0 | 0 | 0.041 | 0.378 | 0 |  | --> | C18 ex BUSHFIELD | BUSHFIELD: T42 | ATHLONE |  | 53.4343 | -7.9245
MV/LV Substation TH***577 | 10 kV | 400V(3ph) & 230V(single ph) | LV | 200 kVA :Kiosk Substation | 0.2 | --> | 0.2 | 0.137 | 1.7 |  | --> | 0.19 | 0 | 0 | 0 | 0.007 | 0.202 | 0 |  | --> | C16 ex GORT | GORT: T41∥T42 | ENNIS |  | 53.0679 | -8.8254
MV/LV Substation TH***583 | 10 kV | 400V(3ph) & 230V(single ph) | LV | 50 kVA :Pole Substation | 0.05 | --> | 0.05 | 0.012 | 2.1 |  | --> | 0.047 | 0 | 0 | 0 | 0.008 | 0.046 | 0 |  | --> | C17 ex MILFORD (MWR) | MILFORD (MWR): T41 | CHARLEVILLE |  | 52.3467 | -8.9705
MV/LV Substation TH***584X | 20 kV | 400V(3ph) & 230V(single ph) | LV | 200 kVA :Kiosk Substation | 0.2 | --> | 0.2 | 0.184 | 1.5 |  | --> | 0.19 | 0 | 0 | 0 | 0.003 | 0.199 | 0 |  | --> | E17 ex ACHILL | ACHILL: T422 | CARROWBEG |  | 53.927 | -9.9299
MV/LV Substation TH***586Y | 10 kV | 400V(3ph) & 230V(single ph) | LV | 400 kVA :Kiosk Substation | 0.4 | --> | 0.4 | 0 | 0 | Constrained,otherwise capacity available =338kVA. | --> | 0.38 | 0 | 0 | 0 | 0 | 0 | 0 | Constrained,otherwise capacity available =409kW. | --> | C15 ex PORTARLINGTON | PORTARLINGTON: T41∥T42 | PORTLAOISE |  | 53.1629 | -7.1905
MV/LV Substation TH***593X | 10 kV | 400V(3ph) & 230V(single ph) | LV | 630 kVA :Kiosk Substation | 0.63 | --> | 0.63 | 0 | 0 | Constrained,otherwise capacity available =485kVA. | --> | 0.598 | 0 | 0 | 0 | 0.008 | 0.5 | 0 |  | --> | C12 ex CULLION | CULLION: T41∥T42 | LETTERKENNY |  | 54.9385 | -7.7304
MV/LV Substation TH***596 | 10 kV | 400V(3ph) & 230V(single ph) | LV | 50 kVA :Pole Substation | 0.05 | --> | 0.05 | 0 | 0 | Constrained,otherwise capacity available =28kVA. | --> | 0.047 | 0 | 0 | 0 | 0 | 0.052 | 0 |  | --> | C16 ex MILFORD (NR) | MILFORD (NR): T41∥T42 | LETTERKENNY |  | 55.0444 | -7.8082
MV/LV Substation TH***596Y | 10 kV | 400V(3ph) & 230V(single ph) | LV | 200 kVA :Kiosk Substation | 0.2 | --> | 0.2 | 0 | 0 | Constrained,otherwise capacity available =85kVA. | --> | 0.19 | 0 | 0 | 0 | 0.013 | 0.203 | 0 |  | --> | C12 ex MONEYCOOLEY | MONEYCOOLEY: T42 | GRIFFINRATH |  | 53.3512 | -6.5498
MV/LV Substation TH***607X | 10 kV | 400V(3ph) & 230V(single ph) | LV | 630 kVA :Building Structure | 0.63 | --> | 0.63 | 0 | 0 | Constrained,otherwise capacity available =241kVA. | --> | 0.598 | 0 | 0 | 0 | 0.008 | 0.5 | 0 |  | --> | C21 ex ENNISTYMON | ENNISTYMON: T41∥T42 | ENNIS |  | 52.9332 | -9.3468
MV/LV Substation TH***609 | 20 kV | 400V(3ph) & 230V(single ph) | LV | 50 kVA :Pole Substation | 0.05 | --> | 0.05 | 0 | 0 | Constrained,otherwise capacity available =22kVA. | --> | 0.047 | 0 | 0 | 0 | 0 | 0.053 | 0 |  | --> | E17 ex DULEEK | DULEEK: T421∥T422 | DRYBRIDGE |  | 53.6503 | -6.4744
MV/LV Substation TH***609X | 10 kV | 400V(3ph) & 230V(single ph) | LV | 400 kVA :Kiosk Substation | 0.4 | --> | 0.4 | 0.32 | 11.3 |  | --> | 0.38 | 0 | 0 | 0 | 0.023 | 0.388 | 0 |  | --> | C18 ex ENNIS | ENNIS: T102 | ENNIS |  | 52.8589 | -8.9671
MV/LV Substation TH***609X | 20 kV | 400V(3ph) & 230V(single ph) | LV | 100 kVA :Pole Substation | 0.1 | --> | 0.1 | 0 | 0 | Constrained,otherwise capacity available =54kVA. | --> | 0.095 | 0 | 0 | 0 | 0.002 | 0.104 | 0 |  | --> | E11 ex GLASMORE | GLASMORE: T421 | GLASMORE |  | 53.4956 | -6.1115
MV/LV Substation TH***611 | 20 kV | 400V(3ph) & 230V(single ph) | LV | 630 kVA :Kiosk Substation | 0.63 | --> | 0.63 | 0 | 0 | Constrained,otherwise capacity available =483kVA. | --> | 0.598 | 0 | 0 | 0 | 0 | 0 | 0 | Constrained,otherwise capacity available =500kW. | --> | E18 ex KILLYBEGS | KILLYBEGS: | N/A |  | 54.6363 | -8.4414
MV/LV Substation TH***611 | 20 kV | 400V(3ph) & 230V(single ph) | LV | 100 kVA :Pole Substation | 0.1 | --> | 0.1 | 0.079 | 6.9 |  | --> | 0.095 | 0 | 0 | 0 | 0 | 0 | 0 | Constrained,otherwise capacity available =103kW. | --> | E17 ex SPRINGS | SPRINGS: T421∥T422 | DUNGARVAN |  | 52.1084 | -7.6675
MV/LV Substation TH***611X | 20 kV | 400V(3ph) & 230V(single ph) | LV | 200 kVA :Kiosk Substation | 0.2 | --> | 0.2 | 0.156 | 2.6 |  | --> | 0.19 | 0 | 0 | 0 | 0.003 | 0.203 | 0 |  | --> | E19 ex KILCOCK | KILCOCK: T421 | GRIFFINRATH |  | 53.3941 | -6.6696
MV/LV Substation TH***611Y | 20 kV | 400V(3ph) & 230V(single ph) | LV | 630 kVA :Kiosk Substation | 0.63 | --> | 0.63 | 0.5 | 2.7 |  | --> | 0.598 | 0 | 0 | 0 | 0.014 | 0.5 | 0 |  | --> | E21 ex LONGFORD | LONGFORD: T421 | RICHMOND |  | 53.7687 | -7.8345
MV/LV Substation TH***612Y | 10 kV | 400V(3ph) & 230V(single ph) | LV | 400 kVA :Kiosk Substation | 0.4 | --> | 0.4 | 0 | 0 |  | --> | 0.38 | 0 | 0 | 0 | 0.07 | 0.407 | 0 |  | --> | C21 ex PORTARLINGTON | PORTARLINGTON: T43 | BLAKE |  | 53.1325 | -7.1484
MV/LV Substation TH***614Y | 10 kV | 400V(3ph) & 230V(single ph) | LV | 200 kVA :Kiosk Substation | 0.2 | --> | 0.2 | 0 | 0 | Constrained,otherwise capacity available =108kVA. | --> | 0.19 | 0 | 0 | 0 | 0.003 | 0 | 0 | Constrained,otherwise capacity available =210kW. | --> | C15 ex PALLAS | PALLAS: T41∥T42 | PORTLAOISE |  | 53.0485 | -7.3147
MV/LV Substation TH***618 | 20 kV | 400V(3ph) & 230V(single ph) | LV | 50 kVA :Pole Substation | 0.05 | --> | 0.05 | 0 | 0 | Constrained,otherwise capacity available =41kVA. | --> | 0.047 | 0 | 0 | 0 | 0 | 0.05 | 0 |  | --> | E17 ex DULEEK | DULEEK: T421∥T422 | DRYBRIDGE |  | 53.6314 | -6.4835
MV/LV Substation TH***620X | 20 kV | 400V(3ph) & 230V(single ph) | LV | 400 kVA :Kiosk Substation | 0.4 | --> | 0.4 | 0.293 | 3.9 |  | --> | 0.38 | 0 | 0 | 0 | 0.056 | 0 | 0 | Constrained,otherwise capacity available =357kW. | --> | E16 ex ASHBOURNE | ASHBOURNE: T422 | FINGLAS |  | 53.5096 | -6.3904
MV/LV Substation TH***621Y | 10 kV | 400V(3ph) & 230V(single ph) | LV | 200 kVA :Kiosk Substation | 0.2 | --> | 0.2 | 0.178 | 1.5 |  | --> | 0.19 | 0 | 0 | 0 | 0 | 0.203 | 0 |  | --> | C15 ex DERRYCRAMPH | DERRYCRAMPH: T41∥T42 | SHANKILL |  | 53.9909 | -7.3684
MV/LV Substation TH***623X | 10 kV | 400V(3ph) & 230V(single ph) | LV | 200 kVA :Kiosk Substation | 0.2 | --> | 0.2 | 0 | 0 | Constrained,otherwise capacity available =183kVA. | --> | 0.19 | 0 | 0 | 0 | 0.005 | 0.197 | 0 |  | --> | C20 ex BALLYGAR | BALLYGAR: T42 | ATHLONE |  | 53.5669 | -8.2496
MV/LV Substation TH***625X | 10 kV | 400V(3ph) & 230V(single ph) | LV | 200 kVA :Kiosk Substation | 0.2 | --> | 0.2 | 0.121 | 0.1 |  | --> | 0.19 | 0 | 0 | 0 | 0.006 | 0.205 | 0 |  | --> | C16 ex JOHNSTOWN | JOHNSTOWN: T42 | KILTEEL |  | 53.2456 | -6.5945
MV/LV Substation TH***625Y | 10 kV | 400V(3ph) & 230V(single ph) | LV | 1000 kVA :Kiosk Substation | 1 | --> | 1 | 0 | 0 | Constrained,otherwise capacity available =500kVA. | --> | 0.95 | 0 | 0 | 0 | 0 | 0.5 | 0 |  | --> | C11 ex BALLINACURRA | BALLINACURRA: T41 | LIMERICK |  | 52.6604 | -8.6376
MV/LV Substation TH***627Y | 10 kV | 400V(3ph) & 230V(single ph) | LV | 200 kVA :Kiosk Substation | 0.2 | --> | 0.2 | 0.127 | 2.8 |  | --> | 0.19 | 0 | 0 | 0 | 0.006 | 0.204 | 0 |  | --> | C15 ex CLONARD | CLONARD: T41∥T42 | WEXFORD |  | 52.3334 | -6.4843
MV/LV Substation TH***629Y | 10 kV | 400V(3ph) & 230V(single ph) | LV | 200 kVA :Kiosk Substation | 0.2 | --> | 0.2 | 0 | 0 | Constrained,otherwise capacity available =189kVA. | --> | 0.19 | 0 | 0 | 0 | 0 | 0 | 0 | Constrained,otherwise capacity available =201kW. | --> | C15 ex TOOMEVARA | TOOMEVARA: T42 | NENAGH |  | 52.9417 | -8.0382
MV/LV Substation TH***630 | 10 kV | 400V(3ph) & 230V(single ph) | LV | 200 kVA :Pole Substation | 0.2 | --> | 0.2 | 0 | 0 | Constrained,otherwise capacity available =200kVA. | --> | 0.19 | 0 | 0 | 0 | 0 | 0.2 | 0 |  | --> | C18 ex ORANMORE | ORANMORE: T44 | GALWAY 110KV |  | 53.2763 | -8.9308
MV/LV Substation TH***631 | 10 kV | 400V(3ph) & 230V(single ph) | LV | 200 kVA :Pole Substation | 0.2 | --> | 0.2 | 0.161 | 4 |  | --> | 0.19 | 0 | 0 | 0 | 0.022 | 0.182 | 0 |  | --> | C20 ex OAKFIELD | OAKFIELD: T42 | SLIGO |  | 54.2703 | -8.589
MV/LV Substation TH***633X | 10 kV | 400V(3ph) & 230V(single ph) | LV | 630 kVA :Building Structure | 0.63 | --> | 0.63 | 0 | 0 | Constrained,otherwise capacity available =500kVA. | --> | 0.598 | 0 | 0 | 0 | 0 | 0.5 | 0 |  | --> | C19 ex GRANBY ROW | GRANBY ROW: T41 | MCDERMOTT |  | 53.3544 | -6.2591
MV/LV Substation TH***636 | 10 kV | 400V(3ph) & 230V(single ph) | LV | 100 kVA :Pole Substation | 0.1 | --> | 0.1 | 0.06 | 7.5 |  | --> | 0.095 | 0 | 0 | 0 | 0.007 | 0.098 | 0 |  | --> | C18 ex CARRICKMINES | CARRICKMINES: T42 | CARRICKMINES |  | 53.2475 | -6.2183
MV/LV Substation TH***636X | 10 kV | 400V(3ph) & 230V(single ph) | LV | 1000 kVA :Building Structure | 1 | --> | 1 | 0 | 0 | Constrained,otherwise capacity available =500kVA. | --> | 0.95 | 0 | 0 | 0 | 0 | 0.5 | 0 |  | --> | C14 ex DRUMCONDRA | DRUMCONDRA: T42 | MCDERMOTT |  | 53.3638 | -6.2482
MV/LV Substation TH***637X | 10 kV | 400V(3ph) & 230V(single ph) | LV | 400 kVA :Kiosk Substation | 0.4 | --> | 0.4 | 0 | 0 | Constrained,otherwise capacity available =364kVA. | --> | 0.38 | 0 | 0 | 0 | 0.007 | 0.398 | 0 |  | --> | C26 ex CLIFDEN | CLIFDEN: T41∥T42 | GALWAY 110KV |  | 53.4928 | -10.0186
MV/LV Substation TH***639X | 10 kV | 400V(3ph) & 230V(single ph) | LV | 400 kVA :Kiosk Substation | 0.4 | --> | 0.4 | 0 | 0 | Constrained,otherwise capacity available =342kVA. | --> | 0.38 | 0 | 0 | 0 | 0 | 0.408 | 0 |  | --> | C21 ex ENNISTYMON | ENNISTYMON: T41∥T42 | ENNIS |  | 52.9342 | -9.3394
MV/LV Substation TH***639Z | 10 kV | 400V(3ph) & 230V(single ph) | LV | 200 kVA :Kiosk Substation | 0.2 | --> | 0.2 | 0.179 | 0.7 |  | --> | 0.19 | 0 | 0 | 0 | 0 | 0.203 | 0 |  | --> | C18 ex KNOCKMULLEN | KNOCKMULLEN: T42 | GREAT ISLAND |  | 52.3845 | -6.9468
MV/LV Substation TH***640Y | 10 kV | 400V(3ph) & 230V(single ph) | LV | 400 kVA :Building Structure | 0.4 | --> | 0.4 | 0 | 0 | Constrained,otherwise capacity available =338kVA. | --> | 0.38 | 0 | 0 | 0 | 0 | 0 | 0 | Constrained,otherwise capacity available =409kW. | --> | C13 ex FERMOY NORTH | FERMOY NORTH: T41∥T42 | BARRYMORE |  | 52.1402 | -8.2703
MV/LV Substation TH***641Y | 10 kV | 400V(3ph) & 230V(single ph) | LV | 50 kVA :Pole Substation | 0.05 | --> | 0.05 | 0.041 | 1.6 |  | --> | 0.047 | 0 | 0 | 0 | 0 | 0.05 | 0 |  | --> | C22 ex CELBRIDGE | CELBRIDGE: T42 | GRIFFINRATH |  | 53.3339 | -6.5475
MV/LV Substation TH***642X | 20 kV | 400V(3ph) & 230V(single ph) | LV | 400 kVA :Kiosk Substation | 0.4 | --> | 0.4 | 0 | 0 | Constrained,otherwise capacity available =301kVA. | --> | 0.38 | 0 | 0 | 0 | 0.003 | 0.411 | 0 |  | --> | E14 ex KILCOCK | KILCOCK: T422 | GRIFFINRATH |  | 53.4021 | -6.6715
MV/LV Substation TH***642Z | 20 kV | 400V(3ph) & 230V(single ph) | LV | 50 kVA :Pole Substation | 0.05 | --> | 0.05 | 0 | 0 | Constrained,otherwise capacity available =47kVA. | --> | 0.047 | 0 | 0 | 0 | 0 | 0.049 | 0 |  | --> | E17 ex BALTRASNA | BALTRASNA: T121 | BALTRASNA |  | 53.5251 | -6.526
MV/LV Substation TH***643 | 20 kV | 400V(3ph) & 230V(single ph) | LV | 100 kVA :Pole Substation | 0.1 | --> | 0.1 | 0 | 0 | Constrained,otherwise capacity available =47kVA. | --> | 0.095 | 0 | 0 | 0 | 0.032 | 0.074 | 0 |  | --> | C19 ex ENNISTYMON | ENNISTYMON: T41∥T42 | ENNIS |  | 53.0251 | -9.2839
MV/LV Substation TH***647Y | 20 kV | 400V(3ph) & 230V(single ph) | LV | 50 kVA :Pole Substation | 0.05 | --> | 0.05 | 0.05 | 3.6 |  | --> | 0.047 | 0 | 0 | 0 | 0 | 0.049 | 0 |  | --> | E15 ex JENKINSTOWN | JENKINSTOWN: T421∥T422 | DUNDALK |  | 54.0448 | -6.366
MV/LV Substation TH***648X | 10 kV | 400V(3ph) & 230V(single ph) | LV | 200 kVA :Kiosk Substation | 0.2 | --> | 0.2 | 0.148 | 2 |  | --> | 0.19 | 0 | 0 | 0 | 0.007 | 0.2 | 0 |  | --> | C12 ex CAPPAMORE | CAPPAMORE: T41∥T42 | ARDNACRUSHA |  | 52.6486 | -8.4052
MV/LV Substation TH***649Z | 10 kV | 400V(3ph) & 230V(single ph) | LV | 630 kVA :Kiosk Substation | 0.63 | --> | 0.63 | 0 | 0 | Constrained,otherwise capacity available =500kVA. | --> | 0.598 | 0 | 0 | 0 | 0.003 | 0.5 | 0 |  | --> | C15 ex MALAHIDE | MALAHIDE: T41 | GLASMORE |  | 53.4199 | -6.1503
MV/LV Substation TH***650Y | 20 kV | 400V(3ph) & 230V(single ph) | LV | 630 kVA :Building Structure | 0.63 | --> | 0.63 | 0 | 0 | Constrained,otherwise capacity available =491kVA. | --> | 0.598 | 0 | 0 | 0 | 0 | 0.5 | 0 |  | --> | E16 ex JULIANSTOWN | JULIANSTOWN: T421∥T422 | DRYBRIDGE |  | 53.698 | -6.245
MV/LV Substation TH***651X | 10 kV | 400V(3ph) & 230V(single ph) | LV | 630 kVA :Building Structure | 0.63 | --> | 0.63 | 0 | 0 | Constrained,otherwise capacity available =500kVA. | --> | 0.598 | 0 | 0 | 0 | 0 | 0.5 | 0 |  | --> | C11 ex COOLCORCORAN | COOLCORCORAN: T41∥T42 | KNOCKEARAGH |  | 52.0603 | -9.5061
MV/LV Substation TH***651Y | 20 kV | 400V(3ph) & 230V(single ph) | LV | 400 kVA :Kiosk Substation | 0.4 | --> | 0.4 | 0.341 | 4.1 |  | --> | 0.38 | 0 | 0 | 0 | 0 | 0 | 0 | Constrained,otherwise capacity available =408kW. | --> | E14 ex CHARLEVILLE | CHARLEVILLE: T422 | CHARLEVILLE |  | 52.3574 | -8.6963
MV/LV Substation TH***652Y | 20 kV | 400V(3ph) & 230V(single ph) | LV | 100 kVA :Pole Substation | 0.1 | --> | 0.1 | 0.072 | 1.3 |  | --> | 0.095 | 0 | 0 | 0 | 0 | 0.103 | 0 |  | --> | C17 ex ROOSKY | ROOSKY: T41 | RICHMOND |  | 53.7819 | -8.1038
MV/LV Substation TH***652Z | 10 kV | 400V(3ph) & 230V(single ph) | LV | 630 kVA :Kiosk Substation | 0.63 | --> | 0.63 | 0.5 | 1.5 |  | --> | 0.598 | 0 | 0 | 0 | 0 | 0.5 | 0 |  | --> | C17 ex SALLINS | SALLINS: T41 | GRIFFINRATH |  | 53.2906 | -6.6824
MV/LV Substation TH***653 | 20 kV | 400V(3ph) & 230V(single ph) | LV | 50 kVA :Pole Substation | 0.05 | --> | 0.05 | 0.048 | 7.4 |  | --> | 0.047 | 0 | 0 | 0 | 0.008 | 0.041 | 0 |  | --> | C06 ex AHANE | AHANE: T102 | AHANE |  | 52.6685 | -8.4903
MV/LV Substation TH***654Z | 20 kV | 400V(3ph) & 230V(single ph) | LV | 400 kVA :Building Structure | 0.4 | --> | 0.4 | 0 | 0 | Constrained,otherwise capacity available =334kVA. | --> | 0.38 | 0 | 0 | 0 | 0 | 0 | 0 | Constrained,otherwise capacity available =410kW. | --> | E15 ex ASHBOURNE | ASHBOURNE: T421 | FINGLAS |  | 53.5117 | -6.4016
MV/LV Substation TH***655 | 20 kV | 400V(3ph) & 230V(single ph) | LV | 630 kVA :Building Structure | 0.63 | --> | 0.63 | 0.478 | 2 |  | --> | 0.598 | 0 | 0 | 0 | 0 | 0.5 | 0 |  | --> | E15 ex BALLYCONNELL | BALLYCONNELL: T421∥T422 | GORTAWEE |  | 54.1151 | -7.583
MV/LV Substation TH***657 | 10 kV | 400V(3ph) & 230V(single ph) | LV | 200 kVA :Kiosk Substation | 0.2 | --> | 0.2 | 0.125 | 0.2 |  | --> | 0.19 | 0 | 0 | 0 | 0.005 | 0 | 0 | Constrained,otherwise capacity available =206kW. | --> | C15 ex COOLMINE | COOLMINE: T41 | FINGLAS |  | 53.3892 | -6.4154
MV/LV Substation TH***657Z | 10 kV | 400V(3ph) & 230V(single ph) | LV | 200 kVA :Kiosk Substation | 0.2 | --> | 0.2 | 0.156 | 2.5 |  | --> | 0.19 | 0 | 0 | 0 | 0.011 | 0.194 | 0 |  | --> | C26 ex ATHY | ATHY: T102 | ATHY |  | 53.1023 | -7.0057
MV/LV Substation TH***660 | 10 kV | 400V(3ph) & 230V(single ph) | LV | 400 kVA :Kiosk Substation | 0.4 | --> | 0.4 | 0.163 | 0.8 |  | --> | 0.38 | 0 | 0 | 0 | 0 | 0.435 | 0 |  | --> | C17 ex GARVILLE AVENUE | GARVILLE AVENUE: T42 | MILLTOWN (DR) |  | 53.3261 | -6.2639
MV/LV Substation TH***660Y | 20 kV | 400V(3ph) & 230V(single ph) | LV | 400 kVA :Kiosk Substation | 0.4 | --> | 0.4 | 0 | 0 | Constrained,otherwise capacity available =320kVA. | --> | 0.38 | 0 | 0 | 0 | 0.026 | 0.385 | 0 |  | --> | E15 ex JULIANSTOWN | JULIANSTOWN: T421∥T422 | DRYBRIDGE |  | 53.6292 | -6.2655
MV/LV Substation TH***661X | 10 kV | 400V(3ph) & 230V(single ph) | LV | 1000 kVA :Building Structure | 1 | --> | 1 | 0.5 | 7.2 |  | --> | 0.95 | 0 | 0 | 0 | 0 | 0.5 | 0 |  | --> | C24 ex PELLETSTOWN | PELLETSTOWN: T102 | FINGLAS |  | 53.3764 | -6.3334
MV/LV Substation TH***661X | 10 kV | 400V(3ph) & 230V(single ph) | LV | 50 kVA :Pole Substation | 0.05 | --> | 0.05 | 0 | 0 | Constrained,otherwise capacity available =23kVA. | --> | 0.047 | 0 | 0 | 0 | 0.011 | 0 | 0 | Constrained,otherwise capacity available =41kW. | --> | C16 ex RAMSTOWN | RAMSTOWN: T41∥T42 | CRANE |  | 52.6666 | -6.3023
MV/LV Substation TH***661Z | 10 kV | 400V(3ph) & 230V(single ph) | LV | 630 kVA :Kiosk Substation | 0.63 | --> | 0.63 | 0 | 0 | Constrained,otherwise capacity available =482kVA. | --> | 0.598 | 0 | 0 | 0 | 0.07 | 0.5 | 0 |  | --> | C16 ex KILLACLOYNE | KILLACLOYNE: T41∥T42 | MIDLETON |  | 51.9134 | -8.3223
MV/LV Substation TH***662X | 10 kV | 400V(3ph) & 230V(single ph) | LV | 1000 kVA :Kiosk Substation | 1 | --> | 1 | 0.5 | 7.2 |  | --> | 0.95 | 0 | 0 | 0 | 0 | 0.5 | 0 |  | --> | C24 ex PELLETSTOWN | PELLETSTOWN: T102 | FINGLAS |  | 53.3764 | -6.3334
MV/LV Substation TH***663 | 10 kV | 400V(3ph) & 230V(single ph) | LV | 630 kVA :Kiosk Substation | 0.63 | --> | 0.63 | 0.5 | 8.5 |  | --> | 0.598 | 0 | 0 | 0 | 0 | 0.5 | 0 |  | --> | C19 ex MILLTOWN (DR) | MILLTOWN (DR): T101 | POOLBEG |  | 53.3153 | -6.2472
MV/LV Substation TH***663X | 10 kV | 400V(3ph) & 230V(single ph) | LV | 1000 kVA :Building Structure | 1 | --> | 1 | 0.5 | 7.2 |  | --> | 0.95 | 0 | 0 | 0 | 0 | 0.5 | 0 |  | --> | C24 ex PELLETSTOWN | PELLETSTOWN: T102 | FINGLAS |  | 53.3761 | -6.3314
MV/LV Substation TH***664 | 10 kV | 400V(3ph) & 230V(single ph) | LV | 100 kVA :Pole Substation | 0.1 | --> | 0.1 | 0.038 | 3.7 |  | --> | 0.095 | 0 | 0 | 0 | 0.005 | 0.103 | 0 |  | --> | C12 ex ROSS CARBERY | ROSS CARBERY: T41∥T42 | DUNMANWAY |  | 51.575 | -9.0185
MV/LV Substation TH***664X | 10 kV | 400V(3ph) & 230V(single ph) | LV | 630 kVA :Kiosk Substation | 0.63 | --> | 0.63 | 0 | 0 | Constrained,otherwise capacity available =500kVA. | --> | 0.598 | 0 | 0 | 0 | 0.003 | 0.5 | 0 |  | --> | C11 ex COOLCORCORAN | COOLCORCORAN: T41∥T42 | KNOCKEARAGH |  | 52.0586 | -9.4999
MV/LV Substation TH***665 | 20 kV | 400V(3ph) & 230V(single ph) | LV | 100 kVA :Pole Substation | 0.1 | --> | 0.1 | 0.091 | 3.6 |  | --> | 0.095 | 0 | 0 | 0 | 0.003 | 0.097 | 0 |  | --> | E13 ex KILLINICK | KILLINICK: T421∥T422 | WEXFORD |  | 52.223 | -6.3857
MV/LV Substation TH***666X | 20 kV | 400V(3ph) & 230V(single ph) | LV | 200 kVA :Pole Substation | 0.2 | --> | 0.2 | 0.045 | 0 | Constrained,otherwise capacity available =91kVA. | --> | 0.19 | 0 | 0 | 0 | 0 | 0.213 | 0 |  | --> | E25 ex TALBOTS INCH | TALBOTS INCH: T41∥T42 | KILKENNY |  | 52.7211 | -7.3539
MV/LV Substation TH***669Z | 20 kV | 400V(3ph) & 230V(single ph) | LV | 100 kVA :Pole Substation | 0.1 | --> | 0.1 | 0.09 | 1.2 |  | --> | 0.095 | 0 | 0 | 0 | 0.015 | 0.085 | 0 |  | --> | E11 ex BALLYDEHOB | BALLYDEHOB: T421 | DUNMANWAY |  | 51.564 | -9.4613
MV/LV Substation TH***671Y | 20 kV | 400V(3ph) & 230V(single ph) | LV | 50 kVA :Pole Substation | 0.05 | --> | 0.05 | 0 | 0 | Constrained,otherwise capacity available =4kVA. | --> | 0.047 | 0 | 0 | 0 | 0.007 | 0.048 | 0 |  | --> | C21 ex TERMONFECKIN ROAD | TERMONFECKIN ROAD: T41∥T42 | DRYBRIDGE |  | 53.7709 | -6.3061
MV/LV Substation TH***672 | 20 kV | 400V(3ph) & 230V(single ph) | LV | 100 kVA :Pole Substation | 0.1 | --> | 0.1 | 0.053 | 6.9 |  | --> | 0.095 | 0 | 0 | 0 | 0 | 0 | 0 | Constrained,otherwise capacity available =106kW. | --> | E17 ex SPRINGS | SPRINGS: T421∥T422 | DUNGARVAN |  | 52.1244 | -7.5606
MV/LV Substation TH***674 | 20 kV | 400V(3ph) & 230V(single ph) | LV | 50 kVA :Pole Substation | 0.05 | --> | 0.05 | 0 | 0 | Constrained,otherwise capacity available =39kVA. | --> | 0.047 | 0 | 0 | 0 | 0.002 | 0.048 | 0 |  | --> | E16 ex PATRICKSWELL | PATRICKSWELL: T421∥T422 | LIMERICK |  | 52.5576 | -8.7971
MV/LV Substation TH***675 | 20 kV | 400V(3ph) & 230V(single ph) | LV | 200 kVA :Pole Substation | 0.2 | --> | 0.2 | 0.134 | 1.2 |  | --> | 0.19 | 0 | 0 | 0 | 0.009 | 0 | 0 | Constrained,otherwise capacity available =200kW. | --> | E14 ex BUNCRANA | BUNCRANA: T421∥T422 | TRILLICK |  | 55.1438 | -7.4523
MV/LV Substation TH***678 | 10 kV | 400V(3ph) & 230V(single ph) | LV | 100 kVA :Pole Substation | 0.1 | --> | 0.1 | 0.068 | 4.8 |  | --> | 0.095 | 0 | 0 | 0 | 0.003 | 0.101 | 0 |  | --> | C21 ex ATHY | ATHY: T101 | ATHY |  | 52.9234 | -7.062
MV/LV Substation TH***682X | 10 kV | 400V(3ph) & 230V(single ph) | LV | 50 kVA :Pole Substation | 0.05 | --> | 0.05 | 0 | 0 | Constrained,otherwise capacity available =47kVA. | --> | 0.047 | 0 | 0 | 0 | 0 | 0 | 0 | Constrained,otherwise capacity available =49kW. | --> | C16 ex PALLAS | PALLAS: T41∥T42 | PORTLAOISE |  | 53.0895 | -7.368
MV/LV Substation TH***683 | 20 kV | 400V(3ph) & 230V(single ph) | LV | 50 kVA :Pole Substation | 0.05 | --> | 0.05 | 0.042 | 11.3 |  | --> | 0.047 | 0 | 0 | 0 | 0 | 0.05 | 0 |  | --> | C14 ex SINGLAND | SINGLAND: T102 | SINGLAND |  | 52.6452 | -8.5654
MV/LV Substation TH***684 | 20 kV | 400V(3ph) & 230V(single ph) | LV | 400 kVA :Kiosk Substation | 0.4 | --> | 0.4 | 0 | 0 | Constrained,otherwise capacity available =340kVA. | --> | 0.38 | 0 | 0 | 0 | 0 | 0.409 | 0 |  | --> | E16 ex PATRICKSWELL | PATRICKSWELL: T421∥T422 | LIMERICK |  | 52.5617 | -8.7817
MV/LV Substation TH***684 | 10 kV | 400V(3ph) & 230V(single ph) | LV | 200 kVA :Kiosk Substation | 0.2 | --> | 0.2 | 0.136 | 4 |  | --> | 0.19 | 0 | 0 | 0 | 0.002 | 0 | 0 | Constrained,otherwise capacity available =207kW. | --> | C19 ex LISMORE | LISMORE: T41∥T42 | DUNGARVAN |  | 52.1323 | -7.9274
MV/LV Substation TH***685Z | 20 kV | 400V(3ph) & 230V(single ph) | LV | 200 kVA :Kiosk Substation | 0.2 | --> | 0.2 | 0.054 | 8.3 |  | --> | 0.19 | 0 | 0 | 0 | 0 | 0.21 | 0 |  | --> | E18 ex BALTRASNA | BALTRASNA: T122 | BALTRASNA |  | 53.5005 | -6.4679
MV/LV Substation TH***687X | 20 kV | 400V(3ph) & 230V(single ph) | LV | 100 kVA :Pole Substation | 0.1 | --> | 0.1 | 0.089 | 6.2 |  | --> | 0.095 | 0 | 0 | 0 | 0 | 0.101 | 0 |  | --> | E17 ex BAGENALSTOWN | BAGENALSTOWN: T421∥T422 | CARLOW |  | 52.708 | -6.9531
MV/LV Substation TH***687Z | 10 kV | 400V(3ph) & 230V(single ph) | LV | 200 kVA :Kiosk Substation | 0.2 | --> | 0.2 | 0.173 | 3.6 |  | --> | 0.19 | 0 | 0 | 0 | 0.007 | 0.196 | 0 |  | --> | E18 ex KILLINICK | KILLINICK: T421∥T422 | WEXFORD |  | 52.2677 | -6.3903
MV/LV Substation TH***688X | 10 kV | 400V(3ph) & 230V(single ph) | LV | 200 kVA :Kiosk Substation | 0.2 | --> | 0.2 | 0.175 | 8.3 |  | --> | 0.19 | 0 | 0 | 0 | 0.017 | 0.186 | 0 |  | --> | C17 ex BALLYBEG | BALLYBEG: T101 | CARRICKMINES |  | 52.9493 | -6.0291
MV/LV Substation TH***688X | 20 kV | 400V(3ph) & 230V(single ph) | LV | 200 kVA :Kiosk Substation | 0.2 | --> | 0.2 | 0.18 | 1.6 |  | --> | 0.19 | 0 | 0 | 0 | 0 | 0.203 | 0 |  | --> | E16 ex MILLTOWN (SR) | MILLTOWN (SR): T422 | OUGHTRAGH |  | 52.1051 | -9.7859
MV/LV Substation TH***689X | 10 kV | 400V(3ph) & 230V(single ph) | LV | 630 kVA :Kiosk Substation | 0.63 | --> | 0.63 | 0.5 | 11.5 |  | --> | 0.598 | 0 | 0 | 0 | 0.004 | 0.5 | 0 |  | --> | C14 ex BALLYBEG | BALLYBEG: T102 | CARRICKMINES |  | 52.9953 | -6.087
MV/LV Substation TH***694 | 10 kV | 400V(3ph) & 230V(single ph) | LV | 400 kVA :Kiosk Substation | 0.4 | --> | 0.4 | 0.283 | 0.4 |  | --> | 0.38 | 0 | 0 | 0 | 0 | 0.417 | 0 |  | --> | C11 ex BALLYBODEN | BALLYBODEN: T41 | COOKSTOWN |  | 53.281 | -6.2736
MV/LV Substation TH***698 | 10 kV | 400V(3ph) & 230V(single ph) | LV | 400 kVA :Kiosk Substation | 0.4 | --> | 0.4 | 0.346 | 10.8 |  | --> | 0.38 | 0 | 0 | 0 | 0.034 | 0.372 | 0 |  | --> | C19 ex SALTHILL | SALTHILL: T101 | SALTHILL |  | 53.266 | -9.0774
MV/LV Substation TH***703 | 10 kV | 400V(3ph) & 230V(single ph) | LV | 50 kVA :Pole Substation | 0.05 | --> | 0.05 | 0.007 | 9.9 |  | --> | 0.047 | 0 | 0 | 0 | 0 | 0.055 | 0 |  | --> | C18 ex CONVOY | CONVOY: T41∥T42 | LETTERKENNY |  | 54.8732 | -7.6177
MV/LV Substation TH***706X | 10 kV | 400V(3ph) & 230V(single ph) | LV | 1000 kVA :Building Structure | 1 | --> | 1 | 0.5 | 4.3 |  | --> | 0.95 | 0 | 0 | 0 | 0 | 0.5 | 0 |  | --> | C13 ex SHERIFF STREET | SHERIFF STREET: T41 | FRANCIS STREET |  | 53.3458 | -6.2457
MV/LV Substation TH***707 | 20 kV | 400V(3ph) & 230V(single ph) | LV | 200 kVA :Pole Substation | 0.2 | --> | 0.2 | 0.169 | 2.8 |  | --> | 0.19 | 0 | 0 | 0 | 0.012 | 0.192 | 0 |  | --> | E20 ex LONGFORD | LONGFORD: T422 | RICHMOND |  | 53.7378 | -7.7909
MV/LV Substation TH***708 | 20 kV | 400V(3ph) & 230V(single ph) | LV | 200 kVA :Pole Substation | 0.2 | --> | 0.2 | 0.064 | 5.4 |  | --> | 0.19 | 0 | 0 | 0 | 0.018 | 0.201 | 0 |  | --> | E19 ex ARDNAREE | ARDNAREE: T421 | MOY |  | 54.1267 | -9.139
MV/LV Substation TH***711 | 10 kV | 400V(3ph) & 230V(single ph) | LV | 200 kVA :Kiosk Substation | 0.2 | --> | 0.2 | 0.144 | 9.9 |  | --> | 0.19 | 0 | 0 | 0 | 0 | 0.208 | 0 |  | --> | C18 ex CONVOY | CONVOY: T41∥T42 | LETTERKENNY |  | 54.877 | -7.6031
MV/LV Substation TH***718 | 10 kV | 400V(3ph) & 230V(single ph) | LV | 400 kVA :Building Structure | 0.4 | --> | 0.4 | 0.345 | 3.8 |  | --> | 0.38 | 0 | 0 | 0 | 0 | 0.408 | 0 |  | --> | C11 ex DUN LAOGHAIRE | DUN LAOGHAIRE: T41 | BLACKROCK |  | 53.2929 | -6.1471
MV/LV Substation TH***718Y | 10 kV | 400V(3ph) & 230V(single ph) | LV | 100 kVA :Pole Substation | 0.1 | --> | 0.1 | 0.095 | 1.2 |  | --> | 0.095 | 0 | 0 | 0 | 0.003 | 0 | 0 | Constrained,otherwise capacity available =97kW. | --> | C14 ex ROSBERCON | ROSBERCON: T42 | WATERFORD |  | 52.4522 | -6.9615
MV/LV Substation TH***719 | 10 kV | 400V(3ph) & 230V(single ph) | LV | 200 kVA :Kiosk Substation | 0.2 | --> | 0.2 | 0.148 | 11.2 |  | --> | 0.19 | 0 | 0 | 0 | 0.008 | 0.199 | 0 |  | --> | C17 ex CABRA | CABRA: T102 | FINGLAS |  | 53.3718 | -6.283
MV/LV Substation TH***719X | 10 kV | 400V(3ph) & 230V(single ph) | LV | 200 kVA :Pole Substation | 0.2 | --> | 0.2 | 0 | 0 | Constrained,otherwise capacity available =52kVA. | --> | 0.19 | 0 | 0 | 0 | 0.007 | 0.214 | 0 |  | --> | C16 ex CLONES | CLONES: T41∥T42 | SHANKILL |  | 54.1801 | -7.2306
MV/LV Substation TH***720 | 10 kV | 400V(3ph) & 230V(single ph) | LV | 630 kVA :Kiosk Substation | 0.63 | --> | 0.63 | 0 | 0 | Constrained,otherwise capacity available =500kVA. | --> | 0.598 | 0 | 0 | 0 | 0 | 0.5 | 0 |  | --> | C11 ex COOLCORCORAN | COOLCORCORAN: T41∥T42 | KNOCKEARAGH |  | 52.0608 | -9.482
MV/LV Substation TH***721Y | 20 kV | 400V(3ph) & 230V(single ph) | LV | 400 kVA :Kiosk Substation | 0.4 | --> | 0.4 | 0 | 0 | Constrained,otherwise capacity available =335kVA. | --> | 0.38 | 0 | 0 | 0 | 0.002 | 0 | 0 | Constrained,otherwise capacity available =408kW. | --> | E17 ex PORTLAOISE | PORTLAOISE: T423∥T424 | PORTLAOISE |  | 52.9228 | -7.3415
MV/LV Substation TH***721Y | 20 kV | 400V(3ph) & 230V(single ph) | LV | 100 kVA :Pole Substation | 0.1 | --> | 0.1 | 0.073 | 2.8 |  | --> | 0.095 | 0 | 0 | 0 | 0 | 0.103 | 0 |  | --> | E12 ex LONGFORD | LONGFORD: T422 | RICHMOND |  | 53.8182 | -7.7684
MV/LV Substation TH***723 | 10 kV | 400V(3ph) & 230V(single ph) | LV | 200 kVA :Building Structure | 0.2 | --> | 0.2 | 0 | 0 | Constrained,otherwise capacity available =77kVA. | --> | 0.19 | 0 | 0 | 0 | 0 | 0.218 | 0 |  | --> | C26 ex COLLOONEY | COLLOONEY: T422 | SLIGO |  | 54.1862 | -8.4915
MV/LV Substation TH***723Y | 10 kV | 400V(3ph) & 230V(single ph) | LV | 200 kVA :Kiosk Substation | 0.2 | --> | 0.2 | 0.173 | 5.9 |  | --> | 0.19 | 0 | 0 | 0 | 0.011 | 0.192 | 0 |  | --> | C11 ex BANDON | BANDON: T101 | BANDON |  | 51.7541 | -8.7333
MV/LV Substation TH***726Z | 20 kV | 400V(3ph) & 230V(single ph) | LV | 400 kVA :Kiosk Substation | 0.4 | --> | 0.4 | 0.377 | 10.7 |  | --> | 0.38 | 0 | 0 | 0 | 0.011 | 0.391 | 0 |  | --> | E13 ex COOLROE | COOLROE: T121 | COOLROE |  | 51.884 | -8.6225
MV/LV Substation TH***731 | 10 kV | 400V(3ph) & 230V(single ph) | LV | 400 kVA :Building Structure | 0.4 | --> | 0.4 | 0.33 | 0.8 |  | --> | 0.38 | 0 | 0 | 0 | 0 | 0.411 | 0 |  | --> | C19 ex BELFIELD | BELFIELD: T41 | BLACKROCK |  | 53.3028 | -6.2261
MV/LV Substation TH***733 | 10 kV | 400V(3ph) & 230V(single ph) | LV | 50 kVA :Pole Substation | 0.05 | --> | 0.05 | 0.041 | 4.5 |  | --> | 0.047 | 0 | 0 | 0 | 0.004 | 0.046 | 0 |  | --> | C16 ex BRAY | BRAY: T42 | FASSAROE |  | 53.1676 | -6.1446
MV/LV Substation TH***734Y | 10 kV | 400V(3ph) & 230V(single ph) | LV | 400 kVA :Kiosk Substation | 0.4 | --> | 0.4 | 0.278 | 5.5 |  | --> | 0.38 | 0 | 0 | 0 | 0.025 | 0.392 | 0 |  | --> | C12 ex ABBEYLAND | ABBEYLAND: T42 | NAVAN |  | 53.6692 | -6.6835
MV/LV Substation TH***735 | 10 kV | 400V(3ph) & 230V(single ph) | LV | 100 kVA :Pole Substation | 0.1 | --> | 0.1 | 0.04 | 0 | Constrained,otherwise capacity available =90kVA. | --> | 0.095 | 0 | 0 | 0 | 0.007 | 0.094 | 0 |  | --> | C17 ex GRAIGUENAMANAGH | GRAIGUENAMANAGH: T41∥T42 | KILKENNY |  | 52.5428 | -6.9493
MV/LV Substation TH***735X | 10 kV | 400V(3ph) & 230V(single ph) | LV | 200 kVA :Kiosk Substation | 0.2 | --> | 0.2 | 0.108 | 8.5 |  | --> | 0.19 | 0 | 0 | 0 | 0.003 | 0.21 | 0 |  | --> | C13 ex ARDGEEHA | ARDGEEHA: T41∥T42 | DOON |  | 52.3666 | -7.6964
MV/LV Substation TH***736X | 10 kV | 400V(3ph) & 230V(single ph) | LV | 630 kVA :Kiosk Substation | 0.63 | --> | 0.63 | 0.445 | 8.5 |  | --> | 0.598 | 0 | 0 | 0 | 0 | 0.5 | 0 |  | --> | C11 ex ARDGEEHA | ARDGEEHA: T41∥T42 | DOON |  | 52.3522 | -7.7028
MV/LV Substation TH***736Z | 10 kV | 400V(3ph) & 230V(single ph) | LV | 630 kVA :Kiosk Substation | 0.63 | --> | 0.63 | 0 | 0 | Constrained,otherwise capacity available =500kVA. | --> | 0.598 | 0 | 0 | 0 | 0.002 | 0.5 | 0 |  | --> | E17 ex GLASMORE | GLASMORE: T421 | GLASMORE |  | 53.4474 | -6.2446
MV/LV Substation TH***737Z | 10 kV | 400V(3ph) & 230V(single ph) | LV | 630 kVA :Kiosk Substation | 0.63 | --> | 0.63 | 0 | 0 | Constrained,otherwise capacity available =500kVA. | --> | 0.598 | 0 | 0 | 0 | 0.001 | 0.5 | 0 |  | --> | E17 ex GLASMORE | GLASMORE: T421 | GLASMORE |  | 53.4477 | -6.2427
MV/LV Substation TH***738X | 10 kV | 400V(3ph) & 230V(single ph) | LV | 200 kVA :Kiosk Substation | 0.2 | --> | 0.2 | 0 | 0 | Constrained,otherwise capacity available =138kVA. | --> | 0.19 | 0 | 0 | 0 | 0.027 | 0 | 0 | Constrained,otherwise capacity available =180kW. | --> | C18 ex RAMSTOWN | RAMSTOWN: T41∥T42 | CRANE |  | 52.6679 | -6.3014
MV/LV Substation TH***738Y | 10 kV | 400V(3ph) & 230V(single ph) | LV | 400 kVA :Kiosk Substation | 0.4 | --> | 0.4 | 0.311 | 0.9 |  | --> | 0.38 | 0 | 0 | 0 | 0.038 | 0.373 | 0 |  | --> | C20 ex RATHMULLAN | RATHMULLAN: T42 | DRYBRIDGE |  | 53.6926 | -6.4129
MV/LV Substation TH***738Y | 20 kV | 400V(3ph) & 230V(single ph) | LV | 200 kVA :Kiosk Substation | 0.2 | --> | 0.2 | 0 | 0 | Constrained,otherwise capacity available =75kVA. | --> | 0.19 | 0 | 0 | 0 | 0.007 | 0.211 | 0 |  | --> | E12 ex ACADEMY STREET | ACADEMY STREET: T421∥T422 | NAVAN |  | 53.6412 | -6.6574
MV/LV Substation TH***739Y | 10 kV | 400V(3ph) & 230V(single ph) | LV | 200 kVA :Kiosk Substation | 0.2 | --> | 0.2 | 0.163 | 1.5 |  | --> | 0.19 | 0 | 0 | 0 | 0.003 | 0.202 | 0 |  | --> | C12 ex MOUNT MISERY | MOUNT MISERY: T41 | WATERFORD |  | 52.2729 | -7.1115
MV/LV Substation TH***741 | 10 kV | 400V(3ph) & 230V(single ph) | LV | 200 kVA :Kiosk Substation | 0.2 | --> | 0.2 | 0 | 0 | Constrained,otherwise capacity available =99kVA. | --> | 0.19 | 0 | 0 | 0 | 0.018 | 0.196 | 0 |  | --> | C16 ex KILLACLOYNE | KILLACLOYNE: T41∥T42 | MIDLETON |  | 51.9182 | -8.3392
MV/LV Substation TH***744 | 20 kV | 400V(3ph) & 230V(single ph) | LV | 100 kVA :Pole Substation | 0.1 | --> | 0.1 | 0.053 | 2.7 |  | --> | 0.095 | 0 | 0 | 0 | 0 | 0.106 | 0 |  | --> | E16 ex TULLOW | TULLOW: T422 | CARLOW |  | 52.7716 | -6.6746
MV/LV Substation TH***746Z | 10 kV | 400V(3ph) & 230V(single ph) | LV | 400 kVA :Kiosk Substation | 0.4 | --> | 0.4 | 0 | 0 | Constrained,otherwise capacity available =310kVA. | --> | 0.38 | 0 | 0 | 0 | 0 | 0.414 | 0 |  | --> | E17 ex GLASMORE | GLASMORE: T421 | GLASMORE |  | 53.4488 | -6.2452
MV/LV Substation TH***749 | 10 kV | 400V(3ph) & 230V(single ph) | LV | 400 kVA :Building Structure | 0.4 | --> | 0.4 | 0.348 | 2.3 |  | --> | 0.38 | 0 | 0 | 0 | 0 | 0.407 | 0 |  | --> | C18 ex MOUNT MERRION | MOUNT MERRION: T42 | CARRICKMINES |  | 53.2978 | -6.1956
MV/LV Substation TH***751X | 10 kV | 400V(3ph) & 230V(single ph) | LV | 1000 kVA :Building Structure | 1 | --> | 1 | 0 | 0 | Constrained,otherwise capacity available =500kVA. | --> | 0.95 | 0 | 0 | 0 | 0 | 0.5 | 0 |  | --> | C14 ex DRUMCONDRA | DRUMCONDRA: T42 | MCDERMOTT |  | 53.363 | -6.2489
MV/LV Substation TH***751Z | 10 kV | 400V(3ph) & 230V(single ph) | LV | 50 kVA :Pole Substation | 0.05 | --> | 0.05 | 0 | 0 | Constrained,otherwise capacity available =50kVA. | --> | 0.047 | 0 | 0 | 0 | 0 | 0.049 | 0 |  | --> | C17 ex CARRIGALINE | CARRIGALINE: T41∥T42 | BARNAHELY |  | 51.8169 | -8.373
MV/LV Substation TH***754Y | 10 kV | 400V(3ph) & 230V(single ph) | LV | 200 kVA :Kiosk Substation | 0.2 | --> | 0.2 | 0.191 | 1.5 |  | --> | 0.19 | 0 | 0 | 0 | 0 | 0.2 | 0 |  | --> | C16 ex DERRYCRAMPH | DERRYCRAMPH: T41∥T42 | SHANKILL |  | 53.9754 | -7.3558
MV/LV Substation TH***757X | 10 kV | 400V(3ph) & 230V(single ph) | LV | 200 kVA :Kiosk Substation | 0.2 | --> | 0.2 | 0 | 0 | Constrained,otherwise capacity available =170kVA. | --> | 0.19 | 0 | 0 | 0 | 0.001 | 0.203 | 0 |  | --> | C16 ex ATHENRY | ATHENRY: T41∥T42 | GALWAY 110KV |  | 53.3057 | -8.748
MV/LV Substation TH***758 | 10 kV | 400V(3ph) & 230V(single ph) | LV | 400 kVA :Kiosk Substation | 0.4 | --> | 0.4 | 0.243 | 2.6 |  | --> | 0.38 | 0 | 0 | 0 | 0.003 | 0.42 | 0 |  | --> | C16 ex MONKSTOWN | MONKSTOWN: T42 | BLACKROCK |  | 53.2924 | -6.1608
MV/LV Substation TH***758X | 10 kV | 400V(3ph) & 230V(single ph) | LV | 200 kVA :Building Structure | 0.2 | --> | 0.2 | 0.16 | 11.5 |  | --> | 0.19 | 0 | 0 | 0 | 0 | 0.206 | 0 |  | --> | C22 ex BALLYBEG | BALLYBEG: T102 | CARRICKMINES |  | 52.9776 | -6.0354
MV/LV Substation TH***759Y | 20 kV | 400V(3ph) & 230V(single ph) | LV | 1000 kVA :Building Structure | 1 | --> | 1 | 0.5 | 2.8 |  | --> | 0.95 | 0 | 0 | 0 | 0.039 | 0.5 | 0 |  | --> | E20 ex LONGFORD | LONGFORD: T422 | RICHMOND |  | 53.7408 | -7.8032
MV/LV Substation TH***761X | 20 kV | 400V(3ph) & 230V(single ph) | LV | 100 kVA :Pole Substation | 0.1 | --> | 0.1 | 0.08 | 2.6 |  | --> | 0.095 | 0 | 0 | 0 | 0 | 0.103 | 0 |  | --> | E17 ex LISDRUM | LISDRUM: T422 | LISDRUM |  | 54.2167 | -7.0454
MV/LV Substation TH***764Y | 10 kV | 400V(3ph) & 230V(single ph) | LV | 200 kVA :Kiosk Substation | 0.2 | --> | 0.2 | 0.171 | 3.5 |  | --> | 0.19 | 0 | 0 | 0 | 0 | 0.203 | 0 |  | --> | C18 ex TELAYDON | TELAYDON: T42 | LISDRUM |  | 54.2511 | -6.974
MV/LV Substation TH***764Z | 20 kV | 400V(3ph) & 230V(single ph) | LV | 50 kVA :Pole Substation | 0.05 | --> | 0.05 | 0 | 0 | Constrained,otherwise capacity available =42kVA. | --> | 0.047 | 0 | 0 | 0 | 0 | 0.05 | 0 |  | --> | E18 ex BALLINDERRY | BALLINDERRY: T422 | MULLINGAR |  | 53.5082 | -7.2409
MV/LV Substation TH***770 | 20 kV | 400V(3ph) & 230V(single ph) | LV | 100 kVA :Pole Substation | 0.1 | --> | 0.1 | 0 | 0 | Constrained,otherwise capacity available =75kVA. | --> | 0.095 | 0 | 0 | 0 | 0.014 | 0 | 0 | Constrained,otherwise capacity available =89kW. | --> | E12 ex FERNS | FERNS: T421 | CRANE |  | 52.5884 | -6.5042
MV/LV Substation TH***770X | 10 kV | 400V(3ph) & 230V(single ph) | LV | 200 kVA :Kiosk Substation | 0.2 | --> | 0.2 | 0.152 | 1.7 |  | --> | 0.19 | 0 | 0 | 0 | 0.007 | 0.199 | 0 |  | --> | C15 ex TULLA | TULLA: T41 | ENNIS |  | 52.8646 | -8.7508
MV/LV Substation TH***770X | 20 kV | 400V(3ph) & 230V(single ph) | LV | 100 kVA :Pole Substation | 0.1 | --> | 0.1 | 0 | 0 | Constrained,otherwise capacity available =69kVA. | --> | 0.095 | 0 | 0 | 0 | 0 | 0 | 0 | Constrained,otherwise capacity available =104kW. | --> | E12 ex BIRR | BIRR: T422 | DALLOW |  | 53.0974 | -7.7193
MV/LV Substation TH***770X | 10 kV | 400V(3ph) & 230V(single ph) | LV | 200 kVA :Kiosk Substation | 0.2 | --> | 0.2 | 0.17 | 2.3 |  | --> | 0.19 | 0 | 0 | 0 | 0.007 | 0.197 | 0 |  | --> | C11 ex CASTLECOMER | CASTLECOMER: T41∥T42 | BALLYRAGGET |  | 52.7978 | -7.2138
MV/LV Substation TH***778Z | 20 kV | 400V(3ph) & 230V(single ph) | LV | 200 kVA :Kiosk Substation | 0.2 | --> | 0.2 | 0 | 0 | Constrained,otherwise capacity available =131kVA. | --> | 0.19 | 0 | 0 | 0 | 0.017 | 0.192 | 0 |  | --> | E17 ex BALTRASNA | BALTRASNA: T121 | BALTRASNA |  | 53.5125 | -6.5349
MV/LV Substation TH***779Z | 10 kV | 400V(3ph) & 230V(single ph) | LV | 400 kVA :Building Structure | 0.4 | --> | 0.4 | 0.313 | 15.8 |  | --> | 0.38 | 0 | 0 | 0 | 0 | 0.413 | 0 |  | --> | C38 ex CASTLEVIEW | CASTLEVIEW: T102 | CASTLEVIEW |  | 51.8847 | -8.3931
MV/LV Substation TH***781 | 10 kV | 400V(3ph) & 230V(single ph) | LV | 630 kVA :Kiosk Substation | 0.63 | --> | 0.63 | 0.374 | 2.6 |  | --> | 0.598 | 0 | 0 | 0 | 0.015 | 0.5 | 0 |  | --> | C11 ex GREENHILLS | GREENHILLS: T42 | INCHICORE 220KV |  | 53.3173 | -6.3362
MV/LV Substation TH***782X | 10 kV | 400V(3ph) & 230V(single ph) | LV | 100 kVA :Pole Substation | 0.1 | --> | 0.1 | 0 | 0 | Constrained,otherwise capacity available =87kVA. | --> | 0.095 | 0 | 0 | 0 | 0.003 | 0.098 | 0 |  | --> | C16 ex CLONAKILTY | CLONAKILTY: T41∥T42 | DUNMANWAY |  | 51.626 | -8.8935
MV/LV Substation TH***789X | 10 kV | 400V(3ph) & 230V(single ph) | LV | 400 kVA :Kiosk Substation | 0.4 | --> | 0.4 | 0.258 | 6 |  | --> | 0.38 | 0 | 0 | 0 | 0.012 | 0.409 | 0 |  | --> | C14 ex MALLOW | MALLOW: T42 | MALLOW |  | 52.1459 | -8.6432
MV/LV Substation TH***790X | 10 kV | 400V(3ph) & 230V(single ph) | LV | 400 kVA :Kiosk Substation | 0.4 | --> | 0.4 | 0.345 | 6 |  | --> | 0.38 | 0 | 0 | 0 | 0.019 | 0.388 | 0 |  | --> | C14 ex MALLOW | MALLOW: T42 | MALLOW |  | 52.1481 | -8.6426
MV/LV Substation TH***791Y | 10 kV | 400V(3ph) & 230V(single ph) | LV | 200 kVA :Kiosk Substation | 0.2 | --> | 0.2 | 0 | 0 | Constrained,otherwise capacity available =165kVA. | --> | 0.19 | 0 | 0 | 0 | 0.007 | 0 | 0 | Constrained,otherwise capacity available =198kW. | --> | C14 ex PORTLAOISE | PORTLAOISE: T42 | PORTLAOISE |  | 53.0522 | -7.2753
MV/LV Substation TH***792X | 10 kV | 400V(3ph) & 230V(single ph) | LV | 1000 kVA :Building Structure | 1 | --> | 1 | 0.5 | 6.6 |  | --> | 0.95 | 0 | 0 | 0 | 0 | 0.5 | 0 |  | --> | C20 ex MISERY HILL | MISERY HILL: T102 | POOLBEG |  | 53.346 | -6.2437
MV/LV Substation TH***792X | 10 kV | 400V(3ph) & 230V(single ph) | LV | 50 kVA :Pole Substation | 0.05 | --> | 0.05 | 0 | 5 |  | --> | 0.047 | 0 | 0 | 0 | 0 | 0.056 | 0 |  | --> | C21 ex OLDBAWN | OLDBAWN: T41 | COOKSTOWN |  | 53.273 | -6.3604
MV/LV Substation TH***793X | 10 kV | 400V(3ph) & 230V(single ph) | LV | 100 kVA :Pole Substation | 0.1 | --> | 0.1 | 0.077 | 0.9 |  | --> | 0.095 | 0 | 0 | 0 | 0 | 0.103 | 0 |  | --> | C14 ex BALLYHALE | BALLYHALE: T42 | KILKENNY |  | 52.3706 | -7.1721
MV/LV Substation TH***794X | 20 kV | 400V(3ph) & 230V(single ph) | LV | 100 kVA :Pole Substation | 0.1 | --> | 0.1 | 0.045 | 0 | Constrained,otherwise capacity available =56kVA. | --> | 0.095 | 0 | 0 | 0 | 0.039 | 0.065 | 0 |  | --> | E25 ex TALBOTS INCH | TALBOTS INCH: T41∥T42 | KILKENNY |  | 52.7122 | -7.3287
MV/LV Substation TH***796X | 10 kV | 400V(3ph) & 230V(single ph) | LV | 100 kVA :Pole Substation | 0.1 | --> | 0.1 | 0 | 0 | Constrained,otherwise capacity available =74kVA. | --> | 0.095 | 0 | 0 | 0 | 0 | 0 | 0 | Constrained,otherwise capacity available =103kW. | --> | E11 ex ASHBOURNE | ASHBOURNE: T421 | FINGLAS |  | 53.4409 | -6.3377
MV/LV Substation TH***798Y | 20 kV | 400V(3ph) & 230V(single ph) | LV | 200 kVA :Kiosk Substation | 0.2 | --> | 0.2 | 0.148 | 1.5 |  | --> | 0.19 | 0 | 0 | 0 | 0.009 | 0.198 | 0 |  | --> | C17 ex MOUNT MISERY | MOUNT MISERY: T41 | WATERFORD |  | 52.2749 | -7.1138
MV/LV Substation TH***799X | 10 kV | 400V(3ph) & 230V(single ph) | LV | 200 kVA :Kiosk Substation | 0.2 | --> | 0.2 | 0 | 0 | Constrained,otherwise capacity available =113kVA. | --> | 0.19 | 0 | 0 | 0 | 0.039 | 0.172 | 0 |  | --> | C11 ex NAAS | NAAS: T41 | NEWBRIDGE |  | 53.2165 | -6.6472
MV/LV Substation TH***799Y | 10 kV | 400V(3ph) & 230V(single ph) | LV | 400 kVA :Kiosk Substation | 0.4 | --> | 0.4 | 0.315 | 1.3 |  | --> | 0.38 | 0 | 0 | 0 | 0.004 | 0.409 | 0 |  | --> | E12 ex KILCARRAGH | KILCARRAGH: T421∥T422 | BUTLERSTOWN |  | 52.2363 | -7.0706
MV/LV Substation TH***800 | 10 kV | 400V(3ph) & 230V(single ph) | LV | 400 kVA :Kiosk Substation | 0.4 | --> | 0.4 | 0 | 0 | Constrained,otherwise capacity available =300kVA. | --> | 0.38 | 0 | 0 | 0 | 0.08 | 0.331 | 0 |  | --> | C11 ex CLONTARF | CLONTARF: T42 | FINGLAS |  | 53.3753 | -6.1936
MV/LV Substation TH***800X | 10 kV | 400V(3ph) & 230V(single ph) | LV | 200 kVA :Kiosk Substation | 0.2 | --> | 0.2 | 0.2 | 3.4 |  | --> | 0.19 | 0 | 0 | 0 | 0 | 0.2 | 0 |  | --> | C15 ex STICKILLEN | STICKILLEN: T41∥T42 | DRYBRIDGE |  | 53.8481 | -6.5395
MV/LV Substation TH***801Y | 10 kV | 400V(3ph) & 230V(single ph) | LV | 100 kVA :Pole Substation | 0.1 | --> | 0.1 | 0 | 0 | Constrained,otherwise capacity available =82kVA. | --> | 0.095 | 0 | 0 | 0 | 0.001 | 0 | 0 | Constrained,otherwise capacity available =101kW. | --> | C17 ex HOLYCROSS ROAD | HOLYCROSS ROAD: T41∥T42 | THURLES |  | 52.7519 | -7.9519
MV/LV Substation TH***802X | 10 kV | 400V(3ph) & 230V(single ph) | LV | 100 kVA :Pole Substation | 0.1 | --> | 0.1 | 0 | 0 | Constrained,otherwise capacity available =96kVA. | --> | 0.095 | 0 | 0 | 0 | 0 | 0.1 | 0 |  | --> | C17 ex CARRIGSHANE | CARRIGSHANE: T41 | MIDLETON |  | 51.8598 | -8.1618
MV/LV Substation TH***805X | 10 kV | 400V(3ph) & 230V(single ph) | LV | 200 kVA :Kiosk Substation | 0.2 | --> | 0.2 | 0.161 | 2.4 |  | --> | 0.19 | 0 | 0 | 0 | 0.003 | 0 | 0 | Constrained,otherwise capacity available =202kW. | --> | C12 ex FOYNES | FOYNES: T42 | RATHKEALE |  | 52.6123 | -9.1124
MV/LV Substation TH***808Y | 10 kV | 400V(3ph) & 230V(single ph) | LV | 100 kVA :Pole Substation | 0.1 | --> | 0.1 | 0.085 | 0.7 |  | --> | 0.095 | 0 | 0 | 0 | 0.003 | 0.099 | 0 |  | --> | C12 ex AGHAMORE | AGHAMORE: T42 | LANESBORO |  | 53.7707 | -8.0463
MV/LV Substation TH***811 | 10 kV | 400V(3ph) & 230V(single ph) | LV | 200 kVA :Pole Substation | 0.2 | --> | 0.2 | 0 | 0 | Constrained,otherwise capacity available =127kVA. | --> | 0.19 | 0 | 0 | 0 | 0.011 | 0 | 0 | Constrained,otherwise capacity available =199kW. | --> | C13 ex DONEGAL | DONEGAL: T41∥T42 | CATHALEENS FALL |  | 54.6498 | -8.1088
MV/LV Substation TH***811Y | 10 kV | 400V(3ph) & 230V(single ph) | LV | 200 kVA :Kiosk Substation | 0.2 | --> | 0.2 | 0.141 | 4.8 |  | --> | 0.19 | 0 | 0 | 0 | 0.003 | 0.205 | 0 |  | --> | C23 ex ATHY | ATHY: T101 | ATHY |  | 52.9449 | -7.0401
MV/LV Substation TH***812X | 20 kV | 400V(3ph) & 230V(single ph) | LV | 200 kVA :Kiosk Substation | 0.2 | --> | 0.2 | 0.176 | 2.5 |  | --> | 0.19 | 0 | 0 | 0 | 0.007 | 0.195 | 0 |  | --> | C19 ex GRAIGUE | GRAIGUE: T41 | CARLOW |  | 52.8214 | -6.9387
MV/LV Substation TH***815X | 20 kV | 400V(3ph) & 230V(single ph) | LV | 200 kVA :Pole Substation | 0.2 | --> | 0.2 | 0 | 0 | Constrained,otherwise capacity available =80kVA. | --> | 0.19 | 0 | 0 | 0 | 0.002 | 0.216 | 0 |  | --> | E21 ex GLENAMADDY | GLENAMADDY: T422 | ATHLONE |  | 53.6175 | -8.7457
MV/LV Substation TH***815Z | 10 kV | 400V(3ph) & 230V(single ph) | LV | 400 kVA :Kiosk Substation | 0.4 | --> | 0.4 | 0 | 0 | Constrained,otherwise capacity available =328kVA. | --> | 0.38 | 0 | 0 | 0 | 0.003 | 0.407 | 0 |  | --> | C18 ex DOUGLAS | DOUGLAS: T41 | TRABEG |  | 51.8622 | -8.4091
MV/LV Substation TH***816 | 10 kV | 400V(3ph) & 230V(single ph) | LV | 200 kVA :Pole Substation | 0.2 | --> | 0.2 | 0.134 | 4.5 |  | --> | 0.19 | 0 | 0 | 0 | 0 | 0.21 | 0 |  | --> | C15 ex MAYFIELD | MAYFIELD: T41 | KILBARRY |  | 51.9191 | -8.3972
MV/LV Substation TH***818Z | 20 kV | 400V(3ph) & 230V(single ph) | LV | 50 kVA :Pole Substation | 0.05 | --> | 0.05 | 0 | 0 | Constrained,otherwise capacity available =42kVA. | --> | 0.047 | 0 | 0 | 0 | 0.004 | 0.046 | 0 |  | --> | E18 ex BALLINDERRY | BALLINDERRY: T422 | MULLINGAR |  | 53.5073 | -7.2442
MV/LV Substation TH***819Y | 10 kV | 400V(3ph) & 230V(single ph) | LV | 200 kVA :Kiosk Substation | 0.2 | --> | 0.2 | 0.17 | 1.5 |  | --> | 0.19 | 0 | 0 | 0 | 0 | 0.204 | 0 |  | --> | C12 ex MOUNT MISERY | MOUNT MISERY: T41 | WATERFORD |  | 52.2731 | -7.0876
MV/LV Substation TH***819Z | 20 kV | 400V(3ph) & 230V(single ph) | LV | 100 kVA :Pole Substation | 0.1 | --> | 0.1 | 0 | 0 | Constrained,otherwise capacity available =54kVA. | --> | 0.095 | 0 | 0 | 0 | 0 | 0.106 | 0 |  | --> | E18 ex BALLINDERRY | BALLINDERRY: T422 | MULLINGAR |  | 53.5153 | -7.2703
MV/LV Substation TH***822 | 10 kV | 400V(3ph) & 230V(single ph) | LV | 630 kVA :Kiosk Substation | 0.63 | --> | 0.63 | 0.383 | 1.8 |  | --> | 0.598 | 0 | 0 | 0 | 0.005 | 0.5 | 0 |  | --> | C19 ex DUNDRUM | DUNDRUM: T41 | BLACKROCK |  | 53.2935 | -6.2463
MV/LV Substation TH***822X | 10 kV | 400V(3ph) & 230V(single ph) | LV | 200 kVA :Kiosk Substation | 0.2 | --> | 0.2 | 0.141 | 12.2 |  | --> | 0.19 | 0 | 0 | 0 | 0.008 | 0.2 | 0 |  | --> | C28 ex SALTHILL | SALTHILL: T102 | SALTHILL |  | 53.2536 | -9.155
MV/LV Substation TH***825 | 10 kV | 400V(3ph) & 230V(single ph) | LV | 200 kVA :Pole Substation | 0.2 | --> | 0.2 | 0.178 | 0.7 |  | --> | 0.19 | 0 | 0 | 0 | 0.007 | 0.195 | 0 |  | --> | C12 ex AGHAMORE | AGHAMORE: T42 | LANESBORO |  | 53.6766 | -7.9924
MV/LV Substation TH***825 | 10 kV | 400V(3ph) & 230V(single ph) | LV | 400 kVA :Kiosk Substation | 0.4 | --> | 0.4 | 0.298 | 1.8 |  | --> | 0.38 | 0 | 0 | 0 | 0.01 | 0.405 | 0 |  | --> | C19 ex DUNDRUM | DUNDRUM: T41 | BLACKROCK |  | 53.3077 | -6.2418
MV/LV Substation TH***829 | 20 kV | 400V(3ph) & 230V(single ph) | LV | 400 kVA :Kiosk Substation | 0.4 | --> | 0.4 | 0.395 | 1.6 |  | --> | 0.38 | 0 | 0 | 0 | 0 | 0.4 | 0 |  | --> | E17 ex DINGLE | DINGLE: T421 | OUGHTRAGH |  | 52.1413 | -10.2866
MV/LV Substation TH***830 | 10 kV | 400V(3ph) & 230V(single ph) | LV | 1000 kVA :Building Structure | 1 | --> | 1 | 0.445 | 3.2 |  | --> | 0.95 | 0 | 0 | 0 | 0 | 0.5 | 0 |  | --> | C20 ex DONNYBROOK | DONNYBROOK: T42 | MILLTOWN (DR) |  | 53.3316 | -6.2303
MV/LV Substation TH***830X | 10 kV | 400V(3ph) & 230V(single ph) | LV | 1000 kVA :Building Structure | 1 | --> | 1 | 0 | 0 | Constrained,otherwise capacity available =500kVA. | --> | 0.95 | 0 | 0 | 0 | 0 | 0.5 | 0 |  | --> | C37 ex INCHICORE CENTRAL | INCHICORE CENTRAL: T45 | INCHICORE 220KV |  | 53.338 | -6.3202
MV/LV Substation TH***831 | 10 kV | 400V(3ph) & 230V(single ph) | LV | 100 kVA :Pole Substation | 0.1 | --> | 0.1 | 0.096 | 9.8 |  | --> | 0.095 | 0 | 0 | 0 | 0.021 | 0.077 | 0 |  | --> | C12 ex KILCOOLE | KILCOOLE: T41∥T42 | FASSAROE |  | 53.0803 | -6.0659
MV/LV Substation TH***831Y | 10 kV | 400V(3ph) & 230V(single ph) | LV | 630 kVA :Building Structure | 0.63 | --> | 0.63 | 0 | 0 | Constrained,otherwise capacity available =472kVA. | --> | 0.598 | 0 | 0 | 0 | 0 | 0.5 | 0 |  | --> | C11 ex ROCHES STREET | ROCHES STREET: T41 | LIMERICK |  | 52.6612 | -8.6199
MV/LV Substation TH***832X | 10 kV | 400V(3ph) & 230V(single ph) | LV | 200 kVA :Pole Substation | 0.2 | --> | 0.2 | 0.185 | 1.7 |  | --> | 0.19 | 0 | 0 | 0 | 0 | 0.202 | 0 |  | --> | C11 ex RATHMORE | RATHMORE: T42 | KNOCKEARAGH |  | 52.0863 | -9.2155
MV/LV Substation TH***833X | 10 kV | 400V(3ph) & 230V(single ph) | LV | 50 kVA :Pole Substation | 0.05 | --> | 0.05 | 0 | 0 | Constrained,otherwise capacity available =42kVA. | --> | 0.047 | 0 | 0 | 0 | 0 | 0 | 0 | Constrained,otherwise capacity available =50kW. | --> | C17 ex HOLYCROSS ROAD | HOLYCROSS ROAD: T41∥T42 | THURLES |  | 52.6728 | -7.8461
MV/LV Substation TH***834 | 20 kV | 400V(3ph) & 230V(single ph) | LV | 400 kVA :Kiosk Substation | 0.4 | --> | 0.4 | 0.268 | 9.9 |  | --> | 0.38 | 0 | 0 | 0 | 0.035 | 0.383 | 0 |  | --> | C19 ex ENNIS | ENNIS: T101 | ENNIS |  | 52.8169 | -8.8641
MV/LV Substation TH***845X | 10 kV | 400V(3ph) & 230V(single ph) | LV | 200 kVA :Kiosk Substation | 0.2 | --> | 0.2 | 0.133 | 1 |  | --> | 0.19 | 0 | 0 | 0 | 0.027 | 0.181 | 0 |  | --> | C11 ex MANOR STREET | MANOR STREET: T41 | WATERFORD |  | 52.2523 | -7.0738
MV/LV Substation TH***845Y | 20 kV | 400V(3ph) & 230V(single ph) | LV | 400 kVA :Kiosk Substation | 0.4 | --> | 0.4 | 0 | 0 | Constrained,otherwise capacity available =312kVA. | --> | 0.38 | 0 | 0 | 0 | 0.005 | 0.408 | 0 |  | --> | E15 ex DULEEK | DULEEK: T421∥T422 | DRYBRIDGE |  | 53.6561 | -6.4269
MV/LV Substation TH***848X | 10 kV | 400V(3ph) & 230V(single ph) | LV | 400 kVA :Kiosk Substation | 0.4 | --> | 0.4 | 0 | 0 | Constrained,otherwise capacity available =328kVA. | --> | 0.38 | 0 | 0 | 0 | 0.011 | 0.399 | 0 |  | --> | C17 ex SKIBBEREEN | SKIBBEREEN: T41∥T42 | DUNMANWAY |  | 51.5279 | -9.1781
MV/LV Substation TH***849X | 10 kV | 400V(3ph) & 230V(single ph) | LV | 400 kVA :Kiosk Substation | 0.4 | --> | 0.4 | 0.253 | 11.3 |  | --> | 0.38 | 0 | 0 | 0 | 0.02 | 0.401 | 0 |  | --> | C18 ex ENNIS | ENNIS: T102 | ENNIS |  | 52.8522 | -8.9623
MV/LV Substation TH***852X | 10 kV | 400V(3ph) & 230V(single ph) | LV | 200 kVA :Kiosk Substation | 0.2 | --> | 0.2 | 0.171 | 3.9 |  | --> | 0.19 | 0 | 0 | 0 | 0.002 | 0.201 | 0 |  | --> | C11 ex DUNMANWAY | DUNMANWAY: T43 | DUNMANWAY |  | 51.7157 | -9.1223
MV/LV Substation TH***855X | 10 kV | 400V(3ph) & 230V(single ph) | LV | 400 kVA :Kiosk Substation | 0.4 | --> | 0.4 | 0 | 0 | Constrained,otherwise capacity available =295kVA. | --> | 0.38 | 0 | 0 | 0 | 0.015 | 0.4 | 0 |  | --> | C11 ex POLLERTON | POLLERTON: T41 | CARLOW |  | 52.8419 | -6.9054
MV/LV Substation TH***856 | 10 kV | 400V(3ph) & 230V(single ph) | LV | 630 kVA :Kiosk Substation | 0.63 | --> | 0.63 | 0.5 | 8.5 |  | --> | 0.598 | 0 | 0 | 0 | 0 | 0.5 | 0 |  | --> | C15 ex MILLTOWN (DR) | MILLTOWN (DR): T101 | POOLBEG |  | 53.325 | -6.2552
MV/LV Substation TH***860 | 20 kV | 400V(3ph) & 230V(single ph) | LV | 200 kVA :Kiosk Substation | 0.2 | --> | 0.2 | 0.119 | 1 |  | --> | 0.19 | 0 | 0 | 0 | 0.01 | 0.201 | 0 |  | --> | E11 ex BALLYHALE | BALLYHALE: T421 | KILKENNY |  | 52.5219 | -7.1362
MV/LV Substation TH***860 | 20 kV | 400V(3ph) & 230V(single ph) | LV | 100 kVA :Pole Substation | 0.1 | --> | 0.1 | 0 | 0 | Constrained,otherwise capacity available =57kVA. | --> | 0.095 | 0 | 0 | 0 | 0 | 0.106 | 0 |  | --> | E20 ex GLASMORE | GLASMORE: T422 | GLASMORE |  | 53.5307 | -6.1742
MV/LV Substation TH***861 | 20 kV | 400V(3ph) & 230V(single ph) | LV | 400 kVA :Kiosk Substation | 0.4 | --> | 0.4 | 0 | 0 | Constrained,otherwise capacity available =288kVA. | --> | 0.38 | 0 | 0 | 0 | 0.011 | 0.405 | 0 |  | --> | E14 ex BALLINDERRY | BALLINDERRY: T422 | MULLINGAR |  | 53.4177 | -7.2977
MV/LV Substation TH***861Y | 10 kV | 400V(3ph) & 230V(single ph) | LV | 400 kVA :Kiosk Substation | 0.4 | --> | 0.4 | 0.345 | 5.5 |  | --> | 0.38 | 0 | 0 | 0 | 0.006 | 0.402 | 0 |  | --> | C13 ex MCDONAGH | MCDONAGH: T41 | KILKENNY |  | 52.6656 | -7.2347
MV/LV Substation TH***862 | 20 kV | 400V(3ph) & 230V(single ph) | LV | 200 kVA :Pole Substation | 0.2 | --> | 0.2 | 0 | 0 | Constrained,otherwise capacity available =137kVA. | --> | 0.19 | 0 | 0 | 0 | 0.007 | 0 | 0 | Constrained,otherwise capacity available =202kW. | --> | C12 ex LEE BRIDGE | LEE BRIDGE: T42 | MACROOM |  | 51.9462 | -9.1702
MV/LV Substation TH***862X | 20 kV | 400V(3ph) & 230V(single ph) | LV | 630 kVA :Kiosk Substation | 0.63 | --> | 0.63 | 0 | 0 | Constrained,otherwise capacity available =366kVA. | --> | 0.598 | 0 | 0 | 0 | 0.003 | 0 | 0 | Constrained,otherwise capacity available =500kW. | --> | E12 ex BUNCLODY | BUNCLODY: T421∥T422 | CRANE |  | 52.6554 | -6.651
MV/LV Substation TH***864Y | 10 kV | 400V(3ph) & 230V(single ph) | LV | 400 kVA :Kiosk Substation | 0.4 | --> | 0.4 | 0 | 0 | Constrained,otherwise capacity available =378kVA. | --> | 0.38 | 0 | 0 | 0 | 0.003 | 0.4 | 0 |  | --> | C15 ex KINSALE | KINSALE: T41∥T42 | BANDON |  | 51.7076 | -8.5218
MV/LV Substation TH***865 | 10 kV | 400V(3ph) & 230V(single ph) | LV | 400 kVA :Kiosk Substation | 0.4 | --> | 0.4 | 0.247 | 3.6 |  | --> | 0.38 | 0 | 0 | 0 | 0 | 0.423 | 0 |  | --> | C21 ex DEANSGRANGE | DEANSGRANGE: T41 | CARRICKMINES |  | 53.2669 | -6.1849
MV/LV Substation TH***865 | 10 kV | 400V(3ph) & 230V(single ph) | LV | 200 kVA :Kiosk Substation | 0.2 | --> | 0.2 | 0.163 | 1.2 |  | --> | 0.19 | 0 | 0 | 0 | 0.023 | 0.181 | 0 |  | --> | C20 ex POLLERTON | POLLERTON: T42 | CARLOW |  | 52.8299 | -6.9036
MV/LV Substation TH***865X | 10 kV | 400V(3ph) & 230V(single ph) | LV | 400 kVA :Kiosk Substation | 0.4 | --> | 0.4 | 0 | 0 | Constrained,otherwise capacity available =339kVA. | --> | 0.38 | 0 | 0 | 0 | 0.002 | 0.407 | 0 |  | --> | C17 ex CARRIGALINE | CARRIGALINE: T41∥T42 | BARNAHELY |  | 51.8009 | -8.2914
MV/LV Substation TH***866X | 20 kV | 400V(3ph) & 230V(single ph) | LV | 50 kVA :Pole Substation | 0.05 | --> | 0.05 | 0.05 | 1.6 |  | --> | 0.047 | 0 | 0 | 0 | 0 | 0.049 | 0 |  | --> | E12 ex MILLTOWN (SR) | MILLTOWN (SR): T422 | OUGHTRAGH |  | 52.0703 | -9.8441
MV/LV Substation TH***866X | 20 kV | 400V(3ph) & 230V(single ph) | LV | 400 kVA :Kiosk Substation | 0.4 | --> | 0.4 | 0 | 0 | Constrained,otherwise capacity available =344kVA. | --> | 0.38 | 0 | 0 | 0 | 0.023 | 0.384 | 0 |  | --> | E11 ex GLASMORE | GLASMORE: T421 | GLASMORE |  | 53.4872 | -6.141
MV/LV Substation TH***867X | 20 kV | 400V(3ph) & 230V(single ph) | LV | 400 kVA :Kiosk Substation | 0.4 | --> | 0.4 | 0 | 0 | Constrained,otherwise capacity available =237kVA. | --> | 0.38 | 0 | 0 | 0 | 0.032 | 0.391 | 0 |  | --> | E11 ex GLASMORE | GLASMORE: T421 | GLASMORE |  | 53.4883 | -6.1432
MV/LV Substation TH***867Z | 10 kV | 400V(3ph) & 230V(single ph) | LV | 630 kVA :Building Structure | 0.63 | --> | 0.63 | 0.5 | 15.8 |  | --> | 0.598 | 0 | 0 | 0 | 0 | 0.5 | 0 |  | --> | C38 ex CASTLEVIEW | CASTLEVIEW: T102 | CASTLEVIEW |  | 51.885 | -8.3921
MV/LV Substation TH***870X | 20 kV | 400V(3ph) & 230V(single ph) | LV | 50 kVA :Pole Substation | 0.05 | --> | 0.05 | 0.046 | 2.3 |  | --> | 0.047 | 0 | 0 | 0 | 0.004 | 0.045 | 0 |  | --> | E14 ex BLESSINGTON | BLESSINGTON: T422 | KILTEEL |  | 53.1192 | -6.5834
MV/LV Substation TH***870Z | 20 kV | 400V(3ph) & 230V(single ph) | LV | 200 kVA :Kiosk Substation | 0.2 | --> | 0.2 | 0.164 | 2.5 |  | --> | 0.19 | 0 | 0 | 0 | 0.014 | 0.19 | 0 |  | --> | C26 ex ATHY | ATHY: T102 | ATHY |  | 53.1066 | -7.0133
MV/LV Substation TH***874X | 20 kV | 400V(3ph) & 230V(single ph) | LV | 50 kVA :Pole Substation | 0.05 | --> | 0.05 | 0.041 | 1.7 |  | --> | 0.047 | 0 | 0 | 0 | 0.003 | 0.047 | 0 |  | --> | C13 ex MORNINGTON ROAD | MORNINGTON ROAD: T41 | DRYBRIDGE |  | 53.717 | -6.2649
MV/LV Substation TH***874X | 10 kV | 400V(3ph) & 230V(single ph) | LV | 630 kVA :Kiosk Substation | 0.63 | --> | 0.63 | 0 | 0 | Constrained,otherwise capacity available =500kVA. | --> | 0.598 | 0 | 0 | 0 | 0 | 0.5 | 0 |  | --> | C17 ex DELVIN | DELVIN: T42 | MULLINGAR |  | 53.6125 | -7.0923
MV/LV Substation TH***875X | 10 kV | 400V(3ph) & 230V(single ph) | LV | 200 kVA :Pole Substation | 0.2 | --> | 0.2 | 0.168 | 2.3 |  | --> | 0.19 | 0 | 0 | 0 | 0.002 | 0.202 | 0 |  | --> | C15 ex CASTLECOMER | CASTLECOMER: T41∥T42 | BALLYRAGGET |  | 52.885 | -7.1577
MV/LV Substation TH***875X | 20 kV | 400V(3ph) & 230V(single ph) | LV | 50 kVA :Pole Substation | 0.05 | --> | 0.05 | 0.045 | 2.5 |  | --> | 0.047 | 0 | 0 | 0 | 0.003 | 0.047 | 0 |  | --> | E64 ex ATHY | ATHY: T102 | ATHY |  | 53.0855 | -7.0878
MV/LV Substation TH***878X | 10 kV | 400V(3ph) & 230V(single ph) | LV | 1000 kVA :Building Structure | 1 | --> | 1 | 0.5 | 3.4 |  | --> | 0.95 | 0 | 0 | 0 | 0 | 0.5 | 0 |  | --> | C17 ex STICKILLEN | STICKILLEN: T41∥T42 | DRYBRIDGE |  | 53.857 | -6.5423
MV/LV Substation TH***879X | 10 kV | 400V(3ph) & 230V(single ph) | LV | 50 kVA :Pole Substation | 0.05 | --> | 0.05 | 0.032 | 1.8 |  | --> | 0.047 | 0 | 0 | 0 | 0 | 0.051 | 0 |  | --> | C18 ex DUNDALK | DUNDALK: T41 | DUNDALK |  | 54.0138 | -6.4281
MV/LV Substation TH***879X | 10 kV | 400V(3ph) & 230V(single ph) | LV | 1000 kVA :Building Structure | 1 | --> | 1 | 0.5 | 3.4 |  | --> | 0.95 | 0 | 0 | 0 | 0 | 0.5 | 0 |  | --> | C17 ex STICKILLEN | STICKILLEN: T41∥T42 | DRYBRIDGE |  | 53.857 | -6.5421
MV/LV Substation TH***880X | 10 kV | 400V(3ph) & 230V(single ph) | LV | 200 kVA :Kiosk Substation | 0.2 | --> | 0.2 | 0 | 0 | Constrained,otherwise capacity available =149kVA. | --> | 0.19 | 0 | 0 | 0 | 0.01 | 0.197 | 0 |  | --> | C11 ex POLLERTON | POLLERTON: T41 | CARLOW |  | 52.8477 | -6.8974
MV/LV Substation TH***880Y | 10 kV | 400V(3ph) & 230V(single ph) | LV | 400 kVA :Kiosk Substation | 0.4 | --> | 0.4 | 0.224 | 0.7 |  | --> | 0.38 | 0 | 0 | 0 | 0.017 | 0.409 | 0 |  | --> | C14 ex KNOCKMULLEN | KNOCKMULLEN: T42 | GREAT ISLAND |  | 52.3926 | -6.939
MV/LV Substation TH***881X | 10 kV | 400V(3ph) & 230V(single ph) | LV | 100 kVA :Pole Substation | 0.1 | --> | 0.1 | 0.077 | 5.1 |  | --> | 0.095 | 0 | 0 | 0 | 0.007 | 0.095 | 0 |  | --> | C12 ex LLOYD | LLOYD: T41∥T42 | NAVAN |  | 53.7291 | -6.889
MV/LV Substation TH***881X | 20 kV | 400V(3ph) & 230V(single ph) | LV | 50 kVA :Pole Substation | 0.05 | --> | 0.05 | 0.044 | 2.6 |  | --> | 0.047 | 0 | 0 | 0 | 0.007 | 0.042 | 0 |  | --> | E17 ex LISDRUM | LISDRUM: T422 | LISDRUM |  | 54.2163 | -7.0418
MV/LV Substation TH***884X | 10 kV | 400V(3ph) & 230V(single ph) | LV | 630 kVA :Kiosk Substation | 0.63 | --> | 0.63 | 0 | 0 | Constrained,otherwise capacity available =500kVA. | --> | 0.598 | 0 | 0 | 0 | 0 | 0 | 0 | Constrained,otherwise capacity available =500kW. | --> | C22 ex BELLFIELD | BELLFIELD: T41∥T42 | CRANE |  | 52.4968 | -6.5677
MV/LV Substation TH***884Y | 10 kV | 400V(3ph) & 230V(single ph) | LV | 400 kVA :Kiosk Substation | 0.4 | --> | 0.4 | 0.147 | 8.3 |  | --> | 0.38 | 0 | 0 | 0 | 0 | 0.438 | 0 |  | --> | C12 ex MONREAD | MONREAD: T102 | MONREAD |  | 53.2208 | -6.6581
MV/LV Substation TH***885 | 10 kV | 400V(3ph) & 230V(single ph) | LV | 400 kVA :Kiosk Substation | 0.4 | --> | 0.4 | 0 | 0 | Constrained,otherwise capacity available =305kVA. | --> | 0.38 | 0 | 0 | 0 | 0.017 | 0.397 | 0 |  | --> | C17 ex POLLERTON | POLLERTON: T41 | CARLOW |  | 52.847 | -6.9302
MV/LV Substation TH***887X | 10 kV | 400V(3ph) & 230V(single ph) | LV | 400 kVA :Kiosk Substation | 0.4 | --> | 0.4 | 0.388 | 2.3 |  | --> | 0.38 | 0 | 0 | 0 | 0 | 0 | 0 | Constrained,otherwise capacity available =401kW. | --> | C16 ex KILRUSH | KILRUSH: T41∥T42 | TULLABRACK |  | 52.6346 | -9.5983
MV/LV Substation TH***887Z | 10 kV | 400V(3ph) & 230V(single ph) | LV | 50 kVA :Pole Substation | 0.05 | --> | 0.05 | 0.05 | 2.3 |  | --> | 0.047 | 0 | 0 | 0 | 0 | 0.049 | 0 |  | --> | E18 ex BLESSINGTON | BLESSINGTON: T422 | KILTEEL |  | 53.1894 | -6.4815
MV/LV Substation TH***888Y | 10 kV | 400V(3ph) & 230V(single ph) | LV | 200 kVA :Kiosk Substation | 0.2 | --> | 0.2 | 0.098 | 4.8 |  | --> | 0.19 | 0 | 0 | 0 | 0.003 | 0.212 | 0 |  | --> | C21 ex ATHY | ATHY: T101 | ATHY |  | 52.9431 | -7.0431
MV/LV Substation TH***890X | 10 kV | 400V(3ph) & 230V(single ph) | LV | 100 kVA :Pole Substation | 0.1 | --> | 0.1 | 0.022 | 0 | Constrained,otherwise capacity available =84kVA. | --> | 0.095 | 0 | 0 | 0 | 0 | 0.102 | 0 |  | --> | C16 ex RATHDRUM | RATHDRUM: T42 | ARKLOW |  | 53.0131 | -6.3272
MV/LV Substation TH***891 | 10 kV | 400V(3ph) & 230V(single ph) | LV | 50 kVA :Pole Substation | 0.05 | --> | 0.05 | 0 | 0.8 |  | --> | 0.047 | 0 | 0 | 0 | 0.008 | 0 | 0 | Constrained,otherwise capacity available =49kW. | --> | C16 ex BANTRY | BANTRY: T41∥T42 | BALLYLICKY |  | 51.6837 | -9.4368
MV/LV Substation TH***892 | 10 kV | 400V(3ph) & 230V(single ph) | LV | 100 kVA :Pole Substation | 0.1 | --> | 0.1 | 0.055 | 3.7 |  | --> | 0.095 | 0 | 0 | 0 | 0 | 0.106 | 0 |  | --> | C12 ex ROSS CARBERY | ROSS CARBERY: T41∥T42 | DUNMANWAY |  | 51.5821 | -9.0294
MV/LV Substation TH***892 | 10 kV | 400V(3ph) & 230V(single ph) | LV | 400 kVA :Kiosk Substation | 0.4 | --> | 0.4 | 0.364 | 2.1 |  | --> | 0.38 | 0 | 0 | 0 | 0.004 | 0.401 | 0 |  | --> | C14 ex LITTLE BRAY | LITTLE BRAY: T42 | FASSAROE |  | 53.2041 | -6.115
MV/LV Substation TH***895Z | 20 kV | 400V(3ph) & 230V(single ph) | LV | 100 kVA :Pole Substation | 0.1 | --> | 0.1 | 0.099 | 1.6 |  | --> | 0.095 | 0 | 0 | 0 | 0 | 0 | 0 | Constrained,otherwise capacity available =100kW. | --> | E21 ex CASTLETOWNBERE | CASTLETOWNBERE: T421 | BALLYLICKY |  | 51.6642 | -9.809
MV/LV Substation TH***897 | 10 kV | 400V(3ph) & 230V(single ph) | LV | 200 kVA :Kiosk Substation | 0.2 | --> | 0.2 | 0 | 0 | Constrained,otherwise capacity available =169kVA. | --> | 0.19 | 0 | 0 | 0 | 0 | 0.204 | 0 |  | --> | C15 ex LITTLE BRAY | LITTLE BRAY: T41 | FASSAROE |  | 53.2133 | -6.1073
MV/LV Substation TH***897Y | 10 kV | 400V(3ph) & 230V(single ph) | LV | 630 kVA :Kiosk Substation | 0.63 | --> | 0.63 | 0 | 0 | Constrained,otherwise capacity available =500kVA. | --> | 0.598 | 0 | 0 | 0 | 0 | 0 | 0 | Constrained,otherwise capacity available =500kW. | --> | C15 ex PORTARLINGTON | PORTARLINGTON: T41∥T42 | PORTLAOISE |  | 53.1576 | -7.1803
MV/LV Substation TH***898 | 10 kV | 400V(3ph) & 230V(single ph) | LV | 200 kVA :Kiosk Substation | 0.2 | --> | 0.2 | 0 | 0 | Constrained,otherwise capacity available =121kVA. | --> | 0.19 | 0 | 0 | 0 | 0.013 | 0.197 | 0 |  | --> | C18 ex DOUGLAS | DOUGLAS: T41 | TRABEG |  | 51.8748 | -8.4289
MV/LV Substation TH***900 | 10 kV | 400V(3ph) & 230V(single ph) | LV | 200 kVA :Pole Substation | 0.2 | --> | 0.2 | 0.157 | 8.3 |  | --> | 0.19 | 0 | 0 | 0 | 0 | 0.206 | 0 |  | --> | C21 ex BALLYBEG | BALLYBEG: T101 | CARRICKMINES |  | 52.9923 | -6.0822
MV/LV Substation TH***902 | 10 kV | 400V(3ph) & 230V(single ph) | LV | 400 kVA :Kiosk Substation | 0.4 | --> | 0.4 | 0.343 | 2.2 |  | --> | 0.38 | 0 | 0 | 0 | 0.007 | 0.401 | 0 |  | --> | C18 ex KINGSCOURT | KINGSCOURT: T42 | MEATH HILL |  | 53.9075 | -6.8147
MV/LV Substation TH***902Y | 10 kV | 400V(3ph) & 230V(single ph) | LV | 200 kVA :Kiosk Substation | 0.2 | --> | 0.2 | 0.184 | 3.6 |  | --> | 0.19 | 0 | 0 | 0 | 0.004 | 0.198 | 0 |  | --> | E18 ex KILLINICK | KILLINICK: T421∥T422 | WEXFORD |  | 52.2831 | -6.3961
MV/LV Substation TH***907 | 20 kV | 400V(3ph) & 230V(single ph) | LV | 50 kVA :Pole Substation | 0.05 | --> | 0.05 | 0.029 | 2.4 |  | --> | 0.047 | 0 | 0 | 0 | 0 | 0.052 | 0 |  | --> | E18 ex STRANORLAR | STRANORLAR: T422 | LETTERKENNY |  | 54.7949 | -7.6779
MV/LV Substation TH***908X | 10 kV | 400V(3ph) & 230V(single ph) | LV | 200 kVA :Kiosk Substation | 0.2 | --> | 0.2 | 0 | 0 | Constrained,otherwise capacity available =197kVA. | --> | 0.19 | 0 | 0 | 0 | 0 | 0.2 | 0 |  | --> | C16 ex OLDBAWN | OLDBAWN: T42 | COOKSTOWN |  | 53.2853 | -6.3643
MV/LV Substation TH***910Y | 10 kV | 400V(3ph) & 230V(single ph) | LV | 400 kVA :Kiosk Substation | 0.4 | --> | 0.4 | 0.302 | 2.5 |  | --> | 0.38 | 0 | 0 | 0 | 0.01 | 0.404 | 0 |  | --> | C20 ex ATHY | ATHY: T102 | ATHY |  | 52.9824 | -6.9753
MV/LV Substation TH***912 | 10 kV | 400V(3ph) & 230V(single ph) | LV | 400 kVA :Kiosk Substation | 0.4 | --> | 0.4 | 0.332 | 1.1 |  | --> | 0.38 | 0 | 0 | 0 | 0.006 | 0.403 | 0 |  | --> | C15 ex CAHIRCALLA | CAHIRCALLA: T41∥T42 | ENNIS |  | 52.8303 | -8.9905
MV/LV Substation TH***912 | 10 kV | 400V(3ph) & 230V(single ph) | LV | 200 kVA :Building Structure | 0.2 | --> | 0.2 | 0.168 | 3.9 |  | --> | 0.19 | 0 | 0 | 0 | 0 | 0 | 0 | Constrained,otherwise capacity available =204kW. | --> | C14 ex DERRYBEG | DERRYBEG: T41∥T42 | ARDNAGAPPARY |  | 55.0654 | -8.2868
MV/LV Substation TH***913 | 10 kV | 400V(3ph) & 230V(single ph) | LV | 400 kVA :Kiosk Substation | 0.4 | --> | 0.4 | 0.353 | 2.5 |  | --> | 0.38 | 0 | 0 | 0 | 0.015 | 0.391 | 0 |  | --> | C17 ex GREYSTONES | GREYSTONES: T41 | FASSAROE |  | 53.1396 | -6.0604
MV/LV Substation TH***913 | 10 kV | 400V(3ph) & 230V(single ph) | LV | 400 kVA :Kiosk Substation | 0.4 | --> | 0.4 | 0 | 0 | Constrained,otherwise capacity available =224kVA. | --> | 0.38 | 0 | 0 | 0 | 0.083 | 0.339 | 0 |  | --> | C19 ex CARRICKMINES | CARRICKMINES: T41 | CARRICKMINES |  | 53.2639 | -6.2095
MV/LV Substation TH***915 | 10 kV | 400V(3ph) & 230V(single ph) | LV | 200 kVA :Kiosk Substation | 0.2 | --> | 0.2 | 0.103 | 8.9 |  | --> | 0.19 | 0 | 0 | 0 | 0.036 | 0.176 | 0 |  | --> | C29 ex STEPHENSTOWN | STEPHENSTOWN: T101 | FINGLAS |  | 53.5966 | -6.1802
MV/LV Substation TH***915X | 10 kV | 400V(3ph) & 230V(single ph) | LV | 200 kVA :Pole Substation | 0.2 | --> | 0.2 | 0.163 | 2.3 |  | --> | 0.19 | 0 | 0 | 0 | 0 | 0.205 | 0 |  | --> | E18 ex BLESSINGTON | BLESSINGTON: T422 | KILTEEL |  | 53.2046 | -6.4
MV/LV Substation TH***916 | 10 kV | 400V(3ph) & 230V(single ph) | LV | 400 kVA :Kiosk Substation | 0.4 | --> | 0.4 | 0.322 | 6.6 |  | --> | 0.38 | 0 | 0 | 0 | 0.016 | 0.394 | 0 |  | --> | C29 ex PELLETSTOWN | PELLETSTOWN: T101 | FINGLAS |  | 53.3708 | -6.3295
MV/LV Substation TH***916X | 10 kV | 400V(3ph) & 230V(single ph) | LV | 400 kVA :Kiosk Substation | 0.4 | --> | 0.4 | 0 | 0 | Constrained,otherwise capacity available =262kVA. | --> | 0.38 | 0 | 0 | 0 | 0 | 0 | 0 | Constrained,otherwise capacity available =421kW. | --> | C12 ex COLLIGAN | COLLIGAN: T41 | DUNGARVAN |  | 52.0893 | -7.6177
MV/LV Substation TH***916Y | 10 kV | 400V(3ph) & 230V(single ph) | LV | 400 kVA :Building Structure | 0.4 | --> | 0.4 | 0 | 0 | Constrained,otherwise capacity available =357kVA. | --> | 0.38 | 0 | 0 | 0 | 0 | 0.406 | 0 |  | --> | C17 ex GARRYOWEN | GARRYOWEN: T41 | LIMERICK |  | 52.6668 | -8.6155
MV/LV Substation TH***917Y | 10 kV | 400V(3ph) & 230V(single ph) | LV | 400 kVA :Kiosk Substation | 0.4 | --> | 0.4 | 0.332 | 12.2 |  | --> | 0.38 | 0 | 0 | 0 | 0.014 | 0.395 | 0 |  | --> | C19 ex MONREAD | MONREAD: T101 | MONREAD |  | 53.2331 | -6.6589
MV/LV Substation TH***918 | 20 kV | 400V(3ph) & 230V(single ph) | LV | 200 kVA :Kiosk Substation | 0.2 | --> | 0.2 | 0.119 | 5.1 |  | --> | 0.19 | 0 | 0 | 0 | 0.008 | 0.203 | 0 |  | --> | E15 ex BALLYBUNION | BALLYBUNION: T421∥T422 | TRIEN |  | 52.5147 | -9.6701
MV/LV Substation TH***918 | 10 kV | 400V(3ph) & 230V(single ph) | LV | 630 kVA :Kiosk Substation | 0.63 | --> | 0.63 | 0 | 0 | Constrained,otherwise capacity available =500kVA. | --> | 0.598 | 0 | 0 | 0 | 0 | 0.5 | 0 |  | --> | C13 ex WHITEHALL | WHITEHALL: T41 | FINGLAS |  | 53.3772 | -6.2674
MV/LV Substation TH***920Y | 20 kV | 400V(3ph) & 230V(single ph) | LV | 200 kVA :Kiosk Substation | 0.2 | --> | 0.2 | 0 | 0 | Constrained,otherwise capacity available =150kVA. | --> | 0.19 | 0 | 0 | 0 | 0.017 | 0.189 | 0 |  | --> | E15 ex DULEEK | DULEEK: T421∥T422 | DRYBRIDGE |  | 53.6601 | -6.4072
MV/LV Substation TH***921 | 10 kV | 400V(3ph) & 230V(single ph) | LV | 100 kVA :Pole Substation | 0.1 | --> | 0.1 | 0.076 | 4.1 |  | --> | 0.095 | 0 | 0 | 0 | 0 | 0 | 0 | Constrained,otherwise capacity available =103kW. | --> | E17 ex CHARLEVILLE | CHARLEVILLE: T422 | CHARLEVILLE |  | 52.3555 | -8.6875
MV/LV Substation TH***922X | 10 kV | 400V(3ph) & 230V(single ph) | LV | 630 kVA :Building Structure | 0.63 | --> | 0.63 | 0.5 | 12.5 |  | --> | 0.598 | 0 | 0 | 0 | 0 | 0.5 | 0 |  | --> | C17 ex HEUSTON SQUARE | HEUSTON SQUARE: T101 | INCHICORE 220KV |  | 53.3445 | -6.2975
MV/LV Substation TH***923Y | 10 kV | 400V(3ph) & 230V(single ph) | LV | 400 kVA :Kiosk Substation | 0.4 | --> | 0.4 | 0.36 | 4.8 |  | --> | 0.38 | 0 | 0 | 0 | 0.009 | 0.396 | 0 |  | --> | C21 ex ATHY | ATHY: T101 | ATHY |  | 52.9436 | -7.0461
MV/LV Substation TH***925X | 10 kV | 400V(3ph) & 230V(single ph) | LV | 400 kVA :Kiosk Substation | 0.4 | --> | 0.4 | 0 | 0 | Constrained,otherwise capacity available =339kVA. | --> | 0.38 | 0 | 0 | 0 | 0 | 0.409 | 0 |  | --> | C11 ex MORRISTOWN | MORRISTOWN: T41∥T42 | NEWBRIDGE |  | 53.1728 | -6.8147
MV/LV Substation TH***926Y | 20 kV | 400V(3ph) & 230V(single ph) | LV | 200 kVA :Kiosk Substation | 0.2 | --> | 0.2 | 0 | 0 | Constrained,otherwise capacity available =181kVA. | --> | 0.19 | 0 | 0 | 0 | 0 | 0.202 | 0 |  | --> | C11 ex KILDARE | KILDARE: T41∥T42 | NEWBRIDGE |  | 53.1422 | -7.0613
MV/LV Substation TH***927Y | 10 kV | 400V(3ph) & 230V(single ph) | LV | 400 kVA :Kiosk Substation | 0.4 | --> | 0.4 | 0 | 0 | Constrained,otherwise capacity available =320kVA. | --> | 0.38 | 0 | 0 | 0 | 0.008 | 0 | 0 | Constrained,otherwise capacity available =404kW. | --> | C15 ex PALLAS | PALLAS: T41∥T42 | PORTLAOISE |  | 53.0479 | -7.3191
MV/LV Substation TH***928X | 20 kV | 400V(3ph) & 230V(single ph) | LV | 400 kVA :Kiosk Substation | 0.4 | --> | 0.4 | 0 | 0 | Constrained,otherwise capacity available =349kVA. | --> | 0.38 | 0 | 0 | 0 | 0.003 | 0 | 0 | Constrained,otherwise capacity available =404kW. | --> | E20 ex BIRR | BIRR: T422 | DALLOW |  | 53.094 | -7.9141
MV/LV Substation TH***928X | 20 kV | 400V(3ph) & 230V(single ph) | LV | 200 kVA :Kiosk Substation | 0.2 | --> | 0.2 | 0.155 | 2.6 |  | --> | 0.19 | 0 | 0 | 0 | 0.007 | 0.199 | 0 |  | --> | E13 ex AGHADA | AGHADA: T721 | N/A |  | 51.8292 | -8.2255
MV/LV Substation TH***928Y | 10 kV | 400V(3ph) & 230V(single ph) | LV | 400 kVA :Kiosk Substation | 0.4 | --> | 0.4 | 0 | 0 | Constrained,otherwise capacity available =330kVA. | --> | 0.38 | 0 | 0 | 0 | 0.002 | 0 | 0 | Constrained,otherwise capacity available =408kW. | --> | C15 ex PALLAS | PALLAS: T41∥T42 | PORTLAOISE |  | 53.0488 | -7.3206
MV/LV Substation TH***931 | 10 kV | 400V(3ph) & 230V(single ph) | LV | 400 kVA :Kiosk Substation | 0.4 | --> | 0.4 | 0.207 | 2.2 |  | --> | 0.38 | 0 | 0 | 0 | 0.009 | 0.419 | 0 |  | --> | C18 ex KINGSCOURT | KINGSCOURT: T42 | MEATH HILL |  | 53.9063 | -6.8046
MV/LV Substation TH***931Z | 10 kV | 400V(3ph) & 230V(single ph) | LV | 400 kVA :Kiosk Substation | 0.4 | --> | 0.4 | 0 | 0 | Constrained,otherwise capacity available =291kVA. | --> | 0.38 | 0 | 0 | 0 | 0.007 | 0.409 | 0 |  | --> | C15 ex MORRISTOWN | MORRISTOWN: T41∥T42 | NEWBRIDGE |  | 53.1873 | -6.8184
MV/LV Substation TH***932 | 20 kV | 400V(3ph) & 230V(single ph) | LV | 50 kVA :Pole Substation | 0.05 | --> | 0.05 | 0.047 | 5.1 |  | --> | 0.047 | 0 | 0 | 0 | 0 | 0.049 | 0 |  | --> | E16 ex BALLYBUNION | BALLYBUNION: T421∥T422 | TRIEN |  | 52.4968 | -9.6581
MV/LV Substation TH***933 | 20 kV | 400V(3ph) & 230V(single ph) | LV | 50 kVA :Pole Substation | 0.05 | --> | 0.05 | 0.043 | 1.7 |  | --> | 0.047 | 0 | 0 | 0 | 0 | 0 | 0 | Constrained,otherwise capacity available =50kW. | --> | E17 ex CREESLOUGH | CREESLOUGH: T421 | ARDNAGAPPARY |  | 55.177 | -7.9289
MV/LV Substation TH***933Y | 10 kV | 400V(3ph) & 230V(single ph) | LV | 630 kVA :Building Structure | 0.63 | --> | 0.63 | 0 | 0 | Constrained,otherwise capacity available =500kVA. | --> | 0.598 | 0 | 0 | 0 | 0 | 0.5 | 0 |  | --> | C20 ex ROCHES STREET | ROCHES STREET: T42 | LIMERICK |  | 52.6605 | -8.6309
MV/LV Substation TH***945Y | 10 kV | 400V(3ph) & 230V(single ph) | LV | 400 kVA :Kiosk Substation | 0.4 | --> | 0.4 | 0 | 0 | Constrained,otherwise capacity available =332kVA. | --> | 0.38 | 0 | 0 | 0 | 0.014 | 0 | 0 | Constrained,otherwise capacity available =395kW. | --> | C15 ex PORTARLINGTON | PORTARLINGTON: T41∥T42 | PORTLAOISE |  | 53.1593 | -7.1787
MV/LV Substation TH***946Y | 10 kV | 400V(3ph) & 230V(single ph) | LV | 400 kVA :Kiosk Substation | 0.4 | --> | 0.4 | 0 | 0 | Constrained,otherwise capacity available =356kVA. | --> | 0.38 | 0 | 0 | 0 | 0.006 | 0 | 0 | Constrained,otherwise capacity available =400kW. | --> | C15 ex PORTARLINGTON | PORTARLINGTON: T41∥T42 | PORTLAOISE |  | 53.1585 | -7.1774
MV/LV Substation TH***947Y | 10 kV | 400V(3ph) & 230V(single ph) | LV | 630 kVA :Building Structure | 0.63 | --> | 0.63 | 0 | 0 | Constrained,otherwise capacity available =249kVA. | --> | 0.598 | 0 | 0 | 0 | 0 | 0.5 | 0 |  | --> | C21 ex ATHLONE | ATHLONE: T41 | ATHLONE |  | 53.4217 | -7.9975
MV/LV Substation TH***948Y | 20 kV | 400V(3ph) & 230V(single ph) | LV | 200 kVA :Pole Substation | 0.2 | --> | 0.2 | 0 | 0 | Constrained,otherwise capacity available =166kVA. | --> | 0.19 | 0 | 0 | 0 | 0 | 0 | 0 | Constrained,otherwise capacity available =204kW. | --> | E24 ex BIRR | BIRR: T422 | DALLOW |  | 53.1793 | -7.718
MV/LV Substation TH***951X | 10 kV | 400V(3ph) & 230V(single ph) | LV | 200 kVA :Kiosk Substation | 0.2 | --> | 0.2 | 0.151 | 2.2 |  | --> | 0.19 | 0 | 0 | 0 | 0.021 | 0.184 | 0 |  | --> | C14 ex KELLS | KELLS: T41∥T42 | NAVAN |  | 53.76 | -6.8387
MV/LV Substation TH***951Z | 10 kV | 400V(3ph) & 230V(single ph) | LV | 400 kVA :Kiosk Substation | 0.4 | --> | 0.4 | 0 | 0 | Constrained,otherwise capacity available =338kVA. | --> | 0.38 | 0 | 0 | 0 | 0.004 | 0.405 | 0 |  | --> | C17 ex DOUGLAS | DOUGLAS: T42 | TRABEG |  | 51.8663 | -8.4314
MV/LV Substation TH***952 | 20 kV | 400V(3ph) & 230V(single ph) | LV | 200 kVA :Kiosk Substation | 0.2 | --> | 0.2 | 0.175 | 3.6 |  | --> | 0.19 | 0 | 0 | 0 | 0.002 | 0.201 | 0 |  | --> | E16 ex BALLYCROSSAUN | BALLYCROSSAUN: T421∥T422 | SOMERSET |  | 53.0939 | -8.2253
MV/LV Substation TH***952X | 10 kV | 400V(3ph) & 230V(single ph) | LV | 50 kVA :Pole Substation | 0.05 | --> | 0.05 | 0.044 | 2.3 |  | --> | 0.047 | 0 | 0 | 0 | 0 | 0.05 | 0 |  | --> | C15 ex CASTLECOMER | CASTLECOMER: T41∥T42 | BALLYRAGGET |  | 52.8842 | -7.1526
MV/LV Substation TH***955Y | 20 kV | 400V(3ph) & 230V(single ph) | LV | 50 kVA :Pole Substation | 0.05 | --> | 0.05 | 0.024 | 5.2 |  | --> | 0.047 | 0 | 0 | 0 | 0.003 | 0.05 | 0 |  | --> | E16 ex WHITECHURCH | WHITECHURCH: T422 | KILBARRY |  | 51.9813 | -8.5103
MV/LV Substation TH***955Y | 10 kV | 400V(3ph) & 230V(single ph) | LV | 630 kVA :Kiosk Substation | 0.63 | --> | 0.63 | 0.388 | 3.3 |  | --> | 0.598 | 0 | 0 | 0 | 0 | 0.5 | 0 |  | --> | C16 ex MOYLISH | MOYLISH: T41∥T42 | ARDNACRUSHA |  | 52.6815 | -8.6597
MV/LV Substation TH***956Y | 10 kV | 400V(3ph) & 230V(single ph) | LV | 630 kVA :Kiosk Substation | 0.63 | --> | 0.63 | 0.5 | 3.3 |  | --> | 0.598 | 0 | 0 | 0 | 0 | 0.5 | 0 |  | --> | C16 ex MOYLISH | MOYLISH: T41∥T42 | ARDNACRUSHA |  | 52.6826 | -8.6587
MV/LV Substation TH***957Y | 10 kV | 400V(3ph) & 230V(single ph) | LV | 630 kVA :Kiosk Substation | 0.63 | --> | 0.63 | 0.5 | 3.3 |  | --> | 0.598 | 0 | 0 | 0 | 0 | 0.5 | 0 |  | --> | C16 ex MOYLISH | MOYLISH: T41∥T42 | ARDNACRUSHA |  | 52.683 | -8.6605
MV/LV Substation TH***957Z | 10 kV | 400V(3ph) & 230V(single ph) | LV | 200 kVA :Pole Substation | 0.2 | --> | 0.2 | 0.148 | 12.2 |  | --> | 0.19 | 0 | 0 | 0 | 0.039 | 0.166 | 0 |  | --> | C23 ex MONREAD | MONREAD: T101 | MONREAD |  | 53.2259 | -6.7431
MV/LV Substation TH***959X | 10 kV | 400V(3ph) & 230V(single ph) | LV | 400 kVA :Kiosk Substation | 0.4 | --> | 0.4 | 0.382 | 8.9 |  | --> | 0.38 | 0 | 0 | 0 | 0 | 0.402 | 0 |  | --> | C11 ex CARROWBEG | CARROWBEG: T41∥T42 | CARROWBEG |  | 53.7972 | -9.5517
MV/LV Substation TH***965 | 20 kV | 400V(3ph) & 230V(single ph) | LV | 100 kVA :Pole Substation | 0.1 | --> | 0.1 | 0 | 0 | Constrained,otherwise capacity available =82kVA. | --> | 0.095 | 0 | 0 | 0 | 0 | 0.102 | 0 |  | --> | C15 ex KANTURK | KANTURK: T41∥T42 | GLENLARA |  | 52.1661 | -8.8202
MV/LV Substation TH***965X | 10 kV | 400V(3ph) & 230V(single ph) | LV | 400 kVA :Kiosk Substation | 0.4 | --> | 0.4 | 0.335 | 8.3 |  | --> | 0.38 | 0 | 0 | 0 | 0.011 | 0.398 | 0 |  | --> | C21 ex BALLYBEG | BALLYBEG: T101 | CARRICKMINES |  | 52.9876 | -6.0876
MV/LV Substation TH***966Z | 20 kV | 400V(3ph) & 230V(single ph) | LV | 200 kVA :Kiosk Substation | 0.2 | --> | 0.2 | 0.165 | 3 |  | --> | 0.19 | 0 | 0 | 0 | 0.007 | 0.198 | 0 |  | --> | C16 ex LOUGHANALLA | LOUGHANALLA: T41∥T42 | MULLINGAR |  | 53.6756 | -7.2923
MV/LV Substation TH***969Y | 20 kV | 400V(3ph) & 230V(single ph) | LV | 400 kVA :Kiosk Substation | 0.4 | --> | 0.4 | 0 | 0 | Constrained,otherwise capacity available =289kVA. | --> | 0.38 | 0 | 0 | 0 | 0.058 | 0.356 | 0 |  | --> | C21 ex TERMONFECKIN ROAD | TERMONFECKIN ROAD: T41∥T42 | DRYBRIDGE |  | 53.7636 | -6.2662
MV/LV Substation TH***974X | 10 kV | 400V(3ph) & 230V(single ph) | LV | 200 kVA :Kiosk Substation | 0.2 | --> | 0.2 | 0 | 0 | Constrained,otherwise capacity available =166kVA. | --> | 0.19 | 0 | 0 | 0 | 0 | 0.204 | 0 |  | --> | C15 ex COBH | COBH: T41∥T42 | COW CROSS |  | 51.846 | -8.3118
MV/LV Substation TH***974X | 10 kV | 400V(3ph) & 230V(single ph) | LV | 400 kVA :Kiosk Substation | 0.4 | --> | 0.4 | 0.191 | 2.2 |  | --> | 0.38 | 0 | 0 | 0 | 0.039 | 0.39 | 0 |  | --> | C20 ex MANOR STREET | MANOR STREET: T42 | WATERFORD |  | 52.2486 | -7.1186
MV/LV Substation TH***976X | 10 kV | 400V(3ph) & 230V(single ph) | LV | 400 kVA :Kiosk Substation | 0.4 | --> | 0.4 | 0 | 0 | Constrained,otherwise capacity available =380kVA. | --> | 0.38 | 0 | 0 | 0 | 0 | 0.403 | 0 |  | --> | C15 ex COBH | COBH: T41∥T42 | COW CROSS |  | 51.8516 | -8.2855
MV/LV Substation TH***978X | 10 kV | 400V(3ph) & 230V(single ph) | LV | 100 kVA :Pole Substation | 0.1 | --> | 0.1 | 0 | 0 | Constrained,otherwise capacity available =95kVA. | --> | 0.095 | 0 | 0 | 0 | 0 | 0 | 0 | Constrained,otherwise capacity available =100kW. | --> | C22 ex PORTLAOISE | PORTLAOISE: T42 | PORTLAOISE |  | 53.0587 | -7.208
MV/LV Substation TH***983Z | 20 kV | 400V(3ph) & 230V(single ph) | LV | 100 kVA :Pole Substation | 0.1 | --> | 0.1 | 0.087 | 7.4 |  | --> | 0.095 | 0 | 0 | 0 | 0 | 0.101 | 0 |  | --> | C24 ex MULLINGAR | MULLINGAR: T102 | MULLINGAR |  | 53.5974 | -7.3826
MV/LV Substation TH***984 | 20 kV | 400V(3ph) & 230V(single ph) | LV | 50 kVA :Pole Substation | 0.05 | --> | 0.05 | 0 | 0 | Constrained,otherwise capacity available =45kVA. | --> | 0.047 | 0 | 0 | 0 | 0 | 0.05 | 0 |  | --> | E18 ex GLASMORE | GLASMORE: T422 | GLASMORE |  | 53.5523 | -6.2098
MV/LV Substation TH***984X | 10 kV | 400V(3ph) & 230V(single ph) | LV | 100 kVA :Pole Substation | 0.1 | --> | 0.1 | 0.049 | 2.4 |  | --> | 0.095 | 0 | 0 | 0 | 0 | 0.107 | 0 |  | --> | C16 ex PORTLAW | PORTLAW: T41∥T42 | BUTLERSTOWN |  | 52.2838 | -7.3147
MV/LV Substation TH***990 | 10 kV | 400V(3ph) & 230V(single ph) | LV | 400 kVA :Building Structure | 0.4 | --> | 0.4 | 0.264 | 3.8 |  | --> | 0.38 | 0 | 0 | 0 | 0 | 0.421 | 0 |  | --> | C19 ex KINGSCOURT | KINGSCOURT: T41 | MEATH HILL |  | 53.8717 | -6.7877
MV/LV Substation TH***990Y | 20 kV | 400V(3ph) & 230V(single ph) | LV | 400 kVA :Kiosk Substation | 0.4 | --> | 0.4 | 0.328 | 2.5 |  | --> | 0.38 | 0 | 0 | 0 | 0.01 | 0.4 | 0 |  | --> | E13 ex TULLOW | TULLOW: T421 | CARLOW |  | 52.7369 | -6.773
MV/LV Substation TH***991X | 10 kV | 400V(3ph) & 230V(single ph) | LV | 100 kVA :Pole Substation | 0.1 | --> | 0.1 | 0.071 | 8.5 |  | --> | 0.095 | 0 | 0 | 0 | 0.014 | 0.089 | 0 |  | --> | C12 ex ARDGEEHA | ARDGEEHA: T41∥T42 | DOON |  | 52.3695 | -7.6997
MV/LV Substation TH***994X | 10 kV | 400V(3ph) & 230V(single ph) | LV | 200 kVA :Kiosk Substation | 0.2 | --> | 0.2 | 0.137 | 2.3 |  | --> | 0.19 | 0 | 0 | 0 | 0 | 0 | 0 | Constrained,otherwise capacity available =209kW. | --> | C20 ex KILRUSH | KILRUSH: T41∥T42 | TULLABRACK |  | 52.7474 | -9.4943
MV/LV Substation TH***997Z | 10 kV | 400V(3ph) & 230V(single ph) | LV | 400 kVA :Kiosk Substation | 0.4 | --> | 0.4 | 0.339 | 2.8 |  | --> | 0.38 | 0 | 0 | 0 | 0.007 | 0.402 | 0 |  | --> | C19 ex CLONARD | CLONARD: T41∥T42 | WEXFORD |  | 52.3268 | -6.4975
MV/LV Substation TH***998X | 10 kV | 400V(3ph) & 230V(single ph) | LV | 200 kVA :Pole Substation | 0.2 | --> | 0.2 | 0 | 0 | Constrained,otherwise capacity available =182kVA. | --> | 0.19 | 0 | 0 | 0 | 0 | 0.202 | 0 |  | --> | C35 ex SEMPERIT | SEMPERIT: T43 | GRANGE CASTLE |  | 53.3232 | -6.352
MV/LV Substation TH***999 | 20 kV | 400V(3ph) & 230V(single ph) | LV | 200 kVA :Pole Substation | 0.2 | --> | 0.2 | 0.069 | 1.1 |  | --> | 0.19 | 0 | 0 | 0 | 0 | 0 | 0 | Constrained,otherwise capacity available =219kW. | --> | E17 ex BELMULLET | BELMULLET: T421 | BELLACORICK |  | 54.2265 | -9.9905
MV/LV Substation TH***999X | 20 kV | 400V(3ph) & 230V(single ph) | LV | 50 kVA :Pole Substation | 0.05 | --> | 0.05 | 0.048 | 1.6 |  | --> | 0.047 | 0 | 0 | 0 | 0 | 0.049 | 0 |  | --> | E18 ex GURRANEBANE | GURRANEBANE: T421∥T422 | OUGHTRAGH |  | 51.8281 | -10.2704
MV/LV Substation TI***002X | 10 kV | 400V(3ph) & 230V(single ph) | LV | 100 kVA :Pole Substation | 0.1 | --> | 0.1 | 0.093 | 9.9 |  | --> | 0.095 | 0 | 0 | 0 | 0 | 0.1 | 0 |  | --> | C12 ex CONVOY | CONVOY: T41∥T42 | LETTERKENNY |  | 54.8268 | -7.7452
MV/LV Substation TI***002Y | 20 kV | 400V(3ph) & 230V(single ph) | LV | 50 kVA :Pole Substation | 0.05 | --> | 0.05 | 0.028 | 1.4 |  | --> | 0.047 | 0 | 0 | 0 | 0 | 0 | 0 | Constrained,otherwise capacity available =52kW. | --> | C18 ex DEERPARK | DEERPARK: T41∥T42 | BALLYDINE |  | 52.4648 | -7.5528
MV/LV Substation TI***005 | 10 kV | 400V(3ph) & 230V(single ph) | LV | 400 kVA :Building Structure | 0.4 | --> | 0.4 | 0.117 | 5.4 |  | --> | 0.38 | 0 | 0 | 0 | 0.003 | 0.439 | 0 |  | --> | E17 ex MOY | MOY: T421∥T422 | MOY |  | 54.1159 | -9.1641
MV/LV Substation TI***010 | 20 kV | 400V(3ph) & 230V(single ph) | LV | 100 kVA :Pole Substation | 0.1 | --> | 0.1 | 0 | 0 | Constrained,otherwise capacity available =99kVA. | --> | 0.095 | 0 | 0 | 0 | 0.004 | 0.095 | 0 |  | --> | C11 ex TIMOLEAGUE | TIMOLEAGUE: T41 | BANDON |  | 51.6068 | -8.7338
MV/LV Substation TI***022 | 10 kV | 400V(3ph) & 230V(single ph) | LV | 50 kVA :Pole Substation | 0.05 | --> | 0.05 | 0.022 | 0 | Constrained,otherwise capacity available =38kVA. | --> | 0.047 | 0 | 0 | 0 | 0.007 | 0.043 | 0 |  | --> | C11 ex RATHDRUM | RATHDRUM: T42 | ARKLOW |  | 52.8762 | -6.2201
MV/LV Substation TI***023 | 10 kV | 400V(3ph) & 230V(single ph) | LV | 400 kVA :Kiosk Substation | 0.4 | --> | 0.4 | 0.345 | 8.5 |  | --> | 0.38 | 0 | 0 | 0 | 0 | 0.408 | 0 |  | --> | C13 ex ARDGEEHA | ARDGEEHA: T41∥T42 | DOON |  | 52.3609 | -7.6879
MV/LV Substation TI***023 | 20 kV | 400V(3ph) & 230V(single ph) | LV | 200 kVA :Pole Substation | 0.2 | --> | 0.2 | 0 | 0 | Constrained,otherwise capacity available =33kVA. | --> | 0.19 | 0 | 0 | 0 | 0.004 | 0.22 | 0 |  | --> | C19 ex ENNISTYMON | ENNISTYMON: T41∥T42 | ENNIS |  | 53.0322 | -9.2894
MV/LV Substation TI***025 | 10 kV | 400V(3ph) & 230V(single ph) | LV | 100 kVA :Pole Substation | 0.1 | --> | 0.1 | 0.051 | 8.3 |  | --> | 0.095 | 0 | 0 | 0 | 0.004 | 0.102 | 0 |  | --> | C25 ex BALLYBEG | BALLYBEG: T101 | CARRICKMINES |  | 52.9969 | -6.0652
MV/LV Substation TI***027 | 10 kV | 400V(3ph) & 230V(single ph) | LV | 200 kVA :Pole Substation | 0.2 | --> | 0.2 | 0.04 | 0 | Constrained,otherwise capacity available =146kVA. | --> | 0.19 | 0 | 0 | 0 | 0.009 | 0.198 | 0 |  | --> | C11 ex GRAIGUENAMANAGH | GRAIGUENAMANAGH: T41∥T42 | KILKENNY |  | 52.5384 | -6.9524
MV/LV Substation TI***035 | 10 kV | 400V(3ph) & 230V(single ph) | LV | 630 kVA :Building Structure | 0.63 | --> | 0.63 | 0 | 0 | Constrained,otherwise capacity available =484kVA. | --> | 0.598 | 0 | 0 | 0 | 0.01 | 0 | 0 | Constrained,otherwise capacity available =500kW. | --> | C17 ex HOLYCROSS ROAD | HOLYCROSS ROAD: T41∥T42 | THURLES |  | 52.7512 | -7.957
MV/LV Substation TI***042X | 20 kV | 400V(3ph) & 230V(single ph) | LV | 50 kVA :Pole Substation | 0.05 | --> | 0.05 | 0.041 | 2.2 |  | --> | 0.047 | 0 | 0 | 0 | 0.007 | 0 | 0 | Constrained,otherwise capacity available =42kW. | --> | E17 ex BALLYMACARRY | BALLYMACARRY: T421 | TRILLICK |  | 55.0684 | -7.4352
MV/LV Substation TI***050 | 10 kV | 400V(3ph) & 230V(single ph) | LV | 50 kVA :Pole Substation | 0.05 | --> | 0.05 | 0.027 | 0 |  | --> | 0.047 | 0 | 0 | 0 | 0 | 0.052 | 0 |  | --> | C11 ex GRAIGUENAMANAGH | GRAIGUENAMANAGH: T41∥T42 | KILKENNY |  | 52.5351 | -6.9495
MV/LV Substation TI***051Z | 10 kV | 400V(3ph) & 230V(single ph) | LV | 100 kVA :Pole Substation | 0.1 | --> | 0.1 | 0.079 | 7.6 |  | --> | 0.095 | 0 | 0 | 0 | 0 | 0.103 | 0 |  | --> | C14 ex DRYBRIDGE | DRYBRIDGE: T42 | DRYBRIDGE |  | 53.79 | -6.4219
MV/LV Substation TI***061X | 20 kV | 400V(3ph) & 230V(single ph) | LV | 400 kVA :Kiosk Substation | 0.4 | --> | 0.4 | 0.33 | 2.4 |  | --> | 0.38 | 0 | 0 | 0 | 0 | 0.411 | 0 |  | --> | E19 ex KENMARE | KENMARE: T421 | KNOCKEARAGH |  | 51.8998 | -9.6068
MV/LV Substation TI***064X | 20 kV | 400V(3ph) & 230V(single ph) | LV | 50 kVA :Pole Substation | 0.05 | --> | 0.05 | 0 | 0.9 |  | --> | 0.047 | 0 | 0 | 0 | 0.003 | 0.055 | 0 |  | --> | C16 ex CARRAROE | CARRAROE: T42 | SCREEB |  | 53.0627 | -9.5305
MV/LV Substation TI***065X | 10 kV | 400V(3ph) & 230V(single ph) | LV | 400 kVA :Building Structure | 0.4 | --> | 0.4 | 0 | 0 | Constrained,otherwise capacity available =231kVA. | --> | 0.38 | 0 | 0 | 0 | 0.007 | 0.418 | 0 |  | --> | C22 ex GARRYOWEN | GARRYOWEN: T42 | LIMERICK |  | 52.6526 | -8.5916
MV/LV Substation TI***068 | 10 kV | 400V(3ph) & 230V(single ph) | LV | 630 kVA :Building Structure | 0.63 | --> | 0.63 | 0 | 0 | Constrained,otherwise capacity available =500kVA. | --> | 0.598 | 0 | 0 | 0 | 0 | 0.5 | 0 |  | --> | C11 ex BALLYBEGGAN | BALLYBEGGAN: T43∥T44 | TRALEE |  | 52.2726 | -9.6836
MV/LV Substation TI***070Z | 10 kV | 400V(3ph) & 230V(single ph) | LV | 50 kVA :Pole Substation | 0.05 | --> | 0.05 | 0.043 | 1.6 |  | --> | 0.047 | 0 | 0 | 0 | 0 | 0.05 | 0 |  | --> | C20 ex CELBRIDGE | CELBRIDGE: T42 | GRIFFINRATH |  | 53.2977 | -6.5792
MV/LV Substation TI***074 | 10 kV | 400V(3ph) & 230V(single ph) | LV | 400 kVA :Kiosk Substation | 0.4 | --> | 0.4 | 0.307 | 5.8 |  | --> | 0.38 | 0 | 0 | 0 | 0 | 0.414 | 0 |  | --> | C22 ex CLOON | CLOON: T42 | CLOON |  | 53.5079 | -8.8562
MV/LV Substation TI***074Y | 10 kV | 400V(3ph) & 230V(single ph) | LV | 50 kVA :Pole Substation | 0.05 | --> | 0.05 | 0 | 0 | Constrained,otherwise capacity available =29kVA. | --> | 0.047 | 0 | 0 | 0 | 0.038 | 0.012 | 0 |  | --> | C16 ex CLONES | CLONES: T41∥T42 | SHANKILL |  | 54.205 | -7.229
MV/LV Substation TI***075 | 10 kV | 400V(3ph) & 230V(single ph) | LV | 630 kVA :Kiosk Substation | 0.63 | --> | 0.63 | 0 | 0 | Constrained,otherwise capacity available =476kVA. | --> | 0.598 | 0 | 0 | 0 | 0 | 0.5 | 0 |  | --> | C13 ex COBH | COBH: T41∥T42 | COW CROSS |  | 51.8607 | -8.2971
MV/LV Substation TI***078 | 10 kV | 400V(3ph) & 230V(single ph) | LV | 630 kVA :Building Structure | 0.63 | --> | 0.63 | 0.5 | 1.4 |  | --> | 0.598 | 0 | 0 | 0 | 0.003 | 0.5 | 0 |  | --> | E16 ex GARRANACANTY | GARRANACANTY: T422 | TIPPERARY |  | 52.4727 | -8.1587
MV/LV Substation TI***080 | 10 kV | 400V(3ph) & 230V(single ph) | LV | 50 kVA :Pole Substation | 0.05 | --> | 0.05 | 0.049 | 1.3 |  | --> | 0.047 | 0 | 0 | 0 | 0 | 0.049 | 0 |  | --> | C18 ex BALLYBAY | BALLYBAY: T41∥T42 | LISDRUM |  | 54.1733 | -6.9495
MV/LV Substation TI***114Z | 20 kV | 400V(3ph) & 230V(single ph) | LV | 50 kVA :Pole Substation | 0.05 | --> | 0.05 | 0.05 | 5.3 |  | --> | 0.047 | 0 | 0 | 0 | 0.012 | 0.036 | 0 |  | --> | C14 ex SMEARLA | SMEARLA: T42 | TRIEN |  | 52.5708 | -9.3713
MV/LV Substation TI***116 | 10 kV | 400V(3ph) & 230V(single ph) | LV | 630 kVA :Kiosk Substation | 0.63 | --> | 0.63 | 0.389 | 2.1 |  | --> | 0.598 | 0 | 0 | 0 | 0.014 | 0.5 | 0 |  | --> | C20 ex SALLYNOGGIN ROAD | SALLYNOGGIN ROAD: T42 | CHERRYWOOD |  | 53.2886 | -6.1391
MV/LV Substation TI***119X | 10 kV | 400V(3ph) & 230V(single ph) | LV | 630 kVA :Building Structure | 0.63 | --> | 0.63 | 0 | 0 | Constrained,otherwise capacity available =490kVA. | --> | 0.598 | 0 | 0 | 0 | 0 | 0.5 | 0 |  | --> | C13 ex SANDYFORD | SANDYFORD: T41 | CARRICKMINES |  | 53.2679 | -6.2454
MV/LV Substation TI***134X | 10 kV | 400V(3ph) & 230V(single ph) | LV | 400 kVA :Kiosk Substation | 0.4 | --> | 0.4 | 0 | 0 | Constrained,otherwise capacity available =309kVA. | --> | 0.38 | 0 | 0 | 0 | 0.015 | 0.398 | 0 |  | --> | C19 ex SANDYFORD | SANDYFORD: T41 | CARRICKMINES |  | 53.2691 | -6.2449
MV/LV Substation TI***140Y | 10 kV | 400V(3ph) & 230V(single ph) | LV | 50 kVA :Pole Substation | 0.05 | --> | 0.05 | 0.039 | 2.3 |  | --> | 0.047 | 0 | 0 | 0 | 0 | 0.051 | 0 |  | --> | E18 ex BLESSINGTON | BLESSINGTON: T422 | KILTEEL |  | 53.2116 | -6.4839
MV/LV Substation TI***147X | 10 kV | 400V(3ph) & 230V(single ph) | LV | 50 kVA :Pole Substation | 0.05 | --> | 0.05 | 0.046 | 5.8 |  | --> | 0.047 | 0 | 0 | 0 | 0 | 0.049 | 0 |  | --> | C22 ex CLOON | CLOON: T42 | CLOON |  | 53.5047 | -8.8592
MV/LV Substation TI***157X | 20 kV | 400V(3ph) & 230V(single ph) | LV | 100 kVA :Pole Substation | 0.1 | --> | 0.1 | 0.099 | 1 |  | --> | 0.095 | 0 | 0 | 0 | 0 | 0.1 | 0 |  | --> | E13 ex SHILLELAGH | SHILLELAGH: T421∥T422 | CARLOW |  | 52.8 | -6.4748
MV/LV Substation TI***158X | 20 kV | 400V(3ph) & 230V(single ph) | LV | 50 kVA :Pole Substation | 0.05 | --> | 0.05 | 0.014 | 1 |  | --> | 0.047 | 0 | 0 | 0 | 0.008 | 0.046 | 0 |  | --> | E13 ex SHILLELAGH | SHILLELAGH: T421∥T422 | CARLOW |  | 52.7973 | -6.4742
MV/LV Substation TI***158Y | 10 kV | 400V(3ph) & 230V(single ph) | LV | 400 kVA :Kiosk Substation | 0.4 | --> | 0.4 | 0.38 | 1.2 |  | --> | 0.38 | 0 | 0 | 0 | 0 | 0.403 | 0 |  | --> | C20 ex POLLERTON | POLLERTON: T42 | CARLOW |  | 52.7985 | -6.8942
MV/LV Substation TI***160X | 20 kV | 400V(3ph) & 230V(single ph) | LV | 200 kVA :Pole Substation | 0.2 | --> | 0.2 | 0 | 1 |  | --> | 0.19 | 0 | 0 | 0 | 0.052 | 0.175 | 0 |  | --> | E13 ex SHILLELAGH | SHILLELAGH: T421∥T422 | CARLOW |  | 52.7993 | -6.4661
MV/LV Substation TI***162X | 20 kV | 400V(3ph) & 230V(single ph) | LV | 100 kVA :Pole Substation | 0.1 | --> | 0.1 | 0.053 | 1 |  | --> | 0.095 | 0 | 0 | 0 | 0 | 0.106 | 0 |  | --> | E13 ex SHILLELAGH | SHILLELAGH: T421∥T422 | CARLOW |  | 52.8036 | -6.4721
MV/LV Substation TI***165Y | 20 kV | 400V(3ph) & 230V(single ph) | LV | 50 kVA :Pole Substation | 0.05 | --> | 0.05 | 0 | 0 | Constrained,otherwise capacity available =35kVA. | --> | 0.047 | 0 | 0 | 0 | 0.008 | 0.043 | 0 |  | --> | E20 ex BALTINGLASS | BALTINGLASS: T421∥T422 | STRATFORD |  | 52.9849 | -6.8075
MV/LV Substation TI***168Y | 10 kV | 400V(3ph) & 230V(single ph) | LV | 50 kVA :Pole Substation | 0.05 | --> | 0.05 | 0.05 | 0.7 |  | --> | 0.047 | 0 | 0 | 0 | 0 | 0.049 | 0 |  | --> | C12 ex KILMAGIG | KILMAGIG: T42 | ARKLOW |  | 52.8606 | -6.2157
MV/LV Substation TI***168Y | 20 kV | 400V(3ph) & 230V(single ph) | LV | 200 kVA :Kiosk Substation | 0.2 | --> | 0.2 | 0 | 0 | Constrained,otherwise capacity available =176kVA. | --> | 0.19 | 0 | 0 | 0 | 0.011 | 0.191 | 0 |  | --> | E20 ex BALTINGLASS | BALTINGLASS: T421∥T422 | STRATFORD |  | 52.9904 | -6.8041
MV/LV Substation TI***173Y | 20 kV | 400V(3ph) & 230V(single ph) | LV | 50 kVA :Pole Substation | 0.05 | --> | 0.05 | 0 | 0 | Constrained,otherwise capacity available =47kVA. | --> | 0.047 | 0 | 0 | 0 | 0 | 0.049 | 0 |  | --> | E20 ex BALTINGLASS | BALTINGLASS: T421∥T422 | STRATFORD |  | 52.9982 | -6.7973
MV/LV Substation TI***182 | 10 kV | 400V(3ph) & 230V(single ph) | LV | 50 kVA :Pole Substation | 0.05 | --> | 0.05 | 0.035 | 0.7 |  | --> | 0.047 | 0 | 0 | 0 | 0 | 0.051 | 0 |  | --> | C15 ex KILMAGIG | KILMAGIG: T42 | ARKLOW |  | 52.8564 | -6.3177
MV/LV Substation TI***192Y | 20 kV | 400V(3ph) & 230V(single ph) | LV | 50 kVA :Pole Substation | 0.05 | --> | 0.05 | 0 | 0 | Constrained,otherwise capacity available =49kVA. | --> | 0.047 | 0 | 0 | 0 | 0 | 0.049 | 0 |  | --> | E20 ex BALTINGLASS | BALTINGLASS: T421∥T422 | STRATFORD |  | 53.0025 | -6.8068
MV/LV Substation TI***196Y | 10 kV | 400V(3ph) & 230V(single ph) | LV | 50 kVA :Pole Substation | 0.05 | --> | 0.05 | 0.044 | 1.2 |  | --> | 0.047 | 0 | 0 | 0 | 0 | 0.05 | 0 |  | --> | C20 ex POLLERTON | POLLERTON: T42 | CARLOW |  | 52.7986 | -6.8915
MV/LV Substation TI***197Y | 20 kV | 400V(3ph) & 230V(single ph) | LV | 50 kVA :Pole Substation | 0.05 | --> | 0.05 | 0.032 | 1.5 |  | --> | 0.047 | 0 | 0 | 0 | 0.025 | 0 | 0 | Constrained,otherwise capacity available =25kW. | --> | C17 ex FOYNES | FOYNES: T41 | RATHKEALE |  | 52.5529 | -9.2233
MV/LV Substation TI***199Y | 20 kV | 400V(3ph) & 230V(single ph) | LV | 100 kVA :Pole Substation | 0.1 | --> | 0.1 | 0 | 0 | Constrained,otherwise capacity available =72kVA. | --> | 0.095 | 0 | 0 | 0 | 0.003 | 0.1 | 0 |  | --> | E20 ex BALTINGLASS | BALTINGLASS: T421∥T422 | STRATFORD |  | 52.9858 | -6.8094
MV/LV Substation TI***200 | 20 kV | 400V(3ph) & 230V(single ph) | LV | 200 kVA :Pole Substation | 0.2 | --> | 0.2 | 0.2 | 3.6 |  | --> | 0.19 | 0 | 0 | 0 | 0 | 0.2 | 0 |  | --> | E11 ex KILLINICK | KILLINICK: T421∥T422 | WEXFORD |  | 52.1934 | -6.492
MV/LV Substation TI***201Z | 20 kV | 400V(3ph) & 230V(single ph) | LV | 400 kVA :Kiosk Substation | 0.4 | --> | 0.4 | 0 | 0 | Constrained,otherwise capacity available =365kVA. | --> | 0.38 | 0 | 0 | 0 | 0 | 0 | 0 | Constrained,otherwise capacity available =405kW. | --> | E19 ex PORTLAOISE | PORTLAOISE: T423∥T424 | PORTLAOISE |  | 53.028 | -7.2914
MV/LV Substation TI***203 | 10 kV | 400V(3ph) & 230V(single ph) | LV | 50 kVA :Pole Substation | 0.05 | --> | 0.05 | 0.045 | 9.8 |  | --> | 0.047 | 0 | 0 | 0 | 0 | 0.05 | 0 |  | --> | C14 ex KILCOOLE | KILCOOLE: T41∥T42 | FASSAROE |  | 53.0895 | -6.1585
MV/LV Substation TI***224 | 10 kV | 400V(3ph) & 230V(single ph) | LV | 400 kVA :Kiosk Substation | 0.4 | --> | 0.4 | 0.12 | 0.1 | Constrained,otherwise capacity available =322kVA. | --> | 0.38 | 0 | 0 | 0 | 0 | 0 | 0 | Constrained,otherwise capacity available =411kW. | --> | C16 ex CREGG ROAD | CREGG ROAD: T41∥T42 | BALLYDINE |  | 52.3494 | -7.3933
MV/LV Substation TI***229 | 20 kV | 400V(3ph) & 230V(single ph) | LV | 50 kVA :Pole Substation | 0.05 | --> | 0.05 | 0.042 | 11.9 |  | --> | 0.047 | 0 | 0 | 0 | 0 | 0 | 0 | Constrained,otherwise capacity available =50kW. | --> | E15 ex WESTPORT | WESTPORT: T421∥T422 | CASTLEBAR |  | 53.8028 | -9.4741
MV/LV Substation TI***239X | 20 kV | 400V(3ph) & 230V(single ph) | LV | 100 kVA :Pole Substation | 0.1 | --> | 0.1 | 0.073 | 1.2 |  | --> | 0.095 | 0 | 0 | 0 | 0 | 0 | 0 | Constrained,otherwise capacity available =103kW. | --> | E14 ex BUNCRANA | BUNCRANA: T421∥T422 | TRILLICK |  | 55.1475 | -7.4611
MV/LV Substation TI***242X | 20 kV | 400V(3ph) & 230V(single ph) | LV | 400 kVA :Kiosk Substation | 0.4 | --> | 0.4 | 0.33 | 4.7 |  | --> | 0.38 | 0 | 0 | 0 | 0.007 | 0.403 | 0 |  | --> | E17 ex EDGEWORTHSTOWN | EDGEWORTHSTOWN: T421∥T422 | RICHMOND |  | 53.6998 | -7.6157
MV/LV Substation TI***245X | 20 kV | 400V(3ph) & 230V(single ph) | LV | 50 kVA :Pole Substation | 0.05 | --> | 0.05 | 0.05 | 1 |  | --> | 0.047 | 0 | 0 | 0 | 0 | 0 | 0 | Constrained,otherwise capacity available =49kW. | --> | E12 ex CARNDONAGH | CARNDONAGH: T421∥T422 | TRILLICK |  | 55.2597 | -7.2782
MV/LV Substation TI***259 | 10 kV | 400V(3ph) & 230V(single ph) | LV | 200 kVA :Pole Substation | 0.2 | --> | 0.2 | 0.12 | 0.1 | Constrained,otherwise capacity available =167kVA. | --> | 0.19 | 0 | 0 | 0 | 0 | 0 | 0 | Constrained,otherwise capacity available =204kW. | --> | C23 ex CREGG ROAD | CREGG ROAD: T41∥T42 | BALLYDINE |  | 52.3579 | -7.3913
MV/LV Substation TI***262X | 10 kV | 400V(3ph) & 230V(single ph) | LV | 630 kVA :Building Structure | 0.63 | --> | 0.63 | 0 | 0 | Constrained,otherwise capacity available =500kVA. | --> | 0.598 | 0 | 0 | 0 | 0 | 0.5 | 0 |  | --> | C17 ex CAMDEN ROW | CAMDEN ROW: T41 | FRANCIS STREET |  | 53.3417 | -6.2754
MV/LV Substation TI***266X | 10 kV | 400V(3ph) & 230V(single ph) | LV | 400 kVA :Building Structure | 0.4 | --> | 0.4 | 0.105 | 4.5 |  | --> | 0.38 | 0 | 0 | 0 | 0 | 0.434 | 0 |  | --> | C23 ex KILMORE | KILMORE: T101 | FINGLAS |  | 53.403 | -6.2227
MV/LV Substation TI***268Z | 20 kV | 400V(3ph) & 230V(single ph) | LV | 33 kVA :Pole Substation | 0.033 | --> | 0.033 | 0.033 | 1 |  | --> | 0.031 | 0 | 0 | 0 | 0 | 0.032 | 0 |  | --> | E13 ex SHILLELAGH | SHILLELAGH: T421∥T422 | CARLOW |  | 52.7913 | -6.4578
MV/LV Substation TI***274Z | 10 kV | 400V(3ph) & 230V(single ph) | LV | 630 kVA :Building Structure | 0.63 | --> | 0.63 | 0.5 | 3.4 |  | --> | 0.598 | 0 | 0 | 0 | 0 | 0.5 | 0 |  | --> | C12 ex MAYFIELD | MAYFIELD: T42 | KILBARRY |  | 51.9034 | -8.4278
MV/LV Substation TI***287Z | 10 kV | 400V(3ph) & 230V(single ph) | LV | 630 kVA :Kiosk Substation | 0.63 | --> | 0.63 | 0.485 | 11.2 |  | --> | 0.598 | 0 | 0 | 0 | 0 | 0.5 | 0 |  | --> | C23 ex ARTANE | ARTANE: T101 | FINGLAS |  | 53.3848 | -6.211
MV/LV Substation TI***288Z | 10 kV | 400V(3ph) & 230V(single ph) | LV | 630 kVA :Building Structure | 0.63 | --> | 0.63 | 0.5 | 11.2 |  | --> | 0.598 | 0 | 0 | 0 | 0 | 0.5 | 0 |  | --> | C23 ex ARTANE | ARTANE: T101 | FINGLAS |  | 53.3836 | -6.2123
MV/LV Substation TI***296 | 20 kV | 400V(3ph) & 230V(single ph) | LV | 100 kVA :Pole Substation | 0.1 | --> | 0.1 | 0.095 | 3.3 |  | --> | 0.095 | 0 | 0 | 0 | 0.007 | 0.093 | 0 |  | --> | E14 ex BIRDHILL | BIRDHILL: T422 | ARDNACRUSHA |  | 52.8293 | -8.2668
MV/LV Substation TI***297Z | 10 kV | 400V(3ph) & 230V(single ph) | LV | 400 kVA :Building Structure | 0.4 | --> | 0.4 | 0.273 | 0.3 | Constrained,otherwise capacity available =304kVA. | --> | 0.38 | 0 | 0 | 0 | 0 | 0.414 | 0 |  | --> | C14 ex DRUMBEAR | DRUMBEAR: T41∥T42 | LISDRUM |  | 54.2474 | -6.9651
MV/LV Substation TI***309Y | 10 kV | 400V(3ph) & 230V(single ph) | LV | 100 kVA :Pole Substation | 0.1 | --> | 0.1 | 0.015 | 3.5 |  | --> | 0.095 | 0 | 0 | 0 | 0.117 | 0 | 0 |  | --> | C12 ex TELAYDON | TELAYDON: T42 | LISDRUM |  | 54.2789 | -6.9703
MV/LV Substation TI***311 | 10 kV | 400V(3ph) & 230V(single ph) | LV | 630 kVA :Kiosk Substation | 0.63 | --> | 0.63 | 0 | 0 | Constrained,otherwise capacity available =448kVA. | --> | 0.598 | 0 | 0 | 0 | 0.024 | 0.5 | 0 |  | --> | C18 ex HEADFORD ROAD | HEADFORD ROAD: T42 | GALWAY 110KV |  | 53.2896 | -9.0468
MV/LV Substation TI***324 | 10 kV | 400V(3ph) & 230V(single ph) | LV | 100 kVA :Pole Substation | 0.1 | --> | 0.1 | 0 | 0 | Constrained,otherwise capacity available =81kVA. | --> | 0.095 | 0 | 0 | 0 | 0 | 0 | 0 | Constrained,otherwise capacity available =102kW. | --> | C11 ex HOLYCROSS ROAD | HOLYCROSS ROAD: T41∥T42 | THURLES |  | 52.6582 | -7.8311
MV/LV Substation TI***328 | 10 kV | 400V(3ph) & 230V(single ph) | LV | 400 kVA :Kiosk Substation | 0.4 | --> | 0.4 | 0 | 0 | Constrained,otherwise capacity available =305kVA. | --> | 0.38 | 0 | 0 | 0 | 0.025 | 0.388 | 0 |  | --> | C18 ex HEADFORD ROAD | HEADFORD ROAD: T42 | GALWAY 110KV |  | 53.2917 | -9.0454
MV/LV Substation TI***329 | 10 kV | 400V(3ph) & 230V(single ph) | LV | 400 kVA :Kiosk Substation | 0.4 | --> | 0.4 | 0 | 0 | Constrained,otherwise capacity available =297kVA. | --> | 0.38 | 0 | 0 | 0 | 0.007 | 0.408 | 0 |  | --> | C18 ex HEADFORD ROAD | HEADFORD ROAD: T42 | GALWAY 110KV |  | 53.2907 | -9.0436
MV/LV Substation TI***334Y | 10 kV | 400V(3ph) & 230V(single ph) | LV | 200 kVA :Kiosk Substation | 0.2 | --> | 0.2 | 0.148 | 1.5 |  | --> | 0.19 | 0 | 0 | 0 | 0.001 | 0.206 | 0 |  | --> | C11 ex DERRYCRAMPH | DERRYCRAMPH: T41∥T42 | SHANKILL |  | 53.9781 | -7.351
MV/LV Substation TI***340X | 10 kV | 400V(3ph) & 230V(single ph) | LV | 630 kVA :Kiosk Substation | 0.63 | --> | 0.63 | 0 | 0 | Constrained,otherwise capacity available =500kVA. | --> | 0.598 | 0 | 0 | 0 | 0 | 0.5 | 0 |  | --> | C19 ex PARKMORE | PARKMORE: T41∥T42 | GALWAY 110KV |  | 53.2915 | -8.9921
MV/LV Substation TI***340Z | 10 kV | 400V(3ph) & 230V(single ph) | LV | 200 kVA :Pole Substation | 0.2 | --> | 0.2 | 0.2 | 3.5 |  | --> | 0.19 | 0 | 0 | 0 | 0 | 0.2 | 0 |  | --> | C12 ex TELAYDON | TELAYDON: T42 | LISDRUM |  | 54.2795 | -6.9696
MV/LV Substation TI***344 | 20 kV | 400V(3ph) & 230V(single ph) | LV | 50 kVA :Pole Substation | 0.05 | --> | 0.05 | 0.02 | 26.7 |  | --> | 0.047 | 0 | 0 | 0 | 0 | 0.054 | 0 |  | --> | E21 ex WEXFORD | WEXFORD: T121∥T122 | WEXFORD |  | 52.4161 | -6.5239
MV/LV Substation TI***347X | 10 kV | 400V(3ph) & 230V(single ph) | LV | 400 kVA :Kiosk Substation | 0.4 | --> | 0.4 | 0 | 0 | Constrained,otherwise capacity available =377kVA. | --> | 0.38 | 0 | 0 | 0 | 0 | 0.403 | 0 |  | --> | C15 ex CULLION | CULLION: T41∥T42 | LETTERKENNY |  | 54.9504 | -7.6969
MV/LV Substation TI***353 | 20 kV | 400V(3ph) & 230V(single ph) | LV | 50 kVA :Pole Substation | 0.05 | --> | 0.05 | 0.036 | 1.6 |  | --> | 0.047 | 0 | 0 | 0 | 0 | 0.051 | 0 |  | --> | E17 ex MILLTOWN (SR) | MILLTOWN (SR): T421 | OUGHTRAGH |  | 52.1204 | -9.7522
MV/LV Substation TI***362 | 20 kV | 400V(3ph) & 230V(single ph) | LV | 100 kVA :Pole Substation | 0.1 | --> | 0.1 | 0.1 | 4.5 |  | --> | 0.095 | 0 | 0 | 0 | 0 | 0.1 | 0 |  | --> | E19 ex TELAYDON | TELAYDON: T421 | LISDRUM |  | 54.2797 | -6.9143
MV/LV Substation TI***365 | 10 kV | 400V(3ph) & 230V(single ph) | LV | 400 kVA :Kiosk Substation | 0.4 | --> | 0.4 | 0.248 | 2.1 |  | --> | 0.38 | 0 | 0 | 0 | 0.019 | 0.403 | 0 |  | --> | C20 ex SALLYNOGGIN ROAD | SALLYNOGGIN ROAD: T42 | CHERRYWOOD |  | 53.2903 | -6.1406
MV/LV Substation TI***366Z | 10 kV | 400V(3ph) & 230V(single ph) | LV | 200 kVA :Kiosk Substation | 0.2 | --> | 0.2 | 0.178 | 3.4 |  | --> | 0.19 | 0 | 0 | 0 | 0.011 | 0.191 | 0 |  | --> | C12 ex MAYFIELD | MAYFIELD: T42 | KILBARRY |  | 51.9054 | -8.4298
MV/LV Substation TI***372 | 10 kV | 400V(3ph) & 230V(single ph) | LV | 200 kVA :Pole Substation | 0.2 | --> | 0.2 | 0.157 | 3.4 |  | --> | 0.19 | 0 | 0 | 0 | 0.003 | 0 | 0 | Constrained,otherwise capacity available =203kW. | --> | C16 ex BALLYSHANNON | BALLYSHANNON: T41∥T42 | CATHALEENS FALL |  | 54.5086 | -8.195
MV/LV Substation TI***381X | 10 kV | 400V(3ph) & 230V(single ph) | LV | 100 kVA :Pole Substation | 0.1 | --> | 0.1 | 0.068 | 1.5 |  | --> | 0.095 | 0 | 0 | 0 | 0.003 | 0.101 | 0 |  | --> | C11 ex DERRYCRAMPH | DERRYCRAMPH: T41∥T42 | SHANKILL |  | 53.9766 | -7.3498
MV/LV Substation TI***381Y | 10 kV | 400V(3ph) & 230V(single ph) | LV | 50 kVA :Pole Substation | 0.05 | --> | 0.05 | 0.046 | 11.5 |  | --> | 0.047 | 0 | 0 | 0 | 0.003 | 0.046 | 0 |  | --> | C14 ex BALLYBEG | BALLYBEG: T102 | CARRICKMINES |  | 52.9985 | -6.0874
MV/LV Substation TI***385X | 10 kV | 400V(3ph) & 230V(single ph) | LV | 50 kVA :Pole Substation | 0.05 | --> | 0.05 | 0 | 0 | Constrained,otherwise capacity available =42kVA. | --> | 0.047 | 0 | 0 | 0 | 0.003 | 0.047 | 0 |  | --> | C16 ex CLONES | CLONES: T41∥T42 | SHANKILL |  | 54.1951 | -7.2273
MV/LV Substation TI***4015 | 10 kV | 400V(3ph) & 230V(single ph) | LV | 50 kVA :Pole Substation | 0.05 | --> | 0.05 | 0 | 0 | Constrained,otherwise capacity available =50kVA. | --> | 0.047 | 0 | 0 | 0 | 0 | 0 | 0 | Constrained,otherwise capacity available =49kW. | --> | C13 ex DONEGAL | DONEGAL: T41∥T42 | CATHALEENS FALL |  | 54.6619 | -8.0788
MV/LV Substation TI***4018 | 20 kV | 400V(3ph) & 230V(single ph) | LV | 50 kVA :Pole Substation | 0.05 | --> | 0.05 | 0 | 0 | Constrained,otherwise capacity available =50kVA. | --> | 0.047 | 0 | 0 | 0 | 0 | 0.049 | 0 |  | --> | E14 ex EMYVALE | EMYVALE: T422 | LISDRUM |  | 54.339 | -6.9904
MV/LV Substation TI***402 | 10 kV | 400V(3ph) & 230V(single ph) | LV | 100 kVA :Pole Substation | 0.1 | --> | 0.1 | 0 | 0 | Constrained,otherwise capacity available =81kVA. | --> | 0.095 | 0 | 0 | 0 | 0 | 0 | 0 | Constrained,otherwise capacity available =102kW. | --> | C20 ex ROSCREA | ROSCREA: T42 | IKERRIN |  | 52.9574 | -7.8398
MV/LV Substation TI***4023 | 20 kV | 400V(3ph) & 230V(single ph) | LV | 100 kVA :Pole Substation | 0.1 | --> | 0.1 | 0.08 | 1 |  | --> | 0.095 | 0 | 0 | 0 | 0.006 | 0.096 | 0 |  | --> | E13 ex SHILLELAGH | SHILLELAGH: T421∥T422 | CARLOW |  | 52.7969 | -6.4569
MV/LV Substation TI***4033 | 20 kV | 400V(3ph) & 230V(single ph) | LV | 50 kVA :Pole Substation | 0.05 | --> | 0.05 | 0.05 | 4.5 |  | --> | 0.047 | 0 | 0 | 0 | 0 | 0.049 | 0 |  | --> | E19 ex TELAYDON | TELAYDON: T421 | LISDRUM |  | 54.2796 | -6.9165
MV/LV Substation TI***4073 | 10 kV | 400V(3ph) & 230V(single ph) | LV | 400 kVA :Kiosk Substation | 0.4 | --> | 0.4 | 0.4 | 4.1 |  | --> | 0.38 | 0 | 0 | 0 | 0 | 0.4 | 0 |  | --> | C18 ex LOUGHLINSTOWN | LOUGHLINSTOWN: T42 | CARRICKMINES |  | 53.2359 | -6.1644
MV/LV Substation TI***4096 | 10 kV | 400V(3ph) & 230V(single ph) | LV | 100 kVA :Pole Substation | 0.1 | --> | 0.1 | 0.06 | 3.5 |  | --> | 0.095 | 0 | 0 | 0 | 0.021 | 0.084 | 0 |  | --> | C12 ex TELAYDON | TELAYDON: T42 | LISDRUM |  | 54.2768 | -6.9653
MV/LV Substation TI***4112 | 10 kV | 400V(3ph) & 230V(single ph) | LV | 50 kVA :Pole Substation | 0.05 | --> | 0.05 | 0 | 0 | Constrained,otherwise capacity available =33kVA. | --> | 0.047 | 0 | 0 | 0 | 0.007 | 0 | 0 | Constrained,otherwise capacity available =44kW. | --> | C20 ex MOUNTMELLICK | MOUNTMELLICK: T41∥T42 | PORTLAOISE |  | 53.1236 | -7.2565
MV/LV Substation TI***4113 | 10 kV | 400V(3ph) & 230V(single ph) | LV | 50 kVA :Pole Substation | 0.05 | --> | 0.05 | 0.05 | 0.1 |  | --> | 0.047 | 0 | 0 | 0 | 0 | 0.049 | 0 |  | --> | C11 ex SCARIFF | SCARIFF: T42 | ENNIS |  | 52.8666 | -8.4538
MV/LV Substation TI***4124 | 10 kV | 400V(3ph) & 230V(single ph) | LV | 1000 kVA :Building Structure | 1 | --> | 1 | 0.5 | 0.8 |  | --> | 0.95 | 0 | 0 | 0 | 0 | 0.5 | 0 |  | --> | C13 ex GARVILLE AVENUE | GARVILLE AVENUE: T42 | MILLTOWN (DR) |  | 53.3203 | -6.2798
MV/LV Substation TI***4132 | 10 kV | 400V(3ph) & 230V(single ph) | LV | 50 kVA :Pole Substation | 0.05 | --> | 0.05 | 0 | 0 | Constrained,otherwise capacity available =50kVA. | --> | 0.047 | 0 | 0 | 0 | 0 | 0 | 0 | Constrained,otherwise capacity available =49kW. | --> | E11 ex LUMCLOON | LUMCLOON: T421∥T422 | DALLOW |  | 53.1896 | -7.9328
MV/LV Substation TI***4134 | 10 kV | 400V(3ph) & 230V(single ph) | LV | 50 kVA :Pole Substation | 0.05 | --> | 0.05 | 0.05 | 3.4 |  | --> | 0.047 | 0 | 0 | 0 | 0 | 0.049 | 0 |  | --> | C12 ex MAYFIELD | MAYFIELD: T42 | KILBARRY |  | 51.9063 | -8.4296
MV/LV Substation TI***4144 | 10 kV | 400V(3ph) & 230V(single ph) | LV | 1000 kVA :Building Structure | 1 | --> | 1 | 0.5 | 2.8 |  | --> | 0.95 | 0 | 0 | 0 | 0 | 0.5 | 0 |  | --> | C12 ex BALLYBODEN | BALLYBODEN: T42 | COOKSTOWN |  | 53.2801 | -6.3122
MV/LV Substation TI***419 | 10 kV | 400V(3ph) & 230V(single ph) | LV | 50 kVA :Pole Substation | 0.05 | --> | 0.05 | 0 | 0 | Constrained,otherwise capacity available =34kVA. | --> | 0.047 | 0 | 0 | 0 | 0.003 | 0.048 | 0 |  | --> | C15 ex BLAKE | BLAKE: T41∥T42 | BLAKE |  | 53.3285 | -6.8436
MV/LV Substation TI***425Y | 10 kV | 400V(3ph) & 230V(single ph) | LV | 400 kVA :Building Structure | 0.4 | --> | 0.4 | 0.4 | 1 |  | --> | 0.38 | 0 | 0 | 0 | 0 | 0 | 0 | Constrained,otherwise capacity available =400kW. | --> | C12 ex LOUGHTAGALLA | LOUGHTAGALLA: T41∥T42 | THURLES |  | 52.6592 | -7.7953
MV/LV Substation TI***4308 | 20 kV | 400V(3ph) & 230V(single ph) | LV | 50 kVA :Pole Substation | 0.05 | --> | 0.05 | 0.05 | 3.6 |  | --> | 0.047 | 0 | 0 | 0 | 0 | 0.049 | 0 |  | --> | E11 ex KILLINICK | KILLINICK: T421∥T422 | WEXFORD |  | 52.195 | -6.4958
MV/LV Substation TI***4310 | 10 kV | 400V(3ph) & 230V(single ph) | LV | 50 kVA :Pole Substation | 0.05 | --> | 0.05 | 0 | 0 | Constrained,otherwise capacity available =50kVA. | --> | 0.047 | 0 | 0 | 0 | 0 | 0.049 | 0 |  | --> | C15 ex BLAKE | BLAKE: T41∥T42 | BLAKE |  | 53.3383 | -6.8409
MV/LV Substation TI***4316 | 20 kV | 400V(3ph) & 230V(single ph) | LV | 630 kVA :Kiosk Substation | 0.63 | --> | 0.63 | 0.387 | 5.6 |  | --> | 0.598 | 0 | 0 | 0 | 0.032 | 0.5 | 0 |  | --> | E13 ex BLESSINGTON | BLESSINGTON: T421 | KILTEEL |  | 53.1365 | -6.6149
MV/LV Substation TI***4339 | 10 kV | 400V(3ph) & 230V(single ph) | LV | 50 kVA :Pole Substation | 0.05 | --> | 0.05 | 0 | 0 | Constrained,otherwise capacity available =50kVA. | --> | 0.047 | 0 | 0 | 0 | 0 | 0.049 | 0 |  | --> | C30 ex KINSALE | KINSALE: T41∥T42 | BANDON |  | 51.715 | -8.5801
MV/LV Substation TI***437 | 20 kV | 400V(3ph) & 230V(single ph) | LV | 50 kVA :Pole Substation | 0.05 | --> | 0.05 | 0 | 0 | Constrained,otherwise capacity available =29kVA. | --> | 0.047 | 0 | 0 | 0 | 0.016 | 0 | 0 | Constrained,otherwise capacity available =35kW. | --> | E11 ex FERNS | FERNS: T421 | CRANE |  | 52.6166 | -6.5159
MV/LV Substation TI***4421 | 20 kV | 400V(3ph) & 230V(single ph) | LV | 100 kVA :Pole Substation | 0.1 | --> | 0.1 | 0 | 0 | Constrained,otherwise capacity available =100kVA. | --> | 0.095 | 0 | 0 | 0 | 0 | 0 | 0 | Constrained,otherwise capacity available =100kW. | --> | E12 ex PORTLAOISE | PORTLAOISE: T423∥T424 | PORTLAOISE |  | 52.9701 | -7.2116
MV/LV Substation TI***448 | 10 kV | 400V(3ph) & 230V(single ph) | LV | 50 kVA :Pole Substation | 0.05 | --> | 0.05 | 0 | 0 | Constrained,otherwise capacity available =49kVA. | --> | 0.047 | 0 | 0 | 0 | 0 | 0.049 | 0 |  | --> | C11 ex JOHNSTOWN | JOHNSTOWN: T41 | KILTEEL |  | 53.2123 | -6.6247
MV/LV Substation TI***4519 | 20 kV | 400V(3ph) & 230V(single ph) | LV | 50 kVA :Pole Substation | 0.05 | --> | 0.05 | 0.05 | 26.7 |  | --> | 0.047 | 0 | 0 | 0 | 0 | 0.049 | 0 |  | --> | E12 ex WEXFORD | WEXFORD: T121∥T122 | WEXFORD |  | 52.402 | -6.5785
MV/LV Substation TI***456Z | 10 kV | 400V(3ph) & 230V(single ph) | LV | 200 kVA :Kiosk Substation | 0.2 | --> | 0.2 | 0 | 0 | Constrained,otherwise capacity available =152kVA. | --> | 0.19 | 0 | 0 | 0 | 0 | 0.207 | 0 |  | --> | C41 ex CASTLEVIEW | CASTLEVIEW: T101 | CASTLEVIEW |  | 51.9026 | -8.4275
MV/LV Substation TI***468Y | 10 kV | 400V(3ph) & 230V(single ph) | LV | 100 kVA :Pole Substation | 0.1 | --> | 0.1 | 0 | 0 | Constrained,otherwise capacity available =79kVA. | --> | 0.095 | 0 | 0 | 0 | 0 | 0.103 | 0 |  | --> | C17 ex LOUGHREA | LOUGHREA: T41∥T42 | SOMERSET |  | 53.2043 | -8.5835
MV/LV Substation TI***483X | 20 kV | 400V(3ph) & 230V(single ph) | LV | 100 kVA :Pole Substation | 0.1 | --> | 0.1 | 0.091 | 1.6 |  | --> | 0.095 | 0 | 0 | 0 | 0 | 0.1 | 0 |  | --> | E17 ex MILLTOWN (SR) | MILLTOWN (SR): T421 | OUGHTRAGH |  | 52.1212 | -9.7517
MV/LV Substation TI***489X | 10 kV | 400V(3ph) & 230V(single ph) | LV | 50 kVA :Pole Substation | 0.05 | --> | 0.05 | 0.031 | 0.7 |  | --> | 0.047 | 0 | 0 | 0 | 0.004 | 0.047 | 0 |  | --> | C15 ex KILMARTIN | KILMARTIN: T41 | ARKLOW |  | 53.0665 | -6.0975
MV/LV Substation TI***490 | 10 kV | 400V(3ph) & 230V(single ph) | LV | 100 kVA :Pole Substation | 0.1 | --> | 0.1 | 0.079 | 1.2 |  | --> | 0.095 | 0 | 0 | 0 | 0.008 | 0.094 | 0 |  | --> | C20 ex POLLERTON | POLLERTON: T42 | CARLOW |  | 52.7986 | -6.8993
MV/LV Substation TI***490 | 20 kV | 400V(3ph) & 230V(single ph) | LV | 50 kVA :Pole Substation | 0.05 | --> | 0.05 | 0.032 | 2.2 |  | --> | 0.047 | 0 | 0 | 0 | 0 | 0 | 0 | Constrained,otherwise capacity available =51kW. | --> | E17 ex BALLYMACARRY | BALLYMACARRY: T421 | TRILLICK |  | 55.0653 | -7.4226
MV/LV Substation TI***498 | 10 kV | 400V(3ph) & 230V(single ph) | LV | 400 kVA :Kiosk Substation | 0.4 | --> | 0.4 | 0.306 | 5.8 |  | --> | 0.38 | 0 | 0 | 0 | 0 | 0.414 | 0 |  | --> | C22 ex CLOON | CLOON: T42 | CLOON |  | 53.5094 | -8.8518
MV/LV Substation TI***498Y | 10 kV | 400V(3ph) & 230V(single ph) | LV | 50 kVA :Pole Substation | 0.05 | --> | 0.05 | 0.039 | 7.6 |  | --> | 0.047 | 0 | 0 | 0 | 0.003 | 0.047 | 0 |  | --> | C14 ex DRYBRIDGE | DRYBRIDGE: T42 | DRYBRIDGE |  | 53.7916 | -6.424
MV/LV Substation TI***499 | 10 kV | 400V(3ph) & 230V(single ph) | LV | 400 kVA :Kiosk Substation | 0.4 | --> | 0.4 | 0.356 | 5.8 |  | --> | 0.38 | 0 | 0 | 0 | 0.007 | 0.398 | 0 |  | --> | C22 ex CLOON | CLOON: T42 | CLOON |  | 53.5081 | -8.8524
MV/LV Substation TI***499Y | 10 kV | 400V(3ph) & 230V(single ph) | LV | 50 kVA :Pole Substation | 0.05 | --> | 0.05 | 0.025 | 7.6 |  | --> | 0.047 | 0 | 0 | 0 | 0.007 | 0.045 | 0 |  | --> | C14 ex DRYBRIDGE | DRYBRIDGE: T42 | DRYBRIDGE |  | 53.7915 | -6.4217
MV/LV Substation TI***502X | 10 kV | 400V(3ph) & 230V(single ph) | LV | 100 kVA :Pole Substation | 0.1 | --> | 0.1 | 0.093 | 1.5 |  | --> | 0.095 | 0 | 0 | 0 | 0 | 0.1 | 0 |  | --> | C11 ex DERRYCRAMPH | DERRYCRAMPH: T41∥T42 | SHANKILL |  | 53.949 | -7.1912
MV/LV Substation TI***502X | 20 kV | 400V(3ph) & 230V(single ph) | LV | 200 kVA :Pole Substation | 0.2 | --> | 0.2 | 0.126 | 1 |  | --> | 0.19 | 0 | 0 | 0 | 0.025 | 0.184 | 0 |  | --> | E13 ex SHILLELAGH | SHILLELAGH: T421∥T422 | CARLOW |  | 52.7961 | -6.4554
MV/LV Substation TI***503Y | 10 kV | 400V(3ph) & 230V(single ph) | LV | 100 kVA :Pole Substation | 0.1 | --> | 0.1 | 0.077 | 7.6 |  | --> | 0.095 | 0 | 0 | 0 | 0 | 0.103 | 0 |  | --> | C14 ex DRYBRIDGE | DRYBRIDGE: T42 | DRYBRIDGE |  | 53.7985 | -6.425
MV/LV Substation TI***508X | 20 kV | 400V(3ph) & 230V(single ph) | LV | 50 kVA :Pole Substation | 0.05 | --> | 0.05 | 0.05 | 1 |  | --> | 0.047 | 0 | 0 | 0 | 0 | 0.049 | 0 |  | --> | E13 ex SHILLELAGH | SHILLELAGH: T421∥T422 | CARLOW |  | 52.7904 | -6.4524
MV/LV Substation TI***516 | 10 kV | 400V(3ph) & 230V(single ph) | LV | 50 kVA :Pole Substation | 0.05 | --> | 0.05 | 0 | 0 | Constrained,otherwise capacity available =39kVA. | --> | 0.047 | 0 | 0 | 0 | 0 | 0.051 | 0 |  | --> | C11 ex JOHNSTOWN | JOHNSTOWN: T41 | KILTEEL |  | 53.2056 | -6.6209
MV/LV Substation TI***524X | 10 kV | 400V(3ph) & 230V(single ph) | LV | 200 kVA :Pole Substation | 0.2 | --> | 0.2 | 0.112 | 0.4 |  | --> | 0.19 | 0 | 0 | 0 | 0.018 | 0 | 0 | Constrained,otherwise capacity available =194kW. | --> | C15 ex GARRYSPILLANE | GARRYSPILLANE: T41 | TIPPERARY |  | 52.4024 | -8.2966
MV/LV Substation TI***526X | 20 kV | 400V(3ph) & 230V(single ph) | LV | 100 kVA :Pole Substation | 0.1 | --> | 0.1 | 0.082 | 26.7 |  | --> | 0.095 | 0 | 0 | 0 | 0.002 | 0.1 | 0 |  | --> | E21 ex WEXFORD | WEXFORD: T121∥T122 | WEXFORD |  | 52.418 | -6.5299
MV/LV Substation TI***535X | 10 kV | 400V(3ph) & 230V(single ph) | LV | 400 kVA :Building Structure | 0.4 | --> | 0.4 | 0.364 | 1.6 |  | --> | 0.38 | 0 | 0 | 0 | 0 | 0.405 | 0 |  | --> | C14 ex BALLYMOUNT | BALLYMOUNT: T42 | INCHICORE 220KV |  | 53.3185 | -6.3598
MV/LV Substation TI***537X | 20 kV | 400V(3ph) & 230V(single ph) | LV | 50 kVA :Pole Substation | 0.05 | --> | 0.05 | 0.048 | 3.6 |  | --> | 0.047 | 0 | 0 | 0 | 0 | 0.049 | 0 |  | --> | E11 ex KILLINICK | KILLINICK: T421∥T422 | WEXFORD |  | 52.1977 | -6.4971
MV/LV Substation TI***544Y | 20 kV | 400V(3ph) & 230V(single ph) | LV | 50 kVA :Pole Substation | 0.05 | --> | 0.05 | 0 | 0 | Constrained,otherwise capacity available =50kVA. | --> | 0.047 | 0 | 0 | 0 | 0 | 0.049 | 0 |  | --> | E14 ex EDENDERRY | EDENDERRY: T421∥T422 | BLAKE |  | 53.3211 | -6.9562
MV/LV Substation TI***548Y | 10 kV | 400V(3ph) & 230V(single ph) | LV | 100 kVA :Pole Substation | 0.1 | --> | 0.1 | 0.058 | 1.6 |  | --> | 0.095 | 0 | 0 | 0 | 0 | 0.106 | 0 |  | --> | C20 ex CELBRIDGE | CELBRIDGE: T42 | GRIFFINRATH |  | 53.2956 | -6.5677
MV/LV Substation TI***556Z | 10 kV | 400V(3ph) & 230V(single ph) | LV | 400 kVA :Kiosk Substation | 0.4 | --> | 0.4 | 0.307 | 4.9 |  | --> | 0.38 | 0 | 0 | 0 | 0 | 0.414 | 0 |  | --> | C21 ex BALLINCOLLIG | BALLINCOLLIG: T41 | KILBARRY |  | 51.8877 | -8.5882
MV/LV Substation TI***559 | 10 kV | 400V(3ph) & 230V(single ph) | LV | 50 kVA :Pole Substation | 0.05 | --> | 0.05 | 0.05 | 0.1 |  | --> | 0.047 | 0 | 0 | 0 | 0 | 0.049 | 0 |  | --> | C11 ex SCARIFF | SCARIFF: T42 | ENNIS |  | 52.866 | -8.4501
MV/LV Substation TI***560Y | 10 kV | 400V(3ph) & 230V(single ph) | LV | 100 kVA :Pole Substation | 0.1 | --> | 0.1 | 0.097 | 1.5 |  | --> | 0.095 | 0 | 0 | 0 | 0 | 0.1 | 0 |  | --> | E17 ex BEALISTOWN | BEALISTOWN: T421∥T422 | GREAT ISLAND |  | 52.2355 | -6.8393
MV/LV Substation TI***566 | 10 kV | 400V(3ph) & 230V(single ph) | LV | 50 kVA :Pole Substation | 0.05 | --> | 0.05 | 0.018 | 0.7 |  | --> | 0.047 | 0 | 0 | 0 | 0 | 0.054 | 0 |  | --> | C20 ex KILMARTIN | KILMARTIN: T41 | ARKLOW |  | 53.0238 | -6.1628
MV/LV Substation TI***566X | 10 kV | 400V(3ph) & 230V(single ph) | LV | 630 kVA :Kiosk Substation | 0.63 | --> | 0.63 | 0 | 0 | Constrained,otherwise capacity available =448kVA. | --> | 0.598 | 0 | 0 | 0 | 0 | 0.5 | 0 |  | --> | C15 ex ORANMORE | ORANMORE: T41 | GALWAY 110KV |  | 53.2686 | -8.9291
MV/LV Substation TI***576X | 20 kV | 400V(3ph) & 230V(single ph) | LV | 100 kVA :Pole Substation | 0.1 | --> | 0.1 | 0.079 | 2.1 |  | --> | 0.095 | 0 | 0 | 0 | 0.624 | 0 | 0 |  | --> | E11 ex NEWPORT | NEWPORT: T421 | CARROWBEG |  | 53.8808 | -9.4559
MV/LV Substation TI***582 | 10 kV | 400V(3ph) & 230V(single ph) | LV | 50 kVA :Pole Substation | 0.05 | --> | 0.05 | 0.05 | 0.7 |  | --> | 0.047 | 0 | 0 | 0 | 0 | 0.049 | 0 |  | --> | C15 ex KILMARTIN | KILMARTIN: T41 | ARKLOW |  | 53.0697 | -6.0926
MV/LV Substation TI***586Z | 20 kV | 400V(3ph) & 230V(single ph) | LV | 400 kVA :Kiosk Substation | 0.4 | --> | 0.4 | 0 | 0 | Constrained,otherwise capacity available =294kVA. | --> | 0.38 | 0 | 0 | 0 | 0.008 | 0.408 | 0 |  | --> | E14 ex BALLINDERRY | BALLINDERRY: T422 | MULLINGAR |  | 53.4578 | -7.1103
MV/LV Substation TI***593 | 10 kV | 400V(3ph) & 230V(single ph) | LV | 50 kVA :Pole Substation | 0.05 | --> | 0.05 | 0.015 | 1 |  | --> | 0.047 | 0 | 0 | 0 | 0 | 0 | 0 | Constrained,otherwise capacity available =54kW. | --> | C16 ex KILCLOHER | KILCLOHER: T42 | DUNGARVAN |  | 52.1589 | -7.8358
MV/LV Substation TI***601Y | 20 kV | 400V(3ph) & 230V(single ph) | LV | 200 kVA :Pole Substation | 0.2 | --> | 0.2 | 0 | 0 | Constrained,otherwise capacity available =137kVA. | --> | 0.19 | 0 | 0 | 0 | 0 | 0.209 | 0 |  | --> | E16 ex GLENAMADDY | GLENAMADDY: T422 | ATHLONE |  | 53.5843 | -8.6473
MV/LV Substation TI***605Y | 10 kV | 400V(3ph) & 230V(single ph) | LV | 630 kVA :Kiosk Substation | 0.63 | --> | 0.63 | 0 | 0 | Constrained,otherwise capacity available =407kVA. | --> | 0.598 | 0 | 0 | 0 | 0.024 | 0.5 | 0 |  | --> | C22 ex MIDLETON | MIDLETON: T102 | MIDLETON |  | 51.9301 | -8.1877
MV/LV Substation TI***612 | 20 kV | 400V(3ph) & 230V(single ph) | LV | 50 kVA :Pole Substation | 0.05 | --> | 0.05 | 0.05 | 1.6 |  | --> | 0.047 | 0 | 0 | 0 | 0 | 0.049 | 0 |  | --> | E16 ex MILLTOWN (SR) | MILLTOWN (SR): T422 | OUGHTRAGH |  | 52.1201 | -9.7615
MV/LV Substation TI***616 | 20 kV | 400V(3ph) & 230V(single ph) | LV | 50 kVA :Pole Substation | 0.05 | --> | 0.05 | 0.05 | 2.2 |  | --> | 0.047 | 0 | 0 | 0 | 0 | 0.049 | 0 |  | --> | C12 ex ROSSGEIR | ROSSGEIR: T41∥T42 | LETTERKENNY |  | 54.7947 | -7.613
MV/LV Substation TI***616Y | 10 kV | 400V(3ph) & 230V(single ph) | LV | 200 kVA :Kiosk Substation | 0.2 | --> | 0.2 | 0.172 | 4.4 |  | --> | 0.19 | 0 | 0 | 0 | 0.004 | 0 | 0 | Constrained,otherwise capacity available =199kW. | --> | E11 ex SLANE | SLANE: T421 | DRYBRIDGE |  | 53.7783 | -6.4774
MV/LV Substation TI***619 | 10 kV | 400V(3ph) & 230V(single ph) | LV | 50 kVA :Pole Substation | 0.05 | --> | 0.05 | 0.045 | 9.8 |  | --> | 0.047 | 0 | 0 | 0 | 0 | 0.05 | 0 |  | --> | C14 ex KILCOOLE | KILCOOLE: T41∥T42 | FASSAROE |  | 53.0927 | -6.1639
MV/LV Substation TI***633X | 20 kV | 400V(3ph) & 230V(single ph) | LV | 50 kVA :Pole Substation | 0.05 | --> | 0.05 | 0 | 0 | Constrained,otherwise capacity available =40kVA. | --> | 0.047 | 0 | 0 | 0 | 0 | 0.051 | 0 |  | --> | C12 ex SPIDDAL | SPIDDAL: T42 | SCREEB |  | 53.2452 | -9.3524
MV/LV Substation TI***639 | 10 kV | 400V(3ph) & 230V(single ph) | LV | 50 kVA :Pole Substation | 0.05 | --> | 0.05 | 0 | 0 | Constrained,otherwise capacity available =49kVA. | --> | 0.047 | 0 | 0 | 0 | 0 | 0.049 | 0 |  | --> | C21 ex PORTARLINGTON | PORTARLINGTON: T43 | BLAKE |  | 53.1416 | -7.1594
MV/LV Substation TI***649X | 20 kV | 400V(3ph) & 230V(single ph) | LV | 50 kVA :Pole Substation | 0.05 | --> | 0.05 | 0 | 0 | Constrained,otherwise capacity available =50kVA. | --> | 0.047 | 0 | 0 | 0 | 0 | 0 | 0 | Constrained,otherwise capacity available =49kW. | --> | C11 ex MOUNTMELLICK | MOUNTMELLICK: T41∥T42 | PORTLAOISE |  | 53.1404 | -7.4731
MV/LV Substation TI***658 | 10 kV | 400V(3ph) & 230V(single ph) | LV | 50 kVA :Pole Substation | 0.05 | --> | 0.05 | 0.047 | 0.2 |  | --> | 0.047 | 0 | 0 | 0 | 0 | 0 | 0 | Constrained,otherwise capacity available =49kW. | --> | C15 ex DUNGLOE | DUNGLOE: T42 | ARDNAGAPPARY |  | 54.8525 | -8.3141
MV/LV Substation TI***661X | 20 kV | 400V(3ph) & 230V(single ph) | LV | 50 kVA :Pole Substation | 0.05 | --> | 0.05 | 0.023 | 0.9 |  | --> | 0.047 | 0 | 0 | 0 | 0.003 | 0.05 | 0 |  | --> | C11 ex RIVERSTOWN | RIVERSTOWN: T41∥T42 | KILBARRY |  | 52.0138 | -8.3424
MV/LV Substation TI***662X | 10 kV | 400V(3ph) & 230V(single ph) | LV | 400 kVA :Kiosk Substation | 0.4 | --> | 0.4 | 0.323 | 3.4 |  | --> | 0.38 | 0 | 0 | 0 | 0.031 | 0.379 | 0 |  | --> | C17 ex STICKILLEN | STICKILLEN: T41∥T42 | DRYBRIDGE |  | 53.8557 | -6.5358
MV/LV Substation TI***692Y | 10 kV | 400V(3ph) & 230V(single ph) | LV | 630 kVA :Kiosk Substation | 0.63 | --> | 0.63 | 0.12 | 0.1 | Constrained,otherwise capacity available =500kVA. | --> | 0.598 | 0 | 0 | 0 | 0 | 0 | 0 | Constrained,otherwise capacity available =500kW. | --> | C16 ex CREGG ROAD | CREGG ROAD: T41∥T42 | BALLYDINE |  | 52.3524 | -7.3915
MV/LV Substation TI***701 | 20 kV | 400V(3ph) & 230V(single ph) | LV | 400 kVA :Building Structure | 0.4 | --> | 0.4 | 0.299 | 1.2 |  | --> | 0.38 | 0 | 0 | 0 | 0 | 0.415 | 0 |  | --> | C16 ex SCREEB | SCREEB: T41 | SCREEB |  | 53.2747 | -9.6618
MV/LV Substation TI***705X | 20 kV | 400V(3ph) & 230V(single ph) | LV | 200 kVA :Pole Substation | 0.2 | --> | 0.2 | 0.09 | 1.5 |  | --> | 0.19 | 0 | 0 | 0 | 0 | 0.216 | 0 |  | --> | E11 ex ARDFINNAN | ARDFINNAN: T421 | CAHIR |  | 52.2586 | -7.8919
MV/LV Substation TI***706 | 20 kV | 400V(3ph) & 230V(single ph) | LV | 50 kVA :Pole Substation | 0.05 | --> | 0.05 | 0 | 0 | Constrained,otherwise capacity available =14kVA. | --> | 0.047 | 0 | 0 | 0 | 0 | 0.054 | 0 |  | --> | E16 ex GLENAMADDY | GLENAMADDY: T422 | ATHLONE |  | 53.581 | -8.6535
MV/LV Substation TI***708 | 10 kV | 400V(3ph) & 230V(single ph) | LV | 50 kVA :Pole Substation | 0.05 | --> | 0.05 | 0.032 | 7.6 |  | --> | 0.047 | 0 | 0 | 0 | 0 | 0.051 | 0 |  | --> | C14 ex DRYBRIDGE | DRYBRIDGE: T42 | DRYBRIDGE |  | 53.7718 | -6.4291
MV/LV Substation TI***708 | 20 kV | 400V(3ph) & 230V(single ph) | LV | 100 kVA :Pole Substation | 0.1 | --> | 0.1 | 0.099 | 1.2 |  | --> | 0.095 | 0 | 0 | 0 | 0 | 0.1 | 0 |  | --> | C16 ex SCREEB | SCREEB: T41 | SCREEB |  | 53.2666 | -9.6656
MV/LV Substation TI***717 | 20 kV | 400V(3ph) & 230V(single ph) | LV | 200 kVA :Kiosk Substation | 0.2 | --> | 0.2 | 0.157 | 1 |  | --> | 0.19 | 0 | 0 | 0 | 0 | 0 | 0 | Constrained,otherwise capacity available =206kW. | --> | E12 ex CARNDONAGH | CARNDONAGH: T421∥T422 | TRILLICK |  | 55.2577 | -7.2759
MV/LV Substation TI***725 | 10 kV | 400V(3ph) & 230V(single ph) | LV | 50 kVA :Pole Substation | 0.05 | --> | 0.05 | 0 | 0 | Constrained,otherwise capacity available =44kVA. | --> | 0.047 | 0 | 0 | 0 | 0 | 0.05 | 0 |  | --> | C12 ex WOODFORD | WOODFORD: T41∥T42 | KNOCKEARAGH |  | 52.0735 | -9.4459
MV/LV Substation TI***734X | 20 kV | 400V(3ph) & 230V(single ph) | LV | 50 kVA :Pole Substation | 0.05 | --> | 0.05 | 0 | 0 | Constrained,otherwise capacity available =14kVA. | --> | 0.047 | 0 | 0 | 0 | 0 | 0 | 0 | Constrained,otherwise capacity available =54kW. | --> | E12 ex PORTLAOISE | PORTLAOISE: T423∥T424 | PORTLAOISE |  | 52.962 | -7.2012
MV/LV Substation TI***746 | 20 kV | 400V(3ph) & 230V(single ph) | LV | 50 kVA :Pole Substation | 0.05 | --> | 0.05 | 0.035 | 2.2 |  | --> | 0.047 | 0 | 0 | 0 | 0 | 0 | 0 | Constrained,otherwise capacity available =51kW. | --> | E17 ex BALLYMACARRY | BALLYMACARRY: T421 | TRILLICK |  | 55.0652 | -7.4261
MV/LV Substation TI***777 | 10 kV | 400V(3ph) & 230V(single ph) | LV | 50 kVA :Pole Substation | 0.05 | --> | 0.05 | 0 | 0 | Constrained,otherwise capacity available =42kVA. | --> | 0.047 | 0 | 0 | 0 | 0.003 | 0 | 0 | Constrained,otherwise capacity available =47kW. | --> | C20 ex ROSCREA | ROSCREA: T42 | IKERRIN |  | 52.9551 | -7.8338
MV/LV Substation TI***780X | 10 kV | 400V(3ph) & 230V(single ph) | LV | 50 kVA :Pole Substation | 0.05 | --> | 0.05 | 0.049 | 1.2 |  | --> | 0.047 | 0 | 0 | 0 | 0.003 | 0.046 | 0 |  | --> | C20 ex POLLERTON | POLLERTON: T42 | CARLOW |  | 52.8011 | -6.8969
MV/LV Substation TI***781X | 10 kV | 400V(3ph) & 230V(single ph) | LV | 200 kVA :Kiosk Substation | 0.2 | --> | 0.2 | 0.157 | 8.5 |  | --> | 0.19 | 0 | 0 | 0 | 0.01 | 0.195 | 0 |  | --> | C13 ex ARDGEEHA | ARDGEEHA: T41∥T42 | DOON |  | 52.361 | -7.6841
MV/LV Substation TI***786X | 20 kV | 400V(3ph) & 230V(single ph) | LV | 200 kVA :Pole Substation | 0.2 | --> | 0.2 | 0 | 0 | Constrained,otherwise capacity available =173kVA. | --> | 0.19 | 0 | 0 | 0 | 0 | 0.203 | 0 |  | --> | C11 ex TIMOLEAGUE | TIMOLEAGUE: T41 | BANDON |  | 51.642 | -8.7672
MV/LV Substation TI***788Y | 10 kV | 400V(3ph) & 230V(single ph) | LV | 100 kVA :Pole Substation | 0.1 | --> | 0.1 | 0.099 | 1.5 |  | --> | 0.095 | 0 | 0 | 0 | 0 | 0.1 | 0 |  | --> | E17 ex BEALISTOWN | BEALISTOWN: T421∥T422 | GREAT ISLAND |  | 52.2478 | -6.8381
MV/LV Substation TI***789Y | 20 kV | 400V(3ph) & 230V(single ph) | LV | 100 kVA :Pole Substation | 0.1 | --> | 0.1 | 0 | 0 | Constrained,otherwise capacity available =94kVA. | --> | 0.095 | 0 | 0 | 0 | 0 | 0 | 0 | Constrained,otherwise capacity available =100kW. | --> | E12 ex PORTLAOISE | PORTLAOISE: T423∥T424 | PORTLAOISE |  | 52.9634 | -7.1989
MV/LV Substation TI***794 | 20 kV | 400V(3ph) & 230V(single ph) | LV | 200 kVA :Pole Substation | 0.2 | --> | 0.2 | 0 | 0 | Constrained,otherwise capacity available =144kVA. | --> | 0.19 | 0 | 0 | 0 | 0 | 0 | 0 | Constrained,otherwise capacity available =208kW. | --> | E12 ex FERNS | FERNS: T421 | CRANE |  | 52.5746 | -6.5451
MV/LV Substation TI***797 | 10 kV | 400V(3ph) & 230V(single ph) | LV | 100 kVA :Pole Substation | 0.1 | --> | 0.1 | 0.082 | 1.2 |  | --> | 0.095 | 0 | 0 | 0 | 0.007 | 0.095 | 0 |  | --> | C20 ex POLLERTON | POLLERTON: T42 | CARLOW |  | 52.8007 | -6.901
MV/LV Substation TI***797 | 20 kV | 400V(3ph) & 230V(single ph) | LV | 50 kVA :Pole Substation | 0.05 | --> | 0.05 | 0 | 0 | Constrained,otherwise capacity available =29kVA. | --> | 0.047 | 0 | 0 | 0 | 0 | 0 | 0 | Constrained,otherwise capacity available =52kW. | --> | E12 ex FERNS | FERNS: T421 | CRANE |  | 52.5587 | -6.5567
MV/LV Substation TI***815Y | 20 kV | 400V(3ph) & 230V(single ph) | LV | 50 kVA :Pole Substation | 0.05 | --> | 0.05 | 0.048 | 4.5 |  | --> | 0.047 | 0 | 0 | 0 | 0 | 0.049 | 0 |  | --> | E19 ex TELAYDON | TELAYDON: T421 | LISDRUM |  | 54.2798 | -6.918
MV/LV Substation TI***832Y | 10 kV | 400V(3ph) & 230V(single ph) | LV | 50 kVA :Pole Substation | 0.05 | --> | 0.05 | 0 | 0 | Constrained,otherwise capacity available =48kVA. | --> | 0.047 | 0 | 0 | 0 | 0.003 | 0.046 | 0 |  | --> | C11 ex JOHNSTOWN | JOHNSTOWN: T41 | KILTEEL |  | 53.2164 | -6.6384
MV/LV Substation TI***834Z | 10 kV | 400V(3ph) & 230V(single ph) | LV | 50 kVA :Pole Substation | 0.05 | --> | 0.05 | 0.05 | 2.3 |  | --> | 0.047 | 0 | 0 | 0 | 0 | 0.049 | 0 |  | --> | E18 ex BLESSINGTON | BLESSINGTON: T422 | KILTEEL |  | 53.2151 | -6.4712
MV/LV Substation TI***842 | 10 kV | 400V(3ph) & 230V(single ph) | LV | 50 kVA :Pole Substation | 0.05 | --> | 0.05 | 0 | 0 | Constrained,otherwise capacity available =33kVA. | --> | 0.047 | 0 | 0 | 0 | 0 | 0.051 | 0 |  | --> | C13 ex SANDYFORD | SANDYFORD: T41 | CARRICKMINES |  | 53.26 | -6.2939
MV/LV Substation TI***849Y | 10 kV | 400V(3ph) & 230V(single ph) | LV | 200 kVA :Pole Substation | 0.2 | --> | 0.2 | 0.172 | 2.3 |  | --> | 0.19 | 0 | 0 | 0 | 0 | 0.203 | 0 |  | --> | E18 ex BLESSINGTON | BLESSINGTON: T422 | KILTEEL |  | 53.2096 | -6.4902
MV/LV Substation TI***863 | 20 kV | 400V(3ph) & 230V(single ph) | LV | 50 kVA :Pole Substation | 0.05 | --> | 0.05 | 0 | 0 | Constrained,otherwise capacity available =43kVA. | --> | 0.047 | 0 | 0 | 0 | 0 | 0.05 | 0 |  | --> | E21 ex ATHENRY | ATHENRY: T423 | GALWAY 110KV |  | 53.3484 | -8.7087
MV/LV Substation TI***867X | 20 kV | 400V(3ph) & 230V(single ph) | LV | 50 kVA :Pole Substation | 0.05 | --> | 0.05 | 0 | 0 | Constrained,otherwise capacity available =48kVA. | --> | 0.047 | 0 | 0 | 0 | 0 | 0.049 | 0 |  | --> | E12 ex KILCULLEN | KILCULLEN: T424 | STRATFORD |  | 53.0791 | -6.8293
MV/LV Substation TI***880 | 20 kV | 400V(3ph) & 230V(single ph) | LV | 200 kVA :Pole Substation | 0.2 | --> | 0.2 | 0.182 | 1.4 |  | --> | 0.19 | 0 | 0 | 0 | 0 | 0.202 | 0 |  | --> | E18 ex GARRANACANTY | GARRANACANTY: T422 | TIPPERARY |  | 52.5004 | -8.2089
MV/LV Substation TI***882 | 20 kV | 400V(3ph) & 230V(single ph) | LV | 200 kVA :Pole Substation | 0.2 | --> | 0.2 | 0 | 0 | Constrained,otherwise capacity available =3kVA. | --> | 0.19 | 0 | 0 | 0 | 0.006 | 0.222 | 0 |  | --> | C11 ex TIMOLEAGUE | TIMOLEAGUE: T41 | BANDON |  | 51.6442 | -8.7668
MV/LV Substation TI***888X | 20 kV | 400V(3ph) & 230V(single ph) | LV | 200 kVA :Pole Substation | 0.2 | --> | 0.2 | 0.187 | 5.6 |  | --> | 0.19 | 0 | 0 | 0 | 0 | 0.201 | 0 |  | --> | E18 ex CRANE | CRANE: T122 | CRANE |  | 52.5161 | -6.2895
MV/LV Substation TI***892X | 10 kV | 400V(3ph) & 230V(single ph) | LV | 100 kVA :Pole Substation | 0.1 | --> | 0.1 | 0 | 0 | Constrained,otherwise capacity available =86kVA. | --> | 0.095 | 0 | 0 | 0 | 0 | 0.101 | 0 |  | --> | C11 ex GARDEN CITY | GARDEN CITY: T41∥T42 | ARKLOW |  | 52.7129 | -6.2667
MV/LV Substation TI***905 | 10 kV | 400V(3ph) & 230V(single ph) | LV | 50 kVA :Pole Substation | 0.05 | --> | 0.05 | 0.044 | 4.8 |  | --> | 0.047 | 0 | 0 | 0 | 0.004 | 0.046 | 0 |  | --> | C23 ex ATHY | ATHY: T101 | ATHY |  | 52.9016 | -6.9931
MV/LV Substation TI***905 | 20 kV | 400V(3ph) & 230V(single ph) | LV | 100 kVA :Pole Substation | 0.1 | --> | 0.1 | 0 | 0 | Constrained,otherwise capacity available =91kVA. | --> | 0.095 | 0 | 0 | 0 | 0 | 0.1 | 0 |  | --> | E17 ex BALTINGLASS | BALTINGLASS: T421∥T422 | STRATFORD |  | 52.89 | -6.619
MV/LV Substation TI***913X | 10 kV | 400V(3ph) & 230V(single ph) | LV | 100 kVA :Pole Substation | 0.1 | --> | 0.1 | 0.1 | 2.3 |  | --> | 0.095 | 0 | 0 | 0 | 0 | 0.1 | 0 |  | --> | E18 ex BLESSINGTON | BLESSINGTON: T422 | KILTEEL |  | 53.2092 | -6.4909
MV/LV Substation TI***921 | 10 kV | 400V(3ph) & 230V(single ph) | LV | 400 kVA :Building Structure | 0.4 | --> | 0.4 | 0.4 | 2.2 |  | --> | 0.38 | 0 | 0 | 0 | 0 | 0.4 | 0 |  | --> | C20 ex KINGSCOURT | KINGSCOURT: T42 | MEATH HILL |  | 53.8411 | -6.6819
MV/LV Substation TI***932 | 10 kV | 400V(3ph) & 230V(single ph) | LV | 100 kVA :Pole Substation | 0.1 | --> | 0.1 | 0.082 | 1.2 |  | --> | 0.095 | 0 | 0 | 0 | 0 | 0.102 | 0 |  | --> | C20 ex POLLERTON | POLLERTON: T42 | CARLOW |  | 52.7952 | -6.895
MV/LV Substation TI***941 | 10 kV | 400V(3ph) & 230V(single ph) | LV | 50 kVA :Pole Substation | 0.05 | --> | 0.05 | 0.039 | 1.4 |  | --> | 0.047 | 0 | 0 | 0 | 0.003 | 0 | 0 | Constrained,otherwise capacity available =47kW. | --> | C15 ex DEERPARK | DEERPARK: T41∥T42 | BALLYDINE |  | 52.3365 | -7.3761
MV/LV Substation TI***944Y | 20 kV | 400V(3ph) & 230V(single ph) | LV | 50 kVA :Pole Substation | 0.05 | --> | 0.05 | 0 | 0 | Constrained,otherwise capacity available =50kVA. | --> | 0.047 | 0 | 0 | 0 | 0 | 0 | 0 | Constrained,otherwise capacity available =49kW. | --> | E12 ex PORTLAOISE | PORTLAOISE: T423∥T424 | PORTLAOISE |  | 52.9484 | -7.2277
MV/LV Substation TI***960 | 20 kV | 400V(3ph) & 230V(single ph) | LV | 400 kVA :Building Structure | 0.4 | --> | 0.4 | 0.4 | 4.5 |  | --> | 0.38 | 0 | 0 | 0 | 0 | 0.4 | 0 |  | --> | E20 ex CLARA | CLARA: T422 | THORNSBERRY |  | 53.3011 | -7.4814
MV/LV Substation TI***969Y | 20 kV | 400V(3ph) & 230V(single ph) | LV | 50 kVA :Pole Substation | 0.05 | --> | 0.05 | 0.049 | 4.5 |  | --> | 0.047 | 0 | 0 | 0 | 0 | 0.049 | 0 |  | --> | E19 ex TELAYDON | TELAYDON: T421 | LISDRUM |  | 54.284 | -6.9117
MV/LV Substation TI***991X | 10 kV | 400V(3ph) & 230V(single ph) | LV | 100 kVA :Pole Substation | 0.1 | --> | 0.1 | 0.041 | 8.3 |  | --> | 0.095 | 0 | 0 | 0 | 0.015 | 0.092 | 0 |  | --> | C21 ex BALLYBEG | BALLYBEG: T101 | CARRICKMINES |  | 52.9946 | -6.0761
MV/LV Substation TI***997 | 10 kV | 400V(3ph) & 230V(single ph) | LV | 50 kVA :Pole Substation | 0.05 | --> | 0.05 | 0.047 | 0.7 |  | --> | 0.047 | 0 | 0 | 0 | 0.003 | 0.046 | 0 |  | --> | C15 ex KILMARTIN | KILMARTIN: T41 | ARKLOW |  | 53.0517 | -6.0728
MV/LV Substation TK***688Z | 10 kV | 400V(3ph) & 230V(single ph) | LV | 1000 kVA :Building Structure | 1 | --> | 1 | 0.5 | 5.5 |  | --> | 0.95 | 0 | 0 | 0 | 0 | 0.5 | 0 |  | --> | C11 ex MCDONAGH | MCDONAGH: T41 | KILKENNY |  | 52.6561 | -7.244
MV/LV Substation TL***269Y | 10 kV | 400V(3ph) & 230V(single ph) | LV | 1000 kVA :Building Structure | 1 | --> | 1 | 0.398 | 4.3 |  | --> | 0.95 | 0 | 0 | 0 | 0.036 | 0.5 | 0 |  | --> | C23 ex CITYWEST | CITYWEST: T101 | INCHICORE 220KV |  | 53.2863 | -6.4316
MV/LV Substation TL***354Z | 10 kV | 400V(3ph) & 230V(single ph) | LV | 400 kVA :Building Structure | 0.4 | --> | 0.4 | 0.358 | 5.8 |  | --> | 0.38 | 0 | 0 | 0 | 0 | 0.406 | 0 |  | --> | C17 ex SANTRY | SANTRY: T41 | FINGLAS |  | 53.4052 | -6.2518
MV/LV Substation TM***4178 | 20 kV | 400V(3ph) & 230V(single ph) | LV | 630 kVA :Building Structure | 0.63 | --> | 0.63 | 0.452 | 1.5 |  | --> | 0.598 | 0 | 0 | 0 | 0 | 0.5 | 0 |  | --> | E12 ex OLDCASTLE | OLDCASTLE: T422 | MULLINGAR |  | 53.7112 | -7.1576
MV/LV Substation TM***464Y | 20 kV | 400V(3ph) & 230V(single ph) | LV | 630 kVA :Building Structure | 0.63 | --> | 0.63 | 0 | 0 | Constrained,otherwise capacity available =500kVA. | --> | 0.598 | 0 | 0 | 0 | 0 | 0.5 | 0 |  | --> | E21 ex WHITECHURCH | WHITECHURCH: T421 | KILBARRY |  | 51.9714 | -8.4355
MV/LV Substation TO***001X | 10 kV | 400V(3ph) & 230V(single ph) | LV | 50 kVA :Pole Substation | 0.05 | --> | 0.05 | 0.046 | 1.6 |  | --> | 0.047 | 0 | 0 | 0 | 0 | 0.049 | 0 |  | --> | C16 ex NEWTOWNCUNNINGHAM | NEWTOWNCUNNINGHAM: T41∥T42 | LETTERKENNY |  | 55.0072 | -7.4903
MV/LV Substation TO***003 | 10 kV | 400V(3ph) & 230V(single ph) | LV | 400 kVA :Kiosk Substation | 0.4 | --> | 0.4 | 0.318 | 4 |  | --> | 0.38 | 0 | 0 | 0 | 0.008 | 0 | 0 | Constrained,otherwise capacity available =404kW. | --> | C19 ex LISMORE | LISMORE: T41∥T42 | DUNGARVAN |  | 52.1327 | -7.9307
MV/LV Substation TO***003 | 10 kV | 400V(3ph) & 230V(single ph) | LV | 100 kVA :Pole Substation | 0.1 | --> | 0.1 | 0.067 | 9.9 |  | --> | 0.095 | 0 | 0 | 0 | 0.007 | 0.097 | 0 |  | --> | C12 ex CONVOY | CONVOY: T41∥T42 | LETTERKENNY |  | 54.8624 | -7.6695
MV/LV Substation TO***003 | 20 kV | 400V(3ph) & 230V(single ph) | LV | 400 kVA :Kiosk Substation | 0.4 | --> | 0.4 | 0.332 | 3.7 |  | --> | 0.38 | 0 | 0 | 0 | 0.003 | 0 | 0 | Constrained,otherwise capacity available =407kW. | --> | E14 ex FOXHOLE | FOXHOLE: T421∥T422 | DUNGARVAN |  | 51.9517 | -7.8486
MV/LV Substation TO***005X | 20 kV | 400V(3ph) & 230V(single ph) | LV | 100 kVA :Pole Substation | 0.1 | --> | 0.1 | 0.092 | 1.6 |  | --> | 0.095 | 0 | 0 | 0 | 0 | 0.1 | 0 |  | --> | E17 ex INCH | INCH: T421∥T422 | OUGHTRAGH |  | 52.2305 | -9.9248
MV/LV Substation TO***006Y | 10 kV | 400V(3ph) & 230V(single ph) | LV | 400 kVA :Building Structure | 0.4 | --> | 0.4 | 0.387 | 6.6 |  | --> | 0.38 | 0 | 0 | 0 | 0 | 0.401 | 0 |  | --> | C12 ex GLEBE | GLEBE: T41∥T42 | RICHMOND |  | 53.7238 | -7.8022
MV/LV Substation TO***008 | 10 kV | 400V(3ph) & 230V(single ph) | LV | 200 kVA :Pole Substation | 0.2 | --> | 0.2 | 0.177 | 1.1 |  | --> | 0.19 | 0 | 0 | 0 | 0 | 0.203 | 0 |  | --> | C20 ex CAHIRCALLA | CAHIRCALLA: T41∥T42 | ENNIS |  | 52.8311 | -9.0194
MV/LV Substation TO***009 | 10 kV | 400V(3ph) & 230V(single ph) | LV | 200 kVA :Pole Substation | 0.2 | --> | 0.2 | 0 | 0 | Constrained,otherwise capacity available =192kVA. | --> | 0.19 | 0 | 0 | 0 | 0.003 | 0.197 | 0 |  | --> | C22 ex CASTLEISLAND | CASTLEISLAND: T41∥T42 | TRALEE |  | 52.2316 | -9.4412
MV/LV Substation TO***010Y | 20 kV | 400V(3ph) & 230V(single ph) | LV | 400 kVA :Building Structure | 0.4 | --> | 0.4 | 0.299 | 1.8 |  | --> | 0.38 | 0 | 0 | 0 | 0 | 0.415 | 0 |  | --> | E21 ex CURRALEIGH | CURRALEIGH: T421∥T422 | KILBARRY |  | 51.9247 | -8.5932
MV/LV Substation TO***012 | 10 kV | 400V(3ph) & 230V(single ph) | LV | 400 kVA :Kiosk Substation | 0.4 | --> | 0.4 | 0 | 0.8 |  | --> | 0.38 | 0 | 0 | 0 | 0.008 | 0 | 0 | Constrained,otherwise capacity available =491kW. | --> | C16 ex BANTRY | BANTRY: T41∥T42 | BALLYLICKY |  | 51.6799 | -9.4562
MV/LV Substation TO***013 | 10 kV | 400V(3ph) & 230V(single ph) | LV | 630 kVA :Building Structure | 0.63 | --> | 0.63 | 0.495 | 1.5 |  | --> | 0.598 | 0 | 0 | 0 | 0.009 | 0.5 | 0 |  | --> | C17 ex TUBBERCURRY | TUBBERCURRY: T42 | TONROE |  | 54.0537 | -8.7382
MV/LV Substation TO***013Z | 20 kV | 400V(3ph) & 230V(single ph) | LV | 50 kVA :Pole Substation | 0.05 | --> | 0.05 | 0.036 | 1.8 |  | --> | 0.047 | 0 | 0 | 0 | 0.004 | 0.046 | 0 |  | --> | E18 ex CURRALEIGH | CURRALEIGH: T421∥T422 | KILBARRY |  | 51.9221 | -8.6078
MV/LV Substation TO***015 | 10 kV | 400V(3ph) & 230V(single ph) | LV | 630 kVA :Building Structure | 0.63 | --> | 0.63 | 0.319 | 1.7 |  | --> | 0.598 | 0 | 0 | 0 | 0 | 0.5 | 0 |  | --> | C18 ex GORT | GORT: T41∥T42 | ENNIS |  | 53.0627 | -8.8236
MV/LV Substation TO***015Z | 10 kV | 400V(3ph) & 230V(single ph) | LV | 200 kVA :Building Structure | 0.2 | --> | 0.2 | 0 | 0 | Constrained,otherwise capacity available =55kVA. | --> | 0.19 | 0 | 0 | 0 | 0 | 0.221 | 0 |  | --> | C13 ex GRANGE (DR) | GRANGE (DR): T41 | GRANGE (DR) |  | 53.4024 | -6.1788
MV/LV Substation TO***016X | 20 kV | 400V(3ph) & 230V(single ph) | LV | 50 kVA :Pole Substation | 0.05 | --> | 0.05 | 0 | 0 | Constrained,otherwise capacity available =50kVA. | --> | 0.047 | 0 | 0 | 0 | 0 | 0.049 | 0 |  | --> | C19 ex ENNISTYMON | ENNISTYMON: T41∥T42 | ENNIS |  | 53.0462 | -9.2437
MV/LV Substation TO***017 | 10 kV | 400V(3ph) & 230V(single ph) | LV | 630 kVA :Building Structure | 0.63 | --> | 0.63 | 0 | 0 | Constrained,otherwise capacity available =500kVA. | --> | 0.598 | 0 | 0 | 0 | 0 | 0.5 | 0 |  | --> | C18 ex KILCOLGAN | KILCOLGAN: T42 | GALWAY 110KV |  | 53.2487 | -8.8871
MV/LV Substation TO***020 | 10 kV | 400V(3ph) & 230V(single ph) | LV | 200 kVA :Building Structure | 0.2 | --> | 0.2 | 0.193 | 1.1 |  | --> | 0.19 | 0 | 0 | 0 | 0 | 0.2 | 0 |  | --> | C15 ex TRIM | TRIM: T41∥T42 | NAVAN |  | 53.5516 | -6.7949
MV/LV Substation TO***020 | 10 kV | 400V(3ph) & 230V(single ph) | LV | 50 kVA :Pole Substation | 0.05 | --> | 0.05 | 0.049 | 1 |  | --> | 0.047 | 0 | 0 | 0 | 0 | 0 | 0 | Constrained,otherwise capacity available =49kW. | --> | C11 ex LOUGHTAGALLA | LOUGHTAGALLA: T41∥T42 | THURLES |  | 52.6669 | -7.7645
MV/LV Substation TO***021Y | 10 kV | 400V(3ph) & 230V(single ph) | LV | 200 kVA :Pole Substation | 0.2 | --> | 0.2 | 0 | 0 | Constrained,otherwise capacity available =195kVA. | --> | 0.19 | 0 | 0 | 0 | 0 | 0.2 | 0 |  | --> | C11 ex ATHENRY | ATHENRY: T41∥T42 | GALWAY 110KV |  | 53.3232 | -8.8023
MV/LV Substation TO***023 | 10 kV | 400V(3ph) & 230V(single ph) | LV | 200 kVA :Pole Substation | 0.2 | --> | 0.2 | 0 | 0 | Constrained,otherwise capacity available =187kVA. | --> | 0.19 | 0 | 0 | 0 | 0 | 0.201 | 0 |  | --> | C14 ex CARRICK ON SHANNON | CARRICK ON SHANNON: T41∥T42 | CARRICK ON SHANNON |  | 53.9506 | -8.097
MV/LV Substation TO***026 | 10 kV | 400V(3ph) & 230V(single ph) | LV | 200 kVA :Pole Substation | 0.2 | --> | 0.2 | 0.158 | 4 |  | --> | 0.19 | 0 | 0 | 0 | 0.007 | 0 | 0 | Constrained,otherwise capacity available =198kW. | --> | C19 ex LISMORE | LISMORE: T41∥T42 | DUNGARVAN |  | 52.0946 | -8.0006
MV/LV Substation TO***026Z | 10 kV | 400V(3ph) & 230V(single ph) | LV | 400 kVA :Kiosk Substation | 0.4 | --> | 0.4 | 0 | 0 | Constrained,otherwise capacity available =240kVA. | --> | 0.38 | 0 | 0 | 0 | 0.014 | 0.41 | 0 |  | --> | C20 ex TOGHER | TOGHER: T42 | TRABEG |  | 51.8769 | -8.4951
MV/LV Substation TO***027 | 10 kV | 400V(3ph) & 230V(single ph) | LV | 400 kVA :Building Structure | 0.4 | --> | 0.4 | 0.288 | 4.5 |  | --> | 0.38 | 0 | 0 | 0 | 0.003 | 0.414 | 0 |  | --> | E21 ex TELAYDON | TELAYDON: T421 | LISDRUM |  | 54.2554 | -6.9663
MV/LV Substation TO***033 | 10 kV | 400V(3ph) & 230V(single ph) | LV | 100 kVA :Pole Substation | 0.1 | --> | 0.1 | 0 | 0 | Constrained,otherwise capacity available =65kVA. | --> | 0.095 | 0 | 0 | 0 | 0.007 | 0 | 0 | Constrained,otherwise capacity available =98kW. | --> | C15 ex MOUNTMELLICK | MOUNTMELLICK: T41∥T42 | PORTLAOISE |  | 53.1223 | -7.3296
MV/LV Substation TO***033Y | 10 kV | 400V(3ph) & 230V(single ph) | LV | 1000 kVA :Building Structure | 1 | --> | 1 | 0.5 | 4.2 |  | --> | 0.95 | 0 | 0 | 0 | 0 | 0.5 | 0 |  | --> | C23 ex SWORDS | SWORDS: T41 | GLASMORE |  | 53.4573 | -6.2195
MV/LV Substation TO***034Y | 10 kV | 400V(3ph) & 230V(single ph) | LV | 400 kVA :Kiosk Substation | 0.4 | --> | 0.4 | 0 | 0 | Constrained,otherwise capacity available =334kVA. | --> | 0.38 | 0 | 0 | 0 | 0.014 | 0 | 0 | Constrained,otherwise capacity available =395kW. | --> | C11 ex COLLIGAN | COLLIGAN: T41 | DUNGARVAN |  | 52.099 | -7.6015
MV/LV Substation TO***036 | 10 kV | 400V(3ph) & 230V(single ph) | LV | 200 kVA :Kiosk Substation | 0.2 | --> | 0.2 | 0.137 | 1.1 |  | --> | 0.19 | 0 | 0 | 0 | 0.003 | 0.206 | 0 |  | --> | C18 ex TRIM | TRIM: T41∥T42 | NAVAN |  | 53.5611 | -6.7874
MV/LV Substation TO***036Y | 10 kV | 400V(3ph) & 230V(single ph) | LV | 400 kVA :Kiosk Substation | 0.4 | --> | 0.4 | 0 | 0 | Constrained,otherwise capacity available =340kVA. | --> | 0.38 | 0 | 0 | 0 | 0 | 0.409 | 0 |  | --> | C18 ex NAAS | NAAS: T42 | NEWBRIDGE |  | 53.2067 | -6.7427
MV/LV Substation TO***037 | 10 kV | 400V(3ph) & 230V(single ph) | LV | 200 kVA :Kiosk Substation | 0.2 | --> | 0.2 | 0 | 0 | Constrained,otherwise capacity available =153kVA. | --> | 0.19 | 0 | 0 | 0 | 0 | 0 | 0 | Constrained,otherwise capacity available =207kW. | --> | C12 ex ROSCREA | ROSCREA: T42 | IKERRIN |  | 52.9531 | -7.7944
MV/LV Substation TO***040 | 10 kV | 400V(3ph) & 230V(single ph) | LV | 630 kVA :Kiosk Substation | 0.63 | --> | 0.63 | 0.235 | 4.2 |  | --> | 0.598 | 0 | 0 | 0 | 0 | 0 | 0 | Constrained,otherwise capacity available =500kW. | --> | C13 ex BUNDORAN | BUNDORAN: T41∥T42 | CATHALEENS FALL |  | 54.4779 | -8.2805
MV/LV Substation TO***041 | 10 kV | 400V(3ph) & 230V(single ph) | LV | 200 kVA :Kiosk Substation | 0.2 | --> | 0.2 | 0.166 | 2.5 |  | --> | 0.19 | 0 | 0 | 0 | 0 | 0.204 | 0 |  | --> | C20 ex ATHY | ATHY: T102 | ATHY |  | 52.9955 | -6.9905
MV/LV Substation TO***043 | 10 kV | 400V(3ph) & 230V(single ph) | LV | 50 kVA :Pole Substation | 0.05 | --> | 0.05 | 0.03 | 3.4 |  | --> | 0.047 | 0 | 0 | 0 | 0 | 0 | 0 | Constrained,otherwise capacity available =52kW. | --> | C17 ex BALLYSHANNON | BALLYSHANNON: T41∥T42 | CATHALEENS FALL |  | 54.502 | -8.1742
MV/LV Substation TO***043Y | 10 kV | 400V(3ph) & 230V(single ph) | LV | 200 kVA :Kiosk Substation | 0.2 | --> | 0.2 | 0.151 | 5.1 |  | --> | 0.19 | 0 | 0 | 0 | 0.005 | 0.201 | 0 |  | --> | C12 ex LLOYD | LLOYD: T41∥T42 | NAVAN |  | 53.7272 | -6.8881
MV/LV Substation TO***044X | 10 kV | 400V(3ph) & 230V(single ph) | LV | 1000 kVA :Building Structure | 1 | --> | 1 | 0 | 0 | Constrained,otherwise capacity available =500kVA. | --> | 0.95 | 0 | 0 | 0 | 0 | 0.5 | 0 |  | --> | C13 ex ROCHES STREET | ROCHES STREET: T41 | LIMERICK |  | 52.6631 | -8.6264
MV/LV Substation TO***061 | 10 kV | 400V(3ph) & 230V(single ph) | LV | 400 kVA :Kiosk Substation | 0.4 | --> | 0.4 | 0.305 | 4.8 |  | --> | 0.38 | 0 | 0 | 0 | 0.016 | 0.398 | 0 |  | --> | C21 ex ATHY | ATHY: T101 | ATHY |  | 52.9865 | -6.9952
MV/LV Substation TO***062Z | 20 kV | 400V(3ph) & 230V(single ph) | LV | 400 kVA :Kiosk Substation | 0.4 | --> | 0.4 | 0.297 | 1.9 |  | --> | 0.38 | 0 | 0 | 0 | 0.021 | 0.393 | 0 |  | --> | C17 ex DRYBRIDGE | DRYBRIDGE: T41 | DRYBRIDGE |  | 53.7378 | -6.4178
MV/LV Substation TO***063X | 10 kV | 400V(3ph) & 230V(single ph) | LV | 200 kVA :Pole Substation | 0.2 | --> | 0.2 | 0 | 0 | Constrained,otherwise capacity available =197kVA. | --> | 0.19 | 0 | 0 | 0 | 0 | 0.2 | 0 |  | --> | C30 ex CLAREGALWAY | CLAREGALWAY: T42 | GALWAY 110KV |  | 53.3952 | -9.0338
MV/LV Substation TO***069 | 20 kV | 400V(3ph) & 230V(single ph) | LV | 50 kVA :Pole Substation | 0.05 | --> | 0.05 | 0 | 0 | Constrained,otherwise capacity available =16kVA. | --> | 0.047 | 0 | 0 | 0 | 0 | 0.054 | 0 |  | --> | C19 ex ENNISTYMON | ENNISTYMON: T41∥T42 | ENNIS |  | 53.113 | -9.1495
MV/LV Substation TO***069Y | 10 kV | 400V(3ph) & 230V(single ph) | LV | 200 kVA :Kiosk Substation | 0.2 | --> | 0.2 | 0.146 | 2.2 |  | --> | 0.19 | 0 | 0 | 0 | 0.01 | 0.197 | 0 |  | --> | C23 ex KELLS | KELLS: T41∥T42 | NAVAN |  | 53.7168 | -6.8838
MV/LV Substation TO***072X | 10 kV | 400V(3ph) & 230V(single ph) | LV | 100 kVA :Pole Substation | 0.1 | --> | 0.1 | 0.079 | 3.7 |  | --> | 0.095 | 0 | 0 | 0 | 0 | 0 | 0 | Constrained,otherwise capacity available =103kW. | --> | E19 ex FOXHOLE | FOXHOLE: T421∥T422 | DUNGARVAN |  | 52.0932 | -8.0001
MV/LV Substation TO***073 | 10 kV | 400V(3ph) & 230V(single ph) | LV | 400 kVA :Kiosk Substation | 0.4 | --> | 0.4 | 0.33 | 2.7 |  | --> | 0.38 | 0 | 0 | 0 | 0.008 | 0.402 | 0 |  | --> | C12 ex MONFIN | MONFIN: T41∥T42 | WEXFORD |  | 52.4839 | -6.589
MV/LV Substation TO***075Y | 10 kV | 400V(3ph) & 230V(single ph) | LV | 100 kVA :Pole Substation | 0.1 | --> | 0.1 | 0 | 0 | Constrained,otherwise capacity available =79kVA. | --> | 0.095 | 0 | 0 | 0 | 0 | 0.103 | 0 |  | --> | E13 ex DALTON | DALTON: T421∥T422 | DALTON |  | 53.7206 | -8.9813
MV/LV Substation TO***080 | 20 kV | 400V(3ph) & 230V(single ph) | LV | 50 kVA :Pole Substation | 0.05 | --> | 0.05 | 0 | 0 | Constrained,otherwise capacity available =50kVA. | --> | 0.047 | 0 | 0 | 0 | 0 | 0.049 | 0 |  | --> | C19 ex ENNISTYMON | ENNISTYMON: T41∥T42 | ENNIS |  | 53.051 | -9.2477
MV/LV Substation TO***082 | 10 kV | 400V(3ph) & 230V(single ph) | LV | 50 kVA :Pole Substation | 0.05 | --> | 0.05 | 0.009 | 0.6 |  | --> | 0.047 | 0 | 0 | 0 | 0 | 0.055 | 0 |  | --> | C18 ex ATHBOY | ATHBOY: T42 | NAVAN |  | 53.6147 | -6.905
MV/LV Substation TO***083Y | 10 kV | 400V(3ph) & 230V(single ph) | LV | 630 kVA :Kiosk Substation | 0.63 | --> | 0.63 | 0.453 | 2.9 |  | --> | 0.598 | 0 | 0 | 0 | 0.014 | 0.5 | 0 |  | --> | C16 ex MALAHIDE | MALAHIDE: T42 | GLASMORE |  | 53.4356 | -6.1402
MV/LV Substation TO***084Y | 20 kV | 400V(3ph) & 230V(single ph) | LV | 100 kVA :Pole Substation | 0.1 | --> | 0.1 | 0 | 0 | Constrained,otherwise capacity available =24kVA. | --> | 0.095 | 0 | 0 | 0 | 0 | 0 | 0 | Constrained,otherwise capacity available =111kW. | --> | E18 ex BUNCLODY | BUNCLODY: T421∥T422 | CRANE |  | 52.6067 | -6.603
MV/LV Substation TO***085 | 10 kV | 400V(3ph) & 230V(single ph) | LV | 100 kVA :Pole Substation | 0.1 | --> | 0.1 | 0.09 | 4 |  | --> | 0.095 | 0 | 0 | 0 | 0 | 0 | 0 | Constrained,otherwise capacity available =101kW. | --> | C19 ex LISMORE | LISMORE: T41∥T42 | DUNGARVAN |  | 52.0927 | -8.0022
MV/LV Substation TO***088X | 20 kV | 400V(3ph) & 230V(single ph) | LV | 50 kVA :Pole Substation | 0.05 | --> | 0.05 | 0 | 0 | Constrained,otherwise capacity available =38kVA. | --> | 0.047 | 0 | 0 | 0 | 0 | 0.051 | 0 |  | --> | C12 ex BALLYHAUNIS | BALLYHAUNIS: T41∥T42 | DALTON |  | 53.8099 | -8.7681
MV/LV Substation TO***091X | 20 kV | 400V(3ph) & 230V(single ph) | LV | 200 kVA :Kiosk Substation | 0.2 | --> | 0.2 | 0.168 | 5.4 |  | --> | 0.19 | 0 | 0 | 0 | 0 | 0.204 | 0 |  | --> | E14 ex MOY | MOY: T421∥T422 | MOY |  | 54.137 | -9.1681
MV/LV Substation TO***091X | 10 kV | 400V(3ph) & 230V(single ph) | LV | 630 kVA :Building Structure | 0.63 | --> | 0.63 | 0 | 0 | Constrained,otherwise capacity available =386kVA. | --> | 0.598 | 0 | 0 | 0 | 0 | 0.5 | 0 |  | --> | C13 ex SANDYFORD | SANDYFORD: T41 | CARRICKMINES |  | 53.2673 | -6.2364
MV/LV Substation TO***096 | 10 kV | 400V(3ph) & 230V(single ph) | LV | 400 kVA :Kiosk Substation | 0.4 | --> | 0.4 | 0.263 | 4.3 |  | --> | 0.38 | 0 | 0 | 0 | 0.045 | 0.373 | 0 |  | --> | C16 ex LAWLESSTOWN | LAWLESSTOWN: T42 | DOON |  | 52.352 | -7.7288
MV/LV Substation TO***096 | 10 kV | 400V(3ph) & 230V(single ph) | LV | 50 kVA :Pole Substation | 0.05 | --> | 0.05 | 0.033 | 0.9 |  | --> | 0.047 | 0 | 0 | 0 | 0 | 0.051 | 0 |  | --> | C15 ex DRUMQUIN | DRUMQUIN: T42 | ENNIS |  | 52.7544 | -9.1356
MV/LV Substation TO***096Z | 10 kV | 400V(3ph) & 230V(single ph) | LV | 50 kVA :Pole Substation | 0.05 | --> | 0.05 | 0 | 0 | Constrained,otherwise capacity available =50kVA. | --> | 0.047 | 0 | 0 | 0 | 0 | 0.049 | 0 |  | --> | C21 ex TERMONFECKIN ROAD | TERMONFECKIN ROAD: T41∥T42 | DRYBRIDGE |  | 53.7444 | -6.3276
MV/LV Substation TO***098 | 10 kV | 400V(3ph) & 230V(single ph) | LV | 50 kVA :Pole Substation | 0.05 | --> | 0.05 | 0.049 | 5.8 |  | --> | 0.047 | 0 | 0 | 0 | 0 | 0.049 | 0 |  | --> | E12 ex DUNMANWAY | DUNMANWAY: T422 | DUNMANWAY |  | 51.6443 | -9.1597
MV/LV Substation TO***098 | 10 kV | 400V(3ph) & 230V(single ph) | LV | 400 kVA :Kiosk Substation | 0.4 | --> | 0.4 | 0 | 0 | Constrained,otherwise capacity available =308kVA. | --> | 0.38 | 0 | 0 | 0 | 0.031 | 0 | 0 | Constrained,otherwise capacity available =381kW. | --> | C16 ex TOOMEVARA | TOOMEVARA: T42 | NENAGH |  | 52.8488 | -8.037
MV/LV Substation TO***103 | 10 kV | 400V(3ph) & 230V(single ph) | LV | 400 kVA :Kiosk Substation | 0.4 | --> | 0.4 | 0.216 | 11.3 |  | --> | 0.38 | 0 | 0 | 0 | 0.01 | 0.417 | 0 |  | --> | C12 ex ENNIS | ENNIS: T102 | ENNIS |  | 52.838 | -8.9784
MV/LV Substation TO***105 | 10 kV | 400V(3ph) & 230V(single ph) | LV | 400 kVA :Kiosk Substation | 0.4 | --> | 0.4 | 0.382 | 5.5 |  | --> | 0.38 | 0 | 0 | 0 | 0.023 | 0.378 | 0 |  | --> | C16 ex LOUGHSHINNY | LOUGHSHINNY: T42 | GLASMORE |  | 53.5775 | -6.1236
MV/LV Substation TO***105X | 10 kV | 400V(3ph) & 230V(single ph) | LV | 630 kVA :Building Structure | 0.63 | --> | 0.63 | 0.234 | 0.2 | Constrained,otherwise capacity available =500kVA. | --> | 0.598 | 0 | 0 | 0 | 0 | 0 | 0 | Constrained,otherwise capacity available =500kW. | --> | C16 ex DUNGLOE | DUNGLOE: T42 | ARDNAGAPPARY |  | 54.98 | -8.4398
MV/LV Substation TO***106X | 10 kV | 400V(3ph) & 230V(single ph) | LV | 200 kVA :Kiosk Substation | 0.2 | --> | 0.2 | 0.098 | 0.5 |  | --> | 0.19 | 0 | 0 | 0 | 0 | 0.215 | 0 |  | --> | C17 ex BALLINDERRY | BALLINDERRY: T41 | MULLINGAR |  | 53.5273 | -7.3177
MV/LV Substation TO***108X | 20 kV | 400V(3ph) & 230V(single ph) | LV | 200 kVA :Kiosk Substation | 0.2 | --> | 0.2 | 0 | 0 | Constrained,otherwise capacity available =177kVA. | --> | 0.19 | 0 | 0 | 0 | 0 | 0.203 | 0 |  | --> | E47 ex CLAREGALWAY | CLAREGALWAY: T421 | GALWAY 110KV |  | 53.3616 | -8.9237
MV/LV Substation TO***112 | 10 kV | 400V(3ph) & 230V(single ph) | LV | 200 kVA :Kiosk Substation | 0.2 | --> | 0.2 | 0.059 | 5.5 |  | --> | 0.19 | 0 | 0 | 0 | 0.058 | 0.16 | 0 |  | --> | C16 ex LOUGHSHINNY | LOUGHSHINNY: T42 | GLASMORE |  | 53.5774 | -6.1157
MV/LV Substation TO***116X | 10 kV | 400V(3ph) & 230V(single ph) | LV | 630 kVA :Building Structure | 0.63 | --> | 0.63 | 0 | 0 | Constrained,otherwise capacity available =342kVA. | --> | 0.598 | 0 | 0 | 0 | 0.132 | 0.5 | 0 |  | --> | C22 ex SEMPERIT | SEMPERIT: T42 | GRANGE CASTLE |  | 53.3272 | -6.3591
MV/LV Substation TO***116X | 20 kV | 400V(3ph) & 230V(single ph) | LV | 1000 kVA :Building Structure | 1 | --> | 1 | 0.5 | 10.7 |  | --> | 0.95 | 0 | 0 | 0 | 0 | 0.5 | 0 |  | --> | E11 ex COOLROE | COOLROE: T121 | COOLROE |  | 51.888 | -8.6079
MV/LV Substation TO***119 | 20 kV | 400V(3ph) & 230V(single ph) | LV | 50 kVA :Pole Substation | 0.05 | --> | 0.05 | 0.048 | 0.8 |  | --> | 0.047 | 0 | 0 | 0 | 0 | 0.049 | 0 |  | --> | E15 ex RATHMORE | RATHMORE: T421 | KNOCKEARAGH |  | 52.1307 | -9.2928
MV/LV Substation TO***121 | 10 kV | 400V(3ph) & 230V(single ph) | LV | 100 kVA :Pole Substation | 0.1 | --> | 0.1 | 0.046 | 2.7 |  | --> | 0.095 | 0 | 0 | 0 | 0.007 | 0.1 | 0 |  | --> | C13 ex MONFIN | MONFIN: T41∥T42 | WEXFORD |  | 52.481 | -6.5873
MV/LV Substation TO***125X | 10 kV | 400V(3ph) & 230V(single ph) | LV | 200 kVA :Kiosk Substation | 0.2 | --> | 0.2 | 0.035 | 7.5 |  | --> | 0.19 | 0 | 0 | 0 | 0.018 | 0.205 | 0 |  | --> | C22 ex CARRICKMINES | CARRICKMINES: T42 | CARRICKMINES |  | 53.2579 | -6.1981
MV/LV Substation TO***126Y | 20 kV | 400V(3ph) & 230V(single ph) | LV | 50 kVA :Pole Substation | 0.05 | --> | 0.05 | 0.048 | 2.5 |  | --> | 0.047 | 0 | 0 | 0 | 0 | 0.049 | 0 |  | --> | E19 ex GARRANACANTY | GARRANACANTY: T421 | TIPPERARY |  | 52.4118 | -7.9796
MV/LV Substation TO***130 | 10 kV | 400V(3ph) & 230V(single ph) | LV | 200 kVA :Kiosk Substation | 0.2 | --> | 0.2 | 0 | 0 | Constrained,otherwise capacity available =174kVA. | --> | 0.19 | 0 | 0 | 0 | 0 | 0.203 | 0 |  | --> | C13 ex TUAM SOUTH | TUAM SOUTH: T42 | CLOON |  | 53.5141 | -8.8596
MV/LV Substation TO***134 | 20 kV | 400V(3ph) & 230V(single ph) | LV | 100 kVA :Pole Substation | 0.1 | --> | 0.1 | 0 | 0 | Constrained,otherwise capacity available =63kVA. | --> | 0.095 | 0 | 0 | 0 | 0 | 0.105 | 0 |  | --> | E19 ex EDENDERRY | EDENDERRY: T421∥T422 | BLAKE |  | 53.4527 | -7.0293
MV/LV Substation TO***143X | 20 kV | 400V(3ph) & 230V(single ph) | LV | 50 kVA :Pole Substation | 0.05 | --> | 0.05 | 0.05 | 0.4 |  | --> | 0.047 | 0 | 0 | 0 | 0 | 0.049 | 0 |  | --> | E33 ex TRIM | TRIM: T421 | NAVAN |  | 53.4753 | -6.856
MV/LV Substation TO***144Y | 20 kV | 400V(3ph) & 230V(single ph) | LV | 100 kVA :Pole Substation | 0.1 | --> | 0.1 | 0 | 0 | Constrained,otherwise capacity available =94kVA. | --> | 0.095 | 0 | 0 | 0 | 0 | 0.1 | 0 |  | --> | E21 ex FINEA | FINEA: T421∥T422 | SHANKILL |  | 53.865 | -7.3148
MV/LV Substation TO***147 | 20 kV | 400V(3ph) & 230V(single ph) | LV | 50 kVA :Pole Substation | 0.05 | --> | 0.05 | 0.019 | 5.2 |  | --> | 0.047 | 0 | 0 | 0 | 0.012 | 0.041 | 0 |  | --> | E18 ex WHITECHURCH | WHITECHURCH: T422 | KILBARRY |  | 51.9839 | -8.5148
MV/LV Substation TO***148Z | 10 kV | 400V(3ph) & 230V(single ph) | LV | 200 kVA :Kiosk Substation | 0.2 | --> | 0.2 | 0.2 | 6.1 |  | --> | 0.19 | 0 | 0 | 0 | 0 | 0.2 | 0 |  | --> | C13 ex CASHEL | CASHEL: T41 | CAHIR |  | 52.5192 | -7.8785
MV/LV Substation TO***153Y | 10 kV | 400V(3ph) & 230V(single ph) | LV | 200 kVA :Pole Substation | 0.2 | --> | 0.2 | 0.15 | 2.2 |  | --> | 0.19 | 0 | 0 | 0 | 0 | 0 | 0 | Constrained,otherwise capacity available =207kW. | --> | C15 ex GLENGOOLE | GLENGOOLE: T41 | THURLES |  | 52.7154 | -7.5877
MV/LV Substation TO***154 | 20 kV | 400V(3ph) & 230V(single ph) | LV | 100 kVA :Pole Substation | 0.1 | --> | 0.1 | 0.07 | 1 |  | --> | 0.095 | 0 | 0 | 0 | 0.011 | 0 | 0 | Constrained,otherwise capacity available =93kW. | --> | C25 ex KILCLOHER | KILCLOHER: T42 | DUNGARVAN |  | 52.2042 | -7.7157
MV/LV Substation TO***154 | 10 kV | 400V(3ph) & 230V(single ph) | LV | 400 kVA :Kiosk Substation | 0.4 | --> | 0.4 | 0.284 | 1 |  | --> | 0.38 | 0 | 0 | 0 | 0.005 | 0.412 | 0 |  | --> | C11 ex ABBEYLAND | ABBEYLAND: T41 | NAVAN |  | 53.6424 | -6.6951
MV/LV Substation TO***158Y | 20 kV | 400V(3ph) & 230V(single ph) | LV | 50 kVA :Pole Substation | 0.05 | --> | 0.05 | 0 | 0 | Constrained,otherwise capacity available =50kVA. | --> | 0.047 | 0 | 0 | 0 | 0 | 0 | 0 | Constrained,otherwise capacity available =49kW. | --> | C18 ex TOOMEVARA | TOOMEVARA: T42 | NENAGH |  | 52.8477 | -8.0464
MV/LV Substation TO***159X | 10 kV | 400V(3ph) & 230V(single ph) | LV | 1000 kVA :Building Structure | 1 | --> | 1 | 0.5 | 13.1 |  | --> | 0.95 | 0 | 0 | 0 | 0 | 0.5 | 0 |  | --> | C21 ex TANEY | TANEY: T101 | CARRICKMINES |  | 53.2878 | -6.2433
MV/LV Substation TO***160 | 10 kV | 400V(3ph) & 230V(single ph) | LV | 50 kVA :Pole Substation | 0.05 | --> | 0.05 | 0.037 | 3.4 |  | --> | 0.047 | 0 | 0 | 0 | 0 | 0.051 | 0 |  | --> | C14 ex CAUSEWAY | CAUSEWAY: T41∥T42 | TRALEE |  | 52.457 | -9.6601
MV/LV Substation TO***160X | 10 kV | 400V(3ph) & 230V(single ph) | LV | 1000 kVA :Building Structure | 1 | --> | 1 | 0.42 | 12.1 |  | --> | 0.95 | 0 | 0 | 0 | 0 | 0.5 | 0 |  | --> | C18 ex TANEY | TANEY: T102 | CARRICKMINES |  | 53.2875 | -6.243
MV/LV Substation TO***161X | 10 kV | 400V(3ph) & 230V(single ph) | LV | 1000 kVA :Building Structure | 1 | --> | 1 | 0.494 | 12.1 |  | --> | 0.95 | 0 | 0 | 0 | 0 | 0.5 | 0 |  | --> | C18 ex TANEY | TANEY: T102 | CARRICKMINES |  | 53.2864 | -6.2403
MV/LV Substation TO***162X | 10 kV | 400V(3ph) & 230V(single ph) | LV | 1000 kVA :Building Structure | 1 | --> | 1 | 0.423 | 13.1 |  | --> | 0.95 | 0 | 0 | 0 | 0 | 0.5 | 0 |  | --> | C21 ex TANEY | TANEY: T101 | CARRICKMINES |  | 53.2867 | -6.2405
MV/LV Substation TO***163 | 10 kV | 400V(3ph) & 230V(single ph) | LV | 400 kVA :Kiosk Substation | 0.4 | --> | 0.4 | 0.189 | 3.3 |  | --> | 0.38 | 0 | 0 | 0 | 0.024 | 0.406 | 0 |  | --> | C19 ex COOLOCK | COOLOCK: T41 | FINGLAS |  | 53.3903 | -6.1837
MV/LV Substation TO***164Z | 20 kV | 400V(3ph) & 230V(single ph) | LV | 50 kVA :Pole Substation | 0.05 | --> | 0.05 | 0 | 0 | Constrained,otherwise capacity available =42kVA. | --> | 0.047 | 0 | 0 | 0 | 0 | 0.05 | 0 |  | --> | C11 ex RAHEEN | RAHEEN: T41 | LIMERICK |  | 52.6029 | -8.6329
MV/LV Substation TO***165X | 10 kV | 400V(3ph) & 230V(single ph) | LV | 630 kVA :Kiosk Substation | 0.63 | --> | 0.63 | 0.5 | 5.4 |  | --> | 0.598 | 0 | 0 | 0 | 0 | 0.5 | 0 |  | --> | C14 ex ARDNAREE | ARDNAREE: T42 | MOY |  | 54.1135 | -9.1567
MV/LV Substation TO***169Y | 10 kV | 400V(3ph) & 230V(single ph) | LV | 400 kVA :Kiosk Substation | 0.4 | --> | 0.4 | 0 | 0 | Constrained,otherwise capacity available =102kVA. | --> | 0.38 | 0 | 0 | 0 | 0.008 | 0.436 | 0 |  | --> | C14 ex TOGHER | TOGHER: T42 | TRABEG |  | 51.8743 | -8.4956
MV/LV Substation TO***169Z | 10 kV | 400V(3ph) & 230V(single ph) | LV | 630 kVA :Kiosk Substation | 0.63 | --> | 0.63 | 0 | 0 | Constrained,otherwise capacity available =500kVA. | --> | 0.598 | 0 | 0 | 0 | 0 | 0 | 0 | Constrained,otherwise capacity available =500kW. | --> | C11 ex PORTLAOISE | PORTLAOISE: T41 | PORTLAOISE |  | 53.0237 | -7.3154
MV/LV Substation TO***172Z | 10 kV | 400V(3ph) & 230V(single ph) | LV | 630 kVA :Kiosk Substation | 0.63 | --> | 0.63 | 0 | 0 | Constrained,otherwise capacity available =500kVA. | --> | 0.598 | 0 | 0 | 0 | 0 | 0 | 0 | Constrained,otherwise capacity available =500kW. | --> | C11 ex PORTLAOISE | PORTLAOISE: T41 | PORTLAOISE |  | 53.0241 | -7.3133
MV/LV Substation TO***173Z | 10 kV | 400V(3ph) & 230V(single ph) | LV | 630 kVA :Kiosk Substation | 0.63 | --> | 0.63 | 0 | 0 | Constrained,otherwise capacity available =500kVA. | --> | 0.598 | 0 | 0 | 0 | 0 | 0 | 0 | Constrained,otherwise capacity available =500kW. | --> | C11 ex PORTLAOISE | PORTLAOISE: T41 | PORTLAOISE |  | 53.023 | -7.3211
MV/LV Substation TO***178 | 10 kV | 400V(3ph) & 230V(single ph) | LV | 50 kVA :Pole Substation | 0.05 | --> | 0.05 | 0.047 | 3.6 |  | --> | 0.047 | 0 | 0 | 0 | 0 | 0.049 | 0 |  | --> | C20 ex CASTLEBLAYNEY | CASTLEBLAYNEY: T42 | DUNDALK |  | 54.0822 | -6.6795
MV/LV Substation TO***180Z | 20 kV | 400V(3ph) & 230V(single ph) | LV | 100 kVA :Pole Substation | 0.1 | --> | 0.1 | 0 | 0 | Constrained,otherwise capacity available =92kVA. | --> | 0.095 | 0 | 0 | 0 | 0 | 0.1 | 0 |  | --> | E15 ex JULIANSTOWN | JULIANSTOWN: T421∥T422 | DRYBRIDGE |  | 53.6449 | -6.3121
MV/LV Substation TO***181 | 10 kV | 400V(3ph) & 230V(single ph) | LV | 400 kVA :Kiosk Substation | 0.4 | --> | 0.4 | 0.249 | 4.6 |  | --> | 0.38 | 0 | 0 | 0 | 0.031 | 0.39 | 0 |  | --> | C15 ex BALLINCLEA | BALLINCLEA: T41 | CHERRYWOOD |  | 53.2716 | -6.1022
MV/LV Substation TO***188X | 10 kV | 400V(3ph) & 230V(single ph) | LV | 200 kVA :Kiosk Substation | 0.2 | --> | 0.2 | 0 | 0 | Constrained,otherwise capacity available =177kVA. | --> | 0.19 | 0 | 0 | 0 | 0 | 0.203 | 0 |  | --> | C13 ex SANDYFORD | SANDYFORD: T41 | CARRICKMINES |  | 53.2661 | -6.2367
MV/LV Substation TO***190 | 10 kV | 400V(3ph) & 230V(single ph) | LV | 400 kVA :Kiosk Substation | 0.4 | --> | 0.4 | 0.192 | 3.1 |  | --> | 0.38 | 0 | 0 | 0 | 0.021 | 0.409 | 0 |  | --> | C17 ex MONKSTOWN | MONKSTOWN: T41 | BLACKROCK |  | 53.2987 | -6.1675
MV/LV Substation TO***192Z | 10 kV | 400V(3ph) & 230V(single ph) | LV | 50 kVA :Pole Substation | 0.05 | --> | 0.05 | 0 | 0 | Constrained,otherwise capacity available =48kVA. | --> | 0.047 | 0 | 0 | 0 | 0 | 0.049 | 0 |  | --> | C21 ex TERMONFECKIN ROAD | TERMONFECKIN ROAD: T41∥T42 | DRYBRIDGE |  | 53.7437 | -6.3141
MV/LV Substation TO***193Y | 20 kV | 400V(3ph) & 230V(single ph) | LV | 200 kVA :Pole Substation | 0.2 | --> | 0.2 | 0 | 0 | Constrained,otherwise capacity available =119kVA. | --> | 0.19 | 0 | 0 | 0 | 0 | 0.212 | 0 |  | --> | E11 ex CAVAN | CAVAN: T421 | SHANKILL |  | 54.0452 | -7.3176
MV/LV Substation TO***194Y | 10 kV | 400V(3ph) & 230V(single ph) | LV | 400 kVA :Kiosk Substation | 0.4 | --> | 0.4 | 0 | 0 | Constrained,otherwise capacity available =287kVA. | --> | 0.38 | 0 | 0 | 0 | 0 | 0.417 | 0 |  | --> | C14 ex CAVAN | CAVAN: T42 | SHANKILL |  | 53.9908 | -7.3622
MV/LV Substation TO***196Z | 10 kV | 400V(3ph) & 230V(single ph) | LV | 630 kVA :Kiosk Substation | 0.63 | --> | 0.63 | 0 | 0 | Constrained,otherwise capacity available =500kVA. | --> | 0.598 | 0 | 0 | 0 | 0 | 0 | 0 | Constrained,otherwise capacity available =500kW. | --> | C24 ex BALLYCOOLIN | BALLYCOOLIN: T42 | FINGLAS |  | 53.3929 | -6.3778
MV/LV Substation TO***202 | 10 kV | 400V(3ph) & 230V(single ph) | LV | 400 kVA :Kiosk Substation | 0.4 | --> | 0.4 | 0.25 | 1.9 |  | --> | 0.38 | 0 | 0 | 0 | 0.156 | 0.259 | 0 |  | --> | C11 ex DRYBRIDGE | DRYBRIDGE: T41 | DRYBRIDGE |  | 53.718 | -6.3753
MV/LV Substation TO***202X | 10 kV | 400V(3ph) & 230V(single ph) | LV | 50 kVA :Pole Substation | 0.05 | --> | 0.05 | 0 | 0 | Constrained,otherwise capacity available =37kVA. | --> | 0.047 | 0 | 0 | 0 | 0 | 0.051 | 0 |  | --> | C14 ex BALLYBEGGAN | BALLYBEGGAN: T43∥T44 | TRALEE |  | 52.2897 | -9.6734
MV/LV Substation TO***204X | 20 kV | 400V(3ph) & 230V(single ph) | LV | 400 kVA :Building Structure | 0.4 | --> | 0.4 | 0.364 | 3.3 |  | --> | 0.38 | 0 | 0 | 0 | 0 | 0.405 | 0 |  | --> | E18 ex BIRDHILL | BIRDHILL: T422 | ARDNACRUSHA |  | 52.7161 | -8.5017
MV/LV Substation TO***206X | 20 kV | 400V(3ph) & 230V(single ph) | LV | 100 kVA :Pole Substation | 0.1 | --> | 0.1 | 0.096 | 3.7 |  | --> | 0.095 | 0 | 0 | 0 | 0 | 0 | 0 | Constrained,otherwise capacity available =100kW. | --> | E20 ex FOXHOLE | FOXHOLE: T421∥T422 | DUNGARVAN |  | 51.9709 | -7.8667
MV/LV Substation TO***213Z | 10 kV | 400V(3ph) & 230V(single ph) | LV | 50 kVA :Pole Substation | 0.05 | --> | 0.05 | 0 | 0 | Constrained,otherwise capacity available =50kVA. | --> | 0.047 | 0 | 0 | 0 | 0 | 0.049 | 0 |  | --> | E18 ex FINEA | FINEA: T421∥T422 | SHANKILL |  | 53.7693 | -7.3377
MV/LV Substation TO***218 | 10 kV | 400V(3ph) & 230V(single ph) | LV | 400 kVA :Kiosk Substation | 0.4 | --> | 0.4 | 0.173 | 3.6 |  | --> | 0.38 | 0 | 0 | 0 | 0.035 | 0.397 | 0 |  | --> | C21 ex DEANSGRANGE | DEANSGRANGE: T41 | CARRICKMINES |  | 53.2699 | -6.1842
MV/LV Substation TO***221X | 10 kV | 400V(3ph) & 230V(single ph) | LV | 1000 kVA :Building Structure | 1 | --> | 1 | 0.5 | 13.1 |  | --> | 0.95 | 0 | 0 | 0 | 0 | 0.5 | 0 |  | --> | C21 ex TANEY | TANEY: T101 | CARRICKMINES |  | 53.2879 | -6.2434
MV/LV Substation TO***222X | 10 kV | 400V(3ph) & 230V(single ph) | LV | 1000 kVA :Building Structure | 1 | --> | 1 | 0.5 | 12.1 |  | --> | 0.95 | 0 | 0 | 0 | 0 | 0.5 | 0 |  | --> | C18 ex TANEY | TANEY: T102 | CARRICKMINES |  | 53.2875 | -6.2431
MV/LV Substation TO***223X | 10 kV | 400V(3ph) & 230V(single ph) | LV | 1000 kVA :Building Structure | 1 | --> | 1 | 0.5 | 12.1 |  | --> | 0.95 | 0 | 0 | 0 | 0 | 0.5 | 0 |  | --> | C18 ex TANEY | TANEY: T102 | CARRICKMINES |  | 53.2863 | -6.2405
MV/LV Substation TO***224 | 10 kV | 400V(3ph) & 230V(single ph) | LV | 630 kVA :Building Structure | 0.63 | --> | 0.63 | 0 | 0 | Constrained,otherwise capacity available =438kVA. | --> | 0.598 | 0 | 0 | 0 | 0 | 0.5 | 0 |  | --> | C11 ex WOODFORD | WOODFORD: T41∥T42 | KNOCKEARAGH |  | 52.0583 | -9.5063
MV/LV Substation TO***224X | 10 kV | 400V(3ph) & 230V(single ph) | LV | 1000 kVA :Building Structure | 1 | --> | 1 | 0.5 | 13.1 |  | --> | 0.95 | 0 | 0 | 0 | 0 | 0.5 | 0 |  | --> | C21 ex TANEY | TANEY: T101 | CARRICKMINES |  | 53.2867 | -6.2403
MV/LV Substation TO***226X | 10 kV | 400V(3ph) & 230V(single ph) | LV | 50 kVA :Pole Substation | 0.05 | --> | 0.05 | 0.029 | 2.7 |  | --> | 0.047 | 0 | 0 | 0 | 0 | 0.052 | 0 |  | --> | C17 ex CASTLEBLAYNEY | CASTLEBLAYNEY: T41 | DUNDALK |  | 54.1203 | -6.7561
MV/LV Substation TO***235 | 10 kV | 400V(3ph) & 230V(single ph) | LV | 200 kVA :Pole Substation | 0.2 | --> | 0.2 | 0 | 0 | Constrained,otherwise capacity available =107kVA. | --> | 0.19 | 0 | 0 | 0 | 0.019 | 0.193 | 0 |  | --> | C12 ex SAGGART | SAGGART: T41∥T42 | GRANGE CASTLE |  | 53.2782 | -6.4893
MV/LV Substation TO***236Y | 10 kV | 400V(3ph) & 230V(single ph) | LV | 400 kVA :Kiosk Substation | 0.4 | --> | 0.4 | 0 | 0 | Constrained,otherwise capacity available =316kVA. | --> | 0.38 | 0 | 0 | 0 | 0.015 | 0 | 0 | Constrained,otherwise capacity available =396kW. | --> | C11 ex COLLIGAN | COLLIGAN: T41 | DUNGARVAN |  | 52.0989 | -7.6028
MV/LV Substation TO***242X | 10 kV | 400V(3ph) & 230V(single ph) | LV | 100 kVA :Pole Substation | 0.1 | --> | 0.1 | 0 | 0 | Constrained,otherwise capacity available =90kVA. | --> | 0.095 | 0 | 0 | 0 | 0 | 0 | 0 | Constrained,otherwise capacity available =101kW. | --> | C13 ex DONEGAL | DONEGAL: T41∥T42 | CATHALEENS FALL |  | 54.697 | -8.0539
MV/LV Substation TO***243X | 10 kV | 400V(3ph) & 230V(single ph) | LV | 630 kVA :Building Structure | 0.63 | --> | 0.63 | 0.5 | 3.2 |  | --> | 0.598 | 0 | 0 | 0 | 0 | 0.5 | 0 |  | --> | C12 ex EAST WALL ROAD | EAST WALL ROAD: T42 | MCDERMOTT |  | 53.3536 | -6.2165
MV/LV Substation TO***244 | 10 kV | 400V(3ph) & 230V(single ph) | LV | 50 kVA :Pole Substation | 0.05 | --> | 0.05 | 0.037 | 1.7 |  | --> | 0.047 | 0 | 0 | 0 | 0 | 0.051 | 0 |  | --> | C11 ex RATHMORE | RATHMORE: T42 | KNOCKEARAGH |  | 52.1283 | -9.3442
MV/LV Substation TO***244X | 10 kV | 400V(3ph) & 230V(single ph) | LV | 50 kVA :Pole Substation | 0.05 | --> | 0.05 | 0.046 | 1.2 |  | --> | 0.047 | 0 | 0 | 0 | 0 | 0.049 | 0 |  | --> | C12 ex ABBEYFEALE | ABBEYFEALE: T42 | TRIEN |  | 52.3925 | -9.303
MV/LV Substation TO***247 | 20 kV | 400V(3ph) & 230V(single ph) | LV | 400 kVA :Kiosk Substation | 0.4 | --> | 0.4 | 0.258 | 1.8 |  | --> | 0.38 | 0 | 0 | 0 | 0.013 | 0.408 | 0 |  | --> | E21 ex CURRALEIGH | CURRALEIGH: T421∥T422 | KILBARRY |  | 51.9253 | -8.607
MV/LV Substation TO***250Z | 10 kV | 400V(3ph) & 230V(single ph) | LV | 200 kVA :Kiosk Substation | 0.2 | --> | 0.2 | 0 | 0 | Constrained,otherwise capacity available =163kVA. | --> | 0.19 | 0 | 0 | 0 | 0 | 0.205 | 0 |  | --> | C11 ex MERVILLE | MERVILLE: T41 | FINGLAS |  | 53.3811 | -6.3151
MV/LV Substation TO***254Z | 10 kV | 400V(3ph) & 230V(single ph) | LV | 100 kVA :Pole Substation | 0.1 | --> | 0.1 | 0.069 | 0.7 |  | --> | 0.095 | 0 | 0 | 0 | 0.007 | 0 | 0 | Constrained,otherwise capacity available =97kW. | --> | C17 ex BALLYCOOLIN | BALLYCOOLIN: T41 | FINGLAS |  | 53.4039 | -6.3158
MV/LV Substation TO***257Y | 20 kV | 400V(3ph) & 230V(single ph) | LV | 50 kVA :Pole Substation | 0.05 | --> | 0.05 | 0 | 0 | Constrained,otherwise capacity available =49kVA. | --> | 0.047 | 0 | 0 | 0 | 0 | 0.049 | 0 |  | --> | E11 ex CAVAN | CAVAN: T421 | SHANKILL |  | 54.0451 | -7.314
MV/LV Substation TO***257Z | 10 kV | 400V(3ph) & 230V(single ph) | LV | 200 kVA :Kiosk Substation | 0.2 | --> | 0.2 | 0.187 | 8.9 |  | --> | 0.19 | 0 | 0 | 0 | 0 | 0.201 | 0 |  | --> | C13 ex SINGLAND | SINGLAND: T101 | SINGLAND |  | 52.6659 | -8.6053
MV/LV Substation TO***259 | 20 kV | 400V(3ph) & 230V(single ph) | LV | 50 kVA :Pole Substation | 0.05 | --> | 0.05 | 0.049 | 7.4 |  | --> | 0.047 | 0 | 0 | 0 | 0 | 0.049 | 0 |  | --> | E19 ex BANOGE | BANOGE: T122 | BANOGE |  | 52.608 | -6.3161
MV/LV Substation TO***261X | 10 kV | 400V(3ph) & 230V(single ph) | LV | 50 kVA :Pole Substation | 0.05 | --> | 0.05 | 0.034 | 0.6 |  | --> | 0.047 | 0 | 0 | 0 | 0 | 0.051 | 0 |  | --> | C18 ex ATHBOY | ATHBOY: T42 | NAVAN |  | 53.6256 | -6.919
MV/LV Substation TO***263Z | 10 kV | 400V(3ph) & 230V(single ph) | LV | 1000 kVA :Building Structure | 1 | --> | 1 | 0.5 | 2.3 |  | --> | 0.95 | 0 | 0 | 0 | 0.039 | 0.5 | 0 |  | --> | C17 ex TRABEG | TRABEG: T102 | TRABEG |  | 51.8716 | -8.4743
MV/LV Substation TO***266Y | 20 kV | 400V(3ph) & 230V(single ph) | LV | 400 kVA :Kiosk Substation | 0.4 | --> | 0.4 | 0.327 | 1.8 |  | --> | 0.38 | 0 | 0 | 0 | 0.014 | 0.396 | 0 |  | --> | C18 ex DUNDALK | DUNDALK: T41 | DUNDALK |  | 54.0228 | -6.4281
MV/LV Substation TO***270X | 10 kV | 400V(3ph) & 230V(single ph) | LV | 50 kVA :Pole Substation | 0.05 | --> | 0.05 | 0.045 | 2 |  | --> | 0.047 | 0 | 0 | 0 | 0 | 0.05 | 0 |  | --> | C15 ex KILCAR | KILCAR: T41 | BINBANE |  | 54.6251 | -8.5994
MV/LV Substation TO***275X | 10 kV | 400V(3ph) & 230V(single ph) | LV | 630 kVA :Building Structure | 0.63 | --> | 0.63 | 0 | 0 | Constrained,otherwise capacity available =500kVA. | --> | 0.598 | 0 | 0 | 0 | 0.089 | 0.5 | 0 |  | --> | C20 ex GRANGE (DR) | GRANGE (DR): T42 | GRANGE (DR) |  | 53.3949 | -6.144
MV/LV Substation TO***279 | 10 kV | 400V(3ph) & 230V(single ph) | LV | 400 kVA :Kiosk Substation | 0.4 | --> | 0.4 | 0.276 | 2.8 |  | --> | 0.38 | 0 | 0 | 0 | 0.003 | 0.415 | 0 |  | --> | C11 ex RINEANNA | RINEANNA: T42 | DRUMLINE |  | 52.7095 | -8.876
MV/LV Substation TO***282X | 10 kV | 400V(3ph) & 230V(single ph) | LV | 200 kVA :Kiosk Substation | 0.2 | --> | 0.2 | 0.178 | 3.4 |  | --> | 0.19 | 0 | 0 | 0 | 0 | 0.203 | 0 |  | --> | C19 ex CAUSEWAY | CAUSEWAY: T41∥T42 | TRALEE |  | 52.396 | -9.8306
MV/LV Substation TO***291Y | 10 kV | 400V(3ph) & 230V(single ph) | LV | 50 kVA :Pole Substation | 0.05 | --> | 0.05 | 0.047 | 0.7 |  | --> | 0.047 | 0 | 0 | 0 | 0 | 0.049 | 0 |  | --> | C20 ex KILMARTIN | KILMARTIN: T41 | ARKLOW |  | 53.0375 | -6.2167
MV/LV Substation TO***295Y | 10 kV | 400V(3ph) & 230V(single ph) | LV | 400 kVA :Kiosk Substation | 0.4 | --> | 0.4 | 0.326 | 8.9 |  | --> | 0.38 | 0 | 0 | 0 | 0 | 0.411 | 0 |  | --> | C11 ex CARROWBEG | CARROWBEG: T41∥T42 | CARROWBEG |  | 53.7959 | -9.5264
MV/LV Substation TO***297 | 10 kV | 400V(3ph) & 230V(single ph) | LV | 200 kVA :Building Structure | 0.2 | --> | 0.2 | 0 | 3.2 |  | --> | 0.19 | 0 | 0 | 0 | 0 | 0.229 | 0 |  | --> | C12 ex EAST WALL ROAD | EAST WALL ROAD: T42 | MCDERMOTT |  | 53.3523 | -6.2199
MV/LV Substation TO***300 | 10 kV | 400V(3ph) & 230V(single ph) | LV | 400 kVA :Building Structure | 0.4 | --> | 0.4 | 0.293 | 4.5 |  | --> | 0.38 | 0 | 0 | 0 | 0.02 | 0.395 | 0 |  | --> | C22 ex COOLOCK | COOLOCK: T42 | FINGLAS |  | 53.3907 | -6.1707
MV/LV Substation TO***303Y | 10 kV | 400V(3ph) & 230V(single ph) | LV | 50 kVA :Pole Substation | 0.05 | --> | 0.05 | 0.048 | 5.9 |  | --> | 0.047 | 0 | 0 | 0 | 0 | 0.049 | 0 |  | --> | C20 ex NEWMARKET (SR) | NEWMARKET (SR): T41∥T42 | GLENLARA |  | 52.2756 | -9.0635
MV/LV Substation TO***308Y | 10 kV | 400V(3ph) & 230V(single ph) | LV | 50 kVA :Pole Substation | 0.05 | --> | 0.05 | 0.037 | 0.1 |  | --> | 0.047 | 0 | 0 | 0 | 0.003 | 0 | 0 | Constrained,otherwise capacity available =47kW. | --> | C23 ex CREGG ROAD | CREGG ROAD: T41∥T42 | BALLYDINE |  | 52.3565 | -7.333
MV/LV Substation TO***309Y | 10 kV | 400V(3ph) & 230V(single ph) | LV | 630 kVA :Kiosk Substation | 0.63 | --> | 0.63 | 0 | 0 | Constrained,otherwise capacity available =500kVA. | --> | 0.598 | 0 | 0 | 0 | 0.003 | 0.5 | 0 |  | --> | C23 ex MACETOWN | MACETOWN: T101 | MACETOWN |  | 53.4233 | -6.4767
MV/LV Substation TO***313 | 20 kV | 400V(3ph) & 230V(single ph) | LV | 50 kVA :Pole Substation | 0.05 | --> | 0.05 | 0.041 | 6 |  | --> | 0.047 | 0 | 0 | 0 | 0 | 0 | 0 | Constrained,otherwise capacity available =50kW. | --> | E21 ex ABBEYFEALE | ABBEYFEALE: T421 | TRIEN |  | 52.3651 | -9.1516
MV/LV Substation TO***315X | 10 kV | 400V(3ph) & 230V(single ph) | LV | 1000 kVA :Building Structure | 1 | --> | 1 | 0.5 | 7.6 |  | --> | 0.95 | 0 | 0 | 0 | 0 | 0.5 | 0 |  | --> | C25 ex MISERY HILL | MISERY HILL: T101 | POOLBEG |  | 53.3464 | -6.2531
MV/LV Substation TO***321Z | 20 kV | 400V(3ph) & 230V(single ph) | LV | 50 kVA :Pole Substation | 0.05 | --> | 0.05 | 0.05 | 1 |  | --> | 0.047 | 0 | 0 | 0 | 0 | 0 | 0 | Constrained,otherwise capacity available =49kW. | --> | C25 ex KILCLOHER | KILCLOHER: T42 | DUNGARVAN |  | 52.2124 | -7.7113
MV/LV Substation TO***326X | 20 kV | 400V(3ph) & 230V(single ph) | LV | 630 kVA :Building Structure | 0.63 | --> | 0.63 | 0.5 | 3.3 |  | --> | 0.598 | 0 | 0 | 0 | 0.011 | 0.5 | 0 |  | --> | E18 ex BIRDHILL | BIRDHILL: T422 | ARDNACRUSHA |  | 52.7124 | -8.5019
MV/LV Substation TO***332X | 10 kV | 400V(3ph) & 230V(single ph) | LV | 50 kVA :Pole Substation | 0.05 | --> | 0.05 | 0.049 | 3.9 |  | --> | 0.047 | 0 | 0 | 0 | 0 | 0.049 | 0 |  | --> | C13 ex DUNMANWAY | DUNMANWAY: T43 | DUNMANWAY |  | 51.7804 | -9.2092
MV/LV Substation TO***332Y | 10 kV | 400V(3ph) & 230V(single ph) | LV | 400 kVA :Kiosk Substation | 0.4 | --> | 0.4 | 0.269 | 3.4 |  | --> | 0.38 | 0 | 0 | 0 | 0.005 | 0.415 | 0 |  | --> | C20 ex GRAIGUE | GRAIGUE: T42 | CARLOW |  | 52.8357 | -6.9473
MV/LV Substation TO***333 | 20 kV | 400V(3ph) & 230V(single ph) | LV | 50 kVA :Pole Substation | 0.05 | --> | 0.05 | 0.048 | 1.5 |  | --> | 0.047 | 0 | 0 | 0 | 0 | 0.049 | 0 |  | --> | E17 ex ACHILL | ACHILL: T422 | CARROWBEG |  | 54.0067 | -9.9599
MV/LV Substation TO***337Z | 10 kV | 400V(3ph) & 230V(single ph) | LV | 200 kVA :Kiosk Substation | 0.2 | --> | 0.2 | 0.175 | 0.6 |  | --> | 0.19 | 0 | 0 | 0 | 0 | 0 | 0 | Constrained,otherwise capacity available =203kW. | --> | C31 ex CLONSHAUGH | CLONSHAUGH: T41 | FINGLAS |  | 53.4028 | -6.2213
MV/LV Substation TO***348Y | 10 kV | 400V(3ph) & 230V(single ph) | LV | 630 kVA :Kiosk Substation | 0.63 | --> | 0.63 | 0.448 | 1.4 |  | --> | 0.598 | 0 | 0 | 0 | 0 | 0.5 | 0 |  | --> | C13 ex ROSCOMMON | ROSCOMMON: T41 | LANESBORO |  | 53.6309 | -8.1886
MV/LV Substation TO***352Z | 10 kV | 400V(3ph) & 230V(single ph) | LV | 200 kVA :Kiosk Substation | 0.2 | --> | 0.2 | 0.187 | 1.6 |  | --> | 0.19 | 0 | 0 | 0 | 0 | 0.201 | 0 |  | --> | C22 ex CELBRIDGE | CELBRIDGE: T42 | GRIFFINRATH |  | 53.3499 | -6.6013
MV/LV Substation TO***354X | 20 kV | 400V(3ph) & 230V(single ph) | LV | 50 kVA :Pole Substation | 0.05 | --> | 0.05 | 0.05 | 6.3 |  | --> | 0.047 | 0 | 0 | 0 | 0 | 0.049 | 0 |  | --> | C26 ex KILBARRY | KILBARRY: T43 | KILBARRY |  | 51.9315 | -8.5172
MV/LV Substation TO***356 | 10 kV | 400V(3ph) & 230V(single ph) | LV | 100 kVA :Pole Substation | 0.1 | --> | 0.1 | 0.098 | 2.4 |  | --> | 0.095 | 0 | 0 | 0 | 0 | 0 | 0 | Constrained,otherwise capacity available =100kW. | --> | C18 ex FOYNES | FOYNES: T42 | RATHKEALE |  | 52.6046 | -9.0142
MV/LV Substation TO***364Y | 10 kV | 400V(3ph) & 230V(single ph) | LV | 400 kVA :Kiosk Substation | 0.4 | --> | 0.4 | 0.366 | 0.8 |  | --> | 0.38 | 0 | 0 | 0 | 0 | 0.404 | 0 |  | --> | C18 ex BALLYMOTE | BALLYMOTE: T41 | SLIGO |  | 54.0884 | -8.5247
MV/LV Substation TO***366 | 10 kV | 400V(3ph) & 230V(single ph) | LV | 400 kVA :Kiosk Substation | 0.4 | --> | 0.4 | 0.252 | 5 |  | --> | 0.38 | 0 | 0 | 0 | 0.026 | 0.395 | 0 |  | --> | C19 ex POTTERY ROAD | POTTERY ROAD: T101 | CARRICKMINES |  | 53.273 | -6.155
MV/LV Substation TO***368 | 10 kV | 400V(3ph) & 230V(single ph) | LV | 50 kVA :Pole Substation | 0.05 | --> | 0.05 | 0.047 | 2.7 |  | --> | 0.047 | 0 | 0 | 0 | 0 | 0.049 | 0 |  | --> | C22 ex BALLYARD | BALLYARD: T41∥T42 | TRALEE |  | 52.2448 | -9.7498
MV/LV Substation TO***368Y | 10 kV | 400V(3ph) & 230V(single ph) | LV | 400 kVA :Kiosk Substation | 0.4 | --> | 0.4 | 0.128 | 3.4 |  | --> | 0.38 | 0 | 0 | 0 | 0.003 | 0.437 | 0 |  | --> | C14 ex GRAIGUE | GRAIGUE: T42 | CARLOW |  | 52.8379 | -6.9335
MV/LV Substation TO***369Z | 10 kV | 400V(3ph) & 230V(single ph) | LV | 630 kVA :Building Structure | 0.63 | --> | 0.63 | 0.15 | 0.2 | Constrained,otherwise capacity available =500kVA. | --> | 0.598 | 0 | 0 | 0 | 0 | 0 | 0 | Constrained,otherwise capacity available =500kW. | --> | C11 ex COOLMINE | COOLMINE: T41 | FINGLAS |  | 53.3652 | -6.3888
MV/LV Substation TO***370 | 10 kV | 400V(3ph) & 230V(single ph) | LV | 630 kVA :Kiosk Substation | 0.63 | --> | 0.63 | 0 | 0 | Constrained,otherwise capacity available =496kVA. | --> | 0.598 | 0 | 0 | 0 | 0 | 0.5 | 0 |  | --> | C17 ex CRANMORE | CRANMORE: T41∥T42 | SLIGO |  | 54.2715 | -8.4745
MV/LV Substation TO***372 | 10 kV | 400V(3ph) & 230V(single ph) | LV | 630 kVA :Building Structure | 0.63 | --> | 0.63 | 0 | 0 | Constrained,otherwise capacity available =486kVA. | --> | 0.598 | 0 | 0 | 0 | 0.04 | 0.5 | 0 |  | --> | C17 ex NAAS | NAAS: T41 | NEWBRIDGE |  | 53.2088 | -6.737
MV/LV Substation TO***372Y | 10 kV | 400V(3ph) & 230V(single ph) | LV | 400 kVA :Kiosk Substation | 0.4 | --> | 0.4 | 0 | 0 | Constrained,otherwise capacity available =331kVA. | --> | 0.38 | 0 | 0 | 0 | 0.002 | 0 | 0 | Constrained,otherwise capacity available =408kW. | --> | C20 ex COLLIGAN | COLLIGAN: T41 | DUNGARVAN |  | 52.0874 | -7.6312
MV/LV Substation TO***373X | 10 kV | 400V(3ph) & 230V(single ph) | LV | 630 kVA :Building Structure | 0.63 | --> | 0.63 | 0 | 0 | Constrained,otherwise capacity available =500kVA. | --> | 0.598 | 0 | 0 | 0 | 0 | 0.5 | 0 |  | --> | C21 ex POPPINTREE | POPPINTREE: T101 | FINGLAS |  | 53.4029 | -6.2847
MV/LV Substation TO***377Y | 10 kV | 400V(3ph) & 230V(single ph) | LV | 50 kVA :Pole Substation | 0.05 | --> | 0.05 | 0 | 0 | Constrained,otherwise capacity available =21kVA. | --> | 0.047 | 0 | 0 | 0 | 0 | 0.053 | 0 |  | --> | C17 ex KILLACLOYNE | KILLACLOYNE: T41∥T42 | MIDLETON |  | 51.9116 | -8.2771
MV/LV Substation TO***380Z | 20 kV | 400V(3ph) & 230V(single ph) | LV | 100 kVA :Pole Substation | 0.1 | --> | 0.1 | 0.1 | 5.2 |  | --> | 0.095 | 0 | 0 | 0 | 0 | 0.1 | 0 |  | --> | E12 ex WHITECHURCH | WHITECHURCH: T422 | KILBARRY |  | 51.9836 | -8.5108
MV/LV Substation TO***381X | 10 kV | 400V(3ph) & 230V(single ph) | LV | 1000 kVA :Building Structure | 1 | --> | 1 | 0.5 | 7.6 |  | --> | 0.95 | 0 | 0 | 0 | 0 | 0.5 | 0 |  | --> | C17 ex MISERY HILL | MISERY HILL: T101 | POOLBEG |  | 53.3464 | -6.253
MV/LV Substation TO***381Y | 10 kV | 400V(3ph) & 230V(single ph) | LV | 50 kVA :Pole Substation | 0.05 | --> | 0.05 | 0.036 | 1.5 |  | --> | 0.047 | 0 | 0 | 0 | 0 | 0.051 | 0 |  | --> | C13 ex MOUNT MISERY | MOUNT MISERY: T41 | WATERFORD |  | 52.2678 | -7.1123
MV/LV Substation TO***384X | 20 kV | 400V(3ph) & 230V(single ph) | LV | 50 kVA :Pole Substation | 0.05 | --> | 0.05 | 0.034 | 5.6 |  | --> | 0.047 | 0 | 0 | 0 | 0 | 0.051 | 0 |  | --> | E17 ex CRANE | CRANE: T122 | CRANE |  | 52.5556 | -6.4268
MV/LV Substation TO***387X | 10 kV | 400V(3ph) & 230V(single ph) | LV | 630 kVA :Kiosk Substation | 0.63 | --> | 0.63 | 0 | 0 | Constrained,otherwise capacity available =500kVA. | --> | 0.598 | 0 | 0 | 0 | 0.028 | 0.5 | 0 |  | --> | C20 ex BALLYBEGGAN | BALLYBEGGAN: T43∥T44 | TRALEE |  | 52.2681 | -9.6988
MV/LV Substation TO***389 | 10 kV | 400V(3ph) & 230V(single ph) | LV | 400 kVA :Kiosk Substation | 0.4 | --> | 0.4 | 0.26 | 2.6 |  | --> | 0.38 | 0 | 0 | 0 | 0.019 | 0.401 | 0 |  | --> | C20 ex GREENHILLS | GREENHILLS: T42 | INCHICORE 220KV |  | 53.3085 | -6.3437
MV/LV Substation TO***390Z | 10 kV | 400V(3ph) & 230V(single ph) | LV | 200 kVA :Kiosk Substation | 0.2 | --> | 0.2 | 0.183 | 2.8 |  | --> | 0.19 | 0 | 0 | 0 | 0 | 0.202 | 0 |  | --> | C18 ex SUTTON | SUTTON: T42 | GRANGE (DR) |  | 53.3915 | -6.1195
MV/LV Substation TO***395Y | 10 kV | 400V(3ph) & 230V(single ph) | LV | 200 kVA :Kiosk Substation | 0.2 | --> | 0.2 | 0.2 | 10.5 |  | --> | 0.19 | 0 | 0 | 0 | 0 | 0.2 | 0 |  | --> | C12 ex WATERFORD IND EST | WATERFORD IND EST: T42∥T44 | BUTLERSTOWN |  | 52.2476 | -7.1512
MV/LV Substation TO***4001 | 20 kV | 400V(3ph) & 230V(single ph) | LV | 50 kVA :Pole Substation | 0.05 | --> | 0.05 | 0 | 0 | Constrained,otherwise capacity available =50kVA. | --> | 0.047 | 0 | 0 | 0 | 0 | 0.049 | 0 |  | --> | C17 ex CARRICKMACROSS | CARRICKMACROSS: T41 | MEATH HILL |  | 53.9669 | -6.568
MV/LV Substation TO***4010 | 20 kV | 400V(3ph) & 230V(single ph) | LV | 400 kVA :Kiosk Substation | 0.4 | --> | 0.4 | 0 | 0 | Constrained,otherwise capacity available =344kVA. | --> | 0.38 | 0 | 0 | 0 | 0 | 0.408 | 0 |  | --> | C21 ex MACETOWN | MACETOWN: T101 | MACETOWN |  | 53.4538 | -6.4817
MV/LV Substation TO***4016 | 10 kV | 400V(3ph) & 230V(single ph) | LV | 200 kVA :Pole Substation | 0.2 | --> | 0.2 | 0 | 0 | Constrained,otherwise capacity available =106kVA. | --> | 0.19 | 0 | 0 | 0 | 0 | 0 | 0 | Constrained,otherwise capacity available =213kW. | --> | C12 ex MOUNTRATH | MOUNTRATH: T41∥T42 | PORTLAOISE |  | 53.0016 | -7.3912
MV/LV Substation TO***4021 | 10 kV | 400V(3ph) & 230V(single ph) | LV | 630 kVA :Kiosk Substation | 0.63 | --> | 0.63 | 0.434 | 9.8 |  | --> | 0.598 | 0 | 0 | 0 | 0.023 | 0.5 | 0 |  | --> | C11 ex KILCOOLE | KILCOOLE: T41∥T42 | FASSAROE |  | 53.0887 | -6.1155
MV/LV Substation TO***4035 | 10 kV | 400V(3ph) & 230V(single ph) | LV | 400 kVA :Building Structure | 0.4 | --> | 0.4 | 0.225 | 0.6 |  | --> | 0.38 | 0 | 0 | 0 | 0 | 0 | 0 | Constrained,otherwise capacity available =416kW. | --> | C20 ex CLONSHAUGH | CLONSHAUGH: T41 | FINGLAS |  | 53.4123 | -6.2174
MV/LV Substation TO***4036 | 20 kV | 400V(3ph) & 230V(single ph) | LV | 100 kVA :Pole Substation | 0.1 | --> | 0.1 | 0 | 0 | Constrained,otherwise capacity available =100kVA. | --> | 0.095 | 0 | 0 | 0 | 0 | 0.1 | 0 |  | --> | C24 ex CLIFDEN | CLIFDEN: T41∥T42 | GALWAY 110KV |  | 53.5535 | -10.0353
MV/LV Substation TO***4038 | 10 kV | 400V(3ph) & 230V(single ph) | LV | 50 kVA :Pole Substation | 0.05 | --> | 0.05 | 0.049 | 1.6 |  | --> | 0.047 | 0 | 0 | 0 | 0 | 0.049 | 0 |  | --> | C11 ex NEWTOWNCUNNINGHAM | NEWTOWNCUNNINGHAM: T41∥T42 | LETTERKENNY |  | 54.9631 | -7.4299
MV/LV Substation TO***4043 | 20 kV | 400V(3ph) & 230V(single ph) | LV | 100 kVA :Pole Substation | 0.1 | --> | 0.1 | 0.1 | 2.2 |  | --> | 0.095 | 0 | 0 | 0 | 0 | 0 | 0 | Constrained,otherwise capacity available =100kW. | --> | E17 ex BALLYMACARRY | BALLYMACARRY: T421 | TRILLICK |  | 55.0653 | -7.4308
MV/LV Substation TO***4052 | 10 kV | 400V(3ph) & 230V(single ph) | LV | 50 kVA :Pole Substation | 0.05 | --> | 0.05 | 0.025 | 5.1 |  | --> | 0.047 | 0 | 0 | 0 | 0 | 0.053 | 0 |  | --> | E16 ex BALLYBUNION | BALLYBUNION: T421∥T422 | TRIEN |  | 52.4575 | -9.5132
MV/LV Substation TO***405Y | 10 kV | 400V(3ph) & 230V(single ph) | LV | 630 kVA :Kiosk Substation | 0.63 | --> | 0.63 | 0.301 | 9.1 |  | --> | 0.598 | 0 | 0 | 0 | 0.007 | 0.5 | 0 |  | --> | C12 ex TRABEG | TRABEG: T101 | TRABEG |  | 51.8836 | -8.4693
MV/LV Substation TO***406 | 20 kV | 400V(3ph) & 230V(single ph) | LV | 200 kVA :Kiosk Substation | 0.2 | --> | 0.2 | 0 | 0 | Constrained,otherwise capacity available =173kVA. | --> | 0.19 | 0 | 0 | 0 | 0.003 | 0 | 0 | Constrained,otherwise capacity available =200kW. | --> | E11 ex FERNS | FERNS: T421 | CRANE |  | 52.6018 | -6.5478
MV/LV Substation TO***4060 | 20 kV | 400V(3ph) & 230V(single ph) | LV | 50 kVA :Pole Substation | 0.05 | --> | 0.05 | 0.049 | 4.7 |  | --> | 0.047 | 0 | 0 | 0 | 0 | 0.049 | 0 |  | --> | E13 ex EDGEWORTHSTOWN | EDGEWORTHSTOWN: T421∥T422 | RICHMOND |  | 53.7454 | -7.535
MV/LV Substation TO***4064 | 10 kV | 400V(3ph) & 230V(single ph) | LV | 50 kVA :Pole Substation | 0.05 | --> | 0.05 | 0.048 | 2.9 |  | --> | 0.047 | 0 | 0 | 0 | 0 | 0.049 | 0 |  | --> | C17 ex DUNLEER | DUNLEER: T41∥T42 | DRYBRIDGE |  | 53.8412 | -6.2609
MV/LV Substation TO***4066 | 10 kV | 400V(3ph) & 230V(single ph) | LV | 200 kVA :Pole Substation | 0.2 | --> | 0.2 | 0 | 0 | Constrained,otherwise capacity available =200kVA. | --> | 0.19 | 0 | 0 | 0 | 0 | 0.2 | 0 |  | --> | C17 ex CARRICK ON SHANNON | CARRICK ON SHANNON: T41∥T42 | CARRICK ON SHANNON |  | 53.9442 | -8.0861
MV/LV Substation TO***4078 | 10 kV | 400V(3ph) & 230V(single ph) | LV | 50 kVA :Pole Substation | 0.05 | --> | 0.05 | 0.034 | 2.4 |  | --> | 0.047 | 0 | 0 | 0 | 0 | 0.051 | 0 |  | --> | C14 ex BALLYMAHON | BALLYMAHON: T41∥T42 | ATHLONE |  | 53.6335 | -7.7622
MV/LV Substation TO***407Z | 10 kV | 400V(3ph) & 230V(single ph) | LV | 400 kVA :Kiosk Substation | 0.4 | --> | 0.4 | 0 | 0 | Constrained,otherwise capacity available =312kVA. | --> | 0.38 | 0 | 0 | 0 | 0 | 0.413 | 0 |  | --> | C18 ex BALGADDY | BALGADDY: T42 | GRANGE CASTLE |  | 53.3377 | -6.4178
MV/LV Substation TO***4088 | 20 kV | 400V(3ph) & 230V(single ph) | LV | 400 kVA :Building Structure | 0.4 | --> | 0.4 | 0 | 0 | Constrained,otherwise capacity available =222kVA. | --> | 0.38 | 0 | 0 | 0 | 0 | 0.427 | 0 |  | --> | E11 ex CREAGH | CREAGH: T421∥T422 | ATHLONE |  | 53.375 | -8.1892
MV/LV Substation TO***4089 | 10 kV | 400V(3ph) & 230V(single ph) | LV | 50 kVA :Pole Substation | 0.05 | --> | 0.05 | 0.05 | 2 |  | --> | 0.047 | 0 | 0 | 0 | 0 | 0.049 | 0 |  | --> | E17 ex BALLYCONNELL | BALLYCONNELL: T421∥T422 | GORTAWEE |  | 54.0809 | -7.6345
MV/LV Substation TO***408X | 20 kV | 400V(3ph) & 230V(single ph) | LV | 50 kVA :Pole Substation | 0.05 | --> | 0.05 | 0 | 0 | Constrained,otherwise capacity available =50kVA. | --> | 0.047 | 0 | 0 | 0 | 0 | 0.049 | 0 |  | --> | C11 ex KILDARE | KILDARE: T41∥T42 | NEWBRIDGE |  | 53.1617 | -7.0153
MV/LV Substation TO***409X | 10 kV | 400V(3ph) & 230V(single ph) | LV | 400 kVA :Kiosk Substation | 0.4 | --> | 0.4 | 0 | 0 | Constrained,otherwise capacity available =387kVA. | --> | 0.38 | 0 | 0 | 0 | 0.01 | 0.391 | 0 |  | --> | C15 ex SKIBBEREEN | SKIBBEREEN: T41∥T42 | DUNMANWAY |  | 51.546 | -9.2668
MV/LV Substation TO***4111 | 10 kV | 400V(3ph) & 230V(single ph) | LV | 400 kVA :Building Structure | 0.4 | --> | 0.4 | 0.342 | 4.7 |  | --> | 0.38 | 0 | 0 | 0 | 0 | 0.408 | 0 |  | --> | C12 ex LIFFEY VALLEY | LIFFEY VALLEY: T42 | INCHICORE 220KV |  | 53.3547 | -6.4007
MV/LV Substation TO***4111 | 20 kV | 400V(3ph) & 230V(single ph) | LV | 50 kVA :Pole Substation | 0.05 | --> | 0.05 | 0 | 0 | Constrained,otherwise capacity available =40kVA. | --> | 0.047 | 0 | 0 | 0 | 0 | 0.051 | 0 |  | --> | E16 ex PATRICKSWELL | PATRICKSWELL: T421∥T422 | LIMERICK |  | 52.5679 | -8.8322
MV/LV Substation TO***411X | 20 kV | 400V(3ph) & 230V(single ph) | LV | 50 kVA :Pole Substation | 0.05 | --> | 0.05 | 0 | 0 | Constrained,otherwise capacity available =34kVA. | --> | 0.047 | 0 | 0 | 0 | 0 | 0.051 | 0 |  | --> | E12 ex BALTINGLASS | BALTINGLASS: T421∥T422 | STRATFORD |  | 53.0379 | -6.6721
MV/LV Substation TO***4120 | 10 kV | 400V(3ph) & 230V(single ph) | LV | 100 kVA :Pole Substation | 0.1 | --> | 0.1 | 0.094 | 0.8 |  | --> | 0.095 | 0 | 0 | 0 | 0.002 | 0.098 | 0 |  | --> | C19 ex SMEARLA | SMEARLA: T41 | TRIEN |  | 52.3929 | -9.4156
MV/LV Substation TO***4131 | 10 kV | 400V(3ph) & 230V(single ph) | LV | 630 kVA :Kiosk Substation | 0.63 | --> | 0.63 | 0 | 0 | Constrained,otherwise capacity available =500kVA. | --> | 0.598 | 0 | 0 | 0 | 0 | 0.5 | 0 |  | --> | C19 ex LOUGHLINSTOWN | LOUGHLINSTOWN: T41 | CARRICKMINES |  | 53.2419 | -6.1412
MV/LV Substation TO***4148 | 10 kV | 400V(3ph) & 230V(single ph) | LV | 200 kVA :Pole Substation | 0.2 | --> | 0.2 | 0 | 0 | Constrained,otherwise capacity available =200kVA. | --> | 0.19 | 0 | 0 | 0 | 0 | 0.2 | 0 |  | --> | C17 ex BALLYHAUNIS | BALLYHAUNIS: T41∥T42 | DALTON |  | 53.7657 | -8.7738
MV/LV Substation TO***4149 | 10 kV | 400V(3ph) & 230V(single ph) | LV | 50 kVA :Pole Substation | 0.05 | --> | 0.05 | 0.05 | 2.2 |  | --> | 0.047 | 0 | 0 | 0 | 0 | 0.049 | 0 |  | --> | C11 ex MALLOW | MALLOW: T41 | MALLOW |  | 52.1336 | -8.6482
MV/LV Substation TO***4159 | 10 kV | 400V(3ph) & 230V(single ph) | LV | 400 kVA :Building Structure | 0.4 | --> | 0.4 | 0.126 | 8.9 |  | --> | 0.38 | 0 | 0 | 0 | 0 | 0.44 | 0 |  | --> | C21 ex SINGLAND | SINGLAND: T101 | SINGLAND |  | 52.653 | -8.5938
MV/LV Substation TO***4177 | 10 kV | 400V(3ph) & 230V(single ph) | LV | 400 kVA :Kiosk Substation | 0.4 | --> | 0.4 | 0 | 0 | Constrained,otherwise capacity available =400kVA. | --> | 0.38 | 0 | 0 | 0 | 0 | 0.4 | 0 |  | --> | C12 ex CRANMORE | CRANMORE: T41∥T42 | SLIGO |  | 54.2599 | -8.4577
MV/LV Substation TO***4200 | 10 kV | 400V(3ph) & 230V(single ph) | LV | 630 kVA :Kiosk Substation | 0.63 | --> | 0.63 | 0 | 0 | Constrained,otherwise capacity available =500kVA. | --> | 0.598 | 0 | 0 | 0 | 0 | 0.5 | 0 |  | --> | C17 ex CARRICKMINES | CARRICKMINES: T41 | CARRICKMINES |  | 53.2429 | -6.193
MV/LV Substation TO***4212 | 20 kV | 400V(3ph) & 230V(single ph) | LV | 50 kVA :Pole Substation | 0.05 | --> | 0.05 | 0 | 0 | Constrained,otherwise capacity available =11kVA. | --> | 0.047 | 0 | 0 | 0 | 0.021 | 0.032 | 0 |  | --> | E28 ex LOUGHREA | LOUGHREA: T41∥T42 | SOMERSET |  | 53.2526 | -8.5606
MV/LV Substation TO***4214 | 20 kV | 400V(3ph) & 230V(single ph) | LV | 400 kVA :Building Structure | 0.4 | --> | 0.4 | 0 | 0 | Constrained,otherwise capacity available =219kVA. | --> | 0.38 | 0 | 0 | 0 | 0 | 0 | 0 | Constrained,otherwise capacity available =427kW. | --> | C15 ex MOUNTRATH | MOUNTRATH: T41∥T42 | PORTLAOISE |  | 52.8669 | -7.4816
MV/LV Substation TO***4218 | 10 kV | 400V(3ph) & 230V(single ph) | LV | 50 kVA :Pole Substation | 0.05 | --> | 0.05 | 0.031 | 1.2 |  | --> | 0.047 | 0 | 0 | 0 | 0 | 0.051 | 0 |  | --> | C12 ex SRAH | SRAH: T41∥T42 | THORNSBERRY |  | 53.3005 | -7.5292
MV/LV Substation TO***422 | 20 kV | 400V(3ph) & 230V(single ph) | LV | 100 kVA :Pole Substation | 0.1 | --> | 0.1 | 0.006 | 7.4 |  | --> | 0.095 | 0 | 0 | 0 | 0.01 | 0 | 0 | Constrained,otherwise capacity available =102kW. | --> | E14 ex ARIGNA | ARIGNA: T121 | ARIGNA |  | 54.0464 | -8.0365
MV/LV Substation TO***4222 | 20 kV | 400V(3ph) & 230V(single ph) | LV | 50 kVA :Pole Substation | 0.05 | --> | 0.05 | 0.05 | 0.1 |  | --> | 0.047 | 0 | 0 | 0 | 0 | 0.049 | 0 |  | --> | C12 ex SCARIFF | SCARIFF: T42 | ENNIS |  | 52.9215 | -8.5224
MV/LV Substation TO***4230 | 20 kV | 400V(3ph) & 230V(single ph) | LV | 630 kVA :Building Structure | 0.63 | --> | 0.63 | 0 | 0 | Constrained,otherwise capacity available =390kVA. | --> | 0.598 | 0 | 0 | 0 | 0 | 0 | 0 | Constrained,otherwise capacity available =500kW. | --> | C14 ex FERMOY NORTH | FERMOY NORTH: T41∥T42 | BARRYMORE |  | 52.164 | -8.2644
MV/LV Substation TO***4255 | 10 kV | 400V(3ph) & 230V(single ph) | LV | 50 kVA :Pole Substation | 0.05 | --> | 0.05 | 0 | 0 | Constrained,otherwise capacity available =50kVA. | --> | 0.047 | 0 | 0 | 0 | 0 | 0.049 | 0 |  | --> | C17 ex CARRICKMACROSS | CARRICKMACROSS: T41 | MEATH HILL |  | 53.9673 | -6.5689
MV/LV Substation TO***4269 | 10 kV | 400V(3ph) & 230V(single ph) | LV | 400 kVA :Kiosk Substation | 0.4 | --> | 0.4 | 0 | 0 | Constrained,otherwise capacity available =377kVA. | --> | 0.38 | 0 | 0 | 0 | 0 | 0.403 | 0 |  | --> | C15 ex ORANMORE | ORANMORE: T41 | GALWAY 110KV |  | 53.2572 | -8.9268
MV/LV Substation TO***427X | 20 kV | 400V(3ph) & 230V(single ph) | LV | 630 kVA :Building Structure | 0.63 | --> | 0.63 | 0.454 | 0.5 |  | --> | 0.598 | 0 | 0 | 0 | 0.003 | 0.5 | 0 |  | --> | C12 ex BALBRIGGAN | BALBRIGGAN: T42 | GLASMORE |  | 53.555 | -6.2471
MV/LV Substation TO***4280 | 20 kV | 400V(3ph) & 230V(single ph) | LV | 50 kVA :Pole Substation | 0.05 | --> | 0.05 | 0.047 | 2.8 |  | --> | 0.047 | 0 | 0 | 0 | 0 | 0 | 0 | Constrained,otherwise capacity available =49kW. | --> | C21 ex LEE BRIDGE | LEE BRIDGE: T41 | MACROOM |  | 51.9346 | -9.1277
MV/LV Substation TO***429 | 10 kV | 400V(3ph) & 230V(single ph) | LV | 50 kVA :Pole Substation | 0.05 | --> | 0.05 | 0.036 | 1.5 |  | --> | 0.047 | 0 | 0 | 0 | 0.003 | 0.047 | 0 |  | --> | C17 ex TUBBERCURRY | TUBBERCURRY: T42 | TONROE |  | 54.0395 | -8.843
MV/LV Substation TO***4308 | 20 kV | 400V(3ph) & 230V(single ph) | LV | 50 kVA :Pole Substation | 0.05 | --> | 0.05 | 0 | 0 | Constrained,otherwise capacity available =50kVA. | --> | 0.047 | 0 | 0 | 0 | 0 | 0 | 0 | Constrained,otherwise capacity available =49kW. | --> | C12 ex LEE BRIDGE | LEE BRIDGE: T42 | MACROOM |  | 51.9363 | -9.1155
MV/LV Substation TO***430X | 10 kV | 400V(3ph) & 230V(single ph) | LV | 630 kVA :Building Structure | 0.63 | --> | 0.63 | 0 | 0 | Constrained,otherwise capacity available =486kVA. | --> | 0.598 | 0 | 0 | 0 | 0 | 0.5 | 0 |  | --> | C19 ex HEADFORD ROAD | HEADFORD ROAD: T41 | GALWAY 110KV |  | 53.2748 | -9.046
MV/LV Substation TO***4315 | 20 kV | 400V(3ph) & 230V(single ph) | LV | 200 kVA :Pole Substation | 0.2 | --> | 0.2 | 0.183 | 0.5 |  | --> | 0.19 | 0 | 0 | 0 | 0.001 | 0.201 | 0 |  | --> | C12 ex BALBRIGGAN | BALBRIGGAN: T42 | GLASMORE |  | 53.5559 | -6.2512
MV/LV Substation TO***4334 | 10 kV | 400V(3ph) & 230V(single ph) | LV | 630 kVA :Building Structure | 0.63 | --> | 0.63 | 0 | 0 | Constrained,otherwise capacity available =500kVA. | --> | 0.598 | 0 | 0 | 0 | 0 | 0.5 | 0 |  | --> | C22 ex GARRYOWEN | GARRYOWEN: T42 | LIMERICK |  | 52.6537 | -8.5778
MV/LV Substation TO***433Y | 10 kV | 400V(3ph) & 230V(single ph) | LV | 200 kVA :Kiosk Substation | 0.2 | --> | 0.2 | 0.181 | 8.3 |  | --> | 0.19 | 0 | 0 | 0 | 0 | 0.202 | 0 |  | --> | C17 ex BALLYBEG | BALLYBEG: T101 | CARRICKMINES |  | 52.9907 | -6.0952
MV/LV Substation TO***434 | 10 kV | 400V(3ph) & 230V(single ph) | LV | 1000 kVA :Building Structure | 1 | --> | 1 | 0.5 | 11.2 |  | --> | 0.95 | 0 | 0 | 0 | 0 | 0.5 | 0 |  | --> | C19 ex CABRA | CABRA: T102 | FINGLAS |  | 53.3734 | -6.2989
MV/LV Substation TO***4346 | 10 kV | 400V(3ph) & 230V(single ph) | LV | 400 kVA :Kiosk Substation | 0.4 | --> | 0.4 | 0 | 0 | Constrained,otherwise capacity available =387kVA. | --> | 0.38 | 0 | 0 | 0 | 0 | 0.401 | 0 |  | --> | C22 ex SEMPERIT | SEMPERIT: T42 | GRANGE CASTLE |  | 53.3281 | -6.3591
MV/LV Substation TO***434Z | 20 kV | 400V(3ph) & 230V(single ph) | LV | 400 kVA :Building Structure | 0.4 | --> | 0.4 | 0.301 | 1.8 |  | --> | 0.38 | 0 | 0 | 0 | 0 | 0.414 | 0 |  | --> | E21 ex CURRALEIGH | CURRALEIGH: T421∥T422 | KILBARRY |  | 51.9251 | -8.6055
MV/LV Substation TO***436X | 10 kV | 400V(3ph) & 230V(single ph) | LV | 200 kVA :Kiosk Substation | 0.2 | --> | 0.2 | 0.143 | 1.6 |  | --> | 0.19 | 0 | 0 | 0 | 0.005 | 0.203 | 0 |  | --> | C20 ex CLONDALKIN | CLONDALKIN: T42 | INCHICORE 220KV |  | 53.3213 | -6.3951
MV/LV Substation TO***438 | 10 kV | 400V(3ph) & 230V(single ph) | LV | 630 kVA :Kiosk Substation | 0.63 | --> | 0.63 | 0 | 0 | Constrained,otherwise capacity available =500kVA. | --> | 0.598 | 0 | 0 | 0 | 0 | 0.5 | 0 |  | --> | C31 ex NORTH QUAYS | NORTH QUAYS: T102 | POOLBEG |  | 53.3562 | -6.231
MV/LV Substation TO***439 | 10 kV | 400V(3ph) & 230V(single ph) | LV | 200 kVA :Pole Substation | 0.2 | --> | 0.2 | 0 | 0 | Constrained,otherwise capacity available =116kVA. | --> | 0.19 | 0 | 0 | 0 | 0.008 | 0.203 | 0 |  | --> | C23 ex CASTLEISLAND | CASTLEISLAND: T41∥T42 | TRALEE |  | 52.2904 | -9.427
MV/LV Substation TO***4403 | 20 kV | 400V(3ph) & 230V(single ph) | LV | 50 kVA :Pole Substation | 0.05 | --> | 0.05 | 0.04 | 0.4 |  | --> | 0.047 | 0 | 0 | 0 | 0 | 0.051 | 0 |  | --> | C17 ex KYLEERAGH | KYLEERAGH: T41 | NENAGH |  | 53.0152 | -8.1644
MV/LV Substation TO***442 | 20 kV | 400V(3ph) & 230V(single ph) | LV | 200 kVA :Pole Substation | 0.2 | --> | 0.2 | 0.192 | 3.4 |  | --> | 0.19 | 0 | 0 | 0 | 0 | 0.2 | 0 |  | --> | E20 ex CLONMINCH | CLONMINCH: T422 | THORNSBERRY |  | 53.2909 | -7.2942
MV/LV Substation TO***4426 | 10 kV | 400V(3ph) & 230V(single ph) | LV | 50 kVA :Pole Substation | 0.05 | --> | 0.05 | 0.034 | 2.4 |  | --> | 0.047 | 0 | 0 | 0 | 0 | 0.051 | 0 |  | --> | C14 ex BALLYMAHON | BALLYMAHON: T41∥T42 | ATHLONE |  | 53.6118 | -7.6865
MV/LV Substation TO***4434 | 10 kV | 400V(3ph) & 230V(single ph) | LV | 50 kVA :Pole Substation | 0.05 | --> | 0.05 | 0.05 | 1 |  | --> | 0.047 | 0 | 0 | 0 | 0 | 0 | 0 | Constrained,otherwise capacity available =49kW. | --> | C11 ex LOUGHTAGALLA | LOUGHTAGALLA: T41∥T42 | THURLES |  | 52.6349 | -7.7466
MV/LV Substation TO***444X | 20 kV | 400V(3ph) & 230V(single ph) | LV | 50 kVA :Pole Substation | 0.05 | --> | 0.05 | 0.043 | 1.5 |  | --> | 0.047 | 0 | 0 | 0 | 0.003 | 0.047 | 0 |  | --> | E18 ex ACHILL | ACHILL: T422 | CARROWBEG |  | 53.9534 | -9.8451
MV/LV Substation TO***445 | 20 kV | 400V(3ph) & 230V(single ph) | LV | 50 kVA :Pole Substation | 0.05 | --> | 0.05 | 0 | 0 | Constrained,otherwise capacity available =30kVA. | --> | 0.047 | 0 | 0 | 0 | 0 | 0.052 | 0 |  | --> | E15 ex MANORHAMILTON | MANORHAMILTON: T422 | SLIGO |  | 54.2901 | -7.8727
MV/LV Substation TO***447X | 20 kV | 400V(3ph) & 230V(single ph) | LV | 50 kVA :Pole Substation | 0.05 | --> | 0.05 | 0 | 0 | Constrained,otherwise capacity available =46kVA. | --> | 0.047 | 0 | 0 | 0 | 0 | 0 | 0 | Constrained,otherwise capacity available =49kW. | --> | C18 ex TOOMEVARA | TOOMEVARA: T42 | NENAGH |  | 52.8475 | -8.0499
MV/LV Substation TO***451Z | 10 kV | 400V(3ph) & 230V(single ph) | LV | 50 kVA :Pole Substation | 0.05 | --> | 0.05 | 0.037 | 15.8 |  | --> | 0.047 | 0 | 0 | 0 | 0 | 0.051 | 0 |  | --> | C14 ex CASTLEVIEW | CASTLEVIEW: T102 | CASTLEVIEW |  | 51.9009 | -8.3699
MV/LV Substation TO***452Z | 20 kV | 400V(3ph) & 230V(single ph) | LV | 100 kVA :Pole Substation | 0.1 | --> | 0.1 | 0 | 0 | Constrained,otherwise capacity available =100kVA. | --> | 0.095 | 0 | 0 | 0 | 0 | 0.1 | 0 |  | --> | E12 ex BALTINGLASS | BALTINGLASS: T421∥T422 | STRATFORD |  | 52.9938 | -6.6503
MV/LV Substation TO***453 | 20 kV | 400V(3ph) & 230V(single ph) | LV | 50 kVA :Pole Substation | 0.05 | --> | 0.05 | 0.047 | 0.8 |  | --> | 0.047 | 0 | 0 | 0 | 0 | 0.049 | 0 |  | --> | E15 ex RATHMORE | RATHMORE: T421 | KNOCKEARAGH |  | 52.1462 | -9.1816
MV/LV Substation TO***455 | 10 kV | 400V(3ph) & 230V(single ph) | LV | 50 kVA :Pole Substation | 0.05 | --> | 0.05 | 0.024 | 2.7 |  | --> | 0.047 | 0 | 0 | 0 | 0.003 | 0.05 | 0 |  | --> | C12 ex MONFIN | MONFIN: T41∥T42 | WEXFORD |  | 52.485 | -6.5873
MV/LV Substation TO***456Y | 10 kV | 400V(3ph) & 230V(single ph) | LV | 200 kVA :Kiosk Substation | 0.2 | --> | 0.2 | 0 | 0 | Constrained,otherwise capacity available =178kVA. | --> | 0.19 | 0 | 0 | 0 | 0.006 | 0 | 0 | Constrained,otherwise capacity available =196kW. | --> | C15 ex TOOMEVARA | TOOMEVARA: T42 | NENAGH |  | 52.9399 | -8.0343
MV/LV Substation TO***457 | 10 kV | 400V(3ph) & 230V(single ph) | LV | 100 kVA :Pole Substation | 0.1 | --> | 0.1 | 0.096 | 0.8 |  | --> | 0.095 | 0 | 0 | 0 | 0 | 0.1 | 0 |  | --> | C19 ex SMEARLA | SMEARLA: T41 | TRIEN |  | 52.3948 | -9.4096
MV/LV Substation TO***457 | 10 kV | 400V(3ph) & 230V(single ph) | LV | 50 kVA :Pole Substation | 0.05 | --> | 0.05 | 0.034 | 7.4 |  | --> | 0.047 | 0 | 0 | 0 | 0 | 0.051 | 0 |  | --> | E24 ex BANOGE | BANOGE: T122 | BANOGE |  | 52.6561 | -6.2562
MV/LV Substation TO***4578 | 10 kV | 400V(3ph) & 230V(single ph) | LV | 400 kVA :Kiosk Substation | 0.4 | --> | 0.4 | 0.381 | 6.6 |  | --> | 0.38 | 0 | 0 | 0 | 0 | 0.402 | 0 |  | --> | C20 ex MISERY HILL | MISERY HILL: T102 | POOLBEG |  | 53.3458 | -6.2537
MV/LV Substation TO***466Y | 10 kV | 400V(3ph) & 230V(single ph) | LV | 400 kVA :Kiosk Substation | 0.4 | --> | 0.4 | 0 | 0 | Constrained,otherwise capacity available =382kVA. | --> | 0.38 | 0 | 0 | 0 | 0.039 | 0 | 0 | Constrained,otherwise capacity available =361kW. | --> | C12 ex COLLIGAN | COLLIGAN: T41 | DUNGARVAN |  | 52.0919 | -7.6257
MV/LV Substation TO***468X | 10 kV | 400V(3ph) & 230V(single ph) | LV | 100 kVA :Pole Substation | 0.1 | --> | 0.1 | 0.036 | 2.2 |  | --> | 0.095 | 0 | 0 | 0 | 0.003 | 0 | 0 | Constrained,otherwise capacity available =105kW. | --> | C15 ex GLENGOOLE | GLENGOOLE: T41 | THURLES |  | 52.7172 | -7.5818
MV/LV Substation TO***469 | 20 kV | 400V(3ph) & 230V(single ph) | LV | 100 kVA :Pole Substation | 0.1 | --> | 0.1 | 0.099 | 3.4 |  | --> | 0.095 | 0 | 0 | 0 | 0 | 0.1 | 0 |  | --> | E20 ex CLONMINCH | CLONMINCH: T422 | THORNSBERRY |  | 53.2988 | -7.3092
MV/LV Substation TO***471Y | 10 kV | 400V(3ph) & 230V(single ph) | LV | 50 kVA :Pole Substation | 0.05 | --> | 0.05 | 0.031 | 2.1 |  | --> | 0.047 | 0 | 0 | 0 | 0 | 0.051 | 0 |  | --> | C15 ex MILFORD (MWR) | MILFORD (MWR): T41 | CHARLEVILLE |  | 52.3389 | -8.8607
MV/LV Substation TO***475 | 10 kV | 400V(3ph) & 230V(single ph) | LV | 100 kVA :Pole Substation | 0.1 | --> | 0.1 | 0.067 | 2.8 |  | --> | 0.095 | 0 | 0 | 0 | 0 | 0.104 | 0 |  | --> | C15 ex CLONARD | CLONARD: T41∥T42 | WEXFORD |  | 52.337 | -6.4836
MV/LV Substation TO***492 | 10 kV | 400V(3ph) & 230V(single ph) | LV | 50 kVA :Pole Substation | 0.05 | --> | 0.05 | 0.044 | 4.8 |  | --> | 0.047 | 0 | 0 | 0 | 0 | 0.05 | 0 |  | --> | C23 ex ATHY | ATHY: T101 | ATHY |  | 52.9794 | -6.9886
MV/LV Substation TO***496X | 10 kV | 400V(3ph) & 230V(single ph) | LV | 400 kVA :Building Structure | 0.4 | --> | 0.4 | 0 | 0 | Constrained,otherwise capacity available =358kVA. | --> | 0.38 | 0 | 0 | 0 | 0 | 0.406 | 0 |  | --> | C13 ex CARRICK ON SHANNON | CARRICK ON SHANNON: T41∥T42 | CARRICK ON SHANNON |  | 53.9441 | -8.0897
MV/LV Substation TO***497Y | 20 kV | 400V(3ph) & 230V(single ph) | LV | 200 kVA :Kiosk Substation | 0.2 | --> | 0.2 | 0 | 0 | Constrained,otherwise capacity available =179kVA. | --> | 0.19 | 0 | 0 | 0 | 0 | 0.203 | 0 |  | --> | E20 ex EDENDERRY | EDENDERRY: T421∥T422 | BLAKE |  | 53.3582 | -7.2171
MV/LV Substation TO***501X | 10 kV | 400V(3ph) & 230V(single ph) | LV | 100 kVA :Pole Substation | 0.1 | --> | 0.1 | 0 | 0 | Constrained,otherwise capacity available =100kVA. | --> | 0.095 | 0 | 0 | 0 | 0 | 0.1 | 0 |  | --> | C14 ex CARRICK ON SHANNON | CARRICK ON SHANNON: T41∥T42 | CARRICK ON SHANNON |  | 53.9492 | -8.0971
MV/LV Substation TO***501Z | 20 kV | 400V(3ph) & 230V(single ph) | LV | 50 kVA :Pole Substation | 0.05 | --> | 0.05 | 0 | 0 | Constrained,otherwise capacity available =39kVA. | --> | 0.047 | 0 | 0 | 0 | 0 | 0.051 | 0 |  | --> | E18 ex GLASMORE | GLASMORE: T422 | GLASMORE |  | 53.478 | -6.2743
MV/LV Substation TO***503 | 20 kV | 400V(3ph) & 230V(single ph) | LV | 50 kVA :Pole Substation | 0.05 | --> | 0.05 | 0.049 | 2 |  | --> | 0.047 | 0 | 0 | 0 | 0 | 0.049 | 0 |  | --> | C16 ex CAPPAMORE | CAPPAMORE: T41∥T42 | ARDNACRUSHA |  | 52.5858 | -8.2545
MV/LV Substation TO***503Z | 10 kV | 400V(3ph) & 230V(single ph) | LV | 630 kVA :Kiosk Substation | 0.63 | --> | 0.63 | 0 | 0 | Constrained,otherwise capacity available =348kVA. | --> | 0.598 | 0 | 0 | 0 | 0 | 0.5 | 0 |  | --> | C17 ex NAAS | NAAS: T41 | NEWBRIDGE |  | 53.2068 | -6.7377
MV/LV Substation TO***506X | 10 kV | 400V(3ph) & 230V(single ph) | LV | 630 kVA :Kiosk Substation | 0.63 | --> | 0.63 | 0.5 | 4.3 |  | --> | 0.598 | 0 | 0 | 0 | 0 | 0.5 | 0 |  | --> | C13 ex SHERIFF STREET | SHERIFF STREET: T41 | FRANCIS STREET |  | 53.3495 | -6.2496
MV/LV Substation TO***509X | 20 kV | 400V(3ph) & 230V(single ph) | LV | 100 kVA :Pole Substation | 0.1 | --> | 0.1 | 0.097 | 1.3 |  | --> | 0.095 | 0 | 0 | 0 | 0 | 0.1 | 0 |  | --> | C16 ex ENNIS NORTH | ENNIS NORTH: T41∥T42 | ENNIS |  | 52.89 | -9.047
MV/LV Substation TO***511X | 10 kV | 400V(3ph) & 230V(single ph) | LV | 200 kVA :Pole Substation | 0.2 | --> | 0.2 | 0 | 0 | Constrained,otherwise capacity available =200kVA. | --> | 0.19 | 0 | 0 | 0 | 0 | 0.2 | 0 |  | --> | C18 ex MIDLETON | MIDLETON: T102 | MIDLETON |  | 51.9426 | -8.2058
MV/LV Substation TO***515X | 10 kV | 400V(3ph) & 230V(single ph) | LV | 630 kVA :Building Structure | 0.63 | --> | 0.63 | 0 | 0 | Constrained,otherwise capacity available =500kVA. | --> | 0.598 | 0 | 0 | 0 | 0 | 0.5 | 0 |  | --> | C15 ex CULLION | CULLION: T41∥T42 | LETTERKENNY |  | 54.9421 | -7.653
MV/LV Substation TO***516X | 20 kV | 400V(3ph) & 230V(single ph) | LV | 100 kVA :Pole Substation | 0.1 | --> | 0.1 | 0.083 | 3.6 |  | --> | 0.095 | 0 | 0 | 0 | 0.007 | 0.095 | 0 |  | --> | E21 ex CLARA | CLARA: T421 | THORNSBERRY |  | 53.3794 | -7.6619
MV/LV Substation TO***518X | 20 kV | 400V(3ph) & 230V(single ph) | LV | 50 kVA :Pole Substation | 0.05 | --> | 0.05 | 0.04 | 5.6 |  | --> | 0.047 | 0 | 0 | 0 | 0 | 0.051 | 0 |  | --> | E13 ex CRANE | CRANE: T122 | CRANE |  | 52.5017 | -6.5106
MV/LV Substation TO***520X | 10 kV | 400V(3ph) & 230V(single ph) | LV | 200 kVA :Pole Substation | 0.2 | --> | 0.2 | 0.146 | 5.1 |  | --> | 0.19 | 0 | 0 | 0 | 0 | 0 | 0 | Constrained,otherwise capacity available =207kW. | --> | C12 ex CASTLEKNOCK | CASTLEKNOCK: T41∥T42 | FINGLAS |  | 53.3644 | -6.3831
MV/LV Substation TO***521X | 10 kV | 400V(3ph) & 230V(single ph) | LV | 200 kVA :Pole Substation | 0.2 | --> | 0.2 | 0.04 | 0 | Constrained,otherwise capacity available =175kVA. | --> | 0.19 | 0 | 0 | 0 | 0 | 0.203 | 0 |  | --> | C11 ex GRAIGUENAMANAGH | GRAIGUENAMANAGH: T41∥T42 | KILKENNY |  | 52.5379 | -6.9594
MV/LV Substation TO***522Y | 20 kV | 400V(3ph) & 230V(single ph) | LV | 50 kVA :Pole Substation | 0.05 | --> | 0.05 | 0.029 | 5.6 |  | --> | 0.047 | 0 | 0 | 0 | 0 | 0.052 | 0 |  | --> | E18 ex CRANE | CRANE: T122 | CRANE |  | 52.5291 | -6.5024
MV/LV Substation TO***526 | 10 kV | 400V(3ph) & 230V(single ph) | LV | 630 kVA :Kiosk Substation | 0.63 | --> | 0.63 | 0.5 | 2.8 |  | --> | 0.598 | 0 | 0 | 0 | 0.009 | 0.5 | 0 |  | --> | C15 ex RINEANNA | RINEANNA: T42 | DRUMLINE |  | 52.7093 | -8.8841
MV/LV Substation TO***529 | 10 kV | 400V(3ph) & 230V(single ph) | LV | 50 kVA :Pole Substation | 0.05 | --> | 0.05 | 0 | 0.1 |  | --> | 0.047 | 0 | 0 | 0 | 0.024 | 0.036 | 0 |  | --> | C11 ex SCARIFF | SCARIFF: T42 | ENNIS |  | 52.8966 | -8.5402
MV/LV Substation TO***530 | 10 kV | 400V(3ph) & 230V(single ph) | LV | 100 kVA :Pole Substation | 0.1 | --> | 0.1 | 0 | 0 | Constrained,otherwise capacity available =89kVA. | --> | 0.095 | 0 | 0 | 0 | 0.004 | 0.097 | 0 |  | --> | C30 ex CLAREGALWAY | CLAREGALWAY: T42 | GALWAY 110KV |  | 53.3859 | -9.0675
MV/LV Substation TO***541X | 10 kV | 400V(3ph) & 230V(single ph) | LV | 50 kVA :Pole Substation | 0.05 | --> | 0.05 | 0.043 | 1.3 |  | --> | 0.047 | 0 | 0 | 0 | 0 | 0.05 | 0 |  | --> | C17 ex BALLYBAY | BALLYBAY: T41∥T42 | LISDRUM |  | 54.0792 | -6.8458
MV/LV Substation TO***552X | 20 kV | 400V(3ph) & 230V(single ph) | LV | 50 kVA :Pole Substation | 0.05 | --> | 0.05 | 0.048 | 3.6 |  | --> | 0.047 | 0 | 0 | 0 | 0 | 0.049 | 0 |  | --> | E21 ex CLARA | CLARA: T421 | THORNSBERRY |  | 53.3849 | -7.6818
MV/LV Substation TO***552Y | 20 kV | 400V(3ph) & 230V(single ph) | LV | 50 kVA :Pole Substation | 0.05 | --> | 0.05 | 0 | 0 | Constrained,otherwise capacity available =48kVA. | --> | 0.047 | 0 | 0 | 0 | 0 | 0.049 | 0 |  | --> | E11 ex CREAGH | CREAGH: T421∥T422 | ATHLONE |  | 53.3674 | -8.1883
MV/LV Substation TO***558 | 10 kV | 400V(3ph) & 230V(single ph) | LV | 50 kVA :Pole Substation | 0.05 | --> | 0.05 | 0.032 | 0.7 |  | --> | 0.047 | 0 | 0 | 0 | 0.007 | 0.044 | 0 |  | --> | C15 ex KILMARTIN | KILMARTIN: T41 | ARKLOW |  | 53.042 | -6.1285
MV/LV Substation TO***558Z | 10 kV | 400V(3ph) & 230V(single ph) | LV | 400 kVA :Kiosk Substation | 0.4 | --> | 0.4 | 0 | 0 | Constrained,otherwise capacity available =400kVA. | --> | 0.38 | 0 | 0 | 0 | 0 | 0.4 | 0 |  | --> | C12 ex LEIXLIP | LEIXLIP: T42 | GRIFFINRATH |  | 53.3647 | -6.486
MV/LV Substation TO***559Z | 10 kV | 400V(3ph) & 230V(single ph) | LV | 200 kVA :Kiosk Substation | 0.2 | --> | 0.2 | 0 | 0 | Constrained,otherwise capacity available =175kVA. | --> | 0.19 | 0 | 0 | 0 | 0 | 0.203 | 0 |  | --> | C12 ex SWORDS | SWORDS: T42 | GLASMORE |  | 53.4639 | -6.2195
MV/LV Substation TO***560 | 20 kV | 400V(3ph) & 230V(single ph) | LV | 50 kVA :Pole Substation | 0.05 | --> | 0.05 | 0.043 | 2.2 |  | --> | 0.047 | 0 | 0 | 0 | 0 | 0.05 | 0 |  | --> | C12 ex ROSSGEIR | ROSSGEIR: T41∥T42 | LETTERKENNY |  | 54.8341 | -7.5414
MV/LV Substation TO***569Z | 10 kV | 400V(3ph) & 230V(single ph) | LV | 200 kVA :Kiosk Substation | 0.2 | --> | 0.2 | 0.2 | 0.9 |  | --> | 0.19 | 0 | 0 | 0 | 0 | 0.2 | 0 |  | --> | C16 ex RIVERSTOWN | RIVERSTOWN: T41∥T42 | KILBARRY |  | 51.9398 | -8.3789
MV/LV Substation TO***577Z | 10 kV | 400V(3ph) & 230V(single ph) | LV | 400 kVA :Kiosk Substation | 0.4 | --> | 0.4 | 0 | 0 | Constrained,otherwise capacity available =388kVA. | --> | 0.38 | 0 | 0 | 0 | 0 | 0.401 | 0 |  | --> | C20 ex TOGHER | TOGHER: T42 | TRABEG |  | 51.8846 | -8.4765
MV/LV Substation TO***581 | 20 kV | 400V(3ph) & 230V(single ph) | LV | 100 kVA :Pole Substation | 0.1 | --> | 0.1 | 0.092 | 11.9 |  | --> | 0.095 | 0 | 0 | 0 | 0 | 0 | 0 | Constrained,otherwise capacity available =100kW. | --> | E11 ex WESTPORT | WESTPORT: T421∥T422 | CASTLEBAR |  | 53.7635 | -9.7939
MV/LV Substation TO***595Y | 20 kV | 400V(3ph) & 230V(single ph) | LV | 50 kVA :Pole Substation | 0.05 | --> | 0.05 | 0 | 0 | Constrained,otherwise capacity available =50kVA. | --> | 0.047 | 0 | 0 | 0 | 0 | 0.049 | 0 |  | --> | E14 ex COLLOONEY | COLLOONEY: T422 | SLIGO |  | 54.1733 | -8.4872
MV/LV Substation TO***595Z | 10 kV | 400V(3ph) & 230V(single ph) | LV | 400 kVA :Kiosk Substation | 0.4 | --> | 0.4 | 0 | 0 | Constrained,otherwise capacity available =391kVA. | --> | 0.38 | 0 | 0 | 0 | 0.008 | 0.392 | 0 |  | --> | C13 ex TOGHER | TOGHER: T41 | TRABEG |  | 51.8768 | -8.4956
MV/LV Substation TO***596Z | 10 kV | 400V(3ph) & 230V(single ph) | LV | 200 kVA :Kiosk Substation | 0.2 | --> | 0.2 | 0.2 | 9.6 |  | --> | 0.19 | 0 | 0 | 0 | 0 | 0.2 | 0 |  | --> | C28 ex ARTANE | ARTANE: T102 | FINGLAS |  | 53.3932 | -6.1958
MV/LV Substation TO***598X | 10 kV | 400V(3ph) & 230V(single ph) | LV | 50 kVA :Pole Substation | 0.05 | --> | 0.05 | 0 | 0 | Constrained,otherwise capacity available =30kVA. | --> | 0.047 | 0 | 0 | 0 | 0.016 | 0.035 | 0 |  | --> | C17 ex CARRIGSHANE | CARRIGSHANE: T41 | MIDLETON |  | 51.9062 | -8.1563
MV/LV Substation TO***602 | 10 kV | 400V(3ph) & 230V(single ph) | LV | 50 kVA :Pole Substation | 0.05 | --> | 0.05 | 0 | 0 | Constrained,otherwise capacity available =22kVA. | --> | 0.047 | 0 | 0 | 0 | 0 | 0.053 | 0 |  | --> | C12 ex CRANMORE | CRANMORE: T41∥T42 | SLIGO |  | 54.2589 | -8.4531
MV/LV Substation TO***605Y | 20 kV | 400V(3ph) & 230V(single ph) | LV | 200 kVA :Pole Substation | 0.2 | --> | 0.2 | 0 | 0 | Constrained,otherwise capacity available =166kVA. | --> | 0.19 | 0 | 0 | 0 | 0 | 0 | 0 | Constrained,otherwise capacity available =204kW. | --> | E12 ex CASTLELYONS | CASTLELYONS: T421∥T422 | BARRYMORE |  | 52.0275 | -8.329
MV/LV Substation TO***610 | 10 kV | 400V(3ph) & 230V(single ph) | LV | 50 kVA :Pole Substation | 0.05 | --> | 0.05 | 0.04 | 0 | Constrained,otherwise capacity available =44kVA. | --> | 0.047 | 0 | 0 | 0 | 0.003 | 0.047 | 0 |  | --> | C17 ex GRAIGUENAMANAGH | GRAIGUENAMANAGH: T41∥T42 | KILKENNY |  | 52.6205 | -6.8395
MV/LV Substation TO***619X | 10 kV | 400V(3ph) & 230V(single ph) | LV | 200 kVA :Kiosk Substation | 0.2 | --> | 0.2 | 0.144 | 1.1 |  | --> | 0.19 | 0 | 0 | 0 | 0.003 | 0.205 | 0 |  | --> | C15 ex CAHIRCALLA | CAHIRCALLA: T41∥T42 | ENNIS |  | 52.8335 | -8.9802
MV/LV Substation TO***620 | 10 kV | 400V(3ph) & 230V(single ph) | LV | 50 kVA :Pole Substation | 0.05 | --> | 0.05 | 0 | 0 | Constrained,otherwise capacity available =24kVA. | --> | 0.047 | 0 | 0 | 0 | 0.003 | 0 | 0 | Constrained,otherwise capacity available =50kW. | --> | C17 ex BANAGHER | BANAGHER: T42 | DALLOW |  | 53.199 | -8.1372
MV/LV Substation TO***620Y | 10 kV | 400V(3ph) & 230V(single ph) | LV | 50 kVA :Pole Substation | 0.05 | --> | 0.05 | 0.021 | 2.8 |  | --> | 0.047 | 0 | 0 | 0 | 0 | 0.053 | 0 |  | --> | C11 ex COES ROAD | COES ROAD: T41∥T42 | DUNDALK |  | 54 | -6.3816
MV/LV Substation TO***626 | 10 kV | 400V(3ph) & 230V(single ph) | LV | 630 kVA :Building Structure | 0.63 | --> | 0.63 | 0 | 0 | Constrained,otherwise capacity available =279kVA. | --> | 0.598 | 0 | 0 | 0 | 0 | 0.5 | 0 |  | --> | C14 ex HEADFORD ROAD | HEADFORD ROAD: T42 | GALWAY 110KV |  | 53.2761 | -9.0538
MV/LV Substation TO***632 | 10 kV | 400V(3ph) & 230V(single ph) | LV | 400 kVA :Building Structure | 0.4 | --> | 0.4 | 0 | 0 | Constrained,otherwise capacity available =326kVA. | --> | 0.38 | 0 | 0 | 0 | 0 | 0.411 | 0 |  | --> | C18 ex KILCOLGAN | KILCOLGAN: T42 | GALWAY 110KV |  | 53.2495 | -8.8896
MV/LV Substation TO***635X | 20 kV | 400V(3ph) & 230V(single ph) | LV | 100 kVA :Pole Substation | 0.1 | --> | 0.1 | 0.083 | 1.9 |  | --> | 0.095 | 0 | 0 | 0 | 0 | 0.102 | 0 |  | --> | C17 ex DRYBRIDGE | DRYBRIDGE: T41 | DRYBRIDGE |  | 53.7362 | -6.4515
MV/LV Substation TO***638Z | 20 kV | 400V(3ph) & 230V(single ph) | LV | 400 kVA :Kiosk Substation | 0.4 | --> | 0.4 | 0.375 | 5.6 |  | --> | 0.38 | 0 | 0 | 0 | 0.023 | 0.379 | 0 |  | --> | E17 ex BLESSINGTON | BLESSINGTON: T421 | KILTEEL |  | 53.1842 | -6.5257
MV/LV Substation TO***641Y | 10 kV | 400V(3ph) & 230V(single ph) | LV | 50 kVA :Pole Substation | 0.05 | --> | 0.05 | 0.046 | 2.7 |  | --> | 0.047 | 0 | 0 | 0 | 0 | 0.049 | 0 |  | --> | C12 ex MONFIN | MONFIN: T41∥T42 | WEXFORD |  | 52.4879 | -6.5832
MV/LV Substation TO***644Z | 20 kV | 400V(3ph) & 230V(single ph) | LV | 630 kVA :Building Structure | 0.63 | --> | 0.63 | 0.5 | 11.5 |  | --> | 0.598 | 0 | 0 | 0 | 0 | 0.5 | 0 |  | --> | E20 ex ADAMSTOWN | ADAMSTOWN: T122 | INCHICORE 220KV |  | 53.3499 | -6.4733
MV/LV Substation TO***657 | 20 kV | 400V(3ph) & 230V(single ph) | LV | 200 kVA :Pole Substation | 0.2 | --> | 0.2 | 0 | 0 | Constrained,otherwise capacity available =161kVA. | --> | 0.19 | 0 | 0 | 0 | 0.008 | 0.197 | 0 |  | --> | E15 ex GLENAMADDY | GLENAMADDY: T422 | ATHLONE |  | 53.607 | -8.5589
MV/LV Substation TO***659X | 10 kV | 400V(3ph) & 230V(single ph) | LV | 200 kVA :Kiosk Substation | 0.2 | --> | 0.2 | 0.186 | 3.4 |  | --> | 0.19 | 0 | 0 | 0 | 0 | 0.201 | 0 |  | --> | C15 ex STICKILLEN | STICKILLEN: T41∥T42 | DRYBRIDGE |  | 53.8491 | -6.5411
MV/LV Substation TO***675 | 20 kV | 400V(3ph) & 230V(single ph) | LV | 100 kVA :Pole Substation | 0.1 | --> | 0.1 | 0.077 | 1.9 |  | --> | 0.095 | 0 | 0 | 0 | 0.006 | 0.096 | 0 |  | --> | C17 ex DRYBRIDGE | DRYBRIDGE: T41 | DRYBRIDGE |  | 53.7289 | -6.4459
MV/LV Substation TO***680 | 20 kV | 400V(3ph) & 230V(single ph) | LV | 50 kVA :Pole Substation | 0.05 | --> | 0.05 | 0 | 0 | Constrained,otherwise capacity available =40kVA. | --> | 0.047 | 0 | 0 | 0 | 0 | 0.051 | 0 |  | --> | E19 ex CAVAN | CAVAN: T421 | SHANKILL |  | 53.981 | -7.4034
MV/LV Substation TO***681 | 10 kV | 400V(3ph) & 230V(single ph) | LV | 100 kVA :Pole Substation | 0.1 | --> | 0.1 | 0.082 | 1.6 |  | --> | 0.095 | 0 | 0 | 0 | 0 | 0.102 | 0 |  | --> | C11 ex NEWTOWNCUNNINGHAM | NEWTOWNCUNNINGHAM: T41∥T42 | LETTERKENNY |  | 54.9894 | -7.4222
MV/LV Substation TO***683X | 10 kV | 400V(3ph) & 230V(single ph) | LV | 50 kVA :Pole Substation | 0.05 | --> | 0.05 | 0.048 | 4.6 |  | --> | 0.047 | 0 | 0 | 0 | 0 | 0.049 | 0 |  | --> | C18 ex BALLYJAMESDUFF | BALLYJAMESDUFF: T42 | SHANKILL |  | 53.958 | -7.0622
MV/LV Substation TO***687 | 10 kV | 400V(3ph) & 230V(single ph) | LV | 50 kVA :Pole Substation | 0.05 | --> | 0.05 | 0.041 | 4 |  | --> | 0.047 | 0 | 0 | 0 | 0 | 0 | 0 | Constrained,otherwise capacity available =50kW. | --> | C19 ex LISMORE | LISMORE: T41∥T42 | DUNGARVAN |  | 52.1343 | -7.9431
MV/LV Substation TO***688 | 10 kV | 400V(3ph) & 230V(single ph) | LV | 50 kVA :Pole Substation | 0.05 | --> | 0.05 | 0.033 | 2.7 |  | --> | 0.047 | 0 | 0 | 0 | 0 | 0.051 | 0 |  | --> | C12 ex MONFIN | MONFIN: T41∥T42 | WEXFORD |  | 52.4889 | -6.5948
MV/LV Substation TO***696 | 20 kV | 400V(3ph) & 230V(single ph) | LV | 50 kVA :Pole Substation | 0.05 | --> | 0.05 | 0 | 0 | Constrained,otherwise capacity available =46kVA. | --> | 0.047 | 0 | 0 | 0 | 0.003 | 0.046 | 0 |  | --> | E25 ex PATRICKSWELL | PATRICKSWELL: T421∥T422 | LIMERICK |  | 52.6368 | -8.8585
MV/LV Substation TO***698Y | 20 kV | 400V(3ph) & 230V(single ph) | LV | 50 kVA :Pole Substation | 0.05 | --> | 0.05 | 0.044 | 1.8 |  | --> | 0.047 | 0 | 0 | 0 | 0 | 0.05 | 0 |  | --> | C18 ex DUNDALK | DUNDALK: T41 | DUNDALK |  | 54.0214 | -6.4306
MV/LV Substation TO***699X | 10 kV | 400V(3ph) & 230V(single ph) | LV | 200 kVA :Kiosk Substation | 0.2 | --> | 0.2 | 0.182 | 6.6 |  | --> | 0.19 | 0 | 0 | 0 | 0 | 0.202 | 0 |  | --> | C12 ex GLEBE | GLEBE: T41∥T42 | RICHMOND |  | 53.7235 | -7.8051
MV/LV Substation TO***702Y | 20 kV | 400V(3ph) & 230V(single ph) | LV | 200 kVA :Kiosk Substation | 0.2 | --> | 0.2 | 0.149 | 4.1 |  | --> | 0.19 | 0 | 0 | 0 | 0.006 | 0 | 0 | Constrained,otherwise capacity available =201kW. | --> | E11 ex CHARLEVILLE | CHARLEVILLE: T422 | CHARLEVILLE |  | 52.4248 | -8.6552
MV/LV Substation TO***707 | 20 kV | 400V(3ph) & 230V(single ph) | LV | 50 kVA :Pole Substation | 0.05 | --> | 0.05 | 0.033 | 4.6 |  | --> | 0.047 | 0 | 0 | 0 | 0 | 0.051 | 0 |  | --> | E13 ex BALLYRAGGET | BALLYRAGGET: T421∥T422 | BALLYRAGGET |  | 52.7346 | -7.426
MV/LV Substation TO***709 | 10 kV | 400V(3ph) & 230V(single ph) | LV | 100 kVA :Pole Substation | 0.1 | --> | 0.1 | 0.097 | 1.6 |  | --> | 0.095 | 0 | 0 | 0 | 0 | 0.1 | 0 |  | --> | C11 ex NEWTOWNCUNNINGHAM | NEWTOWNCUNNINGHAM: T41∥T42 | LETTERKENNY |  | 54.9654 | -7.4299
MV/LV Substation TO***715Y | 10 kV | 400V(3ph) & 230V(single ph) | LV | 50 kVA :Pole Substation | 0.05 | --> | 0.05 | 0.043 | 4.6 |  | --> | 0.047 | 0 | 0 | 0 | 0 | 0.05 | 0 |  | --> | C18 ex BALLYJAMESDUFF | BALLYJAMESDUFF: T42 | SHANKILL |  | 53.9314 | -7.1015
MV/LV Substation TO***717Y | 20 kV | 400V(3ph) & 230V(single ph) | LV | 100 kVA :Pole Substation | 0.1 | --> | 0.1 | 0.078 | 1.7 |  | --> | 0.095 | 0 | 0 | 0 | 0 | 0.103 | 0 |  | --> | C13 ex MORNINGTON ROAD | MORNINGTON ROAD: T41 | DRYBRIDGE |  | 53.7233 | -6.2563
MV/LV Substation TO***719 | 20 kV | 400V(3ph) & 230V(single ph) | LV | 400 kVA :Kiosk Substation | 0.4 | --> | 0.4 | 0.21 | 1.6 |  | --> | 0.38 | 0 | 0 | 0 | 0.021 | 0.407 | 0 |  | --> | E17 ex DINGLE | DINGLE: T421 | OUGHTRAGH |  | 52.1402 | -10.2701
MV/LV Substation TO***722X | 20 kV | 400V(3ph) & 230V(single ph) | LV | 50 kVA :Pole Substation | 0.05 | --> | 0.05 | 0.046 | 2.4 |  | --> | 0.047 | 0 | 0 | 0 | 0.004 | 0.045 | 0 |  | --> | C22 ex BUSHFIELD | BUSHFIELD: T42 | ATHLONE |  | 53.4914 | -7.8574
MV/LV Substation TO***724Y | 10 kV | 400V(3ph) & 230V(single ph) | LV | 200 kVA :Kiosk Substation | 0.2 | --> | 0.2 | 0 | 0 | Constrained,otherwise capacity available =177kVA. | --> | 0.19 | 0 | 0 | 0 | 0 | 0.203 | 0 |  | --> | C18 ex CASTLETROY | CASTLETROY: T41∥T42 | ARDNACRUSHA |  | 52.6763 | -8.5559
MV/LV Substation TO***724Y | 10 kV | 400V(3ph) & 230V(single ph) | LV | 100 kVA :Pole Substation | 0.1 | --> | 0.1 | 0 | 0 | Constrained,otherwise capacity available =96kVA. | --> | 0.095 | 0 | 0 | 0 | 0 | 0 | 0 | Constrained,otherwise capacity available =100kW. | --> | C16 ex TOOMEVARA | TOOMEVARA: T42 | NENAGH |  | 52.8494 | -8.0414
MV/LV Substation TO***731Z | 10 kV | 400V(3ph) & 230V(single ph) | LV | 200 kVA :Kiosk Substation | 0.2 | --> | 0.2 | 0.188 | 2.9 |  | --> | 0.19 | 0 | 0 | 0 | 0 | 0.201 | 0 |  | --> | C18 ex MALAHIDE | MALAHIDE: T42 | GLASMORE |  | 53.442 | -6.1569
MV/LV Substation TO***732 | 10 kV | 400V(3ph) & 230V(single ph) | LV | 100 kVA :Pole Substation | 0.1 | --> | 0.1 | 0.1 | 6.7 |  | --> | 0.095 | 0 | 0 | 0 | 0 | 0.1 | 0 |  | --> | C12 ex COLLINSTOWN | COLLINSTOWN: T41∥T42 | GRANGE (DR) |  | 53.4186 | -6.2333
MV/LV Substation TO***735X | 20 kV | 400V(3ph) & 230V(single ph) | LV | 50 kVA :Pole Substation | 0.05 | --> | 0.05 | 0.039 | 2.4 |  | --> | 0.047 | 0 | 0 | 0 | 0 | 0.051 | 0 |  | --> | C22 ex BUSHFIELD | BUSHFIELD: T42 | ATHLONE |  | 53.4962 | -7.8523
MV/LV Substation TO***736X | 20 kV | 400V(3ph) & 230V(single ph) | LV | 400 kVA :Building Structure | 0.4 | --> | 0.4 | 0.316 | 6.7 |  | --> | 0.38 | 0 | 0 | 0 | 0 | 0 | 0 | Constrained,otherwise capacity available =412kW. | --> | E13 ex DUNFIRTH | DUNFIRTH: T122 | DUNFIRTH |  | 53.4096 | -6.7398
MV/LV Substation TO***741 | 10 kV | 400V(3ph) & 230V(single ph) | LV | 50 kVA :Pole Substation | 0.05 | --> | 0.05 | 0.048 | 4 |  | --> | 0.047 | 0 | 0 | 0 | 0 | 0 | 0 | Constrained,otherwise capacity available =49kW. | --> | C19 ex LISMORE | LISMORE: T41∥T42 | DUNGARVAN |  | 52.1285 | -8.0557
MV/LV Substation TO***747Y | 10 kV | 400V(3ph) & 230V(single ph) | LV | 400 kVA :Kiosk Substation | 0.4 | --> | 0.4 | 0.238 | 2.7 |  | --> | 0.38 | 0 | 0 | 0 | 0.058 | 0.363 | 0 |  | --> | E19 ex LONGFORD | LONGFORD: T421 | RICHMOND |  | 53.725 | -7.808
MV/LV Substation TO***753X | 20 kV | 400V(3ph) & 230V(single ph) | LV | 100 kVA :Pole Substation | 0.1 | --> | 0.1 | 0.041 | 2.6 |  | --> | 0.095 | 0 | 0 | 0 | 0 | 0.108 | 0 |  | --> | E17 ex LISDRUM | LISDRUM: T422 | LISDRUM |  | 54.2029 | -7.0267
MV/LV Substation TO***756Y | 10 kV | 400V(3ph) & 230V(single ph) | LV | 630 kVA :Building Structure | 0.63 | --> | 0.63 | 0 | 0 | Constrained,otherwise capacity available =436kVA. | --> | 0.598 | 0 | 0 | 0 | 0 | 0.5 | 0 |  | --> | C20 ex TERMONFECKIN ROAD | TERMONFECKIN ROAD: T41∥T42 | DRYBRIDGE |  | 53.7215 | -6.3076
MV/LV Substation TO***763 | 10 kV | 400V(3ph) & 230V(single ph) | LV | 50 kVA :Pole Substation | 0.05 | --> | 0.05 | 0.033 | 8.3 |  | --> | 0.047 | 0 | 0 | 0 | 0 | 0.051 | 0 |  | --> | C17 ex BALLYBEG | BALLYBEG: T101 | CARRICKMINES |  | 52.9511 | -6.052
MV/LV Substation TO***768 | 20 kV | 400V(3ph) & 230V(single ph) | LV | 400 kVA :Kiosk Substation | 0.4 | --> | 0.4 | 0.351 | 3.3 |  | --> | 0.38 | 0 | 0 | 0 | 0.007 | 0.399 | 0 |  | --> | E18 ex BIRDHILL | BIRDHILL: T422 | ARDNACRUSHA |  | 52.7148 | -8.5002
MV/LV Substation TO***773Y | 20 kV | 400V(3ph) & 230V(single ph) | LV | 50 kVA :Pole Substation | 0.05 | --> | 0.05 | 0 | 0 | Constrained,otherwise capacity available =31kVA. | --> | 0.047 | 0 | 0 | 0 | 0 | 0.051 | 0 |  | --> | C11 ex RAHEEN | RAHEEN: T41 | LIMERICK |  | 52.6365 | -8.6889
MV/LV Substation TO***776 | 10 kV | 400V(3ph) & 230V(single ph) | LV | 200 kVA :Pole Substation | 0.2 | --> | 0.2 | 0 | 0 | Constrained,otherwise capacity available =146kVA. | --> | 0.19 | 0 | 0 | 0 | 0 | 0.207 | 0 |  | --> | C17 ex SKIBBEREEN | SKIBBEREEN: T41∥T42 | DUNMANWAY |  | 51.5289 | -9.1752
MV/LV Substation TO***779 | 10 kV | 400V(3ph) & 230V(single ph) | LV | 50 kVA :Pole Substation | 0.05 | --> | 0.05 | 0 | 0 | Constrained,otherwise capacity available =35kVA. | --> | 0.047 | 0 | 0 | 0 | 0.003 | 0.048 | 0 |  | --> | C14 ex ATHGARVAN | ATHGARVAN: T44 | NEWBRIDGE |  | 53.1978 | -6.7601
MV/LV Substation TO***780 | 20 kV | 400V(3ph) & 230V(single ph) | LV | 200 kVA :Pole Substation | 0.2 | --> | 0.2 | 0 | 0 | Constrained,otherwise capacity available =180kVA. | --> | 0.19 | 0 | 0 | 0 | 0 | 0.203 | 0 |  | --> | C21 ex CASTLEISLAND | CASTLEISLAND: T41∥T42 | TRALEE |  | 52.2237 | -9.4632
MV/LV Substation TO***782 | 10 kV | 400V(3ph) & 230V(single ph) | LV | 100 kVA :Pole Substation | 0.1 | --> | 0.1 | 0.062 | 0.7 |  | --> | 0.095 | 0 | 0 | 0 | 0.014 | 0.09 | 0 |  | --> | C20 ex KILMARTIN | KILMARTIN: T41 | ARKLOW |  | 53.0702 | -6.2229
MV/LV Substation TO***788 | 20 kV | 400V(3ph) & 230V(single ph) | LV | 50 kVA :Pole Substation | 0.05 | --> | 0.05 | 0.033 | 0.2 |  | --> | 0.047 | 0 | 0 | 0 | 0 | 0.051 | 0 |  | --> | C16 ex MOATE | MOATE: T42 | ATHLONE |  | 53.516 | -7.6941
MV/LV Substation TO***791 | 10 kV | 400V(3ph) & 230V(single ph) | LV | 200 kVA :Pole Substation | 0.2 | --> | 0.2 | 0 | 0 | Constrained,otherwise capacity available =194kVA. | --> | 0.19 | 0 | 0 | 0 | 0 | 0 | 0 | Constrained,otherwise capacity available =200kW. | --> | C16 ex TOOMEVARA | TOOMEVARA: T42 | NENAGH |  | 52.8495 | -8.0447
MV/LV Substation TO***801 | 10 kV | 400V(3ph) & 230V(single ph) | LV | 50 kVA :Pole Substation | 0.05 | --> | 0.05 | 0.045 | 3.4 |  | --> | 0.047 | 0 | 0 | 0 | 0.003 | 0 | 0 | Constrained,otherwise capacity available =47kW. | --> | C17 ex BALLYSHANNON | BALLYSHANNON: T41∥T42 | CATHALEENS FALL |  | 54.4967 | -8.175
MV/LV Substation TO***803 | 20 kV | 400V(3ph) & 230V(single ph) | LV | 200 kVA :Pole Substation | 0.2 | --> | 0.2 | 0.137 | 0.8 |  | --> | 0.19 | 0 | 0 | 0 | 0 | 0 | 0 | Constrained,otherwise capacity available =209kW. | --> | E12 ex KILMACTHOMAS | KILMACTHOMAS: T421∥T422 | DUNGARVAN |  | 52.2013 | -7.4074
MV/LV Substation TO***803X | 10 kV | 400V(3ph) & 230V(single ph) | LV | 200 kVA :Kiosk Substation | 0.2 | --> | 0.2 | 0 | 0 | Constrained,otherwise capacity available =190kVA. | --> | 0.19 | 0 | 0 | 0 | 0 | 0.201 | 0 |  | --> | C17 ex ORANMORE | ORANMORE: T41 | GALWAY 110KV |  | 53.2791 | -8.9345
MV/LV Substation TO***807X | 10 kV | 400V(3ph) & 230V(single ph) | LV | 50 kVA :Pole Substation | 0.05 | --> | 0.05 | 0.04 | 2.3 |  | --> | 0.047 | 0 | 0 | 0 | 0 | 0.051 | 0 |  | --> | C15 ex CASTLECOMER | CASTLECOMER: T41∥T42 | BALLYRAGGET |  | 52.8566 | -7.0703
MV/LV Substation TO***811X | 10 kV | 400V(3ph) & 230V(single ph) | LV | 400 kVA :Kiosk Substation | 0.4 | --> | 0.4 | 0 | 0 | Constrained,otherwise capacity available =359kVA. | --> | 0.38 | 0 | 0 | 0 | 0 | 0.406 | 0 |  | --> | C20 ex BUTTEVANT | BUTTEVANT: T41∥T42 | MALLOW |  | 52.2323 | -8.6767
MV/LV Substation TO***816X | 20 kV | 400V(3ph) & 230V(single ph) | LV | 50 kVA :Pole Substation | 0.05 | --> | 0.05 | 0 | 0 | Constrained,otherwise capacity available =24kVA. | --> | 0.047 | 0 | 0 | 0 | 0 | 0 | 0 | Constrained,otherwise capacity available =53kW. | --> | E17 ex PORTLAOISE | PORTLAOISE: T423∥T424 | PORTLAOISE |  | 53.0186 | -7.3067
MV/LV Substation TO***823X | 10 kV | 400V(3ph) & 230V(single ph) | LV | 1000 kVA :Building Structure | 1 | --> | 1 | 0 | 0 | Constrained,otherwise capacity available =500kVA. | --> | 0.95 | 0 | 0 | 0 | 0 | 0.5 | 0 |  | --> | C31 ex NORTH QUAYS | NORTH QUAYS: T102 | POOLBEG |  | 53.3574 | -6.2348
MV/LV Substation TO***824X | 10 kV | 400V(3ph) & 230V(single ph) | LV | 50 kVA :Pole Substation | 0.05 | --> | 0.05 | 0.05 | 5.6 |  | --> | 0.047 | 0 | 0 | 0 | 0 | 0.049 | 0 |  | --> | E14 ex CRANE | CRANE: T122 | CRANE |  | 52.5548 | -6.5634
MV/LV Substation TO***828Z | 10 kV | 400V(3ph) & 230V(single ph) | LV | 1000 kVA :Building Structure | 1 | --> | 1 | 0 | 0 | Constrained,otherwise capacity available =500kVA. | --> | 0.95 | 0 | 0 | 0 | 0 | 0.5 | 0 |  | --> | C17 ex NAAS | NAAS: T41 | NEWBRIDGE |  | 53.2086 | -6.7377
MV/LV Substation TO***833Y | 10 kV | 400V(3ph) & 230V(single ph) | LV | 1000 kVA :Building Structure | 1 | --> | 1 | 0.5 | 2.1 |  | --> | 0.95 | 0 | 0 | 0 | 0 | 0.5 | 0 |  | --> | C14 ex MORNINGTON ROAD | MORNINGTON ROAD: T42 | DRYBRIDGE |  | 53.7141 | -6.3515
MV/LV Substation TO***834X | 10 kV | 400V(3ph) & 230V(single ph) | LV | 50 kVA :Pole Substation | 0.05 | --> | 0.05 | 0 | 0 | Constrained,otherwise capacity available =50kVA. | --> | 0.047 | 0 | 0 | 0 | 0 | 0 | 0 | Constrained,otherwise capacity available =49kW. | --> | C17 ex HOLYCROSS ROAD | HOLYCROSS ROAD: T41∥T42 | THURLES |  | 52.6763 | -7.8519
MV/LV Substation TO***835 | 10 kV | 400V(3ph) & 230V(single ph) | LV | 400 kVA :Kiosk Substation | 0.4 | --> | 0.4 | 0.253 | 2.5 |  | --> | 0.38 | 0 | 0 | 0 | 0 | 0.422 | 0 |  | --> | C17 ex GREYSTONES | GREYSTONES: T41 | FASSAROE |  | 53.1456 | -6.0637
MV/LV Substation TO***836X | 10 kV | 400V(3ph) & 230V(single ph) | LV | 1000 kVA :Building Structure | 1 | --> | 1 | 0.395 | 7.6 |  | --> | 0.95 | 0 | 0 | 0 | 0.011 | 0.5 | 0 |  | --> | C17 ex MISERY HILL | MISERY HILL: T101 | POOLBEG |  | 53.3464 | -6.253
MV/LV Substation TO***842 | 10 kV | 400V(3ph) & 230V(single ph) | LV | 400 kVA :Building Structure | 0.4 | --> | 0.4 | 0.392 | 1.6 |  | --> | 0.38 | 0 | 0 | 0 | 0 | 0.4 | 0 |  | --> | C11 ex NEWTOWNCUNNINGHAM | NEWTOWNCUNNINGHAM: T41∥T42 | LETTERKENNY |  | 54.9801 | -7.4167
MV/LV Substation TO***842X | 10 kV | 400V(3ph) & 230V(single ph) | LV | 50 kVA :Pole Substation | 0.05 | --> | 0.05 | 0 | 0 | Constrained,otherwise capacity available =49kVA. | --> | 0.047 | 0 | 0 | 0 | 0 | 0.049 | 0 |  | --> | C17 ex SKIBBEREEN | SKIBBEREEN: T41∥T42 | DUNMANWAY |  | 51.5318 | -9.1799
MV/LV Substation TO***856 | 10 kV | 400V(3ph) & 230V(single ph) | LV | 200 kVA :Pole Substation | 0.2 | --> | 0.2 | 0 | 0 | Constrained,otherwise capacity available =150kVA. | --> | 0.19 | 0 | 0 | 0 | 0 | 0 | 0 | Constrained,otherwise capacity available =207kW. | --> | C16 ex TOOMEVARA | TOOMEVARA: T42 | NENAGH |  | 52.849 | -8.0336
MV/LV Substation TO***860X | 20 kV | 400V(3ph) & 230V(single ph) | LV | 50 kVA :Pole Substation | 0.05 | --> | 0.05 | 0.046 | 0.4 |  | --> | 0.047 | 0 | 0 | 0 | 0 | 0.049 | 0 |  | --> | C17 ex KYLEERAGH | KYLEERAGH: T41 | NENAGH |  | 53.0059 | -8.1862
MV/LV Substation TO***861Y | 20 kV | 400V(3ph) & 230V(single ph) | LV | 50 kVA :Pole Substation | 0.05 | --> | 0.05 | 0.039 | 8.4 |  | --> | 0.047 | 0 | 0 | 0 | 0 | 0.051 | 0 |  | --> | C25 ex MULLINGAR | MULLINGAR: T101 | MULLINGAR |  | 53.583 | -7.5291
MV/LV Substation TO***870X | 20 kV | 400V(3ph) & 230V(single ph) | LV | 630 kVA :Kiosk Substation | 0.63 | --> | 0.63 | 0.479 | 0.8 |  | --> | 0.598 | 0 | 0 | 0 | 0 | 0.5 | 0 |  | --> | E17 ex RATHMORE | RATHMORE: T421 | KNOCKEARAGH |  | 52.0603 | -9.0667
MV/LV Substation TO***871X | 20 kV | 400V(3ph) & 230V(single ph) | LV | 100 kVA :Pole Substation | 0.1 | --> | 0.1 | 0 | 0 | Constrained,otherwise capacity available =69kVA. | --> | 0.095 | 0 | 0 | 0 | 0 | 0.104 | 0 |  | --> | E11 ex BALLINROBE | BALLINROBE: T421∥T422 | DALTON |  | 53.6135 | -9.2168
MV/LV Substation TO***874X | 10 kV | 400V(3ph) & 230V(single ph) | LV | 100 kVA :Pole Substation | 0.1 | --> | 0.1 | 0 | 0 | Constrained,otherwise capacity available =39kVA. | --> | 0.095 | 0 | 0 | 0 | 0 | 0 | 0 | Constrained,otherwise capacity available =109kW. | --> | C17 ex HOLYCROSS ROAD | HOLYCROSS ROAD: T41∥T42 | THURLES |  | 52.6874 | -7.8412
MV/LV Substation TO***879X | 10 kV | 400V(3ph) & 230V(single ph) | LV | 400 kVA :Kiosk Substation | 0.4 | --> | 0.4 | 0.324 | 2.2 |  | --> | 0.38 | 0 | 0 | 0 | 0 | 0.411 | 0 |  | --> | C11 ex MALLOW | MALLOW: T41 | MALLOW |  | 52.1276 | -8.6446
MV/LV Substation TO***879Y | 10 kV | 400V(3ph) & 230V(single ph) | LV | 200 kVA :Pole Substation | 0.2 | --> | 0.2 | 0.177 | 2 |  | --> | 0.19 | 0 | 0 | 0 | 0 | 0.203 | 0 |  | --> | C25 ex TYCOR | TYCOR: T41∥T42 | WATERFORD |  | 52.2746 | -7.1592
MV/LV Substation TO***887Y | 20 kV | 400V(3ph) & 230V(single ph) | LV | 50 kVA :Pole Substation | 0.05 | --> | 0.05 | 0 | 0 | Constrained,otherwise capacity available =39kVA. | --> | 0.047 | 0 | 0 | 0 | 0 | 0.051 | 0 |  | --> | E15 ex GLENAMADDY | GLENAMADDY: T422 | ATHLONE |  | 53.6599 | -8.6953
MV/LV Substation TO***888 | 20 kV | 400V(3ph) & 230V(single ph) | LV | 50 kVA :Pole Substation | 0.05 | --> | 0.05 | 0.03 | 1.3 |  | --> | 0.047 | 0 | 0 | 0 | 0.003 | 0.049 | 0 |  | --> | C16 ex ENNIS NORTH | ENNIS NORTH: T41∥T42 | ENNIS |  | 52.8902 | -9.032
MV/LV Substation TO***892 | 10 kV | 400V(3ph) & 230V(single ph) | LV | 400 kVA :Kiosk Substation | 0.4 | --> | 0.4 | 0.329 | 11.2 |  | --> | 0.38 | 0 | 0 | 0 | 0.006 | 0.404 | 0 |  | --> | C14 ex CABRA | CABRA: T102 | FINGLAS |  | 53.3693 | -6.2796
MV/LV Substation TO***894X | 20 kV | 400V(3ph) & 230V(single ph) | LV | 50 kVA :Pole Substation | 0.05 | --> | 0.05 | 0.033 | 2.6 |  | --> | 0.047 | 0 | 0 | 0 | 0 | 0.051 | 0 |  | --> | C14 ex CASHEL | CASHEL: T42 | CAHIR |  | 52.6151 | -8.0258
MV/LV Substation TO***900Y | 20 kV | 400V(3ph) & 230V(single ph) | LV | 400 kVA :Building Structure | 0.4 | --> | 0.4 | 0 | 0 | Constrained,otherwise capacity available =295kVA. | --> | 0.38 | 0 | 0 | 0 | 0 | 0.416 | 0 |  | --> | E17 ex JULIANSTOWN | JULIANSTOWN: T421∥T422 | DRYBRIDGE |  | 53.6629 | -6.3294
MV/LV Substation TO***903Y | 20 kV | 400V(3ph) & 230V(single ph) | LV | 50 kVA :Pole Substation | 0.05 | --> | 0.05 | 0.028 | 1 |  | --> | 0.047 | 0 | 0 | 0 | 0 | 0.052 | 0 |  | --> | E19 ex SHILLELAGH | SHILLELAGH: T421∥T422 | CARLOW |  | 52.7208 | -6.4957
MV/LV Substation TO***910 | 20 kV | 400V(3ph) & 230V(single ph) | LV | 100 kVA :Pole Substation | 0.1 | --> | 0.1 | 0.085 | 6 |  | --> | 0.095 | 0 | 0 | 0 | 0.003 | 0 | 0 | Constrained,otherwise capacity available =99kW. | --> | E21 ex ABBEYFEALE | ABBEYFEALE: T421 | TRIEN |  | 52.379 | -9.1354
MV/LV Substation TO***910Z | 10 kV | 400V(3ph) & 230V(single ph) | LV | 1000 kVA :Building Structure | 1 | --> | 1 | 0.5 | 8.3 |  | --> | 0.95 | 0 | 0 | 0 | 0.039 | 0.5 | 0 |  | --> | C18 ex MONREAD | MONREAD: T102 | MONREAD |  | 53.2133 | -6.7102
MV/LV Substation TO***912X | 20 kV | 400V(3ph) & 230V(single ph) | LV | 100 kVA :Pole Substation | 0.1 | --> | 0.1 | 0 | 0 | Constrained,otherwise capacity available =28kVA. | --> | 0.095 | 0 | 0 | 0 | 0 | 0.11 | 0 |  | --> | E21 ex FINEA | FINEA: T421∥T422 | SHANKILL |  | 53.8645 | -7.3213
MV/LV Substation TO***915X | 10 kV | 400V(3ph) & 230V(single ph) | LV | 100 kVA :Pole Substation | 0.1 | --> | 0.1 | 0.084 | 2.2 |  | --> | 0.095 | 0 | 0 | 0 | 0 | 0.102 | 0 |  | --> | C26 ex KELLS | KELLS: T41∥T42 | NAVAN |  | 53.7244 | -6.8636
MV/LV Substation TO***915X | 20 kV | 400V(3ph) & 230V(single ph) | LV | 100 kVA :Pole Substation | 0.1 | --> | 0.1 | 0 | 0 | Constrained,otherwise capacity available =37kVA. | --> | 0.095 | 0 | 0 | 0 | 0 | 0 | 0 | Constrained,otherwise capacity available =109kW. | --> | E12 ex PORTLAOISE | PORTLAOISE: T423∥T424 | PORTLAOISE |  | 52.9785 | -7.175
MV/LV Substation TO***915X | 20 kV | 400V(3ph) & 230V(single ph) | LV | 50 kVA :Pole Substation | 0.05 | --> | 0.05 | 0 | 0 | Constrained,otherwise capacity available =46kVA. | --> | 0.047 | 0 | 0 | 0 | 0 | 0.049 | 0 |  | --> | E21 ex FINEA | FINEA: T421∥T422 | SHANKILL |  | 53.8653 | -7.3229
MV/LV Substation TO***920 | 10 kV | 400V(3ph) & 230V(single ph) | LV | 100 kVA :Pole Substation | 0.1 | --> | 0.1 | 0 | 0 | Constrained,otherwise capacity available =55kVA. | --> | 0.095 | 0 | 0 | 0 | 0 | 0 | 0 | Constrained,otherwise capacity available =106kW. | --> | E11 ex ASHBOURNE | ASHBOURNE: T421 | FINGLAS |  | 53.4525 | -6.2882
MV/LV Substation TO***921 | 20 kV | 400V(3ph) & 230V(single ph) | LV | 50 kVA :Pole Substation | 0.05 | --> | 0.05 | 0 | 0 | Constrained,otherwise capacity available =19kVA. | --> | 0.047 | 0 | 0 | 0 | 0 | 0 | 0 | Constrained,otherwise capacity available =54kW. | --> | E20 ex ROSCREA | ROSCREA: T42 | IKERRIN |  | 52.9428 | -7.6439
MV/LV Substation TO***921X | 20 kV | 400V(3ph) & 230V(single ph) | LV | 100 kVA :Pole Substation | 0.1 | --> | 0.1 | 0.056 | 0.4 |  | --> | 0.095 | 0 | 0 | 0 | 0.007 | 0.098 | 0 |  | --> | C17 ex KYLEERAGH | KYLEERAGH: T41 | NENAGH |  | 53 | -8.1241
MV/LV Substation TO***929 | 20 kV | 400V(3ph) & 230V(single ph) | LV | 50 kVA :Pole Substation | 0.05 | --> | 0.05 | 0.023 | 5.6 |  | --> | 0.047 | 0 | 0 | 0 | 0 | 0.053 | 0 |  | --> | E17 ex CRANE | CRANE: T122 | CRANE |  | 52.5473 | -6.4056
MV/LV Substation TO***931 | 20 kV | 400V(3ph) & 230V(single ph) | LV | 50 kVA :Pole Substation | 0.05 | --> | 0.05 | 0.047 | 12.2 |  | --> | 0.047 | 0 | 0 | 0 | 0 | 0.049 | 0 |  | --> | C36 ex SALTHILL | SALTHILL: T102 | SALTHILL |  | 53.2938 | -9.1055
MV/LV Substation TO***933 | 20 kV | 400V(3ph) & 230V(single ph) | LV | 50 kVA :Pole Substation | 0.05 | --> | 0.05 | 0.028 | 12.2 |  | --> | 0.047 | 0 | 0 | 0 | 0 | 0.052 | 0 |  | --> | C36 ex SALTHILL | SALTHILL: T102 | SALTHILL |  | 53.2923 | -9.1129
MV/LV Substation TO***934 | 20 kV | 400V(3ph) & 230V(single ph) | LV | 200 kVA :Pole Substation | 0.2 | --> | 0.2 | 0.182 | 12.2 |  | --> | 0.19 | 0 | 0 | 0 | 0 | 0.202 | 0 |  | --> | C36 ex SALTHILL | SALTHILL: T102 | SALTHILL |  | 53.2908 | -9.1118
MV/LV Substation TO***936 | 20 kV | 400V(3ph) & 230V(single ph) | LV | 50 kVA :Pole Substation | 0.05 | --> | 0.05 | 0.03 | 12.2 |  | --> | 0.047 | 0 | 0 | 0 | 0.012 | 0.039 | 0 |  | --> | C36 ex SALTHILL | SALTHILL: T102 | SALTHILL |  | 53.29 | -9.1124
MV/LV Substation TO***937 | 10 kV | 400V(3ph) & 230V(single ph) | LV | 100 kVA :Pole Substation | 0.1 | --> | 0.1 | 0.1 | 1.9 |  | --> | 0.095 | 0 | 0 | 0 | 0 | 0 | 0 | Constrained,otherwise capacity available =100kW. | --> | E16 ex GWEEDORE | GWEEDORE: T421 | ARDNAGAPPARY |  | 55.0546 | -8.2583
MV/LV Substation TO***940X | 10 kV | 400V(3ph) & 230V(single ph) | LV | 630 kVA :Building Structure | 0.63 | --> | 0.63 | 0 | 0 | Constrained,otherwise capacity available =500kVA. | --> | 0.598 | 0 | 0 | 0 | 0 | 0.5 | 0 |  | --> | C31 ex NORTH QUAYS | NORTH QUAYS: T102 | POOLBEG |  | 53.3574 | -6.2348
MV/LV Substation TO***943 | 10 kV | 400V(3ph) & 230V(single ph) | LV | 200 kVA :Kiosk Substation | 0.2 | --> | 0.2 | 0 | 0 | Constrained,otherwise capacity available =200kVA. | --> | 0.19 | 0 | 0 | 0 | 0 | 0.2 | 0 |  | --> | C19 ex GRANGE (DR) | GRANGE (DR): T41 | GRANGE (DR) |  | 53.3996 | -6.1519
MV/LV Substation TO***944Y | 10 kV | 400V(3ph) & 230V(single ph) | LV | 100 kVA :Pole Substation | 0.1 | --> | 0.1 | 0.076 | 1.2 |  | --> | 0.095 | 0 | 0 | 0 | 0 | 0.103 | 0 |  | --> | C12 ex SRAH | SRAH: T41∥T42 | THORNSBERRY |  | 53.2869 | -7.512
MV/LV Substation TO***946X | 20 kV | 400V(3ph) & 230V(single ph) | LV | 50 kVA :Pole Substation | 0.05 | --> | 0.05 | 0.05 | 5.3 |  | --> | 0.047 | 0 | 0 | 0 | 0 | 0.049 | 0 |  | --> | E15 ex BUSH | BUSH: T421∥T422 | DUNDALK |  | 54.0259 | -6.1359
MV/LV Substation TO***951X | 20 kV | 400V(3ph) & 230V(single ph) | LV | 50 kVA :Pole Substation | 0.05 | --> | 0.05 | 0 | 0 | Constrained,otherwise capacity available =50kVA. | --> | 0.047 | 0 | 0 | 0 | 0 | 0.049 | 0 |  | --> | E14 ex BALLINROBE | BALLINROBE: T421∥T422 | DALTON |  | 53.6944 | -9.18
MV/LV Substation TO***952X | 20 kV | 400V(3ph) & 230V(single ph) | LV | 100 kVA :Pole Substation | 0.1 | --> | 0.1 | 0 | 0 | Constrained,otherwise capacity available =55kVA. | --> | 0.095 | 0 | 0 | 0 | 0.003 | 0.103 | 0 |  | --> | E11 ex CAVAN | CAVAN: T421 | SHANKILL |  | 54.049 | -7.3168
MV/LV Substation TO***952X | 20 kV | 400V(3ph) & 230V(single ph) | LV | 100 kVA :Pole Substation | 0.1 | --> | 0.1 | 0.093 | 2.7 |  | --> | 0.095 | 0 | 0 | 0 | 0 | 0.1 | 0 |  | --> | E18 ex TULLOW | TULLOW: T422 | CARLOW |  | 52.8342 | -6.6727
MV/LV Substation TO***952Y | 10 kV | 400V(3ph) & 230V(single ph) | LV | 200 kVA :Pole Substation | 0.2 | --> | 0.2 | 0 | 0 | Constrained,otherwise capacity available =195kVA. | --> | 0.19 | 0 | 0 | 0 | 0 | 0 | 0 | Constrained,otherwise capacity available =200kW. | --> | C17 ex HOLYCROSS ROAD | HOLYCROSS ROAD: T41∥T42 | THURLES |  | 52.7505 | -7.9532
MV/LV Substation TO***956 | 20 kV | 400V(3ph) & 230V(single ph) | LV | 50 kVA :Pole Substation | 0.05 | --> | 0.05 | 0 | 0 | Constrained,otherwise capacity available =42kVA. | --> | 0.047 | 0 | 0 | 0 | 0 | 0.05 | 0 |  | --> | E23 ex BALTRASNA | BALTRASNA: T121 | BALTRASNA |  | 53.5545 | -6.3977
MV/LV Substation TO***957X | 20 kV | 400V(3ph) & 230V(single ph) | LV | 100 kVA :Pole Substation | 0.1 | --> | 0.1 | 0 | 0 | Constrained,otherwise capacity available =86kVA. | --> | 0.095 | 0 | 0 | 0 | 0 | 0.101 | 0 |  | --> | E12 ex BALLINROBE | BALLINROBE: T421∥T422 | DALTON |  | 53.6149 | -9.2226
MV/LV Substation TO***958Y | 20 kV | 400V(3ph) & 230V(single ph) | LV | 100 kVA :Pole Substation | 0.1 | --> | 0.1 | 0 | 0 | Constrained,otherwise capacity available =75kVA. | --> | 0.095 | 0 | 0 | 0 | 0 | 0.103 | 0 |  | --> | E15 ex DULEEK | DULEEK: T421∥T422 | DRYBRIDGE |  | 53.6602 | -6.4274
MV/LV Substation TO***963 | 10 kV | 400V(3ph) & 230V(single ph) | LV | 200 kVA :Pole Substation | 0.2 | --> | 0.2 | 0 | 0 | Constrained,otherwise capacity available =135kVA. | --> | 0.19 | 0 | 0 | 0 | 0.011 | 0.198 | 0 |  | --> | C11 ex GARDEN CITY | GARDEN CITY: T41∥T42 | ARKLOW |  | 52.7108 | -6.2951
MV/LV Substation TO***963X | 10 kV | 400V(3ph) & 230V(single ph) | LV | 100 kVA :Pole Substation | 0.1 | --> | 0.1 | 0.079 | 15.8 |  | --> | 0.095 | 0 | 0 | 0 | 0.01 | 0.092 | 0 |  | --> | C16 ex CASTLEVIEW | CASTLEVIEW: T102 | CASTLEVIEW |  | 51.9096 | -8.369
MV/LV Substation TO***967 | 20 kV | 400V(3ph) & 230V(single ph) | LV | 50 kVA :Pole Substation | 0.05 | --> | 0.05 | 0.04 | 2.8 |  | --> | 0.047 | 0 | 0 | 0 | 0 | 0 | 0 | Constrained,otherwise capacity available =51kW. | --> | C13 ex LEE BRIDGE | LEE BRIDGE: T41 | MACROOM |  | 51.8697 | -8.9697
MV/LV Substation TO***968X | 10 kV | 400V(3ph) & 230V(single ph) | LV | 200 kVA :Kiosk Substation | 0.2 | --> | 0.2 | 0 | 0 | Constrained,otherwise capacity available =182kVA. | --> | 0.19 | 0 | 0 | 0 | 0 | 0.202 | 0 |  | --> | C12 ex SAGGART | SAGGART: T41∥T42 | GRANGE CASTLE |  | 53.2462 | -6.5392
MV/LV Substation TO***984X | 20 kV | 400V(3ph) & 230V(single ph) | LV | 50 kVA :Pole Substation | 0.05 | --> | 0.05 | 0 | 0 | Constrained,otherwise capacity available =42kVA. | --> | 0.047 | 0 | 0 | 0 | 0 | 0.05 | 0 |  | --> | E15 ex BRUFF | BRUFF: T421 | LIMERICK |  | 52.5219 | -8.5177
MV/LV Substation TO***987 | 20 kV | 400V(3ph) & 230V(single ph) | LV | 50 kVA :Pole Substation | 0.05 | --> | 0.05 | 0.026 | 0.3 |  | --> | 0.047 | 0 | 0 | 0 | 0 | 0.052 | 0 |  | --> | C17 ex TUAM NORTH | TUAM NORTH: T41∥T42 | CLOON |  | 53.4935 | -8.8114
MV/LV Substation TO***989X | 10 kV | 400V(3ph) & 230V(single ph) | LV | 50 kVA :Pole Substation | 0.05 | --> | 0.05 | 0.044 | 8.9 |  | --> | 0.047 | 0 | 0 | 0 | 0.004 | 0.046 | 0 |  | --> | C12 ex CARROWBEG | CARROWBEG: T41∥T42 | CARROWBEG |  | 53.789 | -9.4999
MV/LV Substation TO***995 | 20 kV | 400V(3ph) & 230V(single ph) | LV | 200 kVA :Pole Substation | 0.2 | --> | 0.2 | 0 | 0 | Constrained,otherwise capacity available =184kVA. | --> | 0.19 | 0 | 0 | 0 | 0 | 0.202 | 0 |  | --> | C21 ex CASTLEISLAND | CASTLEISLAND: T41∥T42 | TRALEE |  | 52.224 | -9.4592
MV/LV Substation TO***999X | 10 kV | 400V(3ph) & 230V(single ph) | LV | 1000 kVA :Building Structure | 1 | --> | 1 | 0 | 0 | Constrained,otherwise capacity available =500kVA. | --> | 0.95 | 0 | 0 | 0 | 0.031 | 0.5 | 0 |  | --> | C18 ex HEADFORD ROAD | HEADFORD ROAD: T42 | GALWAY 110KV |  | 53.2944 | -9.0373
MV/LV Substation TR***006 | 10 kV | 400V(3ph) & 230V(single ph) | LV | 400 kVA :Building Structure | 0.4 | --> | 0.4 | 0.311 | 1.3 |  | --> | 0.38 | 0 | 0 | 0 | 0.007 | 0.406 | 0 |  | --> | C19 ex MULGANNON | MULGANNON: T41 | WEXFORD |  | 52.3333 | -6.4538
MV/LV Substation TR***012 | 20 kV | 400V(3ph) & 230V(single ph) | LV | 200 kVA :Building Structure | 0.2 | --> | 0.2 | 0.149 | 0.9 |  | --> | 0.19 | 0 | 0 | 0 | 0 | 0.207 | 0 |  | --> | C14 ex CARRAROE | CARRAROE: T42 | SCREEB |  | 53.263 | -9.5653
MV/LV Substation TR***012 | 10 kV | 400V(3ph) & 230V(single ph) | LV | 630 kVA :Building Structure | 0.63 | --> | 0.63 | 0.5 | 1.1 |  | --> | 0.598 | 0 | 0 | 0 | 0 | 0.5 | 0 |  | --> | C15 ex TRIM | TRIM: T41∥T42 | NAVAN |  | 53.5519 | -6.7944
MV/LV Substation TR***014Z | 10 kV | 400V(3ph) & 230V(single ph) | LV | 400 kVA :Kiosk Substation | 0.4 | --> | 0.4 | 0.255 | 9.6 |  | --> | 0.38 | 0 | 0 | 0 | 0.021 | 0.4 | 0 |  | --> | C22 ex ARTANE | ARTANE: T102 | FINGLAS |  | 53.3928 | -6.2126
MV/LV Substation TR***020Z | 10 kV | 400V(3ph) & 230V(single ph) | LV | 400 kVA :Building Structure | 0.4 | --> | 0.4 | 0 | 0 | Constrained,otherwise capacity available =358kVA. | --> | 0.38 | 0 | 0 | 0 | 0 | 0.406 | 0 |  | --> | C20 ex SANTRY | SANTRY: T42 | FINGLAS |  | 53.3998 | -6.2546
MV/LV Substation TR***021X | 10 kV | 400V(3ph) & 230V(single ph) | LV | 400 kVA :Building Structure | 0.4 | --> | 0.4 | 0.228 | 14.2 |  | --> | 0.38 | 0 | 0 | 0 | 0 | 0.426 | 0 |  | --> | C26 ex HEUSTON SQUARE | HEUSTON SQUARE: T102 | INCHICORE 220KV |  | 53.3459 | -6.2802
MV/LV Substation TR***024X | 10 kV | 400V(3ph) & 230V(single ph) | LV | 50 kVA :Pole Substation | 0.05 | --> | 0.05 | 0 | 0 | Constrained,otherwise capacity available =49kVA. | --> | 0.047 | 0 | 0 | 0 | 0 | 0.049 | 0 |  | --> | C15 ex CULLION | CULLION: T41∥T42 | LETTERKENNY |  | 54.9447 | -7.6627
MV/LV Substation TR***028 | 10 kV | 400V(3ph) & 230V(single ph) | LV | 400 kVA :Kiosk Substation | 0.4 | --> | 0.4 | 0.317 | 1.4 |  | --> | 0.38 | 0 | 0 | 0 | 0.003 | 0 | 0 | Constrained,otherwise capacity available =409kW. | --> | C15 ex DEERPARK | DEERPARK: T41∥T42 | BALLYDINE |  | 52.3479 | -7.4216
MV/LV Substation TR***028 | 10 kV | 400V(3ph) & 230V(single ph) | LV | 630 kVA :Building Structure | 0.63 | --> | 0.63 | 0.5 | 1.1 |  | --> | 0.598 | 0 | 0 | 0 | 0 | 0.5 | 0 |  | --> | C15 ex TRIM | TRIM: T41∥T42 | NAVAN |  | 53.5645 | -6.7979
MV/LV Substation TR***030 | 10 kV | 400V(3ph) & 230V(single ph) | LV | 50 kVA :Pole Substation | 0.05 | --> | 0.05 | 0 | 0 | Constrained,otherwise capacity available =29kVA. | --> | 0.047 | 0 | 0 | 0 | 0.004 | 0.048 | 0 |  | --> | C17 ex SKIBBEREEN | SKIBBEREEN: T41∥T42 | DUNMANWAY |  | 51.5018 | -9.2608
MV/LV Substation TR***034X | 10 kV | 400V(3ph) & 230V(single ph) | LV | 400 kVA :Building Structure | 0.4 | --> | 0.4 | 0.348 | 1.1 |  | --> | 0.38 | 0 | 0 | 0 | 0 | 0.407 | 0 |  | --> | C17 ex TRIM | TRIM: T41∥T42 | NAVAN |  | 53.5546 | -6.7656
MV/LV Substation TR***035 | 10 kV | 400V(3ph) & 230V(single ph) | LV | 400 kVA :Building Structure | 0.4 | --> | 0.4 | 0 | 0 | Constrained,otherwise capacity available =381kVA. | --> | 0.38 | 0 | 0 | 0 | 0 | 0 | 0 | Constrained,otherwise capacity available =402kW. | --> | C19 ex BIRR | BIRR: T41 | DALLOW |  | 53.0919 | -7.8944
MV/LV Substation TR***035 | 10 kV | 400V(3ph) & 230V(single ph) | LV | 400 kVA :Kiosk Substation | 0.4 | --> | 0.4 | 0.103 | 2.5 |  | --> | 0.38 | 0 | 0 | 0 | 0.049 | 0.392 | 0 |  | --> | C17 ex GREYSTONES | GREYSTONES: T41 | FASSAROE |  | 53.1492 | -6.0657
MV/LV Substation TR***035X | 20 kV | 400V(3ph) & 230V(single ph) | LV | 200 kVA :Pole Substation | 0.2 | --> | 0.2 | 0.166 | 5.4 |  | --> | 0.19 | 0 | 0 | 0 | 0 | 0.204 | 0 |  | --> | E14 ex MOY | MOY: T421∥T422 | MOY |  | 54.1886 | -9.2292
MV/LV Substation TR***036Y | 10 kV | 400V(3ph) & 230V(single ph) | LV | 50 kVA :Pole Substation | 0.05 | --> | 0.05 | 0 | 0 | Constrained,otherwise capacity available =50kVA. | --> | 0.047 | 0 | 0 | 0 | 0 | 0.049 | 0 |  | --> | C13 ex COBH | COBH: T41∥T42 | COW CROSS |  | 51.8591 | -8.3052
MV/LV Substation TR***037 | 10 kV | 400V(3ph) & 230V(single ph) | LV | 200 kVA :Pole Substation | 0.2 | --> | 0.2 | 0.2 | 2.8 |  | --> | 0.19 | 0 | 0 | 0 | 0 | 0.2 | 0 |  | --> | C15 ex CLONARD | CLONARD: T41∥T42 | WEXFORD |  | 52.3313 | -6.4834
MV/LV Substation TR***038X | 10 kV | 400V(3ph) & 230V(single ph) | LV | 400 kVA :Building Structure | 0.4 | --> | 0.4 | 0 | 0 | Constrained,otherwise capacity available =400kVA. | --> | 0.38 | 0 | 0 | 0 | 0 | 0.4 | 0 |  | --> | C18 ex CASTLEISLAND | CASTLEISLAND: T41∥T42 | TRALEE |  | 52.2319 | -9.4738
MV/LV Substation TR***039X | 10 kV | 400V(3ph) & 230V(single ph) | LV | 630 kVA :Kiosk Substation | 0.63 | --> | 0.63 | 0.188 | 1.1 |  | --> | 0.598 | 0 | 0 | 0 | 0 | 0.5 | 0 |  | --> | C18 ex TRIM | TRIM: T41∥T42 | NAVAN |  | 53.5559 | -6.7911
MV/LV Substation TR***040X | 10 kV | 400V(3ph) & 230V(single ph) | LV | 50 kVA :Pole Substation | 0.05 | --> | 0.05 | 0 | 0 | Constrained,otherwise capacity available =46kVA. | --> | 0.047 | 0 | 0 | 0 | 0 | 0.049 | 0 |  | --> | C20 ex CULLION | CULLION: T41∥T42 | LETTERKENNY |  | 54.8808 | -7.742
MV/LV Substation TR***040Y | 10 kV | 400V(3ph) & 230V(single ph) | LV | 50 kVA :Pole Substation | 0.05 | --> | 0.05 | 0 | 0 | Constrained,otherwise capacity available =27kVA. | --> | 0.047 | 0 | 0 | 0 | 0 | 0.052 | 0 |  | --> | C20 ex KILDARE | KILDARE: T41∥T42 | NEWBRIDGE |  | 53.1679 | -6.8357
MV/LV Substation TR***046 | 10 kV | 400V(3ph) & 230V(single ph) | LV | 200 kVA :Pole Substation | 0.2 | --> | 0.2 | 0.136 | 0.6 |  | --> | 0.19 | 0 | 0 | 0 | 0 | 0.209 | 0 |  | --> | C32 ex ACADEMY STREET | ACADEMY STREET: T44 | NAVAN |  | 53.6444 | -6.6876
MV/LV Substation TR***053 | 20 kV | 400V(3ph) & 230V(single ph) | LV | 400 kVA :Kiosk Substation | 0.4 | --> | 0.4 | 0 | 0 | Constrained,otherwise capacity available =340kVA. | --> | 0.38 | 0 | 0 | 0 | 0.069 | 0.336 | 0 |  | --> | E16 ex JULIANSTOWN | JULIANSTOWN: T421∥T422 | DRYBRIDGE |  | 53.6981 | -6.2517
MV/LV Substation TR***060X | 10 kV | 400V(3ph) & 230V(single ph) | LV | 400 kVA :Building Structure | 0.4 | --> | 0.4 | 0.359 | 1.1 |  | --> | 0.38 | 0 | 0 | 0 | 0 | 0.406 | 0 |  | --> | C19 ex BREWERY ROAD | BREWERY ROAD: T41 | CARRICKMINES |  | 53.2703 | -6.1969
MV/LV Substation TR***063Z | 10 kV | 400V(3ph) & 230V(single ph) | LV | 50 kVA :Pole Substation | 0.05 | --> | 0.05 | 0 | 0 | Constrained,otherwise capacity available =50kVA. | --> | 0.047 | 0 | 0 | 0 | 0 | 0 | 0 | Constrained,otherwise capacity available =49kW. | --> | C12 ex MOUNTRATH | MOUNTRATH: T41∥T42 | PORTLAOISE |  | 52.9722 | -7.4268
MV/LV Substation TR***064 | 10 kV | 400V(3ph) & 230V(single ph) | LV | 400 kVA :Kiosk Substation | 0.4 | --> | 0.4 | 0.294 | 0.6 |  | --> | 0.38 | 0 | 0 | 0 | 0.022 | 0.393 | 0 |  | --> | C14 ex BELFIELD | BELFIELD: T42 | BLACKROCK |  | 53.3095 | -6.2052
MV/LV Substation TR***064X | 10 kV | 400V(3ph) & 230V(single ph) | LV | 400 kVA :Building Structure | 0.4 | --> | 0.4 | 0 | 0 | Constrained,otherwise capacity available =399kVA. | --> | 0.38 | 0 | 0 | 0 | 0 | 0.4 | 0 |  | --> | C12 ex BALLINACURRA | BALLINACURRA: T42 | LIMERICK |  | 52.6534 | -8.6397
MV/LV Substation TR***067 | 10 kV | 400V(3ph) & 230V(single ph) | LV | 400 kVA :Kiosk Substation | 0.4 | --> | 0.4 | 0.292 | 2.8 |  | --> | 0.38 | 0 | 0 | 0 | 0 | 0.416 | 0 |  | --> | C15 ex RINEANNA | RINEANNA: T42 | DRUMLINE |  | 52.7036 | -8.8826
MV/LV Substation TR***068X | 10 kV | 400V(3ph) & 230V(single ph) | LV | 50 kVA :Pole Substation | 0.05 | --> | 0.05 | 0 | 0 | Constrained,otherwise capacity available =43kVA. | --> | 0.047 | 0 | 0 | 0 | 0 | 0.05 | 0 |  | --> | C13 ex CHARLESTOWN | CHARLESTOWN: T41 | TONROE |  | 53.9144 | -8.8376
MV/LV Substation TR***069 | 10 kV | 400V(3ph) & 230V(single ph) | LV | 400 kVA :Kiosk Substation | 0.4 | --> | 0.4 | 0.268 | 3.4 |  | --> | 0.38 | 0 | 0 | 0 | 0.043 | 0.375 | 0 |  | --> | C12 ex TRAMORE | TRAMORE: T42 | BUTLERSTOWN |  | 52.1571 | -7.1667
MV/LV Substation TR***069X | 10 kV | 400V(3ph) & 230V(single ph) | LV | 630 kVA :Kiosk Substation | 0.63 | --> | 0.63 | 0.472 | 6.1 |  | --> | 0.598 | 0 | 0 | 0 | 0 | 0.5 | 0 |  | --> | C21 ex BEDFORD ROW | BEDFORD ROW: T43 | FRANCIS STREET |  | 53.3456 | -6.2475
MV/LV Substation TR***074 | 10 kV | 400V(3ph) & 230V(single ph) | LV | 100 kVA :Pole Substation | 0.1 | --> | 0.1 | 0 | 0 | Constrained,otherwise capacity available =93kVA. | --> | 0.095 | 0 | 0 | 0 | 0 | 0.1 | 0 |  | --> | C15 ex CLIFDEN | CLIFDEN: T41∥T42 | GALWAY 110KV |  | 53.4156 | -10.1198
MV/LV Substation TR***074 | 10 kV | 400V(3ph) & 230V(single ph) | LV | 400 kVA :Kiosk Substation | 0.4 | --> | 0.4 | 0 | 0 | Constrained,otherwise capacity available =327kVA. | --> | 0.38 | 0 | 0 | 0 | 0 | 0.411 | 0 |  | --> | C11 ex DOCK ROAD | DOCK ROAD: T41∥T42 | LIMERICK |  | 52.655 | -8.6542
MV/LV Substation TR***076X | 10 kV | 400V(3ph) & 230V(single ph) | LV | 400 kVA :Building Structure | 0.4 | --> | 0.4 | 0.228 | 2.3 |  | --> | 0.38 | 0 | 0 | 0 | 0.039 | 0.385 | 0 |  | --> | C19 ex CENTRAL PARK | CENTRAL PARK: T101 | CARRICKMINES |  | 53.2698 | -6.2008
MV/LV Substation TR***077 | 10 kV | 400V(3ph) & 230V(single ph) | LV | 630 kVA :Kiosk Substation | 0.63 | --> | 0.63 | 0.268 | 1 |  | --> | 0.598 | 0 | 0 | 0 | 0 | 0.5 | 0 |  | --> | C15 ex ABBEYLAND | ABBEYLAND: T41 | NAVAN |  | 53.6519 | -6.6856
MV/LV Substation TR***079Y | 10 kV | 400V(3ph) & 230V(single ph) | LV | 50 kVA :Pole Substation | 0.05 | --> | 0.05 | 0.05 | 9.9 |  | --> | 0.047 | 0 | 0 | 0 | 0 | 0.049 | 0 |  | --> | C19 ex ENNIS | ENNIS: T101 | ENNIS |  | 52.8388 | -8.9549
MV/LV Substation TR***081X | 20 kV | 400V(3ph) & 230V(single ph) | LV | 200 kVA :Pole Substation | 0.2 | --> | 0.2 | 0.185 | 1.6 |  | --> | 0.19 | 0 | 0 | 0 | 0 | 0.202 | 0 |  | --> | E17 ex INCH | INCH: T421∥T422 | OUGHTRAGH |  | 52.2704 | -10.0269
MV/LV Substation TR***082Y | 10 kV | 400V(3ph) & 230V(single ph) | LV | 50 kVA :Pole Substation | 0.05 | --> | 0.05 | 0 | 0 | Constrained,otherwise capacity available =47kVA. | --> | 0.047 | 0 | 0 | 0 | 0 | 0.049 | 0 |  | --> | C22 ex ENNISTYMON | ENNISTYMON: T41∥T42 | ENNIS |  | 52.9572 | -9.2807
MV/LV Substation TR***083X | 10 kV | 400V(3ph) & 230V(single ph) | LV | 50 kVA :Pole Substation | 0.05 | --> | 0.05 | 0.04 | 12.2 |  | --> | 0.047 | 0 | 0 | 0 | 0 | 0.051 | 0 |  | --> | C28 ex SALTHILL | SALTHILL: T102 | SALTHILL |  | 53.2551 | -9.1525
MV/LV Substation TR***087 | 20 kV | 400V(3ph) & 230V(single ph) | LV | 400 kVA :Kiosk Substation | 0.4 | --> | 0.4 | 0.36 | 26.7 |  | --> | 0.38 | 0 | 0 | 0 | 0 | 0.406 | 0 |  | --> | E17 ex WEXFORD | WEXFORD: T121∥T122 | WEXFORD |  | 52.3217 | -6.6472
MV/LV Substation TR***092Y | 20 kV | 400V(3ph) & 230V(single ph) | LV | 50 kVA :Pole Substation | 0.05 | --> | 0.05 | 0.039 | 1.4 |  | --> | 0.047 | 0 | 0 | 0 | 0 | 0.051 | 0 |  | --> | E20 ex GARRANACANTY | GARRANACANTY: T422 | TIPPERARY |  | 52.4878 | -8.0653
MV/LV Substation TR***097 | 10 kV | 400V(3ph) & 230V(single ph) | LV | 630 kVA :Building Structure | 0.63 | --> | 0.63 | 0.403 | 7.3 |  | --> | 0.598 | 0 | 0 | 0 | 0.003 | 0.5 | 0 |  | --> | E41 ex KINSALE | KINSALE: T423 | BANDON |  | 51.701 | -8.5187
MV/LV Substation TR***098X | 10 kV | 400V(3ph) & 230V(single ph) | LV | 400 kVA :Building Structure | 0.4 | --> | 0.4 | 0 | 0 | Constrained,otherwise capacity available =255kVA. | --> | 0.38 | 0 | 0 | 0 | 0.002 | 0.418 | 0 |  | --> | C17 ex TOGHER | TOGHER: T41 | TRABEG |  | 51.8776 | -8.481
MV/LV Substation TR***101 | 10 kV | 400V(3ph) & 230V(single ph) | LV | 50 kVA :Pole Substation | 0.05 | --> | 0.05 | 0 | 0 | Constrained,otherwise capacity available =49kVA. | --> | 0.047 | 0 | 0 | 0 | 0 | 0.049 | 0 |  | --> | C23 ex CASTLEISLAND | CASTLEISLAND: T41∥T42 | TRALEE |  | 52.2946 | -9.3934
MV/LV Substation TR***109Y | 20 kV | 400V(3ph) & 230V(single ph) | LV | 50 kVA :Pole Substation | 0.05 | --> | 0.05 | 0 | 0 | Constrained,otherwise capacity available =50kVA. | --> | 0.047 | 0 | 0 | 0 | 0 | 0.049 | 0 |  | --> | E17 ex BALLINROBE | BALLINROBE: T421∥T422 | DALTON |  | 53.6406 | -9.1162
MV/LV Substation TR***112 | 20 kV | 400V(3ph) & 230V(single ph) | LV | 200 kVA :Pole Substation | 0.2 | --> | 0.2 | 0.159 | 3.6 |  | --> | 0.19 | 0 | 0 | 0 | 0.007 | 0.198 | 0 |  | --> | E12 ex KILLINICK | KILLINICK: T421∥T422 | WEXFORD |  | 52.2394 | -6.3433
MV/LV Substation TR***120X | 10 kV | 400V(3ph) & 230V(single ph) | LV | 50 kVA :Pole Substation | 0.05 | --> | 0.05 | 0.039 | 0.9 |  | --> | 0.047 | 0 | 0 | 0 | 0.007 | 0 | 0 | Constrained,otherwise capacity available =43kW. | --> | C15 ex MILLTOWN MALBAY | MILLTOWN MALBAY: T42 | TULLABRACK |  | 52.8091 | -9.4522
MV/LV Substation TR***126X | 10 kV | 400V(3ph) & 230V(single ph) | LV | 200 kVA :Pole Substation | 0.2 | --> | 0.2 | 0.181 | 3.4 |  | --> | 0.19 | 0 | 0 | 0 | 0 | 0.202 | 0 |  | --> | C19 ex CAUSEWAY | CAUSEWAY: T41∥T42 | TRALEE |  | 52.3943 | -9.8595
MV/LV Substation TR***128X | 10 kV | 400V(3ph) & 230V(single ph) | LV | 200 kVA :Pole Substation | 0.2 | --> | 0.2 | 0 | 0 | Constrained,otherwise capacity available =145kVA. | --> | 0.19 | 0 | 0 | 0 | 0 | 0.208 | 0 |  | --> | C20 ex CULLION | CULLION: T41∥T42 | LETTERKENNY |  | 54.8897 | -7.7347
MV/LV Substation TR***131 | 10 kV | 400V(3ph) & 230V(single ph) | LV | 400 kVA :Kiosk Substation | 0.4 | --> | 0.4 | 0.297 | 5.5 |  | --> | 0.38 | 0 | 0 | 0 | 0.029 | 0.385 | 0 |  | --> | C12 ex ABBEYLAND | ABBEYLAND: T42 | NAVAN |  | 53.6649 | -6.6821
MV/LV Substation TR***137X | 10 kV | 400V(3ph) & 230V(single ph) | LV | 630 kVA :Building Structure | 0.63 | --> | 0.63 | 0.445 | 2.4 |  | --> | 0.598 | 0 | 0 | 0 | 0 | 0.5 | 0 |  | --> | C12 ex DUNDRUM | DUNDRUM: T42 | BLACKROCK |  | 53.2983 | -6.2319
MV/LV Substation TR***140 | 10 kV | 400V(3ph) & 230V(single ph) | LV | 1000 kVA :Kiosk Substation | 1 | --> | 1 | 0.5 | 11.3 |  | --> | 0.95 | 0 | 0 | 0 | 0 | 0.5 | 0 |  | --> | C12 ex ENNIS | ENNIS: T102 | ENNIS |  | 52.8438 | -8.9692
MV/LV Substation TR***164X | 10 kV | 400V(3ph) & 230V(single ph) | LV | 400 kVA :Kiosk Substation | 0.4 | --> | 0.4 | 0.378 | 2.6 |  | --> | 0.38 | 0 | 0 | 0 | 0 | 0.403 | 0 |  | --> | C21 ex SALLYNOGGIN ROAD | SALLYNOGGIN ROAD: T41 | CHERRYWOOD |  | 53.2845 | -6.1318
MV/LV Substation TR***167Z | 20 kV | 400V(3ph) & 230V(single ph) | LV | 100 kVA :Pole Substation | 0.1 | --> | 0.1 | 0.088 | 0.5 |  | --> | 0.095 | 0 | 0 | 0 | 0 | 0.101 | 0 |  | --> | C12 ex BALBRIGGAN | BALBRIGGAN: T42 | GLASMORE |  | 53.5947 | -6.2182
MV/LV Substation TR***178Z | 10 kV | 400V(3ph) & 230V(single ph) | LV | 50 kVA :Pole Substation | 0.05 | --> | 0.05 | 0 | 0 | Constrained,otherwise capacity available =45kVA. | --> | 0.047 | 0 | 0 | 0 | 0.004 | 0 | 0 | Constrained,otherwise capacity available =46kW. | --> | C12 ex MOUNTRATH | MOUNTRATH: T41∥T42 | PORTLAOISE |  | 52.9709 | -7.4262
MV/LV Substation TR***182 | 10 kV | 400V(3ph) & 230V(single ph) | LV | 400 kVA :Kiosk Substation | 0.4 | --> | 0.4 | 0.233 | 2.4 |  | --> | 0.38 | 0 | 0 | 0 | 0.007 | 0.418 | 0 |  | --> | C20 ex DUNDRUM | DUNDRUM: T42 | BLACKROCK |  | 53.2905 | -6.2442
MV/LV Substation TR***182Y | 10 kV | 400V(3ph) & 230V(single ph) | LV | 200 kVA :Pole Substation | 0.2 | --> | 0.2 | 0.173 | 3.1 |  | --> | 0.19 | 0 | 0 | 0 | 0 | 0.203 | 0 |  | --> | C19 ex ERRIGAL | ERRIGAL: T41 | SHANKILL |  | 54.0802 | -7.0928
MV/LV Substation TR***184X | 10 kV | 400V(3ph) & 230V(single ph) | LV | 200 kVA :Pole Substation | 0.2 | --> | 0.2 | 0.167 | 4.2 |  | --> | 0.19 | 0 | 0 | 0 | 0 | 0 | 0 | Constrained,otherwise capacity available =204kW. | --> | C16 ex BUNDORAN | BUNDORAN: T41∥T42 | CATHALEENS FALL |  | 54.4987 | -8.2226
MV/LV Substation TR***193Y | 10 kV | 400V(3ph) & 230V(single ph) | LV | 400 kVA :Kiosk Substation | 0.4 | --> | 0.4 | 0.299 | 9.1 |  | --> | 0.38 | 0 | 0 | 0 | 0.01 | 0.405 | 0 |  | --> | C12 ex TRABEG | TRABEG: T101 | TRABEG |  | 51.8826 | -8.4607
MV/LV Substation TR***197Z | 10 kV | 400V(3ph) & 230V(single ph) | LV | 400 kVA :Kiosk Substation | 0.4 | --> | 0.4 | 0 | 0 | Constrained,otherwise capacity available =248kVA. | --> | 0.38 | 0 | 0 | 0 | 0 | 0.423 | 0 |  | --> | C18 ex KILDARE | KILDARE: T41∥T42 | NEWBRIDGE |  | 53.1532 | -6.9129
MV/LV Substation TR***199X | 20 kV | 400V(3ph) & 230V(single ph) | LV | 200 kVA :Kiosk Substation | 0.2 | --> | 0.2 | 0 | 0 | Constrained,otherwise capacity available =172kVA. | --> | 0.19 | 0 | 0 | 0 | 0 | 0.203 | 0 |  | --> | E16 ex PATRICKSWELL | PATRICKSWELL: T421∥T422 | LIMERICK |  | 52.5605 | -8.7823
MV/LV Substation TR***201Y | 10 kV | 400V(3ph) & 230V(single ph) | LV | 630 kVA :Building Structure | 0.63 | --> | 0.63 | 0 | 0 | Constrained,otherwise capacity available =500kVA. | --> | 0.598 | 0 | 0 | 0 | 0 | 0 | 0 | Constrained,otherwise capacity available =500kW. | --> | C18 ex HOLYCROSS ROAD | HOLYCROSS ROAD: T41∥T42 | THURLES |  | 52.6867 | -7.8269
MV/LV Substation TR***202 | 10 kV | 400V(3ph) & 230V(single ph) | LV | 630 kVA :Kiosk Substation | 0.63 | --> | 0.63 | 0.343 | 4.1 |  | --> | 0.598 | 0 | 0 | 0 | 0.05 | 0.5 | 0 |  | --> | C23 ex MOUNT MERRION | MOUNT MERRION: T41 | CARRICKMINES |  | 53.2925 | -6.2075
MV/LV Substation TR***204 | 10 kV | 400V(3ph) & 230V(single ph) | LV | 50 kVA :Pole Substation | 0.05 | --> | 0.05 | 0 | 0 | Constrained,otherwise capacity available =40kVA. | --> | 0.047 | 0 | 0 | 0 | 0.009 | 0.041 | 0 |  | --> | C15 ex CULLION | CULLION: T41∥T42 | LETTERKENNY |  | 54.9486 | -7.6639
MV/LV Substation TR***211 | 20 kV | 400V(3ph) & 230V(single ph) | LV | 50 kVA :Pole Substation | 0.05 | --> | 0.05 | 0.039 | 0 |  | --> | 0.047 | 0 | 0 | 0 | 0.011 | 0.039 | 0 |  | --> | E25 ex TALBOTS INCH | TALBOTS INCH: T41∥T42 | KILKENNY |  | 52.6811 | -7.2799
MV/LV Substation TR***219X | 10 kV | 400V(3ph) & 230V(single ph) | LV | 50 kVA :Pole Substation | 0.05 | --> | 0.05 | 0.046 | 1.1 |  | --> | 0.047 | 0 | 0 | 0 | 0 | 0.049 | 0 |  | --> | C18 ex TRIM | TRIM: T41∥T42 | NAVAN |  | 53.5471 | -6.7933
MV/LV Substation TR***222X | 10 kV | 400V(3ph) & 230V(single ph) | LV | 50 kVA :Pole Substation | 0.05 | --> | 0.05 | 0 | 0 | Constrained,otherwise capacity available =39kVA. | --> | 0.047 | 0 | 0 | 0 | 0 | 0.051 | 0 |  | --> | C20 ex CULLION | CULLION: T41∥T42 | LETTERKENNY |  | 54.8822 | -7.7453
MV/LV Substation TR***225X | 10 kV | 400V(3ph) & 230V(single ph) | LV | 630 kVA :Kiosk Substation | 0.63 | --> | 0.63 | 0.498 | 2.2 |  | --> | 0.598 | 0 | 0 | 0 | 0.007 | 0.5 | 0 |  | --> | C20 ex MANOR STREET | MANOR STREET: T42 | WATERFORD |  | 52.2499 | -7.1161
MV/LV Substation TR***231Z | 10 kV | 400V(3ph) & 230V(single ph) | LV | 400 kVA :Kiosk Substation | 0.4 | --> | 0.4 | 0.355 | 1.8 |  | --> | 0.38 | 0 | 0 | 0 | 0 | 0.407 | 0 |  | --> | C17 ex RATHMULLAN | RATHMULLAN: T41 | DRYBRIDGE |  | 53.7094 | -6.3806
MV/LV Substation TR***240X | 10 kV | 400V(3ph) & 230V(single ph) | LV | 100 kVA :Pole Substation | 0.1 | --> | 0.1 | 0 | 0 | Constrained,otherwise capacity available =82kVA. | --> | 0.095 | 0 | 0 | 0 | 0 | 0.102 | 0 |  | --> | C20 ex CULLION | CULLION: T41∥T42 | LETTERKENNY |  | 54.8757 | -7.7433
MV/LV Substation TR***263Y | 10 kV | 400V(3ph) & 230V(single ph) | LV | 400 kVA :Building Structure | 0.4 | --> | 0.4 | 0.298 | 1.8 |  | --> | 0.38 | 0 | 0 | 0 | 0.031 | 0.383 | 0 |  | --> | C20 ex CAHERDAVIN | CAHERDAVIN: T42 | ARDNACRUSHA |  | 52.6736 | -8.677
MV/LV Substation TR***269 | 10 kV | 400V(3ph) & 230V(single ph) | LV | 50 kVA :Pole Substation | 0.05 | --> | 0.05 | 0.033 | 6.6 |  | --> | 0.047 | 0 | 0 | 0 | 0 | 0.051 | 0 |  | --> | C17 ex GLEBE | GLEBE: T41∥T42 | RICHMOND |  | 53.7322 | -7.783
MV/LV Substation TR***278X | 10 kV | 400V(3ph) & 230V(single ph) | LV | 50 kVA :Pole Substation | 0.05 | --> | 0.05 | 0 | 0 | Constrained,otherwise capacity available =26kVA. | --> | 0.047 | 0 | 0 | 0 | 0 | 0.052 | 0 |  | --> | C14 ex MILFORD (NR) | MILFORD (NR): T41∥T42 | LETTERKENNY |  | 55.0918 | -7.6823
MV/LV Substation TR***281Y | 10 kV | 400V(3ph) & 230V(single ph) | LV | 400 kVA :Kiosk Substation | 0.4 | --> | 0.4 | 0.288 | 1.9 |  | --> | 0.38 | 0 | 0 | 0 | 0.014 | 0.402 | 0 |  | --> | C11 ex DRYBRIDGE | DRYBRIDGE: T41 | DRYBRIDGE |  | 53.7176 | -6.3594
MV/LV Substation TR***285 | 10 kV | 400V(3ph) & 230V(single ph) | LV | 50 kVA :Pole Substation | 0.05 | --> | 0.05 | 0.045 | 1.1 |  | --> | 0.047 | 0 | 0 | 0 | 0 | 0.05 | 0 |  | --> | C18 ex SCARTEEN | SCARTEEN: T41∥T42 | MALLOW |  | 52.1685 | -8.774
MV/LV Substation TR***290X | 10 kV | 400V(3ph) & 230V(single ph) | LV | 400 kVA :Building Structure | 0.4 | --> | 0.4 | 0.278 | 1.1 |  | --> | 0.38 | 0 | 0 | 0 | 0 | 0.418 | 0 |  | --> | C18 ex TRIM | TRIM: T41∥T42 | NAVAN |  | 53.5538 | -6.7907
MV/LV Substation TR***294Z | 10 kV | 400V(3ph) & 230V(single ph) | LV | 200 kVA :Kiosk Substation | 0.2 | --> | 0.2 | 0.139 | 15.6 |  | --> | 0.19 | 0 | 0 | 0 | 0.007 | 0.202 | 0 |  | --> | C22 ex STEPHENSTOWN | STEPHENSTOWN: T102 | FINGLAS |  | 53.6147 | -6.2063
MV/LV Substation TR***315 | 10 kV | 400V(3ph) & 230V(single ph) | LV | 400 kVA :Kiosk Substation | 0.4 | --> | 0.4 | 0.092 | 1.7 |  | --> | 0.38 | 0 | 0 | 0 | 0.039 | 0.404 | 0 |  | --> | C19 ex PEMBROKE | PEMBROKE: T42 | RINGSEND |  | 53.3331 | -6.2217
MV/LV Substation TR***320X | 10 kV | 400V(3ph) & 230V(single ph) | LV | 1000 kVA :Building Structure | 1 | --> | 1 | 0 | 0 | Constrained,otherwise capacity available =500kVA. | --> | 0.95 | 0 | 0 | 0 | 0 | 0.5 | 0 |  | --> | C37 ex INCHICORE CENTRAL | INCHICORE CENTRAL: T45 | INCHICORE 220KV |  | 53.3382 | -6.3208
MV/LV Substation TR***324 | 20 kV | 400V(3ph) & 230V(single ph) | LV | 630 kVA :Kiosk Substation | 0.63 | --> | 0.63 | 0.489 | 11.9 |  | --> | 0.598 | 0 | 0 | 0 | 0.004 | 0 | 0 | Constrained,otherwise capacity available =500kW. | --> | E11 ex WESTPORT | WESTPORT: T421∥T422 | CASTLEBAR |  | 53.7623 | -9.8065
MV/LV Substation TR***328 | 10 kV | 400V(3ph) & 230V(single ph) | LV | 630 kVA :Building Structure | 0.63 | --> | 0.63 | 0.5 | 3.2 |  | --> | 0.598 | 0 | 0 | 0 | 0 | 0.5 | 0 |  | --> | C13 ex EAST WALL ROAD | EAST WALL ROAD: T42 | MCDERMOTT |  | 53.3474 | -6.2125
MV/LV Substation TR***332Z | 10 kV | 400V(3ph) & 230V(single ph) | LV | 400 kVA :Kiosk Substation | 0.4 | --> | 0.4 | 0 | 0 | Constrained,otherwise capacity available =334kVA. | --> | 0.38 | 0 | 0 | 0 | 0.003 | 0.407 | 0 |  | --> | C13 ex GRANGE (DR) | GRANGE (DR): T41 | GRANGE (DR) |  | 53.4024 | -6.1622
MV/LV Substation TR***336Z | 10 kV | 400V(3ph) & 230V(single ph) | LV | 400 kVA :Kiosk Substation | 0.4 | --> | 0.4 | 0.045 | 0 | Constrained,otherwise capacity available =294kVA. | --> | 0.38 | 0 | 0 | 0 | 0.007 | 0.409 | 0 |  | --> | C16 ex TALBOTS INCH | TALBOTS INCH: T41∥T42 | KILKENNY |  | 52.6585 | -7.2563
MV/LV Substation TR***339X | 10 kV | 400V(3ph) & 230V(single ph) | LV | 200 kVA :Pole Substation | 0.2 | --> | 0.2 | 0.176 | 1.1 |  | --> | 0.19 | 0 | 0 | 0 | 0.007 | 0.195 | 0 |  | --> | C18 ex TRIM | TRIM: T41∥T42 | NAVAN |  | 53.5497 | -6.7848
MV/LV Substation TR***344X | 10 kV | 400V(3ph) & 230V(single ph) | LV | 630 kVA :Building Structure | 0.63 | --> | 0.63 | 0.5 | 1.1 |  | --> | 0.598 | 0 | 0 | 0 | 0 | 0.5 | 0 |  | --> | C15 ex TRIM | TRIM: T41∥T42 | NAVAN |  | 53.553 | -6.8001
MV/LV Substation TR***347X | 20 kV | 400V(3ph) & 230V(single ph) | LV | 50 kVA :Pole Substation | 0.05 | --> | 0.05 | 0.049 | 5.4 |  | --> | 0.047 | 0 | 0 | 0 | 0 | 0.049 | 0 |  | --> | E21 ex ARDNAREE | ARDNAREE: T421 | MOY |  | 54.0705 | -9.1078
MV/LV Substation TR***348 | 20 kV | 400V(3ph) & 230V(single ph) | LV | 50 kVA :Pole Substation | 0.05 | --> | 0.05 | 0.038 | 2.2 |  | --> | 0.047 | 0 | 0 | 0 | 0 | 0.051 | 0 |  | --> | C12 ex ROSSGEIR | ROSSGEIR: T41∥T42 | LETTERKENNY |  | 54.8036 | -7.5411
MV/LV Substation TR***349Y | 10 kV | 400V(3ph) & 230V(single ph) | LV | 50 kVA :Pole Substation | 0.05 | --> | 0.05 | 0.05 | 4.6 |  | --> | 0.047 | 0 | 0 | 0 | 0 | 0.049 | 0 |  | --> | C18 ex BALLYJAMESDUFF | BALLYJAMESDUFF: T42 | SHANKILL |  | 53.9547 | -7.0602
MV/LV Substation TR***359X | 20 kV | 400V(3ph) & 230V(single ph) | LV | 400 kVA :Building Structure | 0.4 | --> | 0.4 | 0.387 | 0.9 |  | --> | 0.38 | 0 | 0 | 0 | 0.031 | 0 | 0 | Constrained,otherwise capacity available =368kW. | --> | E23 ex ATHBOY | ATHBOY: T423 | NAVAN |  | 53.5098 | -6.8707
MV/LV Substation TR***389 | 20 kV | 400V(3ph) & 230V(single ph) | LV | 200 kVA :Pole Substation | 0.2 | --> | 0.2 | 0.11 | 4.5 |  | --> | 0.19 | 0 | 0 | 0 | 0 | 0.213 | 0 |  | --> | E20 ex ENNISCRONE | ENNISCRONE: T421∥T422 | MOY |  | 54.2155 | -9.0829
MV/LV Substation TR***396Z | 10 kV | 400V(3ph) & 230V(single ph) | LV | 50 kVA :Pole Substation | 0.05 | --> | 0.05 | 0 | 0 | Constrained,otherwise capacity available =42kVA. | --> | 0.047 | 0 | 0 | 0 | 0 | 0.05 | 0 |  | --> | C31 ex KILBARRY | KILBARRY: T101 | KILBARRY |  | 51.9531 | -8.44
MV/LV Substation TR***397Z | 10 kV | 400V(3ph) & 230V(single ph) | LV | 50 kVA :Pole Substation | 0.05 | --> | 0.05 | 0.045 | 0.8 |  | --> | 0.047 | 0 | 0 | 0 | 0 | 0.05 | 0 |  | --> | C19 ex SMEARLA | SMEARLA: T41 | TRIEN |  | 52.4415 | -9.3746
MV/LV Substation TR***4002 | 20 kV | 400V(3ph) & 230V(single ph) | LV | 50 kVA :Pole Substation | 0.05 | --> | 0.05 | 0 | 0 | Constrained,otherwise capacity available =49kVA. | --> | 0.047 | 0 | 0 | 0 | 0 | 0.049 | 0 |  | --> | C15 ex BALLYHAUNIS | BALLYHAUNIS: T41∥T42 | DALTON |  | 53.7405 | -8.6281
MV/LV Substation TR***4020 | 20 kV | 400V(3ph) & 230V(single ph) | LV | 400 kVA :Building Structure | 0.4 | --> | 0.4 | 0 | 0 | Constrained,otherwise capacity available =373kVA. | --> | 0.38 | 0 | 0 | 0 | 0 | 0.403 | 0 |  | --> | E21 ex WHITECHURCH | WHITECHURCH: T421 | KILBARRY |  | 51.952 | -8.4657
MV/LV Substation TR***4023 | 10 kV | 400V(3ph) & 230V(single ph) | LV | 50 kVA :Pole Substation | 0.05 | --> | 0.05 | 0 | 0 | Constrained,otherwise capacity available =50kVA. | --> | 0.047 | 0 | 0 | 0 | 0 | 0 | 0 | Constrained,otherwise capacity available =49kW. | --> | C15 ex TOOMEVARA | TOOMEVARA: T42 | NENAGH |  | 52.9395 | -8.0298
MV/LV Substation TR***4024 | 10 kV | 400V(3ph) & 230V(single ph) | LV | 50 kVA :Pole Substation | 0.05 | --> | 0.05 | 0.038 | 0.6 |  | --> | 0.047 | 0 | 0 | 0 | 0 | 0.051 | 0 |  | --> | C17 ex ATHBOY | ATHBOY: T42 | NAVAN |  | 53.6635 | -6.97
MV/LV Substation TR***4037 | 20 kV | 400V(3ph) & 230V(single ph) | LV | 100 kVA :Pole Substation | 0.1 | --> | 0.1 | 0 | 0 | Constrained,otherwise capacity available =71kVA. | --> | 0.095 | 0 | 0 | 0 | 0.007 | 0.096 | 0 |  | --> | E17 ex MANORHAMILTON | MANORHAMILTON: T422 | SLIGO |  | 54.234 | -8.3126
MV/LV Substation TR***403X | 10 kV | 400V(3ph) & 230V(single ph) | LV | 200 kVA :Pole Substation | 0.2 | --> | 0.2 | 0.158 | 3 |  | --> | 0.19 | 0 | 0 | 0 | 0 | 0.206 | 0 |  | --> | C15 ex CROSSMOLINA | CROSSMOLINA: T41∥T42 | MOY |  | 54.1142 | -9.2944
MV/LV Substation TR***4044 | 20 kV | 400V(3ph) & 230V(single ph) | LV | 50 kVA :Pole Substation | 0.05 | --> | 0.05 | 0.026 | 5.1 |  | --> | 0.047 | 0 | 0 | 0 | 0 | 0.052 | 0 |  | --> | E15 ex BALLYBUNION | BALLYBUNION: T421∥T422 | TRIEN |  | 52.5473 | -9.4727
MV/LV Substation TR***4050 | 10 kV | 400V(3ph) & 230V(single ph) | LV | 50 kVA :Pole Substation | 0.05 | --> | 0.05 | 0.041 | 3.6 |  | --> | 0.047 | 0 | 0 | 0 | 0 | 0.05 | 0 |  | --> | C27 ex BALLYCROSSAUN | BALLYCROSSAUN: T421∥T422 | SOMERSET |  | 53.1458 | -8.2872
MV/LV Substation TR***4055 | 10 kV | 400V(3ph) & 230V(single ph) | LV | 630 kVA :Kiosk Substation | 0.63 | --> | 0.63 | 0.338 | 0.5 |  | --> | 0.598 | 0 | 0 | 0 | 0.007 | 0.5 | 0 |  | --> | C25 ex PEMBROKE | PEMBROKE: T44 | RINGSEND |  | 53.342 | -6.2391
MV/LV Substation TR***4061 | 10 kV | 400V(3ph) & 230V(single ph) | LV | 100 kVA :Pole Substation | 0.1 | --> | 0.1 | 0.09 | 2.2 |  | --> | 0.095 | 0 | 0 | 0 | 0 | 0 | 0 | Constrained,otherwise capacity available =101kW. | --> | C15 ex GLENGOOLE | GLENGOOLE: T41 | THURLES |  | 52.7485 | -7.5734
MV/LV Substation TR***4061 | 10 kV | 400V(3ph) & 230V(single ph) | LV | 630 kVA :Building Structure | 0.63 | --> | 0.63 | 0 | 0 | Constrained,otherwise capacity available =500kVA. | --> | 0.598 | 0 | 0 | 0 | 0.003 | 0.5 | 0 |  | --> | C17 ex CARRICK ON SHANNON | CARRICK ON SHANNON: T41∥T42 | CARRICK ON SHANNON |  | 53.9407 | -8.0792
MV/LV Substation TR***4063 | 20 kV | 400V(3ph) & 230V(single ph) | LV | 50 kVA :Pole Substation | 0.05 | --> | 0.05 | 0.039 | 2.7 |  | --> | 0.047 | 0 | 0 | 0 | 0 | 0.051 | 0 |  | --> | E13 ex LONGFORD | LONGFORD: T421 | RICHMOND |  | 53.8488 | -7.6046
MV/LV Substation TR***4074 | 20 kV | 400V(3ph) & 230V(single ph) | LV | 50 kVA :Pole Substation | 0.05 | --> | 0.05 | 0.036 | 1.2 |  | --> | 0.047 | 0 | 0 | 0 | 0 | 0 | 0 | Constrained,otherwise capacity available =51kW. | --> | E17 ex BUNCRANA | BUNCRANA: T421∥T422 | TRILLICK |  | 55.1273 | -7.2055
MV/LV Substation TR***4087 | 10 kV | 400V(3ph) & 230V(single ph) | LV | 50 kVA :Pole Substation | 0.05 | --> | 0.05 | 0 | 0 | Constrained,otherwise capacity available =48kVA. | --> | 0.047 | 0 | 0 | 0 | 0 | 0.049 | 0 |  | --> | C16 ex KANTURK | KANTURK: T41∥T42 | GLENLARA |  | 52.2623 | -8.8024
MV/LV Substation TR***4090 | 10 kV | 400V(3ph) & 230V(single ph) | LV | 50 kVA :Pole Substation | 0.05 | --> | 0.05 | 0.05 | 0.6 |  | --> | 0.047 | 0 | 0 | 0 | 0 | 0.049 | 0 |  | --> | C17 ex ATHBOY | ATHBOY: T42 | NAVAN |  | 53.6674 | -6.9731
MV/LV Substation TR***4092 | 20 kV | 400V(3ph) & 230V(single ph) | LV | 100 kVA :Pole Substation | 0.1 | --> | 0.1 | 0.1 | 1.1 |  | --> | 0.095 | 0 | 0 | 0 | 0 | 0 | 0 | Constrained,otherwise capacity available =100kW. | --> | E12 ex BELMULLET | BELMULLET: T421 | BELLACORICK |  | 54.2092 | -9.9704
MV/LV Substation TR***4131 | 20 kV | 400V(3ph) & 230V(single ph) | LV | 50 kVA :Pole Substation | 0.05 | --> | 0.05 | 0.046 | 1.6 |  | --> | 0.047 | 0 | 0 | 0 | 0 | 0.049 | 0 |  | --> | E12 ex GURRANEBANE | GURRANEBANE: T421∥T422 | OUGHTRAGH |  | 52.0805 | -9.9251
MV/LV Substation TR***4138 | 10 kV | 400V(3ph) & 230V(single ph) | LV | 1000 kVA :Building Structure | 1 | --> | 1 | 0.5 | 0.9 |  | --> | 0.95 | 0 | 0 | 0 | 0 | 0.5 | 0 |  | --> | C47 ex BEDFORD ROW | BEDFORD ROW: T41 | FRANCIS STREET |  | 53.3437 | -6.262
MV/LV Substation TR***4148 | 20 kV | 400V(3ph) & 230V(single ph) | LV | 50 kVA :Pole Substation | 0.05 | --> | 0.05 | 0 | 0 | Constrained,otherwise capacity available =50kVA. | --> | 0.047 | 0 | 0 | 0 | 0 | 0 | 0 | Constrained,otherwise capacity available =49kW. | --> | E11 ex FERNS | FERNS: T421 | CRANE |  | 52.6565 | -6.5548
MV/LV Substation TR***4153 | 20 kV | 400V(3ph) & 230V(single ph) | LV | 100 kVA :Pole Substation | 0.1 | --> | 0.1 | 0.085 | 1.1 |  | --> | 0.095 | 0 | 0 | 0 | 0 | 0.102 | 0 |  | --> | E19 ex LAWLESSTOWN | LAWLESSTOWN: T421 | DOON |  | 52.4925 | -7.68
MV/LV Substation TR***4171 | 20 kV | 400V(3ph) & 230V(single ph) | LV | 400 kVA :Kiosk Substation | 0.4 | --> | 0.4 | 0.387 | 2.4 |  | --> | 0.38 | 0 | 0 | 0 | 0 | 0.401 | 0 |  | --> | E20 ex STRANORLAR | STRANORLAR: T422 | LETTERKENNY |  | 54.7945 | -7.7853
MV/LV Substation TR***4173 | 10 kV | 400V(3ph) & 230V(single ph) | LV | 50 kVA :Pole Substation | 0.05 | --> | 0.05 | 0.05 | 3 |  | --> | 0.047 | 0 | 0 | 0 | 0 | 0.049 | 0 |  | --> | C17 ex LOUGHANALLA | LOUGHANALLA: T41∥T42 | MULLINGAR |  | 53.6898 | -7.364
MV/LV Substation TR***4179 | 10 kV | 400V(3ph) & 230V(single ph) | LV | 400 kVA :Kiosk Substation | 0.4 | --> | 0.4 | 0.4 | 1.1 |  | --> | 0.38 | 0 | 0 | 0 | 0 | 0.4 | 0 |  | --> | C15 ex TRIM | TRIM: T41∥T42 | NAVAN |  | 53.557 | -6.7916
MV/LV Substation TR***4187 | 10 kV | 400V(3ph) & 230V(single ph) | LV | 50 kVA :Pole Substation | 0.05 | --> | 0.05 | 0 | 0 | Constrained,otherwise capacity available =39kVA. | --> | 0.047 | 0 | 0 | 0 | 0 | 0.051 | 0 |  | --> | C21 ex CLONMINCH | CLONMINCH: T41 | THORNSBERRY |  | 53.2418 | -7.402
MV/LV Substation TR***4197 | 10 kV | 400V(3ph) & 230V(single ph) | LV | 400 kVA :Kiosk Substation | 0.4 | --> | 0.4 | 0 | 0 | Constrained,otherwise capacity available =400kVA. | --> | 0.38 | 0 | 0 | 0 | 0 | 0 | 0 | Constrained,otherwise capacity available =400kW. | --> | C24 ex RAMSTOWN | RAMSTOWN: T41∥T42 | CRANE |  | 52.6743 | -6.3128
MV/LV Substation TR***420X | 20 kV | 400V(3ph) & 230V(single ph) | LV | 50 kVA :Pole Substation | 0.05 | --> | 0.05 | 0 | 0 | Constrained,otherwise capacity available =36kVA. | --> | 0.047 | 0 | 0 | 0 | 0.004 | 0.046 | 0 |  | --> | E18 ex BALLINROBE | BALLINROBE: T421∥T422 | DALTON |  | 53.6627 | -9.3559
MV/LV Substation TR***4213 | 10 kV | 400V(3ph) & 230V(single ph) | LV | 400 kVA :Building Structure | 0.4 | --> | 0.4 | 0 | 0 | Constrained,otherwise capacity available =368kVA. | --> | 0.38 | 0 | 0 | 0 | 0.138 | 0.259 | 0 |  | --> | C21 ex PORTARLINGTON | PORTARLINGTON: T43 | BLAKE |  | 53.1516 | -7.1669
MV/LV Substation TR***4214 | 10 kV | 400V(3ph) & 230V(single ph) | LV | 1000 kVA :Building Structure | 1 | --> | 1 | 0.5 | 4.3 |  | --> | 0.95 | 0 | 0 | 0 | 0 | 0.5 | 0 |  | --> | C23 ex CITYWEST | CITYWEST: T101 | INCHICORE 220KV |  | 53.2845 | -6.4236
MV/LV Substation TR***421X | 20 kV | 400V(3ph) & 230V(single ph) | LV | 100 kVA :Pole Substation | 0.1 | --> | 0.1 | 0 | 0 | Constrained,otherwise capacity available =64kVA. | --> | 0.095 | 0 | 0 | 0 | 0.006 | 0.099 | 0 |  | --> | E14 ex KILCOCK | KILCOCK: T422 | GRIFFINRATH |  | 53.484 | -6.7362
MV/LV Substation TR***4229 | 20 kV | 400V(3ph) & 230V(single ph) | LV | 50 kVA :Pole Substation | 0.05 | --> | 0.05 | 0 | 0 | Constrained,otherwise capacity available =50kVA. | --> | 0.047 | 0 | 0 | 0 | 0 | 0.049 | 0 |  | --> | E11 ex CAVAN | CAVAN: T421 | SHANKILL |  | 54.0791 | -7.2612
MV/LV Substation TR***4258 | 10 kV | 400V(3ph) & 230V(single ph) | LV | 630 kVA :Kiosk Substation | 0.63 | --> | 0.63 | 0.5 | 25.2 |  | --> | 0.598 | 0 | 0 | 0 | 0 | 0.5 | 0 |  | --> | C17 ex ARKLOW | ARKLOW: T101∥T102 | ARKLOW |  | 52.796 | -6.1432
MV/LV Substation TR***427 | 10 kV | 400V(3ph) & 230V(single ph) | LV | 100 kVA :Pole Substation | 0.1 | --> | 0.1 | 0.072 | 3.4 |  | --> | 0.095 | 0 | 0 | 0 | 0.02 | 0.082 | 0 |  | --> | C18 ex TRAMORE | TRAMORE: T42 | BUTLERSTOWN |  | 52.2322 | -7.2017
MV/LV Substation TR***4276 | 10 kV | 400V(3ph) & 230V(single ph) | LV | 1000 kVA :Building Structure | 1 | --> | 1 | 0 | 0 | Constrained,otherwise capacity available =500kVA. | --> | 0.95 | 0 | 0 | 0 | 0.007 | 0.5 | 0 |  | --> | C19 ex SEMPERIT | SEMPERIT: T41 | GRANGE CASTLE |  | 53.3454 | -6.3494
MV/LV Substation TR***4276 | 10 kV | 400V(3ph) & 230V(single ph) | LV | 400 kVA :Building Structure | 0.4 | --> | 0.4 | 0.4 | 7.3 |  | --> | 0.38 | 0 | 0 | 0 | 0 | 0.4 | 0 |  | --> | C11 ex GARRYCASTLE | GARRYCASTLE: T41 | ATHLONE |  | 53.4155 | -7.9267
MV/LV Substation TR***428 | 20 kV | 400V(3ph) & 230V(single ph) | LV | 200 kVA :Pole Substation | 0.2 | --> | 0.2 | 0 | 0 | Constrained,otherwise capacity available =178kVA. | --> | 0.19 | 0 | 0 | 0 | 0 | 0.203 | 0 |  | --> | E16 ex MANORHAMILTON | MANORHAMILTON: T422 | SLIGO |  | 54.3032 | -8.1866
MV/LV Substation TR***4293 | 10 kV | 400V(3ph) & 230V(single ph) | LV | 200 kVA :Building Structure | 0.2 | --> | 0.2 | 0.2 | 7.6 |  | --> | 0.19 | 0 | 0 | 0 | 0 | 0.2 | 0 |  | --> | C12 ex TRINITY | TRINITY: T102 | POOLBEG |  | 53.3426 | -6.2491
MV/LV Substation TR***430Z | 10 kV | 400V(3ph) & 230V(single ph) | LV | 400 kVA :Kiosk Substation | 0.4 | --> | 0.4 | 0.211 | 2.3 |  | --> | 0.38 | 0 | 0 | 0 | 0.003 | 0.425 | 0 |  | --> | E20 ex BLESSINGTON | BLESSINGTON: T422 | KILTEEL |  | 53.1739 | -6.5282
MV/LV Substation TR***4333 | 20 kV | 400V(3ph) & 230V(single ph) | LV | 50 kVA :Pole Substation | 0.05 | --> | 0.05 | 0 | 0 | Constrained,otherwise capacity available =50kVA. | --> | 0.047 | 0 | 0 | 0 | 0 | 0.049 | 0 |  | --> | E12 ex EMYVALE | EMYVALE: T422 | LISDRUM |  | 54.3463 | -7.0591
MV/LV Substation TR***4372 | 20 kV | 400V(3ph) & 230V(single ph) | LV | 100 kVA :Pole Substation | 0.1 | --> | 0.1 | 0 | 0 | Constrained,otherwise capacity available =100kVA. | --> | 0.095 | 0 | 0 | 0 | 0 | 0.1 | 0 |  | --> | E17 ex BALTRASNA | BALTRASNA: T121 | BALTRASNA |  | 53.5399 | -6.5251
MV/LV Substation TR***4395 | 10 kV | 400V(3ph) & 230V(single ph) | LV | 50 kVA :Pole Substation | 0.05 | --> | 0.05 | 0 | 0 | Constrained,otherwise capacity available =50kVA. | --> | 0.047 | 0 | 0 | 0 | 0 | 0 | 0 | Constrained,otherwise capacity available =49kW. | --> | C12 ex MOUNTRATH | MOUNTRATH: T41∥T42 | PORTLAOISE |  | 52.9767 | -7.428
MV/LV Substation TR***4456 | 10 kV | 400V(3ph) & 230V(single ph) | LV | 1000 kVA :Building Structure | 1 | --> | 1 | 0.5 | 6.6 |  | --> | 0.95 | 0 | 0 | 0 | 0 | 0.5 | 0 |  | --> | C22 ex MISERY HILL | MISERY HILL: T102 | POOLBEG |  | 53.3456 | -6.2413
MV/LV Substation TR***4475 | 10 kV | 400V(3ph) & 230V(single ph) | LV | 400 kVA :Kiosk Substation | 0.4 | --> | 0.4 | 0 | 0 | Constrained,otherwise capacity available =351kVA. | --> | 0.38 | 0 | 0 | 0 | 0 | 0 | 0 | Constrained,otherwise capacity available =407kW. | --> | C19 ex PALLAS | PALLAS: T41∥T42 | PORTLAOISE |  | 53.0364 | -7.3003
MV/LV Substation TR***456 | 20 kV | 400V(3ph) & 230V(single ph) | LV | 100 kVA :Pole Substation | 0.1 | --> | 0.1 | 0 | 8.5 |  | --> | 0.095 | 0 | 0 | 0 | 0 | 0 | 0 | Constrained,otherwise capacity available =118kW. | --> | E14 ex BELLACORICK | BELLACORICK: T122 | BELLACORICK |  | 54.2176 | -9.8182
MV/LV Substation TR***4583 | 20 kV | 400V(3ph) & 230V(single ph) | LV | 630 kVA :Building Structure | 0.63 | --> | 0.63 | 0 | 0 | Constrained,otherwise capacity available =405kVA. | --> | 0.598 | 0 | 0 | 0 | 0 | 0.5 | 0 |  | --> | E20 ex BALLINDERRY | BALLINDERRY: T422 | MULLINGAR |  | 53.4104 | -7.3931
MV/LV Substation TR***462X | 20 kV | 400V(3ph) & 230V(single ph) | LV | 50 kVA :Pole Substation | 0.05 | --> | 0.05 | 0 | 0 | Constrained,otherwise capacity available =49kVA. | --> | 0.047 | 0 | 0 | 0 | 0 | 0.049 | 0 |  | --> | C17 ex CHARLESTOWN | CHARLESTOWN: T41 | TONROE |  | 53.8878 | -8.6907
MV/LV Substation TR***4646 | 10 kV | 400V(3ph) & 230V(single ph) | LV | 400 kVA :Kiosk Substation | 0.4 | --> | 0.4 | 0.331 | 7.6 |  | --> | 0.38 | 0 | 0 | 0 | 0 | 0.41 | 0 |  | --> | C28 ex TRINITY | TRINITY: T102 | POOLBEG |  | 53.3396 | -6.2406
MV/LV Substation TR***4651 | 10 kV | 400V(3ph) & 230V(single ph) | LV | 1000 kVA :Building Structure | 1 | --> | 1 | 0.5 | 6.6 |  | --> | 0.95 | 0 | 0 | 0 | 0 | 0.5 | 0 |  | --> | C16 ex MISERY HILL | MISERY HILL: T102 | POOLBEG |  | 53.3416 | -6.2398
MV/LV Substation TR***4657 | 10 kV | 400V(3ph) & 230V(single ph) | LV | 1000 kVA :Building Structure | 1 | --> | 1 | 0.5 | 7.6 |  | --> | 0.95 | 0 | 0 | 0 | 0 | 0.5 | 0 |  | --> | C28 ex TRINITY | TRINITY: T102 | POOLBEG |  | 53.3401 | -6.2415
MV/LV Substation TR***470Z | 10 kV | 400V(3ph) & 230V(single ph) | LV | 400 kVA :Kiosk Substation | 0.4 | --> | 0.4 | 0.365 | 3.4 |  | --> | 0.38 | 0 | 0 | 0 | 0 | 0.405 | 0 |  | --> | C12 ex MAYFIELD | MAYFIELD: T42 | KILBARRY |  | 51.9033 | -8.4303
MV/LV Substation TR***471Y | 10 kV | 400V(3ph) & 230V(single ph) | LV | 200 kVA :Kiosk Substation | 0.2 | --> | 0.2 | 0 | 0 | Constrained,otherwise capacity available =172kVA. | --> | 0.19 | 0 | 0 | 0 | 0.002 | 0 | 0 | Constrained,otherwise capacity available =201kW. | --> | C32 ex CLOYNE | CLOYNE: T41 | MIDLETON |  | 51.8602 | -8.1311
MV/LV Substation TR***475X | 20 kV | 400V(3ph) & 230V(single ph) | LV | 200 kVA :Kiosk Substation | 0.2 | --> | 0.2 | 0 | 0 | Constrained,otherwise capacity available =111kVA. | --> | 0.19 | 0 | 0 | 0 | 0.04 | 0.171 | 0 |  | --> | E14 ex EDENDERRY | EDENDERRY: T421∥T422 | BLAKE |  | 53.3409 | -6.9404
MV/LV Substation TR***496X | 10 kV | 400V(3ph) & 230V(single ph) | LV | 50 kVA :Pole Substation | 0.05 | --> | 0.05 | 0 | 0 | Constrained,otherwise capacity available =43kVA. | --> | 0.047 | 0 | 0 | 0 | 0 | 0 | 0 | Constrained,otherwise capacity available =50kW. | --> | C18 ex RATHDOWNEY | RATHDOWNEY: T42 | IKERRIN |  | 52.854 | -7.6703
MV/LV Substation TR***499X | 20 kV | 400V(3ph) & 230V(single ph) | LV | 200 kVA :Pole Substation | 0.2 | --> | 0.2 | 0 | 0 | Constrained,otherwise capacity available =131kVA. | --> | 0.19 | 0 | 0 | 0 | 0 | 0.21 | 0 |  | --> | C24 ex ATHLONE | ATHLONE: T41 | ATHLONE |  | 53.4057 | -7.9865
MV/LV Substation TR***511Y | 20 kV | 400V(3ph) & 230V(single ph) | LV | 630 kVA :Building Structure | 0.63 | --> | 0.63 | 0 | 0 | Constrained,otherwise capacity available =500kVA. | --> | 0.598 | 0 | 0 | 0 | 0 | 0.5 | 0 |  | --> | E21 ex WHITECHURCH | WHITECHURCH: T421 | KILBARRY |  | 51.952 | -8.445
MV/LV Substation TR***516 | 10 kV | 400V(3ph) & 230V(single ph) | LV | 200 kVA :Kiosk Substation | 0.2 | --> | 0.2 | 0.2 | 0.8 |  | --> | 0.19 | 0 | 0 | 0 | 0 | 0.2 | 0 |  | --> | C19 ex SMEARLA | SMEARLA: T41 | TRIEN |  | 52.4245 | -9.426
MV/LV Substation TR***517Z | 10 kV | 400V(3ph) & 230V(single ph) | LV | 200 kVA :Kiosk Substation | 0.2 | --> | 0.2 | 0 | 0 | Constrained,otherwise capacity available =200kVA. | --> | 0.19 | 0 | 0 | 0 | 0 | 0.2 | 0 |  | --> | C13 ex MALAHIDE | MALAHIDE: T41 | GLASMORE |  | 53.414 | -6.1656
MV/LV Substation TR***532X | 20 kV | 400V(3ph) & 230V(single ph) | LV | 50 kVA :Pole Substation | 0.05 | --> | 0.05 | 0.033 | 6.7 |  | --> | 0.047 | 0 | 0 | 0 | 0 | 0 | 0 | Constrained,otherwise capacity available =51kW. | --> | E12 ex DUNFIRTH | DUNFIRTH: T122 | DUNFIRTH |  | 53.443 | -6.8609
MV/LV Substation TR***538Y | 10 kV | 400V(3ph) & 230V(single ph) | LV | 200 kVA :Pole Substation | 0.2 | --> | 0.2 | 0 | 0 | Constrained,otherwise capacity available =177kVA. | --> | 0.19 | 0 | 0 | 0 | 0 | 0 | 0 | Constrained,otherwise capacity available =203kW. | --> | C14 ex TEMPLEMORE | TEMPLEMORE: T42 | IKERRIN |  | 52.725 | -7.5835
MV/LV Substation TR***544X | 10 kV | 400V(3ph) & 230V(single ph) | LV | 50 kVA :Pole Substation | 0.05 | --> | 0.05 | 0.041 | 1.7 |  | --> | 0.047 | 0 | 0 | 0 | 0 | 0.05 | 0 |  | --> | C11 ex RATHMORE | RATHMORE: T42 | KNOCKEARAGH |  | 52.0872 | -9.2052
MV/LV Substation TR***556 | 20 kV | 400V(3ph) & 230V(single ph) | LV | 200 kVA :Pole Substation | 0.2 | --> | 0.2 | 0 | 0 | Constrained,otherwise capacity available =177kVA. | --> | 0.19 | 0 | 0 | 0 | 0 | 0.203 | 0 |  | --> | C14 ex MILFORD (NR) | MILFORD (NR): T41∥T42 | LETTERKENNY |  | 55.2253 | -7.7051
MV/LV Substation TR***560Z | 10 kV | 400V(3ph) & 230V(single ph) | LV | 400 kVA :Building Structure | 0.4 | --> | 0.4 | 0 | 0 | Constrained,otherwise capacity available =303kVA. | --> | 0.38 | 0 | 0 | 0 | 0 | 0.414 | 0 |  | --> | C18 ex BALGADDY | BALGADDY: T42 | GRANGE CASTLE |  | 53.3411 | -6.4184
MV/LV Substation TR***585X | 10 kV | 400V(3ph) & 230V(single ph) | LV | 200 kVA :Pole Substation | 0.2 | --> | 0.2 | 0.154 | 1.6 |  | --> | 0.19 | 0 | 0 | 0 | 0 | 0.207 | 0 |  | --> | C22 ex CAHIR | CAHIR: T42 | CAHIR |  | 52.3668 | -7.9287
MV/LV Substation TR***591 | 10 kV | 400V(3ph) & 230V(single ph) | LV | 630 kVA :Kiosk Substation | 0.63 | --> | 0.63 | 0 | 0 | Constrained,otherwise capacity available =500kVA. | --> | 0.598 | 0 | 0 | 0 | 0 | 0.5 | 0 |  | --> | C12 ex CRANMORE | CRANMORE: T41∥T42 | SLIGO |  | 54.2507 | -8.4528
MV/LV Substation TR***598 | 10 kV | 400V(3ph) & 230V(single ph) | LV | 400 kVA :Kiosk Substation | 0.4 | --> | 0.4 | 0.338 | 5 |  | --> | 0.38 | 0 | 0 | 0 | 0 | 0.409 | 0 |  | --> | C16 ex BALLYRICKARD | BALLYRICKARD: T41∥T42 | TRALEE |  | 52.2795 | -9.7257
MV/LV Substation TR***598 | 10 kV | 400V(3ph) & 230V(single ph) | LV | 400 kVA :Kiosk Substation | 0.4 | --> | 0.4 | 0.24 | 2.6 |  | --> | 0.38 | 0 | 0 | 0 | 0.001 | 0.423 | 0 |  | --> | C16 ex MONKSTOWN | MONKSTOWN: T42 | BLACKROCK |  | 53.2973 | -6.1598
MV/LV Substation TR***600Z | 10 kV | 400V(3ph) & 230V(single ph) | LV | 630 kVA :Building Structure | 0.63 | --> | 0.63 | 0.489 | 4.6 |  | --> | 0.598 | 0 | 0 | 0 | 0 | 0.5 | 0 |  | --> | C12 ex LIBERTY STREET | LIBERTY STREET: T102 | LIBERTY STREET |  | 51.8944 | -8.4699
MV/LV Substation TR***622Y | 10 kV | 400V(3ph) & 230V(single ph) | LV | 200 kVA :Kiosk Substation | 0.2 | --> | 0.2 | 0 | 0 | Constrained,otherwise capacity available =156kVA. | --> | 0.19 | 0 | 0 | 0 | 0.003 | 0 | 0 | Constrained,otherwise capacity available =203kW. | --> | C15 ex PALLAS | PALLAS: T41∥T42 | PORTLAOISE |  | 53.0414 | -7.3033
MV/LV Substation TR***626 | 20 kV | 400V(3ph) & 230V(single ph) | LV | 50 kVA :Pole Substation | 0.05 | --> | 0.05 | 0.05 | 4.3 |  | --> | 0.047 | 0 | 0 | 0 | 0 | 0 | 0 | Constrained,otherwise capacity available =49kW. | --> | E13 ex MOVILLE | MOVILLE: T421∥T422 | TRILLICK |  | 55.2699 | -7.0688
MV/LV Substation TR***630X | 20 kV | 400V(3ph) & 230V(single ph) | LV | 50 kVA :Pole Substation | 0.05 | --> | 0.05 | 0.042 | 0 |  | --> | 0.047 | 0 | 0 | 0 | 0 | 0.05 | 0 |  | --> | E25 ex TALBOTS INCH | TALBOTS INCH: T41∥T42 | KILKENNY |  | 52.6789 | -7.2762
MV/LV Substation TR***641 | 20 kV | 400V(3ph) & 230V(single ph) | LV | 630 kVA :Kiosk Substation | 0.63 | --> | 0.63 | 0.373 | 1.6 |  | --> | 0.598 | 0 | 0 | 0 | 0.045 | 0.5 | 0 |  | --> | E16 ex DINGLE | DINGLE: T422 | OUGHTRAGH |  | 52.1382 | -10.2705
MV/LV Substation TR***641X | 20 kV | 400V(3ph) & 230V(single ph) | LV | 100 kVA :Pole Substation | 0.1 | --> | 0.1 | 0.085 | 1.8 |  | --> | 0.095 | 0 | 0 | 0 | 0 | 0.102 | 0 |  | --> | C18 ex DUNDALK | DUNDALK: T41 | DUNDALK |  | 54.0367 | -6.4567
MV/LV Substation TR***641X | 10 kV | 400V(3ph) & 230V(single ph) | LV | 100 kVA :Pole Substation | 0.1 | --> | 0.1 | 0 | 0 | Constrained,otherwise capacity available =96kVA. | --> | 0.095 | 0 | 0 | 0 | 0 | 0.1 | 0 |  | --> | C12 ex SAGGART | SAGGART: T41∥T42 | GRANGE CASTLE |  | 53.2759 | -6.4953
MV/LV Substation TR***645 | 20 kV | 400V(3ph) & 230V(single ph) | LV | 50 kVA :Pole Substation | 0.05 | --> | 0.05 | 0.05 | 1.2 |  | --> | 0.047 | 0 | 0 | 0 | 0 | 0 | 0 | Constrained,otherwise capacity available =49kW. | --> | E17 ex BUNCRANA | BUNCRANA: T421∥T422 | TRILLICK |  | 55.1245 | -7.2112
MV/LV Substation TR***648 | 10 kV | 400V(3ph) & 230V(single ph) | LV | 100 kVA :Pole Substation | 0.1 | --> | 0.1 | 0.098 | 1.1 |  | --> | 0.095 | 0 | 0 | 0 | 0 | 0.1 | 0 |  | --> | C15 ex TRIM | TRIM: T41∥T42 | NAVAN |  | 53.5504 | -6.7969
MV/LV Substation TR***649X | 10 kV | 400V(3ph) & 230V(single ph) | LV | 50 kVA :Pole Substation | 0.05 | --> | 0.05 | 0.05 | 1.3 |  | --> | 0.047 | 0 | 0 | 0 | 0 | 0.049 | 0 |  | --> | C15 ex ENNIS NORTH | ENNIS NORTH: T41∥T42 | ENNIS |  | 52.8404 | -9.0309
MV/LV Substation TR***655X | 10 kV | 400V(3ph) & 230V(single ph) | LV | 400 kVA :Kiosk Substation | 0.4 | --> | 0.4 | 0 | 0 | Constrained,otherwise capacity available =235kVA. | --> | 0.38 | 0 | 0 | 0 | 0 | 0.425 | 0 |  | --> | C17 ex TOGHER | TOGHER: T41 | TRABEG |  | 51.8764 | -8.4814
MV/LV Substation TR***677 | 10 kV | 400V(3ph) & 230V(single ph) | LV | 50 kVA :Pole Substation | 0.05 | --> | 0.05 | 0 | 0 | Constrained,otherwise capacity available =35kVA. | --> | 0.047 | 0 | 0 | 0 | 0 | 0 | 0 | Constrained,otherwise capacity available =51kW. | --> | C16 ex BANAGHER | BANAGHER: T42 | DALLOW |  | 53.1892 | -7.9991
MV/LV Substation TR***683Y | 20 kV | 400V(3ph) & 230V(single ph) | LV | 50 kVA :Pole Substation | 0.05 | --> | 0.05 | 0.05 | 6.7 |  | --> | 0.047 | 0 | 0 | 0 | 0 | 0 | 0 | Constrained,otherwise capacity available =49kW. | --> | E12 ex DUNFIRTH | DUNFIRTH: T122 | DUNFIRTH |  | 53.4237 | -6.9247
MV/LV Substation TR***687X | 10 kV | 400V(3ph) & 230V(single ph) | LV | 200 kVA :Kiosk Substation | 0.2 | --> | 0.2 | 0.162 | 1.2 |  | --> | 0.19 | 0 | 0 | 0 | 0 | 0 | 0 | Constrained,otherwise capacity available =205kW. | --> | C22 ex KNOCKAPHUNTA | KNOCKAPHUNTA: T41∥T42 | CASTLEBAR |  | 53.8468 | -9.3074
MV/LV Substation TR***696 | 10 kV | 400V(3ph) & 230V(single ph) | LV | 100 kVA :Pole Substation | 0.1 | --> | 0.1 | 0.069 | 5.3 |  | --> | 0.095 | 0 | 0 | 0 | 0 | 0.104 | 0 |  | --> | C12 ex SMEARLA | SMEARLA: T42 | TRIEN |  | 52.4333 | -9.5396
MV/LV Substation TR***729 | 20 kV | 400V(3ph) & 230V(single ph) | LV | 50 kVA :Pole Substation | 0.05 | --> | 0.05 | 0.046 | 2.4 |  | --> | 0.047 | 0 | 0 | 0 | 0 | 0.049 | 0 |  | --> | E18 ex STRANORLAR | STRANORLAR: T422 | LETTERKENNY |  | 54.8083 | -7.7394
MV/LV Substation TR***738 | 10 kV | 400V(3ph) & 230V(single ph) | LV | 100 kVA :Pole Substation | 0.1 | --> | 0.1 | 0 | 0 | Constrained,otherwise capacity available =77kVA. | --> | 0.095 | 0 | 0 | 0 | 0 | 0.103 | 0 |  | --> | C17 ex SKIBBEREEN | SKIBBEREEN: T41∥T42 | DUNMANWAY |  | 51.5024 | -9.2628
MV/LV Substation TR***738 | 10 kV | 400V(3ph) & 230V(single ph) | LV | 200 kVA :Building Structure | 0.2 | --> | 0.2 | 0.12 | 1.1 |  | --> | 0.19 | 0 | 0 | 0 | 0.011 | 0.2 | 0 |  | --> | C15 ex TRIM | TRIM: T41∥T42 | NAVAN |  | 53.565 | -6.8015
MV/LV Substation TR***749 | 10 kV | 400V(3ph) & 230V(single ph) | LV | 50 kVA :Pole Substation | 0.05 | --> | 0.05 | 0 | 0 | Constrained,otherwise capacity available =29kVA. | --> | 0.047 | 0 | 0 | 0 | 0 | 0.052 | 0 |  | --> | C21 ex KILMONEY | KILMONEY: T41∥T42 | TRABEG |  | 51.7609 | -8.3918
MV/LV Substation TR***764X | 10 kV | 400V(3ph) & 230V(single ph) | LV | 50 kVA :Pole Substation | 0.05 | --> | 0.05 | 0.047 | 1.5 |  | --> | 0.047 | 0 | 0 | 0 | 0 | 0.049 | 0 |  | --> | C11 ex DERRYCRAMPH | DERRYCRAMPH: T41∥T42 | SHANKILL |  | 53.9635 | -7.3557
MV/LV Substation TR***764Y | 10 kV | 400V(3ph) & 230V(single ph) | LV | 400 kVA :Building Structure | 0.4 | --> | 0.4 | 0 | 0 | Constrained,otherwise capacity available =327kVA. | --> | 0.38 | 0 | 0 | 0 | 0 | 0 | 0 | Constrained,otherwise capacity available =411kW. | --> | C22 ex BELLFIELD | BELLFIELD: T41∥T42 | CRANE |  | 52.503 | -6.5647
MV/LV Substation TR***765 | 20 kV | 400V(3ph) & 230V(single ph) | LV | 50 kVA :Pole Substation | 0.05 | --> | 0.05 | 0 | 0 | Constrained,otherwise capacity available =9kVA. | --> | 0.047 | 0 | 0 | 0 | 0 | 0.055 | 0 |  | --> | C21 ex TERMONFECKIN ROAD | TERMONFECKIN ROAD: T41∥T42 | DRYBRIDGE |  | 53.7623 | -6.2721
MV/LV Substation TR***785Y | 10 kV | 400V(3ph) & 230V(single ph) | LV | 200 kVA :Pole Substation | 0.2 | --> | 0.2 | 0 | 0 | Constrained,otherwise capacity available =200kVA. | --> | 0.19 | 0 | 0 | 0 | 0 | 0 | 0 | Constrained,otherwise capacity available =200kW. | --> | C12 ex MOUNTRATH | MOUNTRATH: T41∥T42 | PORTLAOISE |  | 52.9787 | -7.4303
MV/LV Substation TR***786 | 10 kV | 400V(3ph) & 230V(single ph) | LV | 100 kVA :Pole Substation | 0.1 | --> | 0.1 | 0.093 | 0.8 |  | --> | 0.095 | 0 | 0 | 0 | 0 | 0.1 | 0 |  | --> | C19 ex SMEARLA | SMEARLA: T41 | TRIEN |  | 52.4261 | -9.4173
MV/LV Substation TR***793X | 10 kV | 400V(3ph) & 230V(single ph) | LV | 50 kVA :Pole Substation | 0.05 | --> | 0.05 | 0 | 0 | Constrained,otherwise capacity available =47kVA. | --> | 0.047 | 0 | 0 | 0 | 0 | 0.049 | 0 |  | --> | C17 ex SKIBBEREEN | SKIBBEREEN: T41∥T42 | DUNMANWAY |  | 51.5068 | -9.2612
MV/LV Substation TR***802X | 10 kV | 400V(3ph) & 230V(single ph) | LV | 200 kVA :Building Structure | 0.2 | --> | 0.2 | 0 | 0 | Constrained,otherwise capacity available =177kVA. | --> | 0.19 | 0 | 0 | 0 | 0 | 0.203 | 0 |  | --> | C11 ex POLLERTON | POLLERTON: T41 | CARLOW |  | 52.8427 | -6.9083
MV/LV Substation TR***807 | 20 kV | 400V(3ph) & 230V(single ph) | LV | 100 kVA :Pole Substation | 0.1 | --> | 0.1 | 0.087 | 0.4 |  | --> | 0.095 | 0 | 0 | 0 | 0.019 | 0.081 | 0 |  | --> | E31 ex TRIM | TRIM: T421 | NAVAN |  | 53.5204 | -6.8251
MV/LV Substation TR***810X | 20 kV | 400V(3ph) & 230V(single ph) | LV | 200 kVA :Building Structure | 0.2 | --> | 0.2 | 0.045 | 0 | Constrained,otherwise capacity available =200kVA. | --> | 0.19 | 0 | 0 | 0 | 0 | 0.2 | 0 |  | --> | E25 ex TALBOTS INCH | TALBOTS INCH: T41∥T42 | KILKENNY |  | 52.687 | -7.2747
MV/LV Substation TR***816 | 10 kV | 400V(3ph) & 230V(single ph) | LV | 50 kVA :Pole Substation | 0.05 | --> | 0.05 | 0 | 0 | Constrained,otherwise capacity available =36kVA. | --> | 0.047 | 0 | 0 | 0 | 0.004 | 0.046 | 0 |  | --> | C21 ex KILMONEY | KILMONEY: T41∥T42 | TRABEG |  | 51.7637 | -8.3976
MV/LV Substation TR***818X | 20 kV | 400V(3ph) & 230V(single ph) | LV | 50 kVA :Pole Substation | 0.05 | --> | 0.05 | 0 | 0 | Constrained,otherwise capacity available =50kVA. | --> | 0.047 | 0 | 0 | 0 | 0 | 0.049 | 0 |  | --> | E14 ex KILCOCK | KILCOCK: T422 | GRIFFINRATH |  | 53.4819 | -6.7253
MV/LV Substation TR***818Y | 20 kV | 400V(3ph) & 230V(single ph) | LV | 50 kVA :Pole Substation | 0.05 | --> | 0.05 | 0 | 0 | Constrained,otherwise capacity available =49kVA. | --> | 0.047 | 0 | 0 | 0 | 0 | 0.049 | 0 |  | --> | E19 ex CAVAN | CAVAN: T421 | SHANKILL |  | 53.9558 | -7.4469
MV/LV Substation TR***826Y | 20 kV | 400V(3ph) & 230V(single ph) | LV | 50 kVA :Pole Substation | 0.05 | --> | 0.05 | 0 | 0 |  | --> | 0.047 | 0 | 0 | 0 | 0 | 0.056 | 0 |  | --> | E17 ex ACADEMY STREET | ACADEMY STREET: T421∥T422 | NAVAN |  | 53.5747 | -6.717
MV/LV Substation TR***843 | 10 kV | 400V(3ph) & 230V(single ph) | LV | 200 kVA :Pole Substation | 0.2 | --> | 0.2 | 0.199 | 9.8 |  | --> | 0.19 | 0 | 0 | 0 | 0 | 0.2 | 0 |  | --> | C11 ex KILCOOLE | KILCOOLE: T41∥T42 | FASSAROE |  | 53.0813 | -6.1071
MV/LV Substation TR***854 | 20 kV | 400V(3ph) & 230V(single ph) | LV | 50 kVA :Pole Substation | 0.05 | --> | 0.05 | 0.026 | 4.4 |  | --> | 0.047 | 0 | 0 | 0 | 0 | 0.052 | 0 |  | --> | E16 ex MOHILL | MOHILL: T421∥T422 | CARRICK ON SHANNON |  | 53.917 | -7.8772
MV/LV Substation TR***864Y | 10 kV | 400V(3ph) & 230V(single ph) | LV | 100 kVA :Pole Substation | 0.1 | --> | 0.1 | 0.077 | 2 |  | --> | 0.095 | 0 | 0 | 0 | 0 | 0.103 | 0 |  | --> | C25 ex TYCOR | TYCOR: T41∥T42 | WATERFORD |  | 52.2479 | -7.173
MV/LV Substation TR***871X | 20 kV | 400V(3ph) & 230V(single ph) | LV | 50 kVA :Pole Substation | 0.05 | --> | 0.05 | 0.049 | 2.7 |  | --> | 0.047 | 0 | 0 | 0 | 0 | 0.049 | 0 |  | --> | C18 ex KILLESHANDRA | KILLESHANDRA: T41∥T42 | GORTAWEE |  | 54.0084 | -7.5206
MV/LV Substation TR***877 | 20 kV | 400V(3ph) & 230V(single ph) | LV | 630 kVA :Building Structure | 0.63 | --> | 0.63 | 0.5 | 1.1 |  | --> | 0.598 | 0 | 0 | 0 | 0.007 | 0 | 0 | Constrained,otherwise capacity available =500kW. | --> | E12 ex BELMULLET | BELMULLET: T421 | BELLACORICK |  | 54.2199 | -9.9854
MV/LV Substation TR***878X | 10 kV | 400V(3ph) & 230V(single ph) | LV | 50 kVA :Pole Substation | 0.05 | --> | 0.05 | 0 | 0 | Constrained,otherwise capacity available =50kVA. | --> | 0.047 | 0 | 0 | 0 | 0 | 0.049 | 0 |  | --> | C21 ex ENNISTYMON | ENNISTYMON: T41∥T42 | ENNIS |  | 52.8699 | -9.3583
MV/LV Substation TR***880Y | 10 kV | 400V(3ph) & 230V(single ph) | LV | 50 kVA :Pole Substation | 0.05 | --> | 0.05 | 0 | 0 | Constrained,otherwise capacity available =19kVA. | --> | 0.047 | 0 | 0 | 0 | 0 | 0 | 0 | Constrained,otherwise capacity available =54kW. | --> | C22 ex PORTLAOISE | PORTLAOISE: T42 | PORTLAOISE |  | 53.1141 | -7.1532
MV/LV Substation TR***881 | 20 kV | 400V(3ph) & 230V(single ph) | LV | 100 kVA :Pole Substation | 0.1 | --> | 0.1 | 0.073 | 4.4 |  | --> | 0.095 | 0 | 0 | 0 | 0 | 0.103 | 0 |  | --> | E16 ex MOHILL | MOHILL: T421∥T422 | CARRICK ON SHANNON |  | 53.9171 | -7.8734
MV/LV Substation TR***886Y | 20 kV | 400V(3ph) & 230V(single ph) | LV | 200 kVA :Pole Substation | 0.2 | --> | 0.2 | 0 | 0 | Constrained,otherwise capacity available =91kVA. | --> | 0.19 | 0 | 0 | 0 | 0 | 0.216 | 0 |  | --> | E14 ex EMYVALE | EMYVALE: T422 | LISDRUM |  | 54.3704 | -6.9497
MV/LV Substation TR***891X | 10 kV | 400V(3ph) & 230V(single ph) | LV | 400 kVA :Building Structure | 0.4 | --> | 0.4 | 0.356 | 8.5 |  | --> | 0.38 | 0 | 0 | 0 | 0 | 0.406 | 0 |  | --> | C11 ex ARDGEEHA | ARDGEEHA: T41∥T42 | DOON |  | 52.3639 | -7.7045
MV/LV Substation TR***900 | 10 kV | 400V(3ph) & 230V(single ph) | LV | 50 kVA :Pole Substation | 0.05 | --> | 0.05 | 0.046 | 0.8 |  | --> | 0.047 | 0 | 0 | 0 | 0 | 0.049 | 0 |  | --> | C19 ex SMEARLA | SMEARLA: T41 | TRIEN |  | 52.4428 | -9.3746
MV/LV Substation TR***905 | 10 kV | 400V(3ph) & 230V(single ph) | LV | 200 kVA :Kiosk Substation | 0.2 | --> | 0.2 | 0.13 | 1.3 |  | --> | 0.19 | 0 | 0 | 0 | 0.007 | 0.203 | 0 |  | --> | C17 ex TYMON | TYMON: T41 | COOKSTOWN |  | 53.3008 | -6.3613
MV/LV Substation TR***927X | 20 kV | 400V(3ph) & 230V(single ph) | LV | 100 kVA :Pole Substation | 0.1 | --> | 0.1 | 0.086 | 2.6 |  | --> | 0.095 | 0 | 0 | 0 | 0 | 0.101 | 0 |  | --> | E13 ex AGHADA | AGHADA: T721 | N/A |  | 51.822 | -8.2341
MV/LV Substation TR***933X | 10 kV | 400V(3ph) & 230V(single ph) | LV | 50 kVA :Pole Substation | 0.05 | --> | 0.05 | 0 | 0 | Constrained,otherwise capacity available =39kVA. | --> | 0.047 | 0 | 0 | 0 | 0 | 0.051 | 0 |  | --> | C16 ex ENNISTYMON | ENNISTYMON: T41∥T42 | ENNIS |  | 52.9353 | -9.3024
MV/LV Substation TR***945X | 10 kV | 400V(3ph) & 230V(single ph) | LV | 200 kVA :Pole Substation | 0.2 | --> | 0.2 | 0 | 0 | Constrained,otherwise capacity available =200kVA. | --> | 0.19 | 0 | 0 | 0 | 0 | 0.2 | 0 |  | --> | C21 ex KILMONEY | KILMONEY: T41∥T42 | TRABEG |  | 51.757 | -8.3957
MV/LV Substation TR***962X | 20 kV | 400V(3ph) & 230V(single ph) | LV | 50 kVA :Pole Substation | 0.05 | --> | 0.05 | 0.034 | 1.4 |  | --> | 0.047 | 0 | 0 | 0 | 0 | 0 | 0 | Constrained,otherwise capacity available =51kW. | --> | C18 ex DEERPARK | DEERPARK: T41∥T42 | BALLYDINE |  | 52.5078 | -7.5054
MV/LV Substation TR***967X | 20 kV | 400V(3ph) & 230V(single ph) | LV | 50 kVA :Pole Substation | 0.05 | --> | 0.05 | 0.047 | 11.9 |  | --> | 0.047 | 0 | 0 | 0 | 0 | 0 | 0 | Constrained,otherwise capacity available =49kW. | --> | E16 ex WESTPORT | WESTPORT: T421∥T422 | CASTLEBAR |  | 53.7932 | -9.534
MV/LV Substation TR***970X | 10 kV | 400V(3ph) & 230V(single ph) | LV | 400 kVA :Building Structure | 0.4 | --> | 0.4 | 0.225 | 9.1 |  | --> | 0.38 | 0 | 0 | 0 | 0.031 | 0.393 | 0 |  | --> | C14 ex TRABEG | TRABEG: T101 | TRABEG |  | 51.8722 | -8.4704
MV/LV Substation TR***974X | 10 kV | 400V(3ph) & 230V(single ph) | LV | 50 kVA :Pole Substation | 0.05 | --> | 0.05 | 0.04 | 1.1 |  | --> | 0.047 | 0 | 0 | 0 | 0 | 0.051 | 0 |  | --> | C20 ex CAHIRCALLA | CAHIRCALLA: T41∥T42 | ENNIS |  | 52.8338 | -9.009
MV/LV Substation TR***982X | 10 kV | 400V(3ph) & 230V(single ph) | LV | 200 kVA :Kiosk Substation | 0.2 | --> | 0.2 | 0.184 | 0.4 |  | --> | 0.19 | 0 | 0 | 0 | 0 | 0 | 0 | Constrained,otherwise capacity available =202kW. | --> | C16 ex GARRYSPILLANE | GARRYSPILLANE: T41 | TIPPERARY |  | 52.3585 | -8.4641
MV/LV Substation TR***991 | 10 kV | 400V(3ph) & 230V(single ph) | LV | 630 kVA :Kiosk Substation | 0.63 | --> | 0.63 | 0.313 | 9.8 |  | --> | 0.598 | 0 | 0 | 0 | 0 | 0.5 | 0 |  | --> | C22 ex COOKSTOWN | COOKSTOWN: T102 | CARRICKMINES |  | 53.2985 | -6.3754
MV/LV Substation TR***996X | 10 kV | 400V(3ph) & 230V(single ph) | LV | 200 kVA :Kiosk Substation | 0.2 | --> | 0.2 | 0 | 0 | Constrained,otherwise capacity available =133kVA. | --> | 0.19 | 0 | 0 | 0 | 0 | 0.21 | 0 |  | --> | C23 ex KILBARRY | KILBARRY: T101 | KILBARRY |  | 51.9095 | -8.5014
MV/LV Substation TS***285Y | 10 kV | 400V(3ph) & 230V(single ph) | LV | 630 kVA :Building Structure | 0.63 | --> | 0.63 | 0 | 0 | Constrained,otherwise capacity available =464kVA. | --> | 0.598 | 0 | 0 | 0 | 0 | 0.5 | 0 |  | --> | C13 ex DOUGLAS | DOUGLAS: T42 | TRABEG |  | 51.8783 | -8.4344
MV/LV Substation TU***001Y | 10 kV | 400V(3ph) & 230V(single ph) | LV | 50 kVA :Pole Substation | 0.05 | --> | 0.05 | 0.047 | 0.1 |  | --> | 0.047 | 0 | 0 | 0 | 0 | 0.049 | 0 |  | --> | C11 ex SCARIFF | SCARIFF: T42 | ENNIS |  | 52.8899 | -8.5457
MV/LV Substation TU***002X | 10 kV | 400V(3ph) & 230V(single ph) | LV | 50 kVA :Pole Substation | 0.05 | --> | 0.05 | 0 | 0 | Constrained,otherwise capacity available =43kVA. | --> | 0.047 | 0 | 0 | 0 | 0.004 | 0.046 | 0 |  | --> | C22 ex CASTLEISLAND | CASTLEISLAND: T41∥T42 | TRALEE |  | 52.2344 | -9.4352
MV/LV Substation TU***008Z | 20 kV | 400V(3ph) & 230V(single ph) | LV | 200 kVA :Kiosk Substation | 0.2 | --> | 0.2 | 0 | 0 | Constrained,otherwise capacity available =164kVA. | --> | 0.19 | 0 | 0 | 0 | 0 | 0.205 | 0 |  | --> | E20 ex GLASMORE | GLASMORE: T422 | GLASMORE |  | 53.493 | -6.175
MV/LV Substation TU***009 | 10 kV | 400V(3ph) & 230V(single ph) | LV | 200 kVA :Kiosk Substation | 0.2 | --> | 0.2 | 0.127 | 0.4 |  | --> | 0.19 | 0 | 0 | 0 | 0.007 | 0.203 | 0 |  | --> | C15 ex KYLEERAGH | KYLEERAGH: T41 | NENAGH |  | 52.8692 | -8.1948
MV/LV Substation TU***009 | 10 kV | 400V(3ph) & 230V(single ph) | LV | 200 kVA :Pole Substation | 0.2 | --> | 0.2 | 0.084 | 1.7 |  | --> | 0.19 | 0 | 0 | 0 | 0 | 0.217 | 0 |  | --> | C15 ex TULLA | TULLA: T41 | ENNIS |  | 52.8679 | -8.7568
MV/LV Substation TU***010Z | 10 kV | 400V(3ph) & 230V(single ph) | LV | 200 kVA :Pole Substation | 0.2 | --> | 0.2 | 0 | 0 | Constrained,otherwise capacity available =186kVA. | --> | 0.19 | 0 | 0 | 0 | 0 | 0.201 | 0 |  | --> | C20 ex KILDARE | KILDARE: T41∥T42 | NEWBRIDGE |  | 53.1683 | -6.8391
MV/LV Substation TU***012 | 10 kV | 400V(3ph) & 230V(single ph) | LV | 50 kVA :Pole Substation | 0.05 | --> | 0.05 | 0.047 | 3.1 |  | --> | 0.047 | 0 | 0 | 0 | 0 | 0.049 | 0 |  | --> | C13 ex ERRIGAL | ERRIGAL: T41 | SHANKILL |  | 54.0549 | -7.138
MV/LV Substation TU***015X | 20 kV | 400V(3ph) & 230V(single ph) | LV | 200 kVA :Pole Substation | 0.2 | --> | 0.2 | 0.172 | 4.4 |  | --> | 0.19 | 0 | 0 | 0 | 0 | 0.203 | 0 |  | --> | E11 ex MOHILL | MOHILL: T421∥T422 | CARRICK ON SHANNON |  | 53.9233 | -7.8423
MV/LV Substation TU***018X | 20 kV | 400V(3ph) & 230V(single ph) | LV | 200 kVA :Pole Substation | 0.2 | --> | 0.2 | 0.2 | 4.4 |  | --> | 0.19 | 0 | 0 | 0 | 0 | 0.2 | 0 |  | --> | E15 ex MOHILL | MOHILL: T421∥T422 | CARRICK ON SHANNON |  | 54.0518 | -7.8017
MV/LV Substation TU***019X | 20 kV | 400V(3ph) & 230V(single ph) | LV | 50 kVA :Pole Substation | 0.05 | --> | 0.05 | 0.047 | 4.4 |  | --> | 0.047 | 0 | 0 | 0 | 0 | 0.049 | 0 |  | --> | E15 ex MOHILL | MOHILL: T421∥T422 | CARRICK ON SHANNON |  | 54.0472 | -7.8022
MV/LV Substation TU***021 | 10 kV | 400V(3ph) & 230V(single ph) | LV | 200 kVA :Pole Substation | 0.2 | --> | 0.2 | 0.095 | 4.3 |  | --> | 0.19 | 0 | 0 | 0 | 0 | 0.216 | 0 |  | --> | C18 ex BAILIEBORO | BAILIEBORO: T41∥T42 | MEATH HILL |  | 53.8794 | -6.9676
MV/LV Substation TU***023 | 20 kV | 400V(3ph) & 230V(single ph) | LV | 200 kVA :Pole Substation | 0.2 | --> | 0.2 | 0.144 | 2.5 |  | --> | 0.19 | 0 | 0 | 0 | 0 | 0.208 | 0 |  | --> | E15 ex TULLOW | TULLOW: T421 | CARLOW |  | 52.8023 | -6.7407
MV/LV Substation TU***025Y | 20 kV | 400V(3ph) & 230V(single ph) | LV | 50 kVA :Pole Substation | 0.05 | --> | 0.05 | 0 | 0 | Constrained,otherwise capacity available =38kVA. | --> | 0.047 | 0 | 0 | 0 | 0 | 0 | 0 | Constrained,otherwise capacity available =51kW. | --> | E18 ex BIRR | BIRR: T422 | DALLOW |  | 53.1045 | -7.9047
MV/LV Substation TU***031Z | 10 kV | 400V(3ph) & 230V(single ph) | LV | 400 kVA :Kiosk Substation | 0.4 | --> | 0.4 | 0 | 0 | Constrained,otherwise capacity available =318kVA. | --> | 0.38 | 0 | 0 | 0 | 0 | 0.412 | 0 |  | --> | C17 ex CLONMINCH | CLONMINCH: T41 | THORNSBERRY |  | 53.2709 | -7.4967
MV/LV Substation TU***036 | 10 kV | 400V(3ph) & 230V(single ph) | LV | 200 kVA :Pole Substation | 0.2 | --> | 0.2 | 0.19 | 1.2 |  | --> | 0.19 | 0 | 0 | 0 | 0.003 | 0.198 | 0 |  | --> | C11 ex SRAH | SRAH: T41∥T42 | THORNSBERRY |  | 53.2649 | -7.5035
MV/LV Substation TU***037 | 20 kV | 400V(3ph) & 230V(single ph) | LV | 400 kVA :Kiosk Substation | 0.4 | --> | 0.4 | 0.231 | 2.5 |  | --> | 0.38 | 0 | 0 | 0 | 0 | 0.425 | 0 |  | --> | E15 ex TULLOW | TULLOW: T421 | CARLOW |  | 52.7964 | -6.749
MV/LV Substation TU***040 | 10 kV | 400V(3ph) & 230V(single ph) | LV | 400 kVA :Kiosk Substation | 0.4 | --> | 0.4 | 0.277 | 1.5 |  | --> | 0.38 | 0 | 0 | 0 | 0.014 | 0 | 0 | Constrained,otherwise capacity available =404kW. | --> | C19 ex TURLOUGH ROAD | TURLOUGH ROAD: T43 | CASTLEBAR |  | 53.8641 | -9.2941
MV/LV Substation TU***041 | 10 kV | 400V(3ph) & 230V(single ph) | LV | 200 kVA :Building Structure | 0.2 | --> | 0.2 | 0.066 | 2.8 |  | --> | 0.19 | 0 | 0 | 0 | 0.027 | 0.191 | 0 |  | --> | C15 ex RINEANNA | RINEANNA: T42 | DRUMLINE |  | 52.7062 | -8.8891
MV/LV Substation TU***043 | 20 kV | 400V(3ph) & 230V(single ph) | LV | 100 kVA :Pole Substation | 0.1 | --> | 0.1 | 0.1 | 2.5 |  | --> | 0.095 | 0 | 0 | 0 | 0 | 0.1 | 0 |  | --> | E15 ex TULLOW | TULLOW: T421 | CARLOW |  | 52.7943 | -6.7463
MV/LV Substation TU***050Y | 10 kV | 400V(3ph) & 230V(single ph) | LV | 400 kVA :Kiosk Substation | 0.4 | --> | 0.4 | 0 | 0 | Constrained,otherwise capacity available =360kVA. | --> | 0.38 | 0 | 0 | 0 | 0 | 0.406 | 0 |  | --> | C12 ex MONEENAGEISHA | MONEENAGEISHA: T42 | GALWAY 110KV |  | 53.2766 | -9.0397
MV/LV Substation TU***053 | 10 kV | 400V(3ph) & 230V(single ph) | LV | 400 kVA :Kiosk Substation | 0.4 | --> | 0.4 | 0 | 0 | Constrained,otherwise capacity available =251kVA. | --> | 0.38 | 0 | 0 | 0 | 0.031 | 0.389 | 0 |  | --> | C16 ex ATHENRY | ATHENRY: T41∥T42 | GALWAY 110KV |  | 53.3041 | -8.7514
MV/LV Substation TU***055 | 10 kV | 400V(3ph) & 230V(single ph) | LV | 400 kVA :Kiosk Substation | 0.4 | --> | 0.4 | 0.28 | 11.3 |  | --> | 0.38 | 0 | 0 | 0 | 0.014 | 0.404 | 0 |  | --> | C12 ex ENNIS | ENNIS: T102 | ENNIS |  | 52.8495 | -8.9731
MV/LV Substation TU***063 | 10 kV | 400V(3ph) & 230V(single ph) | LV | 50 kVA :Pole Substation | 0.05 | --> | 0.05 | 0 | 0 | Constrained,otherwise capacity available =44kVA. | --> | 0.047 | 0 | 0 | 0 | 0 | 0.05 | 0 |  | --> | C22 ex CASTLEISLAND | CASTLEISLAND: T41∥T42 | TRALEE |  | 52.2352 | -9.4373
MV/LV Substation TU***066Y | 20 kV | 400V(3ph) & 230V(single ph) | LV | 400 kVA :Kiosk Substation | 0.4 | --> | 0.4 | 0 | 0 | Constrained,otherwise capacity available =347kVA. | --> | 0.38 | 0 | 0 | 0 | 0 | 0.407 | 0 |  | --> | E20 ex GLASMORE | GLASMORE: T422 | GLASMORE |  | 53.4877 | -6.1578
MV/LV Substation TU***072Y | 10 kV | 400V(3ph) & 230V(single ph) | LV | 100 kVA :Pole Substation | 0.1 | --> | 0.1 | 0 | 0 | Constrained,otherwise capacity available =71kVA. | --> | 0.095 | 0 | 0 | 0 | 0 | 0.103 | 0 |  | --> | C16 ex LOUGHREA | LOUGHREA: T41∥T42 | SOMERSET |  | 53.199 | -8.5904
MV/LV Substation TU***076 | 10 kV | 400V(3ph) & 230V(single ph) | LV | 50 kVA :Pole Substation | 0.05 | --> | 0.05 | 0.05 | 4.3 |  | --> | 0.047 | 0 | 0 | 0 | 0 | 0.049 | 0 |  | --> | C18 ex BAILIEBORO | BAILIEBORO: T41∥T42 | MEATH HILL |  | 53.8799 | -6.9648
MV/LV Substation TU***076 | 10 kV | 400V(3ph) & 230V(single ph) | LV | 400 kVA :Building Structure | 0.4 | --> | 0.4 | 0.135 | 1.1 |  | --> | 0.38 | 0 | 0 | 0 | 0.005 | 0.434 | 0 |  | --> | C17 ex CAHIRCALLA | CAHIRCALLA: T41∥T42 | ENNIS |  | 52.8391 | -8.9842
MV/LV Substation TU***077 | 20 kV | 400V(3ph) & 230V(single ph) | LV | 50 kVA :Pole Substation | 0.05 | --> | 0.05 | 0.044 | 8.5 |  | --> | 0.047 | 0 | 0 | 0 | 0 | 0.05 | 0 |  | --> | C14 ex ARDGEEHA | ARDGEEHA: T41∥T42 | DOON |  | 52.4542 | -7.6504
MV/LV Substation TU***077Y | 20 kV | 400V(3ph) & 230V(single ph) | LV | 100 kVA :Pole Substation | 0.1 | --> | 0.1 | 0.096 | 1 |  | --> | 0.095 | 0 | 0 | 0 | 0 | 0 | 0 | Constrained,otherwise capacity available =100kW. | --> | E11 ex MACROOM | MACROOM: T422 | MACROOM |  | 51.9404 | -8.7587
MV/LV Substation TU***081 | 10 kV | 400V(3ph) & 230V(single ph) | LV | 630 kVA :Kiosk Substation | 0.63 | --> | 0.63 | 0 | 0 | Constrained,otherwise capacity available =500kVA. | --> | 0.598 | 0 | 0 | 0 | 0 | 0.5 | 0 |  | --> | C22 ex GRANGE (DR) | GRANGE (DR): T42 | GRANGE (DR) |  | 53.4026 | -6.1945
MV/LV Substation TU***082 | 20 kV | 400V(3ph) & 230V(single ph) | LV | 50 kVA :Pole Substation | 0.05 | --> | 0.05 | 0 | 0 | Constrained,otherwise capacity available =38kVA. | --> | 0.047 | 0 | 0 | 0 | 0 | 0.051 | 0 |  | --> | C24 ex CLIFDEN | CLIFDEN: T41∥T42 | GALWAY 110KV |  | 53.5926 | -9.9825
MV/LV Substation TU***085 | 20 kV | 400V(3ph) & 230V(single ph) | LV | 50 kVA :Pole Substation | 0.05 | --> | 0.05 | 0.044 | 0.8 |  | --> | 0.047 | 0 | 0 | 0 | 0 | 0.05 | 0 |  | --> | E17 ex RATHMORE | RATHMORE: T421 | KNOCKEARAGH |  | 52.0723 | -9.1232
MV/LV Substation TU***086 | 10 kV | 400V(3ph) & 230V(single ph) | LV | 50 kVA :Pole Substation | 0.05 | --> | 0.05 | 0.02 | 2.3 |  | --> | 0.047 | 0 | 0 | 0 | 0.024 | 0.028 | 0 |  | --> | C20 ex RINEANNA | RINEANNA: T41 | DRUMLINE |  | 52.7105 | -8.8735
MV/LV Substation TU***088X | 10 kV | 400V(3ph) & 230V(single ph) | LV | 630 kVA :Building Structure | 0.63 | --> | 0.63 | 0 | 0 | Constrained,otherwise capacity available =492kVA. | --> | 0.598 | 0 | 0 | 0 | 0 | 0.5 | 0 |  | --> | C19 ex LOUGHLINSTOWN | LOUGHLINSTOWN: T41 | CARRICKMINES |  | 53.2478 | -6.1434
MV/LV Substation TU***089 | 20 kV | 400V(3ph) & 230V(single ph) | LV | 200 kVA :Kiosk Substation | 0.2 | --> | 0.2 | 0.084 | 2.3 |  | --> | 0.19 | 0 | 0 | 0 | 0.002 | 0.215 | 0 |  | --> | E14 ex BLESSINGTON | BLESSINGTON: T422 | KILTEEL |  | 53.1255 | -6.5608
MV/LV Substation TU***095Y | 20 kV | 400V(3ph) & 230V(single ph) | LV | 400 kVA :Kiosk Substation | 0.4 | --> | 0.4 | 0 | 0 | Constrained,otherwise capacity available =350kVA. | --> | 0.38 | 0 | 0 | 0 | 0 | 0.407 | 0 |  | --> | E20 ex GLASMORE | GLASMORE: T422 | GLASMORE |  | 53.4889 | -6.1571
MV/LV Substation TU***104 | 10 kV | 400V(3ph) & 230V(single ph) | LV | 200 kVA :Pole Substation | 0.2 | --> | 0.2 | 0.054 | 1.5 |  | --> | 0.19 | 0 | 0 | 0 | 0 | 0.221 | 0 |  | --> | C16 ex DERRYCRAMPH | DERRYCRAMPH: T41∥T42 | SHANKILL |  | 53.9866 | -7.3585
MV/LV Substation TU***109X | 20 kV | 400V(3ph) & 230V(single ph) | LV | 50 kVA :Pole Substation | 0.05 | --> | 0.05 | 0.006 | 2.1 |  | --> | 0.047 | 0 | 0 | 0 | 0 | 0.055 | 0 |  | --> | E17 ex KILROSS ROAD | KILROSS ROAD: T421 | TIPPERARY |  | 52.4655 | -8.3413
MV/LV Substation TU***117Z | 20 kV | 400V(3ph) & 230V(single ph) | LV | 200 kVA :Kiosk Substation | 0.2 | --> | 0.2 | 0.181 | 3.9 |  | --> | 0.19 | 0 | 0 | 0 | 0 | 0 | 0 | Constrained,otherwise capacity available =202kW. | --> | E16 ex ASHBOURNE | ASHBOURNE: T422 | FINGLAS |  | 53.5165 | -6.3998
MV/LV Substation TU***120 | 10 kV | 400V(3ph) & 230V(single ph) | LV | 50 kVA :Pole Substation | 0.05 | --> | 0.05 | 0.043 | 5.5 |  | --> | 0.047 | 0 | 0 | 0 | 0 | 0.05 | 0 |  | --> | C18 ex ABBEYLAND | ABBEYLAND: T42 | NAVAN |  | 53.63 | -6.7994
MV/LV Substation TU***121 | 20 kV | 400V(3ph) & 230V(single ph) | LV | 50 kVA :Pole Substation | 0.05 | --> | 0.05 | 0.048 | 5.4 |  | --> | 0.047 | 0 | 0 | 0 | 0.007 | 0.042 | 0 |  | --> | E13 ex MOY | MOY: T421∥T422 | MOY |  | 54.0912 | -9.1911
MV/LV Substation TU***123 | 10 kV | 400V(3ph) & 230V(single ph) | LV | 400 kVA :Kiosk Substation | 0.4 | --> | 0.4 | 0.297 | 1.5 |  | --> | 0.38 | 0 | 0 | 0 | 0 | 0.415 | 0 |  | --> | C16 ex DERRYCRAMPH | DERRYCRAMPH: T41∥T42 | SHANKILL |  | 53.985 | -7.3567
MV/LV Substation TU***124 | 20 kV | 400V(3ph) & 230V(single ph) | LV | 630 kVA :Building Structure | 0.63 | --> | 0.63 | 0 | 0 | Constrained,otherwise capacity available =500kVA. | --> | 0.598 | 0 | 0 | 0 | 0 | 0.5 | 0 |  | --> | C12 ex SPIDDAL | SPIDDAL: T42 | SCREEB |  | 53.2384 | -9.4863
MV/LV Substation TU***126Z | 10 kV | 400V(3ph) & 230V(single ph) | LV | 50 kVA :Pole Substation | 0.05 | --> | 0.05 | 0.041 | 1.3 |  | --> | 0.047 | 0 | 0 | 0 | 0 | 0.05 | 0 |  | --> | C18 ex BALLYBAY | BALLYBAY: T41∥T42 | LISDRUM |  | 54.1832 | -6.9425
MV/LV Substation TU***137 | 10 kV | 400V(3ph) & 230V(single ph) | LV | 630 kVA :Kiosk Substation | 0.63 | --> | 0.63 | 0.307 | 9.1 |  | --> | 0.598 | 0 | 0 | 0 | 0.02 | 0.5 | 0 |  | --> | C12 ex TRABEG | TRABEG: T101 | TRABEG |  | 51.8882 | -8.4668
MV/LV Substation TU***151Z | 10 kV | 400V(3ph) & 230V(single ph) | LV | 400 kVA :Building Structure | 0.4 | --> | 0.4 | 0 | 0 | Constrained,otherwise capacity available =349kVA. | --> | 0.38 | 0 | 0 | 0 | 0 | 0.407 | 0 |  | --> | C23 ex CLONMINCH | CLONMINCH: T41 | THORNSBERRY |  | 53.2694 | -7.4752
MV/LV Substation TU***157X | 10 kV | 400V(3ph) & 230V(single ph) | LV | 50 kVA :Pole Substation | 0.05 | --> | 0.05 | 0 | 0 | Constrained,otherwise capacity available =50kVA. | --> | 0.047 | 0 | 0 | 0 | 0 | 0.049 | 0 |  | --> | C11 ex KILMALLOCK | KILMALLOCK: T42 | CHARLEVILLE |  | 52.3961 | -8.5311
MV/LV Substation TU***162 | 20 kV | 400V(3ph) & 230V(single ph) | LV | 50 kVA :Pole Substation | 0.05 | --> | 0.05 | 0.046 | 5.1 |  | --> | 0.047 | 0 | 0 | 0 | 0 | 0.049 | 0 |  | --> | E15 ex BALLYBUNION | BALLYBUNION: T421∥T422 | TRIEN |  | 52.5407 | -9.6102
MV/LV Substation TU***163Z | 10 kV | 400V(3ph) & 230V(single ph) | LV | 400 kVA :Kiosk Substation | 0.4 | --> | 0.4 | 0 | 0 | Constrained,otherwise capacity available =309kVA. | --> | 0.38 | 0 | 0 | 0 | 0.01 | 0.403 | 0 |  | --> | C13 ex BALGADDY | BALGADDY: T41 | GRANGE CASTLE |  | 53.3362 | -6.4434
MV/LV Substation TU***164X | 20 kV | 400V(3ph) & 230V(single ph) | LV | 50 kVA :Pole Substation | 0.05 | --> | 0.05 | 0.05 | 5.4 |  | --> | 0.047 | 0 | 0 | 0 | 0 | 0.049 | 0 |  | --> | E21 ex ARDNAREE | ARDNAREE: T421 | MOY |  | 54.0822 | -9.1051
MV/LV Substation TU***164Z | 10 kV | 400V(3ph) & 230V(single ph) | LV | 200 kVA :Kiosk Substation | 0.2 | --> | 0.2 | 0 | 0 | Constrained,otherwise capacity available =44kVA. | --> | 0.19 | 0 | 0 | 0 | 0.029 | 0.192 | 0 |  | --> | C13 ex BALGADDY | BALGADDY: T41 | GRANGE CASTLE |  | 53.336 | -6.4385
MV/LV Substation TU***165 | 10 kV | 400V(3ph) & 230V(single ph) | LV | 200 kVA :Building Structure | 0.2 | --> | 0.2 | 0 | 0 | Constrained,otherwise capacity available =139kVA. | --> | 0.19 | 0 | 0 | 0 | 0.003 | 0.206 | 0 |  | --> | C23 ex POLLERTON | POLLERTON: T41 | CARLOW |  | 52.8322 | -6.9111
MV/LV Substation TU***168Z | 10 kV | 400V(3ph) & 230V(single ph) | LV | 1000 kVA :Kiosk Substation | 1 | --> | 1 | 0 | 0 | Constrained,otherwise capacity available =500kVA. | --> | 0.95 | 0 | 0 | 0 | 0.039 | 0.5 | 0 |  | --> | C26 ex POPPINTREE | POPPINTREE: T102 | FINGLAS |  | 53.418 | -6.293
MV/LV Substation TU***169Z | 10 kV | 400V(3ph) & 230V(single ph) | LV | 400 kVA :Kiosk Substation | 0.4 | --> | 0.4 | 0 | 0 | Constrained,otherwise capacity available =317kVA. | --> | 0.38 | 0 | 0 | 0 | 0 | 0.412 | 0 |  | --> | C13 ex POPPINTREE | POPPINTREE: T101 | FINGLAS |  | 53.418 | -6.2862
MV/LV Substation TU***175X | 10 kV | 400V(3ph) & 230V(single ph) | LV | 100 kVA :Pole Substation | 0.1 | --> | 0.1 | 0.049 | 0.6 |  | --> | 0.095 | 0 | 0 | 0 | 0.003 | 0.104 | 0 |  | --> | C18 ex ATHBOY | ATHBOY: T42 | NAVAN |  | 53.6259 | -6.9265
MV/LV Substation TU***183 | 20 kV | 400V(3ph) & 230V(single ph) | LV | 50 kVA :Pole Substation | 0.05 | --> | 0.05 | 0 | 0 | Constrained,otherwise capacity available =50kVA. | --> | 0.047 | 0 | 0 | 0 | 0 | 0 | 0 | Constrained,otherwise capacity available =49kW. | --> | E12 ex CASTLELYONS | CASTLELYONS: T421∥T422 | BARRYMORE |  | 52.0545 | -8.3737
MV/LV Substation TU***187Y | 10 kV | 400V(3ph) & 230V(single ph) | LV | 100 kVA :Pole Substation | 0.1 | --> | 0.1 | 0.1 | 2.8 |  | --> | 0.095 | 0 | 0 | 0 | 0 | 0.1 | 0 |  | --> | C15 ex TULLYNAMALRA | TULLYNAMALRA: T41∥T42 | MEATH HILL |  | 54.0304 | -6.7051
MV/LV Substation TU***199Z | 10 kV | 400V(3ph) & 230V(single ph) | LV | 400 kVA :Kiosk Substation | 0.4 | --> | 0.4 | 0 | 0 | Constrained,otherwise capacity available =280kVA. | --> | 0.38 | 0 | 0 | 0 | 0 | 0.418 | 0 |  | --> | C13 ex POPPINTREE | POPPINTREE: T101 | FINGLAS |  | 53.4183 | -6.284
MV/LV Substation TU***210 | 10 kV | 400V(3ph) & 230V(single ph) | LV | 50 kVA :Pole Substation | 0.05 | --> | 0.05 | 0.05 | 3.6 |  | --> | 0.047 | 0 | 0 | 0 | 0 | 0.049 | 0 |  | --> | C18 ex CASTLEBLAYNEY | CASTLEBLAYNEY: T42 | DUNDALK |  | 54.1351 | -6.7012
MV/LV Substation TU***211Z | 20 kV | 400V(3ph) & 230V(single ph) | LV | 50 kVA :Pole Substation | 0.05 | --> | 0.05 | 0 | 0 | Constrained,otherwise capacity available =48kVA. | --> | 0.047 | 0 | 0 | 0 | 0 | 0.049 | 0 |  | --> | E21 ex FINEA | FINEA: T421∥T422 | SHANKILL |  | 53.8831 | -7.3704
MV/LV Substation TU***216 | 20 kV | 400V(3ph) & 230V(single ph) | LV | 100 kVA :Pole Substation | 0.1 | --> | 0.1 | 0 | 0 | Constrained,otherwise capacity available =74kVA. | --> | 0.095 | 0 | 0 | 0 | 0 | 0.103 | 0 |  | --> | E18 ex CREAGH | CREAGH: T421∥T422 | ATHLONE |  | 53.4743 | -8.515
MV/LV Substation TU***219 | 20 kV | 400V(3ph) & 230V(single ph) | LV | 50 kVA :Pole Substation | 0.05 | --> | 0.05 | 0 | 0 | Constrained,otherwise capacity available =42kVA. | --> | 0.047 | 0 | 0 | 0 | 0 | 0.05 | 0 |  | --> | C24 ex CLIFDEN | CLIFDEN: T41∥T42 | GALWAY 110KV |  | 53.5861 | -9.9633
MV/LV Substation TU***223Y | 20 kV | 400V(3ph) & 230V(single ph) | LV | 200 kVA :Pole Substation | 0.2 | --> | 0.2 | 0 | 0 | Constrained,otherwise capacity available =101kVA. | --> | 0.19 | 0 | 0 | 0 | 0 | 0.214 | 0 |  | --> | E18 ex DALTON | DALTON: T421∥T422 | DALTON |  | 53.6673 | -8.956
MV/LV Substation TU***224Y | 10 kV | 400V(3ph) & 230V(single ph) | LV | 50 kVA :Pole Substation | 0.05 | --> | 0.05 | 0 | 0 | Constrained,otherwise capacity available =38kVA. | --> | 0.047 | 0 | 0 | 0 | 0.004 | 0 | 0 | Constrained,otherwise capacity available =46kW. | --> | C32 ex CLOYNE | CLOYNE: T41 | MIDLETON |  | 51.8601 | -8.1262
MV/LV Substation TU***235Y | 20 kV | 400V(3ph) & 230V(single ph) | LV | 400 kVA :Kiosk Substation | 0.4 | --> | 0.4 | 0.283 | 2.5 |  | --> | 0.38 | 0 | 0 | 0 | 0.008 | 0.409 | 0 |  | --> | E15 ex TULLOW | TULLOW: T421 | CARLOW |  | 52.8016 | -6.7362
MV/LV Substation TU***237Z | 10 kV | 400V(3ph) & 230V(single ph) | LV | 200 kVA :Kiosk Substation | 0.2 | --> | 0.2 | 0.12 | 0.6 |  | --> | 0.19 | 0 | 0 | 0 | 0.017 | 0.194 | 0 |  | --> | C30 ex ACADEMY STREET | ACADEMY STREET: T44 | NAVAN |  | 53.6529 | -6.6582
MV/LV Substation TU***240Z | 20 kV | 400V(3ph) & 230V(single ph) | LV | 50 kVA :Pole Substation | 0.05 | --> | 0.05 | 0.036 | 4.5 |  | --> | 0.047 | 0 | 0 | 0 | 0 | 0.051 | 0 |  | --> | E13 ex TELAYDON | TELAYDON: T421 | LISDRUM |  | 54.2508 | -7.0072
MV/LV Substation TU***243 | 10 kV | 400V(3ph) & 230V(single ph) | LV | 400 kVA :Building Structure | 0.4 | --> | 0.4 | 0.368 | 0.4 | Constrained,otherwise capacity available =394kVA. | --> | 0.38 | 0 | 0 | 0 | 0 | 0.4 | 0 |  | --> | C11 ex KYLEERAGH | KYLEERAGH: T41 | NENAGH |  | 52.8715 | -8.2153
MV/LV Substation TU***258Y | 20 kV | 400V(3ph) & 230V(single ph) | LV | 50 kVA :Pole Substation | 0.05 | --> | 0.05 | 0.049 | 2.5 |  | --> | 0.047 | 0 | 0 | 0 | 0 | 0.049 | 0 |  | --> | E19 ex TULLOW | TULLOW: T421 | CARLOW |  | 52.8037 | -6.7033
MV/LV Substation TU***264X | 20 kV | 400V(3ph) & 230V(single ph) | LV | 100 kVA :Pole Substation | 0.1 | --> | 0.1 | 0.098 | 7.4 |  | --> | 0.095 | 0 | 0 | 0 | 0.004 | 0 | 0 | Constrained,otherwise capacity available =95kW. | --> | E14 ex ARIGNA | ARIGNA: T121 | ARIGNA |  | 54.0353 | -7.8399
MV/LV Substation TU***271X | 10 kV | 400V(3ph) & 230V(single ph) | LV | 200 kVA :Kiosk Substation | 0.2 | --> | 0.2 | 0.167 | 4.2 |  | --> | 0.19 | 0 | 0 | 0 | 0.003 | 0.201 | 0 |  | --> | C22 ex HOWTH JUNCTION | HOWTH JUNCTION: T42 | GRANGE (DR) |  | 53.3838 | -6.1722
MV/LV Substation TU***274Y | 20 kV | 400V(3ph) & 230V(single ph) | LV | 50 kVA :Pole Substation | 0.05 | --> | 0.05 | 0.026 | 8.5 |  | --> | 0.047 | 0 | 0 | 0 | 0 | 0.052 | 0 |  | --> | C14 ex ARDGEEHA | ARDGEEHA: T41∥T42 | DOON |  | 52.5005 | -7.5943
MV/LV Substation TU***276X | 10 kV | 400V(3ph) & 230V(single ph) | LV | 50 kVA :Pole Substation | 0.05 | --> | 0.05 | 0.04 | 0.2 |  | --> | 0.047 | 0 | 0 | 0 | 0 | 0 | 0 | Constrained,otherwise capacity available =51kW. | --> | C18 ex DUNGLOE | DUNGLOE: T42 | ARDNAGAPPARY |  | 54.9978 | -8.446
MV/LV Substation TU***282 | 20 kV | 400V(3ph) & 230V(single ph) | LV | 200 kVA :Pole Substation | 0.2 | --> | 0.2 | 0.2 | 4.5 |  | --> | 0.19 | 0 | 0 | 0 | 0 | 0.2 | 0 |  | --> | E20 ex ENNISCRONE | ENNISCRONE: T421∥T422 | MOY |  | 54.2086 | -9.092
MV/LV Substation TU***287Z | 10 kV | 400V(3ph) & 230V(single ph) | LV | 50 kVA :Pole Substation | 0.05 | --> | 0.05 | 0.05 | 3.5 |  | --> | 0.047 | 0 | 0 | 0 | 0 | 0.049 | 0 |  | --> | C18 ex SALLINS | SALLINS: T42 | GRIFFINRATH |  | 53.2904 | -6.6099
MV/LV Substation TU***290X | 10 kV | 400V(3ph) & 230V(single ph) | LV | 200 kVA :Kiosk Substation | 0.2 | --> | 0.2 | 0.164 | 2.8 |  | --> | 0.19 | 0 | 0 | 0 | 0.003 | 0.202 | 0 |  | --> | C12 ex SUTTON | SUTTON: T42 | GRANGE (DR) |  | 53.395 | -6.1321
MV/LV Substation TU***293 | 10 kV | 400V(3ph) & 230V(single ph) | LV | 200 kVA :Kiosk Substation | 0.2 | --> | 0.2 | 0.096 | 1.1 |  | --> | 0.19 | 0 | 0 | 0 | 0.009 | 0.205 | 0 |  | --> | C19 ex BREWERY ROAD | BREWERY ROAD: T41 | CARRICKMINES |  | 53.2719 | -6.1945
MV/LV Substation TU***305 | 20 kV | 400V(3ph) & 230V(single ph) | LV | 50 kVA :Pole Substation | 0.05 | --> | 0.05 | 0.038 | 1.6 |  | --> | 0.047 | 0 | 0 | 0 | 0 | 0.051 | 0 |  | --> | E12 ex MILLTOWN (SR) | MILLTOWN (SR): T422 | OUGHTRAGH |  | 52.0968 | -9.8296
MV/LV Substation TU***306X | 10 kV | 400V(3ph) & 230V(single ph) | LV | 100 kVA :Pole Substation | 0.1 | --> | 0.1 | 0.075 | 4.5 |  | --> | 0.095 | 0 | 0 | 0 | 0.003 | 0.1 | 0 |  | --> | C19 ex KILMORE | KILMORE: T101 | FINGLAS |  | 53.4096 | -6.2299
MV/LV Substation TU***312Z | 20 kV | 400V(3ph) & 230V(single ph) | LV | 400 kVA :Kiosk Substation | 0.4 | --> | 0.4 | 0.262 | 2.3 |  | --> | 0.38 | 0 | 0 | 0 | 0 | 0.412 | 0 |  | --> | E14 ex BLESSINGTON | BLESSINGTON: T422 | KILTEEL |  | 53.1253 | -6.5592
MV/LV Substation TU***314X | 10 kV | 400V(3ph) & 230V(single ph) | LV | 50 kVA :Pole Substation | 0.05 | --> | 0.05 | 0.05 | 2.7 |  | --> | 0.047 | 0 | 0 | 0 | 0 | 0.049 | 0 |  | --> | C17 ex CASTLEBLAYNEY | CASTLEBLAYNEY: T41 | DUNDALK |  | 54.1157 | -6.7696
MV/LV Substation TU***316X | 20 kV | 400V(3ph) & 230V(single ph) | LV | 50 kVA :Pole Substation | 0.05 | --> | 0.05 | 0.046 | 4.7 |  | --> | 0.047 | 0 | 0 | 0 | 0.006 | 0.043 | 0 |  | --> | E17 ex EDGEWORTHSTOWN | EDGEWORTHSTOWN: T421∥T422 | RICHMOND |  | 53.6268 | -7.6568
MV/LV Substation TU***322Z | 20 kV | 400V(3ph) & 230V(single ph) | LV | 200 kVA :Pole Substation | 0.2 | --> | 0.2 | 0.2 | 3.6 |  | --> | 0.19 | 0 | 0 | 0 | 0.004 | 0.195 | 0 |  | --> | E11 ex KILLINICK | KILLINICK: T421∥T422 | WEXFORD |  | 52.2168 | -6.5323
MV/LV Substation TU***336X | 20 kV | 400V(3ph) & 230V(single ph) | LV | 400 kVA :Kiosk Substation | 0.4 | --> | 0.4 | 0 | 0 | Constrained,otherwise capacity available =282kVA. | --> | 0.38 | 0 | 0 | 0 | 0.021 | 0.395 | 0 |  | --> | E20 ex GLASMORE | GLASMORE: T422 | GLASMORE |  | 53.4872 | -6.155
MV/LV Substation TU***343Z | 10 kV | 400V(3ph) & 230V(single ph) | LV | 50 kVA :Pole Substation | 0.05 | --> | 0.05 | 0.042 | 3.5 |  | --> | 0.047 | 0 | 0 | 0 | 0 | 0.05 | 0 |  | --> | C18 ex SALLINS | SALLINS: T42 | GRIFFINRATH |  | 53.286 | -6.624
MV/LV Substation TU***357 | 10 kV | 400V(3ph) & 230V(single ph) | LV | 400 kVA :Kiosk Substation | 0.4 | --> | 0.4 | 0 | 0 | Constrained,otherwise capacity available =235kVA. | --> | 0.38 | 0 | 0 | 0 | 0 | 0.401 | 0 |  | --> | C17 ex ROSEHILL | ROSEHILL: T41 | KILKENNY |  | 52.5647 | -7.3472
MV/LV Substation TU***358Y | 20 kV | 400V(3ph) & 230V(single ph) | LV | 50 kVA :Pole Substation | 0.05 | --> | 0.05 | 0 | 0 | Constrained,otherwise capacity available =50kVA. | --> | 0.047 | 0 | 0 | 0 | 0 | 0.049 | 0 |  | --> | E15 ex JULIANSTOWN | JULIANSTOWN: T421∥T422 | DRYBRIDGE |  | 53.6297 | -6.2458
MV/LV Substation TU***364X | 10 kV | 400V(3ph) & 230V(single ph) | LV | 1000 kVA :Building Structure | 1 | --> | 1 | 0 | 0 | Constrained,otherwise capacity available =500kVA. | --> | 0.95 | 0 | 0 | 0 | 0 | 0.5 | 0 |  | --> | C39 ex NORTH QUAYS | NORTH QUAYS: T102 | POOLBEG |  | 53.3561 | -6.2309
MV/LV Substation TU***366Y | 20 kV | 400V(3ph) & 230V(single ph) | LV | 50 kVA :Pole Substation | 0.05 | --> | 0.05 | 0.05 | 4.5 |  | --> | 0.047 | 0 | 0 | 0 | 0 | 0.049 | 0 |  | --> | E19 ex TELAYDON | TELAYDON: T421 | LISDRUM |  | 54.3141 | -6.893
MV/LV Substation TU***374 | 10 kV | 400V(3ph) & 230V(single ph) | LV | 400 kVA :Kiosk Substation | 0.4 | --> | 0.4 | 0.283 | 10.8 |  | --> | 0.38 | 0 | 0 | 0 | 0.02 | 0.396 | 0 |  | --> | C31 ex SALTHILL | SALTHILL: T101 | SALTHILL |  | 53.2885 | -9.0775
MV/LV Substation TU***384 | 10 kV | 400V(3ph) & 230V(single ph) | LV | 50 kVA :Pole Substation | 0.05 | --> | 0.05 | 0 | 4.5 |  | --> | 0.047 | 0 | 0 | 0 | 0 | 0.058 | 0 |  | --> | C19 ex KILMORE | KILMORE: T101 | FINGLAS |  | 53.4098 | -6.2324
MV/LV Substation TU***387 | 10 kV | 400V(3ph) & 230V(single ph) | LV | 200 kVA :Pole Substation | 0.2 | --> | 0.2 | 0 | 0 | Constrained,otherwise capacity available =196kVA. | --> | 0.19 | 0 | 0 | 0 | 0.004 | 0.195 | 0 |  | --> | C21 ex CLONMINCH | CLONMINCH: T41 | THORNSBERRY |  | 53.236 | -7.4045
MV/LV Substation TU***388X | 10 kV | 400V(3ph) & 230V(single ph) | LV | 200 kVA :Kiosk Substation | 0.2 | --> | 0.2 | 0.128 | 2.8 |  | --> | 0.19 | 0 | 0 | 0 | 0.008 | 0.202 | 0 |  | --> | C18 ex SUTTON | SUTTON: T42 | GRANGE (DR) |  | 53.3946 | -6.1264
MV/LV Substation TU***398 | 10 kV | 400V(3ph) & 230V(single ph) | LV | 400 kVA :Kiosk Substation | 0.4 | --> | 0.4 | 0 | 0 | Constrained,otherwise capacity available =223kVA. | --> | 0.38 | 0 | 0 | 0 | 0.006 | 0.42 | 0 |  | --> | C37 ex INCHICORE CENTRAL | INCHICORE CENTRAL: T45 | INCHICORE 220KV |  | 53.3409 | -6.3135
MV/LV Substation TU***399X | 10 kV | 400V(3ph) & 230V(single ph) | LV | 100 kVA :Pole Substation | 0.1 | --> | 0.1 | 0 | 0 | Constrained,otherwise capacity available =77kVA. | --> | 0.095 | 0 | 0 | 0 | 0 | 0.103 | 0 |  | --> | C15 ex CARRICK ON SHANNON | CARRICK ON SHANNON: T41∥T42 | CARRICK ON SHANNON |  | 53.9413 | -8.1142
MV/LV Substation TU***4003 | 20 kV | 400V(3ph) & 230V(single ph) | LV | 50 kVA :Pole Substation | 0.05 | --> | 0.05 | 0.046 | 1.6 |  | --> | 0.047 | 0 | 0 | 0 | 0 | 0.049 | 0 |  | --> | E16 ex GURRANEBANE | GURRANEBANE: T421∥T422 | OUGHTRAGH |  | 51.8777 | -10.1914
MV/LV Substation TU***4005 | 10 kV | 400V(3ph) & 230V(single ph) | LV | 50 kVA :Pole Substation | 0.05 | --> | 0.05 | 0 | 0 | Constrained,otherwise capacity available =47kVA. | --> | 0.047 | 0 | 0 | 0 | 0.004 | 0 | 0 | Constrained,otherwise capacity available =45kW. | --> | C13 ex DONEGAL | DONEGAL: T41∥T42 | CATHALEENS FALL |  | 54.6447 | -8.0893
MV/LV Substation TU***4007 | 10 kV | 400V(3ph) & 230V(single ph) | LV | 200 kVA :Kiosk Substation | 0.2 | --> | 0.2 | 0.162 | 4.5 |  | --> | 0.19 | 0 | 0 | 0 | 0 | 0.205 | 0 |  | --> | C19 ex KILMORE | KILMORE: T101 | FINGLAS |  | 53.4085 | -6.2289
MV/LV Substation TU***401 | 20 kV | 400V(3ph) & 230V(single ph) | LV | 50 kVA :Pole Substation | 0.05 | --> | 0.05 | 0.05 | 2.5 |  | --> | 0.047 | 0 | 0 | 0 | 0 | 0.049 | 0 |  | --> | E15 ex TULLOW | TULLOW: T421 | CARLOW |  | 52.7976 | -6.7529
MV/LV Substation TU***403 | 20 kV | 400V(3ph) & 230V(single ph) | LV | 100 kVA :Pole Substation | 0.1 | --> | 0.1 | 0.091 | 1 |  | --> | 0.095 | 0 | 0 | 0 | 0 | 0 | 0 | Constrained,otherwise capacity available =100kW. | --> | E18 ex CARNDONAGH | CARNDONAGH: T421∥T422 | TRILLICK |  | 55.2519 | -7.2484
MV/LV Substation TU***4036 | 10 kV | 400V(3ph) & 230V(single ph) | LV | 50 kVA :Pole Substation | 0.05 | --> | 0.05 | 0.05 | 5 |  | --> | 0.047 | 0 | 0 | 0 | 0 | 0.049 | 0 |  | --> | C17 ex BALLYRICKARD | BALLYRICKARD: T41∥T42 | TRALEE |  | 52.3209 | -9.7538
MV/LV Substation TU***4037 | 20 kV | 400V(3ph) & 230V(single ph) | LV | 50 kVA :Pole Substation | 0.05 | --> | 0.05 | 0 | 0 | Constrained,otherwise capacity available =50kVA. | --> | 0.047 | 0 | 0 | 0 | 0 | 0.049 | 0 |  | --> | C17 ex CARRICK ON SHANNON | CARRICK ON SHANNON: T41∥T42 | CARRICK ON SHANNON |  | 53.9286 | -8.0363
MV/LV Substation TU***4039 | 20 kV | 400V(3ph) & 230V(single ph) | LV | 100 kVA :Pole Substation | 0.1 | --> | 0.1 | 0.088 | 4.5 |  | --> | 0.095 | 0 | 0 | 0 | 0.026 | 0.074 | 0 |  | --> | E13 ex TELAYDON | TELAYDON: T421 | LISDRUM |  | 54.2587 | -7.0615
MV/LV Substation TU***404 | 10 kV | 400V(3ph) & 230V(single ph) | LV | 50 kVA :Pole Substation | 0.05 | --> | 0.05 | 0.026 | 4.3 |  | --> | 0.047 | 0 | 0 | 0 | 0 | 0.052 | 0 |  | --> | C18 ex BAILIEBORO | BAILIEBORO: T41∥T42 | MEATH HILL |  | 53.8833 | -6.957
MV/LV Substation TU***4043 | 20 kV | 400V(3ph) & 230V(single ph) | LV | 50 kVA :Pole Substation | 0.05 | --> | 0.05 | 0.05 | 4.7 |  | --> | 0.047 | 0 | 0 | 0 | 0 | 0.049 | 0 |  | --> | E13 ex EDGEWORTHSTOWN | EDGEWORTHSTOWN: T421∥T422 | RICHMOND |  | 53.7298 | -7.5596
MV/LV Substation TU***4047 | 20 kV | 400V(3ph) & 230V(single ph) | LV | 400 kVA :Building Structure | 0.4 | --> | 0.4 | 0 | 0 | Constrained,otherwise capacity available =257kVA. | --> | 0.38 | 0 | 0 | 0 | 0 | 0.421 | 0 |  | --> | E22 ex GLASMORE | GLASMORE: T422 | GLASMORE |  | 53.4923 | -6.1977
MV/LV Substation TU***4050 | 20 kV | 400V(3ph) & 230V(single ph) | LV | 50 kVA :Pole Substation | 0.05 | --> | 0.05 | 0.05 | 1.8 |  | --> | 0.047 | 0 | 0 | 0 | 0 | 0.049 | 0 |  | --> | E11 ex CARRIGALLEN | CARRIGALLEN: T421 | CARRICK ON SHANNON |  | 54.1233 | -7.7696
MV/LV Substation TU***406 | 20 kV | 400V(3ph) & 230V(single ph) | LV | 50 kVA :Pole Substation | 0.05 | --> | 0.05 | 0.05 | 0.3 |  | --> | 0.047 | 0 | 0 | 0 | 0 | 0.049 | 0 |  | --> | C23 ex TUAM NORTH | TUAM NORTH: T41∥T42 | CLOON |  | 53.522 | -8.8016
MV/LV Substation TU***4065 | 10 kV | 400V(3ph) & 230V(single ph) | LV | 50 kVA :Pole Substation | 0.05 | --> | 0.05 | 0.05 | 3.3 |  | --> | 0.047 | 0 | 0 | 0 | 0 | 0.049 | 0 |  | --> | C19 ex SHERCOCK | SHERCOCK: T41∥T42 | MEATH HILL |  | 53.9692 | -6.898
MV/LV Substation TU***4072 | 20 kV | 400V(3ph) & 230V(single ph) | LV | 50 kVA :Pole Substation | 0.05 | --> | 0.05 | 0.045 | 2.2 |  | --> | 0.047 | 0 | 0 | 0 | 0 | 0.05 | 0 |  | --> | C12 ex ROSSGEIR | ROSSGEIR: T41∥T42 | LETTERKENNY |  | 54.8346 | -7.5418
MV/LV Substation TU***408 | 10 kV | 400V(3ph) & 230V(single ph) | LV | 100 kVA :Pole Substation | 0.1 | --> | 0.1 | 0.083 | 4 |  | --> | 0.095 | 0 | 0 | 0 | 0.007 | 0.095 | 0 |  | --> | C20 ex OAKFIELD | OAKFIELD: T42 | SLIGO |  | 54.2728 | -8.5656
MV/LV Substation TU***408 | 10 kV | 400V(3ph) & 230V(single ph) | LV | 200 kVA :Kiosk Substation | 0.2 | --> | 0.2 | 0 | 0 | Constrained,otherwise capacity available =162kVA. | --> | 0.19 | 0 | 0 | 0 | 0.021 | 0.183 | 0 |  | --> | C15 ex LITTLE MILLS | LITTLE MILLS: T41 | DUNDALK |  | 53.9804 | -6.3986
MV/LV Substation TU***408 | 20 kV | 400V(3ph) & 230V(single ph) | LV | 50 kVA :Pole Substation | 0.05 | --> | 0.05 | 0 | 0 | Constrained,otherwise capacity available =45kVA. | --> | 0.047 | 0 | 0 | 0 | 0.003 | 0.047 | 0 |  | --> | E17 ex BRUFF | BRUFF: T421 | LIMERICK |  | 52.4947 | -8.5445
MV/LV Substation TU***4083 | 20 kV | 400V(3ph) & 230V(single ph) | LV | 50 kVA :Pole Substation | 0.05 | --> | 0.05 | 0.05 | 1 |  | --> | 0.047 | 0 | 0 | 0 | 0 | 0 | 0 | Constrained,otherwise capacity available =49kW. | --> | E18 ex CARNDONAGH | CARNDONAGH: T421∥T422 | TRILLICK |  | 55.2515 | -7.2461
MV/LV Substation TU***4087 | 20 kV | 400V(3ph) & 230V(single ph) | LV | 50 kVA :Pole Substation | 0.05 | --> | 0.05 | 0 | 0 | Constrained,otherwise capacity available =50kVA. | --> | 0.047 | 0 | 0 | 0 | 0 | 0 | 0 | Constrained,otherwise capacity available =49kW. | --> | E17 ex PORTLAOISE | PORTLAOISE: T423∥T424 | PORTLAOISE |  | 52.9101 | -7.3725
MV/LV Substation TU***4089 | 10 kV | 400V(3ph) & 230V(single ph) | LV | 50 kVA :Pole Substation | 0.05 | --> | 0.05 | 0 | 0 | Constrained,otherwise capacity available =45kVA. | --> | 0.047 | 0 | 0 | 0 | 0 | 0 | 0 | Constrained,otherwise capacity available =50kW. | --> | C20 ex CLOONLOUGH | CLOONLOUGH: T41∥T42 | BARRYMORE |  | 52.2446 | -8.2633
MV/LV Substation TU***4096 | 10 kV | 400V(3ph) & 230V(single ph) | LV | 630 kVA :Building Structure | 0.63 | --> | 0.63 | 0 | 0 | Constrained,otherwise capacity available =500kVA. | --> | 0.598 | 0 | 0 | 0 | 0 | 0.5 | 0 |  | --> | C13 ex POPPINTREE | POPPINTREE: T101 | FINGLAS |  | 53.4173 | -6.2841
MV/LV Substation TU***409X | 20 kV | 400V(3ph) & 230V(single ph) | LV | 50 kVA :Pole Substation | 0.05 | --> | 0.05 | 0.05 | 4.5 |  | --> | 0.047 | 0 | 0 | 0 | 0 | 0.049 | 0 |  | --> | E13 ex TELAYDON | TELAYDON: T421 | LISDRUM |  | 54.2556 | -7.0132
MV/LV Substation TU***409Z | 10 kV | 400V(3ph) & 230V(single ph) | LV | 400 kVA :Kiosk Substation | 0.4 | --> | 0.4 | 0.368 | 7.6 |  | --> | 0.38 | 0 | 0 | 0 | 0.004 | 0.4 | 0 |  | --> | C18 ex DRYBRIDGE | DRYBRIDGE: T42 | DRYBRIDGE |  | 53.7225 | -6.3886
MV/LV Substation TU***4109 | 20 kV | 400V(3ph) & 230V(single ph) | LV | 630 kVA :Kiosk Substation | 0.63 | --> | 0.63 | 0.5 | 4.5 |  | --> | 0.598 | 0 | 0 | 0 | 0.003 | 0.5 | 0 |  | --> | E20 ex ENNISCRONE | ENNISCRONE: T421∥T422 | MOY |  | 54.2083 | -9.0979
MV/LV Substation TU***4118 | 10 kV | 400V(3ph) & 230V(single ph) | LV | 50 kVA :Pole Substation | 0.05 | --> | 0.05 | 0.029 | 0.6 |  | --> | 0.047 | 0 | 0 | 0 | 0 | 0.052 | 0 |  | --> | C17 ex ATHBOY | ATHBOY: T42 | NAVAN |  | 53.7044 | -7.0414
MV/LV Substation TU***4119 | 10 kV | 400V(3ph) & 230V(single ph) | LV | 50 kVA :Pole Substation | 0.05 | --> | 0.05 | 0.05 | 4.5 |  | --> | 0.047 | 0 | 0 | 0 | 0 | 0.049 | 0 |  | --> | C19 ex KILMORE | KILMORE: T101 | FINGLAS |  | 53.4095 | -6.2294
MV/LV Substation TU***4138 | 20 kV | 400V(3ph) & 230V(single ph) | LV | 50 kVA :Pole Substation | 0.05 | --> | 0.05 | 0.047 | 1.5 |  | --> | 0.047 | 0 | 0 | 0 | 0 | 0.049 | 0 |  | --> | E11 ex ARDFINNAN | ARDFINNAN: T421 | CAHIR |  | 52.3085 | -7.9642
MV/LV Substation TU***4143 | 10 kV | 400V(3ph) & 230V(single ph) | LV | 400 kVA :Kiosk Substation | 0.4 | --> | 0.4 | 0 | 0 | Constrained,otherwise capacity available =352kVA. | --> | 0.38 | 0 | 0 | 0 | 0.065 | 0.338 | 0 |  | --> | C12 ex ORANMORE | ORANMORE: T44 | GALWAY 110KV |  | 53.2738 | -8.9768
MV/LV Substation TU***4151 | 10 kV | 400V(3ph) & 230V(single ph) | LV | 50 kVA :Pole Substation | 0.05 | --> | 0.05 | 0.05 | 1.2 |  | --> | 0.047 | 0 | 0 | 0 | 0 | 0 | 0 | Constrained,otherwise capacity available =49kW. | --> | C18 ex KNOCKAPHUNTA | KNOCKAPHUNTA: T41∥T42 | CASTLEBAR |  | 53.8479 | -9.3399
MV/LV Substation TU***415X | 10 kV | 400V(3ph) & 230V(single ph) | LV | 50 kVA :Pole Substation | 0.05 | --> | 0.05 | 0.046 | 4.8 |  | --> | 0.047 | 0 | 0 | 0 | 0.015 | 0.033 | 0 |  | --> | C21 ex ATHY | ATHY: T101 | ATHY |  | 52.9701 | -7.101
MV/LV Substation TU***4164 | 10 kV | 400V(3ph) & 230V(single ph) | LV | 400 kVA :Kiosk Substation | 0.4 | --> | 0.4 | 0 | 0 | Constrained,otherwise capacity available =301kVA. | --> | 0.38 | 0 | 0 | 0 | 0.004 | 0.41 | 0 |  | --> | C13 ex CLONMINCH | CLONMINCH: T41 | THORNSBERRY |  | 53.2755 | -7.4864
MV/LV Substation TU***4174 | 10 kV | 400V(3ph) & 230V(single ph) | LV | 630 kVA :Kiosk Substation | 0.63 | --> | 0.63 | 0.5 | 4.1 |  | --> | 0.598 | 0 | 0 | 0 | 0 | 0.5 | 0 |  | --> | C18 ex LOUGHLINSTOWN | LOUGHLINSTOWN: T42 | CARRICKMINES |  | 53.2446 | -6.1547
MV/LV Substation TU***4175 | 10 kV | 400V(3ph) & 230V(single ph) | LV | 630 kVA :Kiosk Substation | 0.63 | --> | 0.63 | 0.5 | 4.1 |  | --> | 0.598 | 0 | 0 | 0 | 0 | 0.5 | 0 |  | --> | C18 ex LOUGHLINSTOWN | LOUGHLINSTOWN: T42 | CARRICKMINES |  | 53.2458 | -6.1562
MV/LV Substation TU***4176 | 10 kV | 400V(3ph) & 230V(single ph) | LV | 630 kVA :Kiosk Substation | 0.63 | --> | 0.63 | 0.5 | 4.1 |  | --> | 0.598 | 0 | 0 | 0 | 0 | 0.5 | 0 |  | --> | C18 ex LOUGHLINSTOWN | LOUGHLINSTOWN: T42 | CARRICKMINES |  | 53.2472 | -6.1576
MV/LV Substation TU***419 | 20 kV | 400V(3ph) & 230V(single ph) | LV | 50 kVA :Pole Substation | 0.05 | --> | 0.05 | 0 | 0 | Constrained,otherwise capacity available =37kVA. | --> | 0.047 | 0 | 0 | 0 | 0 | 0 | 0 | Constrained,otherwise capacity available =51kW. | --> | C13 ex DONEGAL | DONEGAL: T41∥T42 | CATHALEENS FALL |  | 54.6298 | -8.0978
MV/LV Substation TU***4195 | 20 kV | 400V(3ph) & 230V(single ph) | LV | 50 kVA :Pole Substation | 0.05 | --> | 0.05 | 0 | 0 | Constrained,otherwise capacity available =50kVA. | --> | 0.047 | 0 | 0 | 0 | 0 | 0 | 0 | Constrained,otherwise capacity available =49kW. | --> | E24 ex BIRR | BIRR: T422 | DALLOW |  | 53.1089 | -7.899
MV/LV Substation TU***4213 | 10 kV | 400V(3ph) & 230V(single ph) | LV | 50 kVA :Pole Substation | 0.05 | --> | 0.05 | 0 | 0 | Constrained,otherwise capacity available =50kVA. | --> | 0.047 | 0 | 0 | 0 | 0 | 0 | 0 | Constrained,otherwise capacity available =49kW. | --> | C20 ex CLOONLOUGH | CLOONLOUGH: T41∥T42 | BARRYMORE |  | 52.2352 | -8.2738
MV/LV Substation TU***4241 | 10 kV | 400V(3ph) & 230V(single ph) | LV | 50 kVA :Pole Substation | 0.05 | --> | 0.05 | 0.044 | 3.1 |  | --> | 0.047 | 0 | 0 | 0 | 0.015 | 0.034 | 0 |  | --> | C13 ex ERRIGAL | ERRIGAL: T41 | SHANKILL |  | 53.9921 | -7.1642
MV/LV Substation TU***426X | 20 kV | 400V(3ph) & 230V(single ph) | LV | 50 kVA :Pole Substation | 0.05 | --> | 0.05 | 0 | 0 | Constrained,otherwise capacity available =39kVA. | --> | 0.047 | 0 | 0 | 0 | 0 | 0.051 | 0 |  | --> | C24 ex CLIFDEN | CLIFDEN: T41∥T42 | GALWAY 110KV |  | 53.5537 | -10.0104
MV/LV Substation TU***426Y | 10 kV | 400V(3ph) & 230V(single ph) | LV | 200 kVA :Kiosk Substation | 0.2 | --> | 0.2 | 0 | 0 | Constrained,otherwise capacity available =137kVA. | --> | 0.19 | 0 | 0 | 0 | 0 | 0.209 | 0 |  | --> | C23 ex POLLERTON | POLLERTON: T41 | CARLOW |  | 52.8333 | -6.9113
MV/LV Substation TU***4270 | 20 kV | 400V(3ph) & 230V(single ph) | LV | 50 kVA :Pole Substation | 0.05 | --> | 0.05 | 0.044 | 4.5 |  | --> | 0.047 | 0 | 0 | 0 | 0 | 0.05 | 0 |  | --> | E19 ex TELAYDON | TELAYDON: T421 | LISDRUM |  | 54.3151 | -6.9871
MV/LV Substation TU***4274 | 10 kV | 400V(3ph) & 230V(single ph) | LV | 400 kVA :Building Structure | 0.4 | --> | 0.4 | 0 | 0 | Constrained,otherwise capacity available =385kVA. | --> | 0.38 | 0 | 0 | 0 | 0 | 0.402 | 0 |  | --> | C13 ex POPPINTREE | POPPINTREE: T101 | FINGLAS |  | 53.4173 | -6.2788
MV/LV Substation TU***4276 | 10 kV | 400V(3ph) & 230V(single ph) | LV | 630 kVA :Building Structure | 0.63 | --> | 0.63 | 0 | 0 | Constrained,otherwise capacity available =362kVA. | --> | 0.598 | 0 | 0 | 0 | 0 | 0.5 | 0 |  | --> | C13 ex POPPINTREE | POPPINTREE: T101 | FINGLAS |  | 53.4171 | -6.2699
MV/LV Substation TU***4293 | 20 kV | 400V(3ph) & 230V(single ph) | LV | 100 kVA :Pole Substation | 0.1 | --> | 0.1 | 0.1 | 7.4 |  | --> | 0.095 | 0 | 0 | 0 | 0 | 0.1 | 0 |  | --> | E22 ex BANOGE | BANOGE: T122 | BANOGE |  | 52.6117 | -6.384
MV/LV Substation TU***430X | 10 kV | 400V(3ph) & 230V(single ph) | LV | 50 kVA :Pole Substation | 0.05 | --> | 0.05 | 0.035 | 2.3 |  | --> | 0.047 | 0 | 0 | 0 | 0 | 0.051 | 0 |  | --> | C11 ex CASTLECOMER | CASTLECOMER: T41∥T42 | BALLYRAGGET |  | 52.7191 | -7.1633
MV/LV Substation TU***432 | 20 kV | 400V(3ph) & 230V(single ph) | LV | 50 kVA :Pole Substation | 0.05 | --> | 0.05 | 0 | 0 | Constrained,otherwise capacity available =46kVA. | --> | 0.047 | 0 | 0 | 0 | 0 | 0.049 | 0 |  | --> | E15 ex MANORHAMILTON | MANORHAMILTON: T422 | SLIGO |  | 54.2896 | -7.8879
MV/LV Substation TU***4335 | 20 kV | 400V(3ph) & 230V(single ph) | LV | 200 kVA :Pole Substation | 0.2 | --> | 0.2 | 0.2 | 2.5 |  | --> | 0.19 | 0 | 0 | 0 | 0 | 0.2 | 0 |  | --> | E19 ex TULLOW | TULLOW: T421 | CARLOW |  | 52.81 | -6.722
MV/LV Substation TU***4338 | 10 kV | 400V(3ph) & 230V(single ph) | LV | 50 kVA :Pole Substation | 0.05 | --> | 0.05 | 0.05 | 1.9 |  | --> | 0.047 | 0 | 0 | 0 | 0 | 0.049 | 0 |  | --> | C13 ex DRYBRIDGE | DRYBRIDGE: T41 | DRYBRIDGE |  | 53.7498 | -6.3834
MV/LV Substation TU***4348 | 10 kV | 400V(3ph) & 230V(single ph) | LV | 630 kVA :Kiosk Substation | 0.63 | --> | 0.63 | 0.5 | 7.6 |  | --> | 0.598 | 0 | 0 | 0 | 0 | 0.5 | 0 |  | --> | C18 ex DRYBRIDGE | DRYBRIDGE: T42 | DRYBRIDGE |  | 53.7218 | -6.3895
MV/LV Substation TU***434X | 10 kV | 400V(3ph) & 230V(single ph) | LV | 50 kVA :Pole Substation | 0.05 | --> | 0.05 | 0.038 | 1 |  | --> | 0.047 | 0 | 0 | 0 | 0 | 0 | 0 | Constrained,otherwise capacity available =51kW. | --> | C11 ex LOUGHTAGALLA | LOUGHTAGALLA: T41∥T42 | THURLES |  | 52.6698 | -7.684
MV/LV Substation TU***434Y | 20 kV | 400V(3ph) & 230V(single ph) | LV | 50 kVA :Pole Substation | 0.05 | --> | 0.05 | 0 | 0 | Constrained,otherwise capacity available =45kVA. | --> | 0.047 | 0 | 0 | 0 | 0 | 0 | 0 | Constrained,otherwise capacity available =50kW. | --> | E13 ex ABBEYLEIX | ABBEYLEIX: T422 | PORTLAOISE |  | 52.9252 | -7.3052
MV/LV Substation TU***435Y | 10 kV | 400V(3ph) & 230V(single ph) | LV | 400 kVA :Kiosk Substation | 0.4 | --> | 0.4 | 0.341 | 2.4 |  | --> | 0.38 | 0 | 0 | 0 | 0.008 | 0.4 | 0 |  | --> | C23 ex TINAHASK | TINAHASK: T41∥T42 | ARKLOW |  | 52.7778 | -6.1807
MV/LV Substation TU***437 | 10 kV | 400V(3ph) & 230V(single ph) | LV | 30 kVA :Pole Substation | 0.03 | --> | 0.03 | 0 | 0 | Constrained,otherwise capacity available =26kVA. | --> | 0.028 | 0 | 0 | 0 | 0.004 | 0.025 | 0 |  | --> | C19 ex RECESS | RECESS: T41 | GALWAY 110KV |  | 53.4368 | -9.8689
MV/LV Substation TU***4378 | 10 kV | 400V(3ph) & 230V(single ph) | LV | 100 kVA :Pole Substation | 0.1 | --> | 0.1 | 0.045 | 0 | Constrained,otherwise capacity available =85kVA. | --> | 0.095 | 0 | 0 | 0 | 0 | 0.102 | 0 |  | --> | C15 ex TALBOTS INCH | TALBOTS INCH: T41∥T42 | KILKENNY |  | 52.6633 | -7.436
MV/LV Substation TU***437X | 20 kV | 400V(3ph) & 230V(single ph) | LV | 50 kVA :Pole Substation | 0.05 | --> | 0.05 | 0.044 | 0.3 |  | --> | 0.047 | 0 | 0 | 0 | 0 | 0.05 | 0 |  | --> | C23 ex TUAM NORTH | TUAM NORTH: T41∥T42 | CLOON |  | 53.5699 | -9.0949
MV/LV Substation TU***437X | 20 kV | 400V(3ph) & 230V(single ph) | LV | 100 kVA :Pole Substation | 0.1 | --> | 0.1 | 0 | 0 | Constrained,otherwise capacity available =91kVA. | --> | 0.095 | 0 | 0 | 0 | 0 | 0.1 | 0 |  | --> | C24 ex CLIFDEN | CLIFDEN: T41∥T42 | GALWAY 110KV |  | 53.5982 | -9.9769
MV/LV Substation TU***438X | 20 kV | 400V(3ph) & 230V(single ph) | LV | 50 kVA :Pole Substation | 0.05 | --> | 0.05 | 0.046 | 3.3 |  | --> | 0.047 | 0 | 0 | 0 | 0 | 0.049 | 0 |  | --> | E11 ex BIRDHILL | BIRDHILL: T421 | ARDNACRUSHA |  | 52.7046 | -8.4021
MV/LV Substation TU***4395 | 10 kV | 400V(3ph) & 230V(single ph) | LV | 50 kVA :Pole Substation | 0.05 | --> | 0.05 | 0 | 0 | Constrained,otherwise capacity available =47kVA. | --> | 0.047 | 0 | 0 | 0 | 0 | 0.049 | 0 |  | --> | C17 ex ROSEHILL | ROSEHILL: T41 | KILKENNY |  | 52.5683 | -7.3491
MV/LV Substation TU***443Y | 10 kV | 400V(3ph) & 230V(single ph) | LV | 400 kVA :Kiosk Substation | 0.4 | --> | 0.4 | 0.395 | 1.2 |  | --> | 0.38 | 0 | 0 | 0 | 0.007 | 0.393 | 0 |  | --> | C20 ex POLLERTON | POLLERTON: T42 | CARLOW |  | 52.8235 | -6.894
MV/LV Substation TU***448Y | 10 kV | 400V(3ph) & 230V(single ph) | LV | 630 kVA :Kiosk Substation | 0.63 | --> | 0.63 | 0 | 0 | Constrained,otherwise capacity available =500kVA. | --> | 0.598 | 0 | 0 | 0 | 0.004 | 0 | 0 | Constrained,otherwise capacity available =500kW. | --> | C17 ex ROSCREA | ROSCREA: T41 | IKERRIN |  | 52.9473 | -7.7906
MV/LV Substation TU***4562 | 20 kV | 400V(3ph) & 230V(single ph) | LV | 50 kVA :Pole Substation | 0.05 | --> | 0.05 | 0.05 | 2.7 |  | --> | 0.047 | 0 | 0 | 0 | 0 | 0.049 | 0 |  | --> | E17 ex LONGFORD | LONGFORD: T421 | RICHMOND |  | 53.7907 | -7.5536
MV/LV Substation TU***459 | 10 kV | 400V(3ph) & 230V(single ph) | LV | 200 kVA :Pole Substation | 0.2 | --> | 0.2 | 0.175 | 1.2 |  | --> | 0.19 | 0 | 0 | 0 | 0 | 0.203 | 0 |  | --> | C11 ex SRAH | SRAH: T41∥T42 | THORNSBERRY |  | 53.274 | -7.5051
MV/LV Substation TU***469Y | 20 kV | 400V(3ph) & 230V(single ph) | LV | 200 kVA :Pole Substation | 0.2 | --> | 0.2 | 0.124 | 2.5 |  | --> | 0.19 | 0 | 0 | 0 | 0.039 | 0.17 | 0 |  | --> | E19 ex TULLOW | TULLOW: T421 | CARLOW |  | 52.8102 | -6.7212
MV/LV Substation TU***475 | 20 kV | 400V(3ph) & 230V(single ph) | LV | 50 kVA :Pole Substation | 0.05 | --> | 0.05 | 0.047 | 1.2 |  | --> | 0.047 | 0 | 0 | 0 | 0 | 0 | 0 | Constrained,otherwise capacity available =49kW. | --> | E17 ex BUNCRANA | BUNCRANA: T421∥T422 | TRILLICK |  | 55.0983 | -7.2283
MV/LV Substation TU***475X | 10 kV | 400V(3ph) & 230V(single ph) | LV | 630 kVA :Kiosk Substation | 0.63 | --> | 0.63 | 0.5 | 3.4 |  | --> | 0.598 | 0 | 0 | 0 | 0 | 0.5 | 0 |  | --> | C21 ex GALWAY 110KV | GALWAY 110KV: T103 | GALWAY 110KV |  | 53.2833 | -8.9816
MV/LV Substation TU***475X | 20 kV | 400V(3ph) & 230V(single ph) | LV | 200 kVA :Pole Substation | 0.2 | --> | 0.2 | 0.179 | 6.2 |  | --> | 0.19 | 0 | 0 | 0 | 0 | 0.203 | 0 |  | --> | E17 ex BAGENALSTOWN | BAGENALSTOWN: T421∥T422 | CARLOW |  | 52.7099 | -6.9359
MV/LV Substation TU***480Z | 10 kV | 400V(3ph) & 230V(single ph) | LV | 50 kVA :Pole Substation | 0.05 | --> | 0.05 | 0 | 0 | Constrained,otherwise capacity available =34kVA. | --> | 0.047 | 0 | 0 | 0 | 0 | 0.051 | 0 |  | --> | C19 ex KILDARE | KILDARE: T41∥T42 | NEWBRIDGE |  | 53.2004 | -6.9892
MV/LV Substation TU***483 | 10 kV | 400V(3ph) & 230V(single ph) | LV | 200 kVA :Kiosk Substation | 0.2 | --> | 0.2 | 0.148 | 4.2 |  | --> | 0.19 | 0 | 0 | 0 | 0.003 | 0 | 0 | Constrained,otherwise capacity available =204kW. | --> | C15 ex BUNDORAN | BUNDORAN: T41∥T42 | CATHALEENS FALL |  | 54.4687 | -8.3297
MV/LV Substation TU***496Y | 10 kV | 400V(3ph) & 230V(single ph) | LV | 100 kVA :Pole Substation | 0.1 | --> | 0.1 | 0.1 | 3.1 |  | --> | 0.095 | 0 | 0 | 0 | 0 | 0.1 | 0 |  | --> | C13 ex ERRIGAL | ERRIGAL: T41 | SHANKILL |  | 53.9777 | -7.104
MV/LV Substation TU***512X | 20 kV | 400V(3ph) & 230V(single ph) | LV | 50 kVA :Pole Substation | 0.05 | --> | 0.05 | 0.05 | 1.6 |  | --> | 0.047 | 0 | 0 | 0 | 0 | 0.049 | 0 |  | --> | E16 ex GURRANEBANE | GURRANEBANE: T421∥T422 | OUGHTRAGH |  | 51.8745 | -10.1901
MV/LV Substation TU***522 | 10 kV | 400V(3ph) & 230V(single ph) | LV | 50 kVA :Pole Substation | 0.05 | --> | 0.05 | 0.04 | 3.5 |  | --> | 0.047 | 0 | 0 | 0 | 0 | 0.051 | 0 |  | --> | C18 ex SALLINS | SALLINS: T42 | GRIFFINRATH |  | 53.2895 | -6.6163
MV/LV Substation TU***525 | 10 kV | 400V(3ph) & 230V(single ph) | LV | 630 kVA :Kiosk Substation | 0.63 | --> | 0.63 | 0.5 | 2.8 |  | --> | 0.598 | 0 | 0 | 0 | 0.031 | 0.5 | 0 |  | --> | C15 ex RINEANNA | RINEANNA: T42 | DRUMLINE |  | 52.7055 | -8.8812
MV/LV Substation TU***529X | 10 kV | 400V(3ph) & 230V(single ph) | LV | 50 kVA :Pole Substation | 0.05 | --> | 0.05 | 0 | 0 | Constrained,otherwise capacity available =43kVA. | --> | 0.047 | 0 | 0 | 0 | 0.001 | 0.049 | 0 |  | --> | C21 ex CARRICKMACROSS | CARRICKMACROSS: T41 | MEATH HILL |  | 53.9583 | -6.7112
MV/LV Substation TU***532 | 20 kV | 400V(3ph) & 230V(single ph) | LV | 100 kVA :Pole Substation | 0.1 | --> | 0.1 | 0.079 | 1.7 |  | --> | 0.095 | 0 | 0 | 0 | 0 | 0.103 | 0 |  | --> | E15 ex GORT | GORT: T41∥T42 | ENNIS |  | 53.1353 | -8.7863
MV/LV Substation TU***532Y | 10 kV | 400V(3ph) & 230V(single ph) | LV | 50 kVA :Pole Substation | 0.05 | --> | 0.05 | 0.045 | 3.1 |  | --> | 0.047 | 0 | 0 | 0 | 0 | 0.05 | 0 |  | --> | C13 ex ERRIGAL | ERRIGAL: T41 | SHANKILL |  | 54.0489 | -7.1438
MV/LV Substation TU***535X | 20 kV | 400V(3ph) & 230V(single ph) | LV | 50 kVA :Pole Substation | 0.05 | --> | 0.05 | 0.05 | 2.7 |  | --> | 0.047 | 0 | 0 | 0 | 0 | 0.049 | 0 |  | --> | C18 ex KILLESHANDRA | KILLESHANDRA: T41∥T42 | GORTAWEE |  | 53.985 | -7.5295
MV/LV Substation TU***546Z | 20 kV | 400V(3ph) & 230V(single ph) | LV | 630 kVA :Kiosk Substation | 0.63 | --> | 0.63 | 0 | 0 | Constrained,otherwise capacity available =498kVA. | --> | 0.598 | 0 | 0 | 0 | 0 | 0.5 | 0 |  | --> | E20 ex GLASMORE | GLASMORE: T422 | GLASMORE |  | 53.4885 | -6.153
MV/LV Substation TU***550X | 20 kV | 400V(3ph) & 230V(single ph) | LV | 400 kVA :Kiosk Substation | 0.4 | --> | 0.4 | 0 | 0 | Constrained,otherwise capacity available =350kVA. | --> | 0.38 | 0 | 0 | 0 | 0 | 0.407 | 0 |  | --> | C12 ex SPIDDAL | SPIDDAL: T42 | SCREEB |  | 53.2382 | -9.487
MV/LV Substation TU***550Y | 10 kV | 400V(3ph) & 230V(single ph) | LV | 50 kVA :Pole Substation | 0.05 | --> | 0.05 | 0 | 0 | Constrained,otherwise capacity available =50kVA. | --> | 0.047 | 0 | 0 | 0 | 0 | 0.049 | 0 |  | --> | C17 ex ROSEHILL | ROSEHILL: T41 | KILKENNY |  | 52.5684 | -7.3466
MV/LV Substation TU***552X | 20 kV | 400V(3ph) & 230V(single ph) | LV | 50 kVA :Pole Substation | 0.05 | --> | 0.05 | 0.049 | 0.8 |  | --> | 0.047 | 0 | 0 | 0 | 0 | 0.049 | 0 |  | --> | E15 ex RATHMORE | RATHMORE: T421 | KNOCKEARAGH |  | 52.1472 | -9.1818
MV/LV Substation TU***555Y | 20 kV | 400V(3ph) & 230V(single ph) | LV | 50 kVA :Pole Substation | 0.05 | --> | 0.05 | 0.05 | 2.6 |  | --> | 0.047 | 0 | 0 | 0 | 0 | 0.049 | 0 |  | --> | E11 ex LISDRUM | LISDRUM: T422 | LISDRUM |  | 54.2658 | -6.9061
MV/LV Substation TU***556Y | 20 kV | 400V(3ph) & 230V(single ph) | LV | 100 kVA :Pole Substation | 0.1 | --> | 0.1 | 0 | 0 | Constrained,otherwise capacity available =76kVA. | --> | 0.095 | 0 | 0 | 0 | 0 | 0.103 | 0 |  | --> | E20 ex EDENDERRY | EDENDERRY: T421∥T422 | BLAKE |  | 53.2578 | -7.0823
MV/LV Substation TU***562 | 10 kV | 400V(3ph) & 230V(single ph) | LV | 400 kVA :Kiosk Substation | 0.4 | --> | 0.4 | 0.336 | 10.8 |  | --> | 0.38 | 0 | 0 | 0 | 0 | 0.409 | 0 |  | --> | C29 ex SALTHILL | SALTHILL: T101 | SALTHILL |  | 53.2774 | -9.0869
MV/LV Substation TU***568 | 10 kV | 400V(3ph) & 230V(single ph) | LV | 50 kVA :Pole Substation | 0.05 | --> | 0.05 | 0 | 0 | Constrained,otherwise capacity available =32kVA. | --> | 0.047 | 0 | 0 | 0 | 0.004 | 0.047 | 0 |  | --> | C13 ex BUTTEVANT | BUTTEVANT: T41∥T42 | MALLOW |  | 52.2244 | -8.5814
MV/LV Substation TU***570Z | 20 kV | 400V(3ph) & 230V(single ph) | LV | 400 kVA :Kiosk Substation | 0.4 | --> | 0.4 | 0.308 | 2.7 |  | --> | 0.38 | 0 | 0 | 0 | 0.01 | 0.403 | 0 |  | --> | E16 ex TULLOW | TULLOW: T422 | CARLOW |  | 52.8087 | -6.7254
MV/LV Substation TU***576Y | 10 kV | 400V(3ph) & 230V(single ph) | LV | 400 kVA :Kiosk Substation | 0.4 | --> | 0.4 | 0.388 | 1.5 |  | --> | 0.38 | 0 | 0 | 0 | 0 | 0.401 | 0 |  | --> | C15 ex DERRYCRAMPH | DERRYCRAMPH: T41∥T42 | SHANKILL |  | 53.9894 | -7.3553
MV/LV Substation TU***577Y | 10 kV | 400V(3ph) & 230V(single ph) | LV | 400 kVA :Kiosk Substation | 0.4 | --> | 0.4 | 0.3 | 1.5 |  | --> | 0.38 | 0 | 0 | 0 | 0 | 0.415 | 0 |  | --> | C15 ex DERRYCRAMPH | DERRYCRAMPH: T41∥T42 | SHANKILL |  | 53.9883 | -7.357
MV/LV Substation TU***578 | 10 kV | 400V(3ph) & 230V(single ph) | LV | 50 kVA :Pole Substation | 0.05 | --> | 0.05 | 0 | 0 | Constrained,otherwise capacity available =36kVA. | --> | 0.047 | 0 | 0 | 0 | 0 | 0.051 | 0 |  | --> | C22 ex CASTLEISLAND | CASTLEISLAND: T41∥T42 | TRALEE |  | 52.2352 | -9.4431
MV/LV Substation TU***579 | 10 kV | 400V(3ph) & 230V(single ph) | LV | 50 kVA :Pole Substation | 0.05 | --> | 0.05 | 0 | 0 | Constrained,otherwise capacity available =38kVA. | --> | 0.047 | 0 | 0 | 0 | 0 | 0.051 | 0 |  | --> | C12 ex TIMOLEAGUE | TIMOLEAGUE: T41 | BANDON |  | 51.6964 | -8.8225
MV/LV Substation TU***580 | 10 kV | 400V(3ph) & 230V(single ph) | LV | 50 kVA :Pole Substation | 0.05 | --> | 0.05 | 0.044 | 0.7 |  | --> | 0.047 | 0 | 0 | 0 | 0 | 0.05 | 0 |  | --> | C23 ex GLENTIES | GLENTIES: T41 | BINBANE |  | 54.7792 | -8.3273
MV/LV Substation TU***584Y | 20 kV | 400V(3ph) & 230V(single ph) | LV | 50 kVA :Pole Substation | 0.05 | --> | 0.05 | 0.05 | 1.8 |  | --> | 0.047 | 0 | 0 | 0 | 0 | 0.049 | 0 |  | --> | C20 ex ROSCOMMON | ROSCOMMON: T42 | LANESBORO |  | 53.7772 | -8.2461
MV/LV Substation TU***584Y | 20 kV | 400V(3ph) & 230V(single ph) | LV | 200 kVA :Kiosk Substation | 0.2 | --> | 0.2 | 0.165 | 5.6 |  | --> | 0.19 | 0 | 0 | 0 | 0.003 | 0.202 | 0 |  | --> | E13 ex CRANE | CRANE: T122 | CRANE |  | 52.4391 | -6.473
MV/LV Substation TU***587 | 10 kV | 400V(3ph) & 230V(single ph) | LV | 100 kVA :Pole Substation | 0.1 | --> | 0.1 | 0.073 | 3.8 |  | --> | 0.095 | 0 | 0 | 0 | 0.004 | 0 | 0 | Constrained,otherwise capacity available =99kW. | --> | C18 ex TURLOUGH ROAD | TURLOUGH ROAD: T41∥T42 | CASTLEBAR |  | 53.8839 | -9.2161
MV/LV Substation TU***587 | 10 kV | 400V(3ph) & 230V(single ph) | LV | 100 kVA :Pole Substation | 0.1 | --> | 0.1 | 0 | 0 | Constrained,otherwise capacity available =71kVA. | --> | 0.095 | 0 | 0 | 0 | 0 | 0.103 | 0 |  | --> | C12 ex CRANMORE | CRANMORE: T41∥T42 | SLIGO |  | 54.2425 | -8.4706
MV/LV Substation TU***588 | 20 kV | 400V(3ph) & 230V(single ph) | LV | 100 kVA :Pole Substation | 0.1 | --> | 0.1 | 0.081 | 1.2 |  | --> | 0.095 | 0 | 0 | 0 | 0 | 0 | 0 | Constrained,otherwise capacity available =102kW. | --> | E14 ex BUNCRANA | BUNCRANA: T421∥T422 | TRILLICK |  | 55.1537 | -7.4527
MV/LV Substation TU***588 | 10 kV | 400V(3ph) & 230V(single ph) | LV | 50 kVA :Pole Substation | 0.05 | --> | 0.05 | 0.031 | 3.1 |  | --> | 0.047 | 0 | 0 | 0 | 0 | 0.051 | 0 |  | --> | C13 ex ERRIGAL | ERRIGAL: T41 | SHANKILL |  | 53.9859 | -7.1547
MV/LV Substation TU***590X | 20 kV | 400V(3ph) & 230V(single ph) | LV | 100 kVA :Pole Substation | 0.1 | --> | 0.1 | 0.092 | 2.7 |  | --> | 0.095 | 0 | 0 | 0 | 0 | 0.1 | 0 |  | --> | E12 ex TULLOW | TULLOW: T422 | CARLOW |  | 52.8075 | -6.7259
MV/LV Substation TU***590Y | 20 kV | 400V(3ph) & 230V(single ph) | LV | 100 kVA :Pole Substation | 0.1 | --> | 0.1 | 0.055 | 1.8 |  | --> | 0.095 | 0 | 0 | 0 | 0.003 | 0.103 | 0 |  | --> | C20 ex ROSCOMMON | ROSCOMMON: T42 | LANESBORO |  | 53.7799 | -8.2556
MV/LV Substation TU***595X | 20 kV | 400V(3ph) & 230V(single ph) | LV | 50 kVA :Pole Substation | 0.05 | --> | 0.05 | 0 | 0 | Constrained,otherwise capacity available =49kVA. | --> | 0.047 | 0 | 0 | 0 | 0 | 0.049 | 0 |  | --> | E21 ex FINEA | FINEA: T421∥T422 | SHANKILL |  | 53.8424 | -7.2973
MV/LV Substation TU***601X | 10 kV | 400V(3ph) & 230V(single ph) | LV | 400 kVA :Kiosk Substation | 0.4 | --> | 0.4 | 0.341 | 3.4 |  | --> | 0.38 | 0 | 0 | 0 | 0.016 | 0.391 | 0 |  | --> | C21 ex GALWAY 110KV | GALWAY 110KV: T103 | GALWAY 110KV |  | 53.2816 | -8.9844
MV/LV Substation TU***602 | 10 kV | 400V(3ph) & 230V(single ph) | LV | 200 kVA :Pole Substation | 0.2 | --> | 0.2 | 0.138 | 1.5 |  | --> | 0.19 | 0 | 0 | 0 | 0.025 | 0.183 | 0 |  | --> | C16 ex DERRYCRAMPH | DERRYCRAMPH: T41∥T42 | SHANKILL |  | 53.9852 | -7.3515
MV/LV Substation TU***609X | 10 kV | 400V(3ph) & 230V(single ph) | LV | 50 kVA :Pole Substation | 0.05 | --> | 0.05 | 0.048 | 1.5 |  | --> | 0.047 | 0 | 0 | 0 | 0 | 0.049 | 0 |  | --> | C11 ex DERRYCRAMPH | DERRYCRAMPH: T41∥T42 | SHANKILL |  | 53.95 | -7.1273
MV/LV Substation TU***611Y | 10 kV | 400V(3ph) & 230V(single ph) | LV | 100 kVA :Pole Substation | 0.1 | --> | 0.1 | 0.088 | 0.3 |  | --> | 0.095 | 0 | 0 | 0 | 0 | 0.101 | 0 |  | --> | C13 ex DRUMBEAR | DRUMBEAR: T41∥T42 | LISDRUM |  | 54.2385 | -6.9735
MV/LV Substation TU***632 | 10 kV | 400V(3ph) & 230V(single ph) | LV | 100 kVA :Pole Substation | 0.1 | --> | 0.1 | 0.085 | 3.5 |  | --> | 0.095 | 0 | 0 | 0 | 0 | 0.102 | 0 |  | --> | C12 ex TELAYDON | TELAYDON: T42 | LISDRUM |  | 54.2583 | -6.9552
MV/LV Substation TU***642X | 20 kV | 400V(3ph) & 230V(single ph) | LV | 50 kVA :Pole Substation | 0.05 | --> | 0.05 | 0 | 0 | Constrained,otherwise capacity available =48kVA. | --> | 0.047 | 0 | 0 | 0 | 0 | 0.049 | 0 |  | --> | E21 ex DALTON | DALTON: T421∥T422 | DALTON |  | 53.7938 | -9.1445
MV/LV Substation TU***651X | 10 kV | 400V(3ph) & 230V(single ph) | LV | 400 kVA :Kiosk Substation | 0.4 | --> | 0.4 | 0.35 | 2 |  | --> | 0.38 | 0 | 0 | 0 | 0.011 | 0.396 | 0 |  | --> | C12 ex CAPPAMORE | CAPPAMORE: T41∥T42 | ARDNACRUSHA |  | 52.6152 | -8.3434
MV/LV Substation TU***653X | 10 kV | 400V(3ph) & 230V(single ph) | LV | 400 kVA :Building Structure | 0.4 | --> | 0.4 | 0.369 | 3.8 |  | --> | 0.38 | 0 | 0 | 0 | 0 | 0 | 0 | Constrained,otherwise capacity available =404kW. | --> | C18 ex TURLOUGH ROAD | TURLOUGH ROAD: T41∥T42 | CASTLEBAR |  | 53.8834 | -9.2076
MV/LV Substation TU***656Z | 10 kV | 400V(3ph) & 230V(single ph) | LV | 1000 kVA :Building Structure | 1 | --> | 1 | 0 | 0 | Constrained,otherwise capacity available =500kVA. | --> | 0.95 | 0 | 0 | 0 | 0 | 0.5 | 0 |  | --> | C20 ex MOUNTGORRY | MOUNTGORRY: T42 | GRANGE (DR) |  | 53.4445 | -6.2262
MV/LV Substation TU***658 | 10 kV | 400V(3ph) & 230V(single ph) | LV | 50 kVA :Pole Substation | 0.05 | --> | 0.05 | 0 | 0 | Constrained,otherwise capacity available =46kVA. | --> | 0.047 | 0 | 0 | 0 | 0 | 0.049 | 0 |  | --> | C21 ex CARRIGTWOHILL | CARRIGTWOHILL: T42 | COW CROSS |  | 51.9057 | -8.2821
MV/LV Substation TU***659X | 10 kV | 400V(3ph) & 230V(single ph) | LV | 50 kVA :Pole Substation | 0.05 | --> | 0.05 | 0.043 | 7.6 |  | --> | 0.047 | 0 | 0 | 0 | 0 | 0.05 | 0 |  | --> | C14 ex DRYBRIDGE | DRYBRIDGE: T42 | DRYBRIDGE |  | 53.736 | -6.4055
MV/LV Substation TU***674Y | 10 kV | 400V(3ph) & 230V(single ph) | LV | 200 kVA :Pole Substation | 0.2 | --> | 0.2 | 0 | 0 | Constrained,otherwise capacity available =126kVA. | --> | 0.19 | 0 | 0 | 0 | 0.007 | 0 | 0 | Constrained,otherwise capacity available =203kW. | --> | C15 ex MOUNTMELLICK | MOUNTMELLICK: T41∥T42 | PORTLAOISE |  | 53.1237 | -7.3329
MV/LV Substation TU***676Y | 10 kV | 400V(3ph) & 230V(single ph) | LV | 50 kVA :Pole Substation | 0.05 | --> | 0.05 | 0.048 | 5.9 |  | --> | 0.047 | 0 | 0 | 0 | 0.004 | 0.045 | 0 |  | --> | C17 ex BANDON | BANDON: T101 | BANDON |  | 51.7586 | -8.646
MV/LV Substation TU***682 | 10 kV | 400V(3ph) & 230V(single ph) | LV | 630 kVA :Kiosk Substation | 0.63 | --> | 0.63 | 0.43 | 0.4 | Constrained,otherwise capacity available =500kVA. | --> | 0.598 | 0 | 0 | 0 | 0.029 | 0.5 | 0 |  | --> | C11 ex BALLYBODEN | BALLYBODEN: T41 | COOKSTOWN |  | 53.2824 | -6.275
MV/LV Substation TU***690 | 20 kV | 400V(3ph) & 230V(single ph) | LV | 50 kVA :Pole Substation | 0.05 | --> | 0.05 | 0.047 | 4.3 |  | --> | 0.047 | 0 | 0 | 0 | 0.012 | 0 | 0 | Constrained,otherwise capacity available =36kW. | --> | E14 ex MOVILLE | MOVILLE: T421∥T422 | TRILLICK |  | 55.1651 | -7.1079
MV/LV Substation TU***694Y | 10 kV | 400V(3ph) & 230V(single ph) | LV | 50 kVA :Pole Substation | 0.05 | --> | 0.05 | 0.036 | 2.8 |  | --> | 0.047 | 0 | 0 | 0 | 0 | 0.051 | 0 |  | --> | C15 ex TULLYNAMALRA | TULLYNAMALRA: T41∥T42 | MEATH HILL |  | 54.0619 | -6.8076
MV/LV Substation TU***696 | 10 kV | 400V(3ph) & 230V(single ph) | LV | 100 kVA :Pole Substation | 0.1 | --> | 0.1 | 0.066 | 1.1 |  | --> | 0.095 | 0 | 0 | 0 | 0 | 0.104 | 0 |  | --> | C15 ex TRIM | TRIM: T41∥T42 | NAVAN |  | 53.5915 | -6.8517
MV/LV Substation TU***700Y | 20 kV | 400V(3ph) & 230V(single ph) | LV | 100 kVA :Pole Substation | 0.1 | --> | 0.1 | 0.092 | 2.6 |  | --> | 0.095 | 0 | 0 | 0 | 0 | 0.1 | 0 |  | --> | E11 ex LISDRUM | LISDRUM: T422 | LISDRUM |  | 54.2669 | -6.9187
MV/LV Substation TU***706 | 20 kV | 400V(3ph) & 230V(single ph) | LV | 400 kVA :Kiosk Substation | 0.4 | --> | 0.4 | 0 | 0 | Constrained,otherwise capacity available =353kVA. | --> | 0.38 | 0 | 0 | 0 | 0.006 | 0.4 | 0 |  | --> | C24 ex CLIFDEN | CLIFDEN: T41∥T42 | GALWAY 110KV |  | 53.5885 | -9.9648
MV/LV Substation TU***710X | 10 kV | 400V(3ph) & 230V(single ph) | LV | 50 kVA :Pole Substation | 0.05 | --> | 0.05 | 0 | 0 | Constrained,otherwise capacity available =47kVA. | --> | 0.047 | 0 | 0 | 0 | 0 | 0.049 | 0 |  | --> | C20 ex BALLYGAR | BALLYGAR: T42 | ATHLONE |  | 53.5237 | -8.3078
MV/LV Substation TU***711X | 10 kV | 400V(3ph) & 230V(single ph) | LV | 50 kVA :Pole Substation | 0.05 | --> | 0.05 | 0.04 | 3.8 |  | --> | 0.047 | 0 | 0 | 0 | 0 | 0 | 0 | Constrained,otherwise capacity available =51kW. | --> | C18 ex TURLOUGH ROAD | TURLOUGH ROAD: T41∥T42 | CASTLEBAR |  | 53.8836 | -9.2137
MV/LV Substation TU***712Y | 10 kV | 400V(3ph) & 230V(single ph) | LV | 400 kVA :Kiosk Substation | 0.4 | --> | 0.4 | 0.276 | 2.8 |  | --> | 0.38 | 0 | 0 | 0 | 0 | 0.416 | 0 |  | --> | C15 ex TULLYNAMALRA | TULLYNAMALRA: T41∥T42 | MEATH HILL |  | 54.0255 | -6.7075
MV/LV Substation TU***723 | 10 kV | 400V(3ph) & 230V(single ph) | LV | 50 kVA :Pole Substation | 0.05 | --> | 0.05 | 0.035 | 3.5 |  | --> | 0.047 | 0 | 0 | 0 | 0 | 0.051 | 0 |  | --> | C18 ex SALLINS | SALLINS: T42 | GRIFFINRATH |  | 53.2882 | -6.621
MV/LV Substation TU***724 | 20 kV | 400V(3ph) & 230V(single ph) | LV | 50 kVA :Pole Substation | 0.05 | --> | 0.05 | 0 | 0 | Constrained,otherwise capacity available =32kVA. | --> | 0.047 | 0 | 0 | 0 | 0 | 0.051 | 0 |  | --> | E18 ex BALLINROBE | BALLINROBE: T421∥T422 | DALTON |  | 53.6568 | -9.3654
MV/LV Substation TU***729Z | 10 kV | 400V(3ph) & 230V(single ph) | LV | 50 kVA :Pole Substation | 0.05 | --> | 0.05 | 0.047 | 5.8 |  | --> | 0.047 | 0 | 0 | 0 | 0 | 0.049 | 0 |  | --> | C22 ex CLOON | CLOON: T42 | CLOON |  | 53.4964 | -8.8452
MV/LV Substation TU***730 | 20 kV | 400V(3ph) & 230V(single ph) | LV | 50 kVA :Pole Substation | 0.05 | --> | 0.05 | 0 | 0 | Constrained,otherwise capacity available =50kVA. | --> | 0.047 | 0 | 0 | 0 | 0 | 0.049 | 0 |  | --> | C15 ex BALLYHAUNIS | BALLYHAUNIS: T41∥T42 | DALTON |  | 53.7031 | -8.7898
MV/LV Substation TU***730X | 10 kV | 400V(3ph) & 230V(single ph) | LV | 50 kVA :Pole Substation | 0.05 | --> | 0.05 | 0 | 0 | Constrained,otherwise capacity available =50kVA. | --> | 0.047 | 0 | 0 | 0 | 0 | 0.049 | 0 |  | --> | C21 ex CARRICKMACROSS | CARRICKMACROSS: T41 | MEATH HILL |  | 53.9549 | -6.6986
MV/LV Substation TU***735 | 10 kV | 400V(3ph) & 230V(single ph) | LV | 100 kVA :Pole Substation | 0.1 | --> | 0.1 | 0 | 0 | Constrained,otherwise capacity available =61kVA. | --> | 0.095 | 0 | 0 | 0 | 0.021 | 0 | 0 | Constrained,otherwise capacity available =83kW. | --> | C13 ex DONEGAL | DONEGAL: T41∥T42 | CATHALEENS FALL |  | 54.6458 | -8.1134
MV/LV Substation TU***738 | 10 kV | 400V(3ph) & 230V(single ph) | LV | 100 kVA :Pole Substation | 0.1 | --> | 0.1 | 0.067 | 3.1 |  | --> | 0.095 | 0 | 0 | 0 | 0.003 | 0.101 | 0 |  | --> | C13 ex ERRIGAL | ERRIGAL: T41 | SHANKILL |  | 54.0498 | -7.148
MV/LV Substation TU***746Z | 10 kV | 400V(3ph) & 230V(single ph) | LV | 100 kVA :Pole Substation | 0.1 | --> | 0.1 | 0.045 | 0 | Constrained,otherwise capacity available =88kVA. | --> | 0.095 | 0 | 0 | 0 | 0 | 0.101 | 0 |  | --> | C15 ex TALBOTS INCH | TALBOTS INCH: T41∥T42 | KILKENNY |  | 52.6615 | -7.4435
MV/LV Substation TU***769X | 10 kV | 400V(3ph) & 230V(single ph) | LV | 200 kVA :Building Structure | 0.2 | --> | 0.2 | 0.16 | 11.1 |  | --> | 0.19 | 0 | 0 | 0 | 0 | 0.206 | 0 |  | --> | C11 ex FORTUNESTOWN | FORTUNESTOWN: T101 | INCHICORE 220KV |  | 53.2914 | -6.4268
MV/LV Substation TU***769Z | 20 kV | 400V(3ph) & 230V(single ph) | LV | 400 kVA :Kiosk Substation | 0.4 | --> | 0.4 | 0.353 | 2.7 |  | --> | 0.38 | 0 | 0 | 0 | 0 | 0.407 | 0 |  | --> | E12 ex TULLOW | TULLOW: T422 | CARLOW |  | 52.8067 | -6.7273
MV/LV Substation TU***771X | 20 kV | 400V(3ph) & 230V(single ph) | LV | 50 kVA :Pole Substation | 0.05 | --> | 0.05 | 0.05 | 2.5 |  | --> | 0.047 | 0 | 0 | 0 | 0 | 0.049 | 0 |  | --> | C16 ex CURRA | CURRA: T41 | SOMERSET |  | 53.0292 | -8.3193
MV/LV Substation TU***771X | 20 kV | 400V(3ph) & 230V(single ph) | LV | 50 kVA :Pole Substation | 0.05 | --> | 0.05 | 0.05 | 1.6 |  | --> | 0.047 | 0 | 0 | 0 | 0 | 0.049 | 0 |  | --> | E12 ex MILLTOWN (SR) | MILLTOWN (SR): T422 | OUGHTRAGH |  | 52.1038 | -9.8213
MV/LV Substation TU***790 | 20 kV | 400V(3ph) & 230V(single ph) | LV | 50 kVA :Pole Substation | 0.05 | --> | 0.05 | 0 | 0 | Constrained,otherwise capacity available =29kVA. | --> | 0.047 | 0 | 0 | 0 | 0 | 0.052 | 0 |  | --> | C24 ex CLIFDEN | CLIFDEN: T41∥T42 | GALWAY 110KV |  | 53.5893 | -9.974
MV/LV Substation TU***799X | 10 kV | 400V(3ph) & 230V(single ph) | LV | 100 kVA :Pole Substation | 0.1 | --> | 0.1 | 0 | 0 | Constrained,otherwise capacity available =88kVA. | --> | 0.095 | 0 | 0 | 0 | 0 | 0.101 | 0 |  | --> | C12 ex CULLION | CULLION: T41∥T42 | LETTERKENNY |  | 54.997 | -7.8968
MV/LV Substation TU***799X | 20 kV | 400V(3ph) & 230V(single ph) | LV | 630 kVA :Kiosk Substation | 0.63 | --> | 0.63 | 0 | 0 | Constrained,otherwise capacity available =500kVA. | --> | 0.598 | 0 | 0 | 0 | 0 | 0.5 | 0 |  | --> | C12 ex SPIDDAL | SPIDDAL: T42 | SCREEB |  | 53.2457 | -9.3054
MV/LV Substation TU***800 | 20 kV | 400V(3ph) & 230V(single ph) | LV | 50 kVA :Pole Substation | 0.05 | --> | 0.05 | 0.037 | 4.5 |  | --> | 0.047 | 0 | 0 | 0 | 0.007 | 0.043 | 0 |  | --> | E13 ex TELAYDON | TELAYDON: T421 | LISDRUM |  | 54.2829 | -7.0251
MV/LV Substation TU***804X | 20 kV | 400V(3ph) & 230V(single ph) | LV | 50 kVA :Pole Substation | 0.05 | --> | 0.05 | 0.038 | 4.1 |  | --> | 0.047 | 0 | 0 | 0 | 0 | 0 | 0 | Constrained,otherwise capacity available =51kW. | --> | E11 ex CHARLEVILLE | CHARLEVILLE: T422 | CHARLEVILLE |  | 52.471 | -8.6676
MV/LV Substation TU***807 | 10 kV | 400V(3ph) & 230V(single ph) | LV | 630 kVA :Kiosk Substation | 0.63 | --> | 0.63 | 0.5 | 4.3 |  | --> | 0.598 | 0 | 0 | 0 | 0 | 0.5 | 0 |  | --> | C18 ex BAILIEBORO | BAILIEBORO: T41∥T42 | MEATH HILL |  | 53.8801 | -6.9709
MV/LV Substation TU***809 | 20 kV | 400V(3ph) & 230V(single ph) | LV | 50 kVA :Pole Substation | 0.05 | --> | 0.05 | 0 | 0 | Constrained,otherwise capacity available =8kVA. | --> | 0.047 | 0 | 0 | 0 | 0 | 0.055 | 0 |  | --> | E47 ex CLAREGALWAY | CLAREGALWAY: T421 | GALWAY 110KV |  | 53.381 | -8.8542
MV/LV Substation TU***827 | 10 kV | 400V(3ph) & 230V(single ph) | LV | 50 kVA :Pole Substation | 0.05 | --> | 0.05 | 0.031 | 1.3 |  | --> | 0.047 | 0 | 0 | 0 | 0 | 0.051 | 0 |  | --> | C19 ex BALLYBAY | BALLYBAY: T41∥T42 | LISDRUM |  | 54.0427 | -6.8703
MV/LV Substation TU***827X | 20 kV | 400V(3ph) & 230V(single ph) | LV | 400 kVA :Kiosk Substation | 0.4 | --> | 0.4 | 0.314 | 1.9 |  | --> | 0.38 | 0 | 0 | 0 | 0.012 | 0.4 | 0 |  | --> | C17 ex DRYBRIDGE | DRYBRIDGE: T41 | DRYBRIDGE |  | 53.736 | -6.416
MV/LV Substation TU***827Z | 20 kV | 400V(3ph) & 230V(single ph) | LV | 400 kVA :Kiosk Substation | 0.4 | --> | 0.4 | 0 | 0 | Constrained,otherwise capacity available =374kVA. | --> | 0.38 | 0 | 0 | 0 | 0 | 0.403 | 0 |  | --> | E20 ex GLASMORE | GLASMORE: T422 | GLASMORE |  | 53.4868 | -6.1515
MV/LV Substation TU***828 | 10 kV | 400V(3ph) & 230V(single ph) | LV | 50 kVA :Pole Substation | 0.05 | --> | 0.05 | 0.044 | 3.1 |  | --> | 0.047 | 0 | 0 | 0 | 0 | 0.05 | 0 |  | --> | C13 ex ERRIGAL | ERRIGAL: T41 | SHANKILL |  | 54.0097 | -7.2054
MV/LV Substation TU***833 | 10 kV | 400V(3ph) & 230V(single ph) | LV | 50 kVA :Pole Substation | 0.05 | --> | 0.05 | 0.031 | 0 |  | --> | 0.047 | 0 | 0 | 0 | 0.024 | 0.026 | 0 |  | --> | C15 ex TALBOTS INCH | TALBOTS INCH: T41∥T42 | KILKENNY |  | 52.6721 | -7.425
MV/LV Substation TU***835Y | 10 kV | 400V(3ph) & 230V(single ph) | LV | 50 kVA :Pole Substation | 0.05 | --> | 0.05 | 0.049 | 0.3 |  | --> | 0.047 | 0 | 0 | 0 | 0 | 0.049 | 0 |  | --> | C17 ex TUAM NORTH | TUAM NORTH: T41∥T42 | CLOON |  | 53.5089 | -8.8346
MV/LV Substation TU***840X | 20 kV | 400V(3ph) & 230V(single ph) | LV | 50 kVA :Pole Substation | 0.05 | --> | 0.05 | 0 | 0 | Constrained,otherwise capacity available =33kVA. | --> | 0.047 | 0 | 0 | 0 | 0 | 0.051 | 0 |  | --> | E21 ex FINEA | FINEA: T421∥T422 | SHANKILL |  | 53.8446 | -7.3017
MV/LV Substation TU***841 | 10 kV | 400V(3ph) & 230V(single ph) | LV | 100 kVA :Pole Substation | 0.1 | --> | 0.1 | 0.045 | 0 | Constrained,otherwise capacity available =88kVA. | --> | 0.095 | 0 | 0 | 0 | 0.015 | 0.085 | 0 |  | --> | C15 ex TALBOTS INCH | TALBOTS INCH: T41∥T42 | KILKENNY |  | 52.6633 | -7.4315
MV/LV Substation TU***842 | 10 kV | 400V(3ph) & 230V(single ph) | LV | 50 kVA :Pole Substation | 0.05 | --> | 0.05 | 0.043 | 0 |  | --> | 0.047 | 0 | 0 | 0 | 0 | 0.05 | 0 |  | --> | C15 ex TALBOTS INCH | TALBOTS INCH: T41∥T42 | KILKENNY |  | 52.6645 | -7.4256
MV/LV Substation TU***844X | 10 kV | 400V(3ph) & 230V(single ph) | LV | 400 kVA :Kiosk Substation | 0.4 | --> | 0.4 | 0 | 0 | Constrained,otherwise capacity available =282kVA. | --> | 0.38 | 0 | 0 | 0 | 0.003 | 0.414 | 0 |  | --> | C23 ex POLLERTON | POLLERTON: T41 | CARLOW |  | 52.8249 | -6.9094
MV/LV Substation TU***847X | 20 kV | 400V(3ph) & 230V(single ph) | LV | 50 kVA :Pole Substation | 0.05 | --> | 0.05 | 0.04 | 7.7 |  | --> | 0.047 | 0 | 0 | 0 | 0 | 0 | 0 | Constrained,otherwise capacity available =51kW. | --> | E12 ex CHURCHTOWN | CHURCHTOWN: T422 | RATHKEALE |  | 52.4456 | -9.0742
MV/LV Substation TU***847Z | 10 kV | 400V(3ph) & 230V(single ph) | LV | 50 kVA :Pole Substation | 0.05 | --> | 0.05 | 0.05 | 3.5 |  | --> | 0.047 | 0 | 0 | 0 | 0 | 0.049 | 0 |  | --> | C18 ex SALLINS | SALLINS: T42 | GRIFFINRATH |  | 53.2904 | -6.6131
MV/LV Substation TU***855 | 10 kV | 400V(3ph) & 230V(single ph) | LV | 100 kVA :Pole Substation | 0.1 | --> | 0.1 | 0.095 | 3.8 |  | --> | 0.095 | 0 | 0 | 0 | 0 | 0 | 0 | Constrained,otherwise capacity available =100kW. | --> | C18 ex TURLOUGH ROAD | TURLOUGH ROAD: T41∥T42 | CASTLEBAR |  | 53.8816 | -9.1963
MV/LV Substation TU***872 | 20 kV | 400V(3ph) & 230V(single ph) | LV | 50 kVA :Pole Substation | 0.05 | --> | 0.05 | 0 | 0 | Constrained,otherwise capacity available =43kVA. | --> | 0.047 | 0 | 0 | 0 | 0 | 0.05 | 0 |  | --> | E47 ex CLAREGALWAY | CLAREGALWAY: T421 | GALWAY 110KV |  | 53.3663 | -8.9061
MV/LV Substation TU***873 | 20 kV | 400V(3ph) & 230V(single ph) | LV | 50 kVA :Pole Substation | 0.05 | --> | 0.05 | 0.024 | 1.9 |  | --> | 0.047 | 0 | 0 | 0 | 0.003 | 0.05 | 0 |  | --> | C17 ex DRYBRIDGE | DRYBRIDGE: T41 | DRYBRIDGE |  | 53.7367 | -6.4273
MV/LV Substation TU***879X | 20 kV | 400V(3ph) & 230V(single ph) | LV | 200 kVA :Kiosk Substation | 0.2 | --> | 0.2 | 0.177 | 0.9 |  | --> | 0.19 | 0 | 0 | 0 | 0 | 0.203 | 0 |  | --> | C14 ex CARRAROE | CARRAROE: T42 | SCREEB |  | 53.2377 | -9.4894
MV/LV Substation TU***893 | 10 kV | 400V(3ph) & 230V(single ph) | LV | 630 kVA :Building Structure | 0.63 | --> | 0.63 | 0 | 0 | Constrained,otherwise capacity available =500kVA. | --> | 0.598 | 0 | 0 | 0 | 0.007 | 0.5 | 0 |  | --> | C14 ex MONEENAGEISHA | MONEENAGEISHA: T42 | GALWAY 110KV |  | 53.2838 | -9.0372
MV/LV Substation TU***895X | 20 kV | 400V(3ph) & 230V(single ph) | LV | 200 kVA :Pole Substation | 0.2 | --> | 0.2 | 0 | 0 | Constrained,otherwise capacity available =178kVA. | --> | 0.19 | 0 | 0 | 0 | 0 | 0.203 | 0 |  | --> | E20 ex GLASMORE | GLASMORE: T422 | GLASMORE |  | 53.4926 | -6.1937
MV/LV Substation TU***901 | 20 kV | 400V(3ph) & 230V(single ph) | LV | 50 kVA :Pole Substation | 0.05 | --> | 0.05 | 0 | 0 | Constrained,otherwise capacity available =10kVA. | --> | 0.047 | 0 | 0 | 0 | 0 | 0.055 | 0 |  | --> | E11 ex KILCOLGAN | KILCOLGAN: T421 | GALWAY 110KV |  | 53.1009 | -9.0621
MV/LV Substation TU***907 | 10 kV | 400V(3ph) & 230V(single ph) | LV | 30 kVA :Pole Substation | 0.03 | --> | 0.03 | 0 | 0 | Constrained,otherwise capacity available =30kVA. | --> | 0.028 | 0 | 0 | 0 | 0 | 0.029 | 0 |  | --> | C21 ex CLONMINCH | CLONMINCH: T41 | THORNSBERRY |  | 53.2481 | -7.4782
MV/LV Substation TU***907X | 10 kV | 400V(3ph) & 230V(single ph) | LV | 100 kVA :Pole Substation | 0.1 | --> | 0.1 | 0.079 | 1.9 |  | --> | 0.095 | 0 | 0 | 0 | 0 | 0.103 | 0 |  | --> | C17 ex DRYBRIDGE | DRYBRIDGE: T41 | DRYBRIDGE |  | 53.723 | -6.4064
MV/LV Substation TU***912 | 10 kV | 400V(3ph) & 230V(single ph) | LV | 100 kVA :Pole Substation | 0.1 | --> | 0.1 | 0.068 | 1 |  | --> | 0.095 | 0 | 0 | 0 | 0.011 | 0.093 | 0 |  | --> | C16 ex KILCULLEN | KILCULLEN: T42 | STRATFORD |  | 53.1331 | -6.8135
MV/LV Substation TU***913 | 10 kV | 400V(3ph) & 230V(single ph) | LV | 30 kVA :Pole Substation | 0.03 | --> | 0.03 | 0.026 | 1.2 |  | --> | 0.028 | 0 | 0 | 0 | 0 | 0.029 | 0 |  | --> | C24 ex MULLAGH | MULLAGH: T44 | MEATH HILL |  | 53.8449 | -6.9342
MV/LV Substation TU***916 | 20 kV | 400V(3ph) & 230V(single ph) | LV | 400 kVA :Building Structure | 0.4 | --> | 0.4 | 0.248 | 5 |  | --> | 0.38 | 0 | 0 | 0 | 0 | 0.423 | 0 |  | --> | C12 ex BALLYTIVNAN | BALLYTIVNAN: T42 | SLIGO |  | 54.3757 | -8.37
MV/LV Substation TU***930X | 10 kV | 400V(3ph) & 230V(single ph) | LV | 200 kVA :Kiosk Substation | 0.2 | --> | 0.2 | 0.17 | 7.6 |  | --> | 0.19 | 0 | 0 | 0 | 0.003 | 0.201 | 0 |  | --> | C14 ex DRYBRIDGE | DRYBRIDGE: T42 | DRYBRIDGE |  | 53.7399 | -6.4149
MV/LV Substation TU***933X | 20 kV | 400V(3ph) & 230V(single ph) | LV | 100 kVA :Pole Substation | 0.1 | --> | 0.1 | 0.085 | 2.6 |  | --> | 0.095 | 0 | 0 | 0 | 0 | 0.102 | 0 |  | --> | E17 ex LISDRUM | LISDRUM: T422 | LISDRUM |  | 54.2341 | -7.053
MV/LV Substation TU***939X | 10 kV | 400V(3ph) & 230V(single ph) | LV | 200 kVA :Kiosk Substation | 0.2 | --> | 0.2 | 0.197 | 1.7 |  | --> | 0.19 | 0 | 0 | 0 | 0 | 0.2 | 0 |  | --> | C15 ex TULLA | TULLA: T41 | ENNIS |  | 52.8755 | -8.7626
MV/LV Substation TU***943X | 10 kV | 400V(3ph) & 230V(single ph) | LV | 1000 kVA :Building Structure | 1 | --> | 1 | 0.5 | 3.9 |  | --> | 0.95 | 0 | 0 | 0 | 0 | 0.5 | 0 |  | --> | C20 ex BELGARD | BELGARD: T42 | COOKSTOWN |  | 53.2883 | -6.3694
MV/LV Substation TU***963Z | 20 kV | 400V(3ph) & 230V(single ph) | LV | 400 kVA :Building Structure | 0.4 | --> | 0.4 | 0.4 | 2.7 |  | --> | 0.38 | 0 | 0 | 0 | 0 | 0.4 | 0 |  | --> | E18 ex TULLOW | TULLOW: T422 | CARLOW |  | 52.8464 | -6.7595
MV/LV Substation TU***966 | 10 kV | 400V(3ph) & 230V(single ph) | LV | 50 kVA :Pole Substation | 0.05 | --> | 0.05 | 0.045 | 2.2 |  | --> | 0.047 | 0 | 0 | 0 | 0 | 0.05 | 0 |  | --> | C16 ex ROSSGEIR | ROSSGEIR: T41∥T42 | LETTERKENNY |  | 54.869 | -7.5156
MV/LV Substation TU***975 | 20 kV | 400V(3ph) & 230V(single ph) | LV | 50 kVA :Pole Substation | 0.05 | --> | 0.05 | 0.043 | 3.4 |  | --> | 0.047 | 0 | 0 | 0 | 0 | 0 | 0 | Constrained,otherwise capacity available =50kW. | --> | C17 ex BALLYSHANNON | BALLYSHANNON: T41∥T42 | CATHALEENS FALL |  | 54.5197 | -8.1632
MV/LV Substation TU***982Y | 20 kV | 400V(3ph) & 230V(single ph) | LV | 100 kVA :Pole Substation | 0.1 | --> | 0.1 | 0 | 0 | Constrained,otherwise capacity available =87kVA. | --> | 0.095 | 0 | 0 | 0 | 0 | 0.101 | 0 |  | --> | C15 ex KILMONEY | KILMONEY: T41∥T42 | TRABEG |  | 51.8226 | -8.5223
MV/LV Substation TU***984 | 10 kV | 400V(3ph) & 230V(single ph) | LV | 50 kVA :Pole Substation | 0.05 | --> | 0.05 | 0.047 | 2.2 |  | --> | 0.047 | 0 | 0 | 0 | 0 | 0.049 | 0 |  | --> | C16 ex ROSSGEIR | ROSSGEIR: T41∥T42 | LETTERKENNY |  | 54.8925 | -7.492
MV/LV Substation TU***985 | 20 kV | 400V(3ph) & 230V(single ph) | LV | 50 kVA :Pole Substation | 0.05 | --> | 0.05 | 0 | 0 | Constrained,otherwise capacity available =39kVA. | --> | 0.047 | 0 | 0 | 0 | 0.004 | 0.046 | 0 |  | --> | E12 ex BALTINGLASS | BALTINGLASS: T421∥T422 | STRATFORD |  | 52.9654 | -6.6939
MV/LV Substation TU***995 | 10 kV | 400V(3ph) & 230V(single ph) | LV | 50 kVA :Pole Substation | 0.05 | --> | 0.05 | 0 | 0 | Constrained,otherwise capacity available =40kVA. | --> | 0.047 | 0 | 0 | 0 | 0 | 0.051 | 0 |  | --> | C12 ex TIMOLEAGUE | TIMOLEAGUE: T41 | BANDON |  | 51.6942 | -8.7389
MV/LV Substation TU***996X | 10 kV | 400V(3ph) & 230V(single ph) | LV | 400 kVA :Kiosk Substation | 0.4 | --> | 0.4 | 0 | 0 | Constrained,otherwise capacity available =366kVA. | --> | 0.38 | 0 | 0 | 0 | 0.009 | 0.395 | 0 |  | --> | C16 ex LOUGHREA | LOUGHREA: T41∥T42 | SOMERSET |  | 53.1954 | -8.5922
MV/LV Substation TU***999 | 20 kV | 400V(3ph) & 230V(single ph) | LV | 50 kVA :Pole Substation | 0.05 | --> | 0.05 | 0.047 | 1.2 |  | --> | 0.047 | 0 | 0 | 0 | 0.004 | 0 | 0 | Constrained,otherwise capacity available =45kW. | --> | E17 ex BUNCRANA | BUNCRANA: T421∥T422 | TRILLICK |  | 55.0871 | -7.246
MV/LV Substation TV***619X | 10 kV | 400V(3ph) & 230V(single ph) | LV | 630 kVA :Kiosk Substation | 0.63 | --> | 0.63 | 0.376 | 4.4 |  | --> | 0.598 | 0 | 0 | 0 | 0 | 0.5 | 0 |  | --> | C12 ex TYMON | TYMON: T42 | COOKSTOWN |  | 53.3096 | -6.3552
MV/LV Substation TV***999 | 20 kV | 400V(3ph) & 230V(single ph) | LV | 200 kVA :Pole Substation | 0.2 | --> | 0.2 | 0.2 | 6.9 |  | --> | 0.19 | 0 | 0 | 0 | 0 | 0 | 0 | Constrained,otherwise capacity available =200kW. | --> | E18 ex SPRINGS | SPRINGS: T421∥T422 | DUNGARVAN |  | 52.0555 | -7.6345
MV/LV Substation TW***009 | 10 kV | 400V(3ph) & 230V(single ph) | LV | 400 kVA :Kiosk Substation | 0.4 | --> | 0.4 | 0.237 | 4 |  | --> | 0.38 | 0 | 0 | 0 | 0.014 | 0 | 0 | Constrained,otherwise capacity available =410kW. | --> | C20 ex LISMORE | LISMORE: T41∥T42 | DUNGARVAN |  | 52.1475 | -7.8532
MV/LV Substation TW***033 | 10 kV | 400V(3ph) & 230V(single ph) | LV | 50 kVA :Pole Substation | 0.05 | --> | 0.05 | 0 | 0 | Constrained,otherwise capacity available =46kVA. | --> | 0.047 | 0 | 0 | 0 | 0 | 0.049 | 0 |  | --> | C12 ex PARKMORE | PARKMORE: T41∥T42 | GALWAY 110KV |  | 53.3051 | -9.0021
MV/LV Substation TW***034 | 10 kV | 400V(3ph) & 230V(single ph) | LV | 100 kVA :Pole Substation | 0.1 | --> | 0.1 | 0 | 0 | Constrained,otherwise capacity available =95kVA. | --> | 0.095 | 0 | 0 | 0 | 0 | 0.1 | 0 |  | --> | C12 ex PARKMORE | PARKMORE: T41∥T42 | GALWAY 110KV |  | 53.3059 | -8.9994
MV/LV Substation TW***082 | 20 kV | 400V(3ph) & 230V(single ph) | LV | 50 kVA :Pole Substation | 0.05 | --> | 0.05 | 0.048 | 0.3 |  | --> | 0.047 | 0 | 0 | 0 | 0.003 | 0.046 | 0 |  | --> | C17 ex TUAM NORTH | TUAM NORTH: T41∥T42 | CLOON |  | 53.4742 | -8.7029
MV/LV Substation TW***282 | 10 kV | 400V(3ph) & 230V(single ph) | LV | 200 kVA :Pole Substation | 0.2 | --> | 0.2 | 0 | 0 | Constrained,otherwise capacity available =165kVA. | --> | 0.19 | 0 | 0 | 0 | 0.003 | 0.202 | 0 |  | --> | C13 ex WOODFORD | WOODFORD: T41∥T42 | KNOCKEARAGH |  | 52.0508 | -9.4491
MV/LV Substation TW***4057 | 20 kV | 400V(3ph) & 230V(single ph) | LV | 50 kVA :Pole Substation | 0.05 | --> | 0.05 | 0.045 | 2.8 |  | --> | 0.047 | 0 | 0 | 0 | 0 | 0 | 0 | Constrained,otherwise capacity available =50kW. | --> | C21 ex LEE BRIDGE | LEE BRIDGE: T41 | MACROOM |  | 51.8989 | -9.1434
MV/LV Substation TW***414 | 10 kV | 400V(3ph) & 230V(single ph) | LV | 100 kVA :Pole Substation | 0.1 | --> | 0.1 | 0 | 0 | Constrained,otherwise capacity available =83kVA. | --> | 0.095 | 0 | 0 | 0 | 0 | 0.102 | 0 |  | --> | C13 ex COBH | COBH: T41∥T42 | COW CROSS |  | 51.8657 | -8.3236
MV/LV Substation TW***4141 | 10 kV | 400V(3ph) & 230V(single ph) | LV | 630 kVA :Kiosk Substation | 0.63 | --> | 0.63 | 0.5 | 2.8 |  | --> | 0.598 | 0 | 0 | 0 | 0 | 0.5 | 0 |  | --> | C12 ex BALLYBODEN | BALLYBODEN: T42 | COOKSTOWN |  | 53.2814 | -6.3123
MV/LV Substation TW***4145 | 10 kV | 400V(3ph) & 230V(single ph) | LV | 1000 kVA :Building Structure | 1 | --> | 1 | 0.5 | 2.8 |  | --> | 0.95 | 0 | 0 | 0 | 0 | 0.5 | 0 |  | --> | C12 ex BALLYBODEN | BALLYBODEN: T42 | COOKSTOWN |  | 53.2795 | -6.3119
MV/LV Substation TW***4265 | 20 kV | 400V(3ph) & 230V(single ph) | LV | 100 kVA :Pole Substation | 0.1 | --> | 0.1 | 0 | 0 | Constrained,otherwise capacity available =100kVA. | --> | 0.095 | 0 | 0 | 0 | 0 | 0.1 | 0 |  | --> | C15 ex KANTURK | KANTURK: T41∥T42 | GLENLARA |  | 52.1278 | -8.8112
MV/LV Substation TW***608 | 10 kV | 400V(3ph) & 230V(single ph) | LV | 630 kVA :Building Structure | 0.63 | --> | 0.63 | 0 | 0 | Constrained,otherwise capacity available =500kVA. | --> | 0.598 | 0 | 0 | 0 | 0 | 0 | 0 | Constrained,otherwise capacity available =500kW. | --> | C14 ex DONEGAL | DONEGAL: T41∥T42 | CATHALEENS FALL |  | 54.6557 | -8.1054
MV/LV Substation TW***622 | 10 kV | 400V(3ph) & 230V(single ph) | LV | 400 kVA :Building Structure | 0.4 | --> | 0.4 | 0.187 | 3.3 |  | --> | 0.38 | 0 | 0 | 0 | 0 | 0.432 | 0 |  | --> | E16 ex CRATLOE | CRATLOE: T421∥T422 | ARDNACRUSHA |  | 52.6788 | -8.6994
MV/LV Substation TW***665 | 20 kV | 400V(3ph) & 230V(single ph) | LV | 50 kVA :Pole Substation | 0.05 | --> | 0.05 | 0 | 0 | Constrained,otherwise capacity available =50kVA. | --> | 0.047 | 0 | 0 | 0 | 0 | 0 | 0 | Constrained,otherwise capacity available =49kW. | --> | C11 ex MOUNTMELLICK | MOUNTMELLICK: T41∥T42 | PORTLAOISE |  | 53.1556 | -7.3696
MV/LV Substation TW***873 | 10 kV | 400V(3ph) & 230V(single ph) | LV | 200 kVA :Kiosk Substation | 0.2 | --> | 0.2 | 0.154 | 4.3 |  | --> | 0.19 | 0 | 0 | 0 | 0 | 0.207 | 0 |  | --> | C26 ex BAILIEBORO | BAILIEBORO: T41∥T42 | MEATH HILL |  | 53.916 | -6.9658
MV/LV Substation TW***953Z | 10 kV | 400V(3ph) & 230V(single ph) | LV | 100 kVA :Pole Substation | 0.1 | --> | 0.1 | 0 | 0 | Constrained,otherwise capacity available =80kVA. | --> | 0.095 | 0 | 0 | 0 | 0 | 0.103 | 0 |  | --> | C18 ex NAAS | NAAS: T42 | NEWBRIDGE |  | 53.1706 | -6.699
MV/LV Substation TW***984X | 10 kV | 400V(3ph) & 230V(single ph) | LV | 630 kVA :Building Structure | 0.63 | --> | 0.63 | 0.5 | 12.2 |  | --> | 0.598 | 0 | 0 | 0 | 0 | 0.5 | 0 |  | --> | C28 ex SALTHILL | SALTHILL: T102 | SALTHILL |  | 53.2516 | -9.1528
MV/LV Substation TY***002 | 10 kV | 400V(3ph) & 230V(single ph) | LV | 200 kVA :Kiosk Substation | 0.2 | --> | 0.2 | 0.14 | 2.5 |  | --> | 0.19 | 0 | 0 | 0 | 0.007 | 0.202 | 0 |  | --> | C20 ex NENAGH | NENAGH: T42 | NENAGH |  | 52.8569 | -8.1918
MV/LV Substation TY***019 | 10 kV | 400V(3ph) & 230V(single ph) | LV | 630 kVA :Building Structure | 0.63 | --> | 0.63 | 0.395 | 2 |  | --> | 0.598 | 0 | 0 | 0 | 0.001 | 0.5 | 0 |  | --> | C18 ex TYCOR | TYCOR: T41∥T42 | WATERFORD |  | 52.2565 | -7.1294
MV/LV Substation TY***071 | 10 kV | 400V(3ph) & 230V(single ph) | LV | 200 kVA :Kiosk Substation | 0.2 | --> | 0.2 | 0.194 | 4.4 |  | --> | 0.19 | 0 | 0 | 0 | 0 | 0.2 | 0 |  | --> | C12 ex TYMON | TYMON: T42 | COOKSTOWN |  | 53.3005 | -6.3432
MV/LV Substation TY***105 | 10 kV | 400V(3ph) & 230V(single ph) | LV | 400 kVA :Kiosk Substation | 0.4 | --> | 0.4 | 0.394 | 1.5 |  | --> | 0.38 | 0 | 0 | 0 | 0.004 | 0.396 | 0 |  | --> | C13 ex MOUNT MISERY | MOUNT MISERY: T41 | WATERFORD |  | 52.2631 | -7.1014
MV/LV Substation TY***113X | 10 kV | 400V(3ph) & 230V(single ph) | LV | 50 kVA :Pole Substation | 0.05 | --> | 0.05 | 0.033 | 6.9 |  | --> | 0.047 | 0 | 0 | 0 | 0 | 0 | 0 | Constrained,otherwise capacity available =51kW. | --> | E18 ex RATHKEALE | RATHKEALE: T421∥T422 | RATHKEALE |  | 52.5266 | -8.9457
MV/LV Substation TY***137 | 10 kV | 400V(3ph) & 230V(single ph) | LV | 50 kVA :Pole Substation | 0.05 | --> | 0.05 | 0.027 | 3 |  | --> | 0.047 | 0 | 0 | 0 | 0 | 0 | 0 | Constrained,otherwise capacity available =52kW. | --> | C21 ex SWINFORD | SWINFORD: T41∥T42 | CASTLEBAR |  | 53.9506 | -8.9689
MV/LV Substation TY***153X | 20 kV | 400V(3ph) & 230V(single ph) | LV | 50 kVA :Pole Substation | 0.05 | --> | 0.05 | 0.045 | 6 |  | --> | 0.047 | 0 | 0 | 0 | 0 | 0 | 0 | Constrained,otherwise capacity available =50kW. | --> | E21 ex ABBEYFEALE | ABBEYFEALE: T421 | TRIEN |  | 52.3895 | -9.2837
MV/LV Substation TY***170X | 10 kV | 400V(3ph) & 230V(single ph) | LV | 400 kVA :Kiosk Substation | 0.4 | --> | 0.4 | 0.286 | 4.4 |  | --> | 0.38 | 0 | 0 | 0 | 0.003 | 0.414 | 0 |  | --> | C20 ex TYMON | TYMON: T42 | COOKSTOWN |  | 53.2984 | -6.3515
MV/LV Substation TY***171X | 10 kV | 400V(3ph) & 230V(single ph) | LV | 400 kVA :Kiosk Substation | 0.4 | --> | 0.4 | 0.32 | 4.4 |  | --> | 0.38 | 0 | 0 | 0 | 0.006 | 0.406 | 0 |  | --> | C20 ex TYMON | TYMON: T42 | COOKSTOWN |  | 53.2988 | -6.3496
MV/LV Substation TY***172X | 10 kV | 400V(3ph) & 230V(single ph) | LV | 400 kVA :Kiosk Substation | 0.4 | --> | 0.4 | 0.321 | 4.4 |  | --> | 0.38 | 0 | 0 | 0 | 0 | 0.411 | 0 |  | --> | C20 ex TYMON | TYMON: T42 | COOKSTOWN |  | 53.3004 | -6.3503
MV/LV Substation TY***182X | 10 kV | 400V(3ph) & 230V(single ph) | LV | 400 kVA :Kiosk Substation | 0.4 | --> | 0.4 | 0 | 0 | Constrained,otherwise capacity available =365kVA. | --> | 0.38 | 0 | 0 | 0 | 0 | 0.405 | 0 |  | --> | C37 ex INCHICORE CENTRAL | INCHICORE CENTRAL: T45 | INCHICORE 220KV |  | 53.3375 | -6.322
MV/LV Substation TY***201 | 10 kV | 400V(3ph) & 230V(single ph) | LV | 200 kVA :Pole Substation | 0.2 | --> | 0.2 | 0.141 | 2.8 |  | --> | 0.19 | 0 | 0 | 0 | 0 | 0.208 | 0 |  | --> | C15 ex COES ROAD | COES ROAD: T41∥T42 | DUNDALK |  | 53.9971 | -6.3788
MV/LV Substation TY***209Y | 10 kV | 400V(3ph) & 230V(single ph) | LV | 200 kVA :Kiosk Substation | 0.2 | --> | 0.2 | 0.138 | 0.3 |  | --> | 0.19 | 0 | 0 | 0 | 0 | 0.209 | 0 |  | --> | C25 ex NENAGH | NENAGH: T41 | NENAGH |  | 52.8578 | -8.1886
MV/LV Substation TY***210 | 10 kV | 400V(3ph) & 230V(single ph) | LV | 100 kVA :Pole Substation | 0.1 | --> | 0.1 | 0.078 | 0.3 |  | --> | 0.095 | 0 | 0 | 0 | 0 | 0.103 | 0 |  | --> | C25 ex NENAGH | NENAGH: T41 | NENAGH |  | 52.8554 | -8.188
MV/LV Substation TY***220X | 20 kV | 400V(3ph) & 230V(single ph) | LV | 200 kVA :Pole Substation | 0.2 | --> | 0.2 | 0.2 | 4.5 |  | --> | 0.19 | 0 | 0 | 0 | 0 | 0.2 | 0 |  | --> | E13 ex TELAYDON | TELAYDON: T421 | LISDRUM |  | 54.3097 | -7.1213
MV/LV Substation TY***226Y | 10 kV | 400V(3ph) & 230V(single ph) | LV | 200 kVA :Kiosk Substation | 0.2 | --> | 0.2 | 0.141 | 0.3 |  | --> | 0.19 | 0 | 0 | 0 | 0.016 | 0.191 | 0 |  | --> | C23 ex NENAGH | NENAGH: T41 | NENAGH |  | 52.8523 | -8.1901
MV/LV Substation TY***259Y | 20 kV | 400V(3ph) & 230V(single ph) | LV | 50 kVA :Pole Substation | 0.05 | --> | 0.05 | 0.038 | 2.5 |  | --> | 0.047 | 0 | 0 | 0 | 0.012 | 0.038 | 0 |  | --> | C17 ex CURRA | CURRA: T41 | SOMERSET |  | 53.1516 | -8.3775
MV/LV Substation TY***271 | 10 kV | 400V(3ph) & 230V(single ph) | LV | 50 kVA :Pole Substation | 0.05 | --> | 0.05 | 0.045 | 0.1 |  | --> | 0.047 | 0 | 0 | 0 | 0 | 0 | 0 | Constrained,otherwise capacity available =50kW. | --> | C16 ex CREGG ROAD | CREGG ROAD: T41∥T42 | BALLYDINE |  | 52.3461 | -7.3356
MV/LV Substation TY***275X | 20 kV | 400V(3ph) & 230V(single ph) | LV | 50 kVA :Pole Substation | 0.05 | --> | 0.05 | 0 | 0 | Constrained,otherwise capacity available =34kVA. | --> | 0.047 | 0 | 0 | 0 | 0 | 0.051 | 0 |  | --> | E20 ex BALLINDERRY | BALLINDERRY: T422 | MULLINGAR |  | 53.3938 | -7.3874
MV/LV Substation TY***296Z | 10 kV | 400V(3ph) & 230V(single ph) | LV | 200 kVA :Kiosk Substation | 0.2 | --> | 0.2 | 0 | 0 | Constrained,otherwise capacity available =190kVA. | --> | 0.19 | 0 | 0 | 0 | 0 | 0.201 | 0 |  | --> | C41 ex COLLEGE PARK | COLLEGE PARK: T103 | COLLEGE PARK |  | 53.4132 | -6.3877
MV/LV Substation TY***306 | 20 kV | 400V(3ph) & 230V(single ph) | LV | 400 kVA :Building Structure | 0.4 | --> | 0.4 | 0.357 | 3.7 |  | --> | 0.38 | 0 | 0 | 0 | 0.062 | 0 | 0 | Constrained,otherwise capacity available =341kW. | --> | E17 ex FOXHOLE | FOXHOLE: T421∥T422 | DUNGARVAN |  | 51.9519 | -7.8662
MV/LV Substation TY***324Y | 20 kV | 400V(3ph) & 230V(single ph) | LV | 50 kVA :Pole Substation | 0.05 | --> | 0.05 | 0.047 | 2.6 |  | --> | 0.047 | 0 | 0 | 0 | 0 | 0.049 | 0 |  | --> | E16 ex LISDRUM | LISDRUM: T422 | LISDRUM |  | 54.2647 | -6.8945
MV/LV Substation TY***348 | 10 kV | 400V(3ph) & 230V(single ph) | LV | 400 kVA :Building Structure | 0.4 | --> | 0.4 | 0.3 | 0.3 | Constrained,otherwise capacity available =344kVA. | --> | 0.38 | 0 | 0 | 0 | 0 | 0.408 | 0 |  | --> | C25 ex NENAGH | NENAGH: T41 | NENAGH |  | 52.8529 | -8.1864
MV/LV Substation TY***364 | 10 kV | 400V(3ph) & 230V(single ph) | LV | 630 kVA :Kiosk Substation | 0.63 | --> | 0.63 | 0 | 0 | Constrained,otherwise capacity available =275kVA. | --> | 0.598 | 0 | 0 | 0 | 0 | 0.5 | 0 |  | --> | C13 ex GLOUCESTER PLACE | GLOUCESTER PLACE: T41 | MCDERMOTT |  | 53.3576 | -6.2549
MV/LV Substation TY***374 | 20 kV | 400V(3ph) & 230V(single ph) | LV | 630 kVA :Kiosk Substation | 0.63 | --> | 0.63 | 0.5 | 2.5 |  | --> | 0.598 | 0 | 0 | 0 | 0 | 0.5 | 0 |  | --> | C17 ex CURRA | CURRA: T41 | SOMERSET |  | 53.1534 | -8.3774
MV/LV Substation TY***385Z | 10 kV | 400V(3ph) & 230V(single ph) | LV | 50 kVA :Pole Substation | 0.05 | --> | 0.05 | 0 | 0 | Constrained,otherwise capacity available =43kVA. | --> | 0.047 | 0 | 0 | 0 | 0.007 | 0.042 | 0 |  | --> | C39 ex COLLEGE PARK | COLLEGE PARK: T103 | COLLEGE PARK |  | 53.4151 | -6.3963
MV/LV Substation TY***393 | 20 kV | 400V(3ph) & 230V(single ph) | LV | 50 kVA :Pole Substation | 0.05 | --> | 0.05 | 0 | 0 | Constrained,otherwise capacity available =47kVA. | --> | 0.047 | 0 | 0 | 0 | 0 | 0.049 | 0 |  | --> | E20 ex BALLINDERRY | BALLINDERRY: T422 | MULLINGAR |  | 53.3927 | -7.3706
MV/LV Substation TY***4006 | 10 kV | 400V(3ph) & 230V(single ph) | LV | 200 kVA :Kiosk Substation | 0.2 | --> | 0.2 | 0 | 0 | Constrained,otherwise capacity available =104kVA. | --> | 0.19 | 0 | 0 | 0 | 0.017 | 0.196 | 0 |  | --> | C14 ex MACETOWN | MACETOWN: T102 | MACETOWN |  | 53.41 | -6.3981
MV/LV Substation TY***4008 | 10 kV | 400V(3ph) & 230V(single ph) | LV | 400 kVA :Kiosk Substation | 0.4 | --> | 0.4 | 0 | 0 | Constrained,otherwise capacity available =315kVA. | --> | 0.38 | 0 | 0 | 0 | 0 | 0.413 | 0 |  | --> | C14 ex MACETOWN | MACETOWN: T102 | MACETOWN |  | 53.4109 | -6.401
MV/LV Substation TY***4035 | 10 kV | 400V(3ph) & 230V(single ph) | LV | 400 kVA :Kiosk Substation | 0.4 | --> | 0.4 | 0 | 0 | Constrained,otherwise capacity available =369kVA. | --> | 0.38 | 0 | 0 | 0 | 0 | 0.404 | 0 |  | --> | C39 ex COLLEGE PARK | COLLEGE PARK: T103 | COLLEGE PARK |  | 53.4224 | -6.3818
MV/LV Substation TY***4090 | 10 kV | 400V(3ph) & 230V(single ph) | LV | 400 kVA :Building Structure | 0.4 | --> | 0.4 | 0.337 | 1.3 |  | --> | 0.38 | 0 | 0 | 0 | 0 | 0.409 | 0 |  | --> | C21 ex TYMON | TYMON: T41 | COOKSTOWN |  | 53.2984 | -6.3456
MV/LV Substation TY***414Z | 10 kV | 400V(3ph) & 230V(single ph) | LV | 630 kVA :Building Structure | 0.63 | --> | 0.63 | 0 | 0 | Constrained,otherwise capacity available =500kVA. | --> | 0.598 | 0 | 0 | 0 | 0 | 0.5 | 0 |  | --> | C39 ex COLLEGE PARK | COLLEGE PARK: T103 | COLLEGE PARK |  | 53.4204 | -6.3845
MV/LV Substation TY***415Z | 10 kV | 400V(3ph) & 230V(single ph) | LV | 400 kVA :Kiosk Substation | 0.4 | --> | 0.4 | 0 | 0 | Constrained,otherwise capacity available =324kVA. | --> | 0.38 | 0 | 0 | 0 | 0 | 0.411 | 0 |  | --> | C39 ex COLLEGE PARK | COLLEGE PARK: T103 | COLLEGE PARK |  | 53.4194 | -6.3832
MV/LV Substation TY***416Z | 10 kV | 400V(3ph) & 230V(single ph) | LV | 630 kVA :Building Structure | 0.63 | --> | 0.63 | 0 | 0 | Constrained,otherwise capacity available =500kVA. | --> | 0.598 | 0 | 0 | 0 | 0 | 0.5 | 0 |  | --> | C39 ex COLLEGE PARK | COLLEGE PARK: T103 | COLLEGE PARK |  | 53.4207 | -6.3817
MV/LV Substation TY***417Z | 10 kV | 400V(3ph) & 230V(single ph) | LV | 630 kVA :Building Structure | 0.63 | --> | 0.63 | 0 | 0 | Constrained,otherwise capacity available =500kVA. | --> | 0.598 | 0 | 0 | 0 | 0 | 0.5 | 0 |  | --> | C39 ex COLLEGE PARK | COLLEGE PARK: T103 | COLLEGE PARK |  | 53.4194 | -6.3825
MV/LV Substation TY***420Z | 20 kV | 400V(3ph) & 230V(single ph) | LV | 50 kVA :Pole Substation | 0.05 | --> | 0.05 | 0 | 0 | Constrained,otherwise capacity available =47kVA. | --> | 0.047 | 0 | 0 | 0 | 0 | 0.049 | 0 |  | --> | E17 ex BALTINGLASS | BALTINGLASS: T421∥T422 | STRATFORD |  | 52.8886 | -6.6155
MV/LV Substation TY***4252 | 20 kV | 400V(3ph) & 230V(single ph) | LV | 200 kVA :Pole Substation | 0.2 | --> | 0.2 | 0 | 0 | Constrained,otherwise capacity available =66kVA. | --> | 0.19 | 0 | 0 | 0 | 0.003 | 0.216 | 0 |  | --> | E20 ex BALLINDERRY | BALLINDERRY: T422 | MULLINGAR |  | 53.3901 | -7.3782
MV/LV Substation TY***4253 | 20 kV | 400V(3ph) & 230V(single ph) | LV | 200 kVA :Pole Substation | 0.2 | --> | 0.2 | 0 | 0 | Constrained,otherwise capacity available =123kVA. | --> | 0.19 | 0 | 0 | 0 | 0 | 0.211 | 0 |  | --> | E20 ex BALLINDERRY | BALLINDERRY: T422 | MULLINGAR |  | 53.3866 | -7.381
MV/LV Substation TY***4254 | 20 kV | 400V(3ph) & 230V(single ph) | LV | 200 kVA :Pole Substation | 0.2 | --> | 0.2 | 0 | 0 | Constrained,otherwise capacity available =56kVA. | --> | 0.19 | 0 | 0 | 0 | 0 | 0.221 | 0 |  | --> | E20 ex BALLINDERRY | BALLINDERRY: T422 | MULLINGAR |  | 53.3864 | -7.3811
MV/LV Substation TY***4266 | 20 kV | 400V(3ph) & 230V(single ph) | LV | 400 kVA :Kiosk Substation | 0.4 | --> | 0.4 | 0 | 0 | Constrained,otherwise capacity available =400kVA. | --> | 0.38 | 0 | 0 | 0 | 0 | 0.4 | 0 |  | --> | C11 ex LOUGHSHINNY | LOUGHSHINNY: T41 | GLASMORE |  | 53.5322 | -6.1325
MV/LV Substation TY***4277 | 10 kV | 400V(3ph) & 230V(single ph) | LV | 630 kVA :Kiosk Substation | 0.63 | --> | 0.63 | 0 | 0 | Constrained,otherwise capacity available =500kVA. | --> | 0.598 | 0 | 0 | 0 | 0 | 0.5 | 0 |  | --> | C14 ex MACETOWN | MACETOWN: T102 | MACETOWN |  | 53.4108 | -6.4022
MV/LV Substation TY***4354 | 20 kV | 400V(3ph) & 230V(single ph) | LV | 400 kVA :Kiosk Substation | 0.4 | --> | 0.4 | 0 | 0 | Constrained,otherwise capacity available =386kVA. | --> | 0.38 | 0 | 0 | 0 | 0 | 0.401 | 0 |  | --> | E18 ex EDENDERRY | EDENDERRY: T421∥T422 | BLAKE |  | 53.3352 | -7.0478
MV/LV Substation TY***458Y | 20 kV | 400V(3ph) & 230V(single ph) | LV | 400 kVA :Kiosk Substation | 0.4 | --> | 0.4 | 0.373 | 1.3 |  | --> | 0.38 | 0 | 0 | 0 | 0 | 0.403 | 0 |  | --> | E14 ex KILCARRAGH | KILCARRAGH: T421∥T422 | BUTLERSTOWN |  | 52.1855 | -7.0807
MV/LV Substation TY***4802 | 20 kV | 400V(3ph) & 230V(single ph) | LV | 200 kVA :Pole Substation | 0.2 | --> | 0.2 | 0 | 0 | Constrained,otherwise capacity available =200kVA. | --> | 0.19 | 0 | 0 | 0 | 0 | 0.2 | 0 |  | --> | E20 ex BALLINDERRY | BALLINDERRY: T422 | MULLINGAR |  | 53.3936 | -7.3807
MV/LV Substation TY***498X | 10 kV | 400V(3ph) & 230V(single ph) | LV | 50 kVA :Pole Substation | 0.05 | --> | 0.05 | 0.028 | 0.1 |  | --> | 0.047 | 0 | 0 | 0 | 0.008 | 0 | 0 | Constrained,otherwise capacity available =44kW. | --> | C16 ex CREGG ROAD | CREGG ROAD: T41∥T42 | BALLYDINE |  | 52.3453 | -7.3536
MV/LV Substation TY***498Z | 10 kV | 400V(3ph) & 230V(single ph) | LV | 400 kVA :Building Structure | 0.4 | --> | 0.4 | 0 | 0 | Constrained,otherwise capacity available =246kVA. | --> | 0.38 | 0 | 0 | 0 | 0 | 0.423 | 0 |  | --> | C39 ex COLLEGE PARK | COLLEGE PARK: T103 | COLLEGE PARK |  | 53.4195 | -6.3805
MV/LV Substation TY***546 | 20 kV | 400V(3ph) & 230V(single ph) | LV | 100 kVA :Pole Substation | 0.1 | --> | 0.1 | 0.029 | 2.5 |  | --> | 0.095 | 0 | 0 | 0 | 0.014 | 0.095 | 0 |  | --> | C17 ex CURRA | CURRA: T41 | SOMERSET |  | 53.1503 | -8.3734
MV/LV Substation TY***570 | 10 kV | 400V(3ph) & 230V(single ph) | LV | 630 kVA :Kiosk Substation | 0.63 | --> | 0.63 | 0 | 0 | Constrained,otherwise capacity available =500kVA. | --> | 0.598 | 0 | 0 | 0 | 0.008 | 0.5 | 0 |  | --> | C12 ex OLDBAWN | OLDBAWN: T42 | COOKSTOWN |  | 53.2771 | -6.3463
MV/LV Substation TY***572 | 10 kV | 400V(3ph) & 230V(single ph) | LV | 630 kVA :Kiosk Substation | 0.63 | --> | 0.63 | 0 | 0 | Constrained,otherwise capacity available =364kVA. | --> | 0.598 | 0 | 0 | 0 | 0.008 | 0.5 | 0 |  | --> | C37 ex INCHICORE CENTRAL | INCHICORE CENTRAL: T45 | INCHICORE 220KV |  | 53.3359 | -6.3258
MV/LV Substation TY***602 | 10 kV | 400V(3ph) & 230V(single ph) | LV | 50 kVA :Pole Substation | 0.05 | --> | 0.05 | 0 | 0 | Constrained,otherwise capacity available =43kVA. | --> | 0.047 | 0 | 0 | 0 | 0 | 0.05 | 0 |  | --> | C13 ex POPPINTREE | POPPINTREE: T101 | FINGLAS |  | 53.4299 | -6.3034
MV/LV Substation TY***661Z | 20 kV | 400V(3ph) & 230V(single ph) | LV | 50 kVA :Pole Substation | 0.05 | --> | 0.05 | 0 | 0 | Constrained,otherwise capacity available =50kVA. | --> | 0.047 | 0 | 0 | 0 | 0 | 0.049 | 0 |  | --> | C11 ex LOUGHSHINNY | LOUGHSHINNY: T41 | GLASMORE |  | 53.535 | -6.1518
MV/LV Substation TY***670X | 10 kV | 400V(3ph) & 230V(single ph) | LV | 630 kVA :Building Structure | 0.63 | --> | 0.63 | 0 | 0 | Constrained,otherwise capacity available =500kVA. | --> | 0.598 | 0 | 0 | 0 | 0 | 0.5 | 0 |  | --> | C37 ex INCHICORE CENTRAL | INCHICORE CENTRAL: T45 | INCHICORE 220KV |  | 53.3387 | -6.3219
MV/LV Substation TY***689X | 20 kV | 400V(3ph) & 230V(single ph) | LV | 50 kVA :Pole Substation | 0.05 | --> | 0.05 | 0 | 0 | Constrained,otherwise capacity available =50kVA. | --> | 0.047 | 0 | 0 | 0 | 0 | 0.049 | 0 |  | --> | C17 ex BALLYGAR | BALLYGAR: T41 | ATHLONE |  | 53.4908 | -8.4479
MV/LV Substation TY***727 | 20 kV | 400V(3ph) & 230V(single ph) | LV | 50 kVA :Pole Substation | 0.05 | --> | 0.05 | 0 | 0 | Constrained,otherwise capacity available =29kVA. | --> | 0.047 | 0 | 0 | 0 | 0.007 | 0.045 | 0 |  | --> | C11 ex LOUGHSHINNY | LOUGHSHINNY: T41 | GLASMORE |  | 53.5335 | -6.1551
MV/LV Substation TY***728X | 10 kV | 400V(3ph) & 230V(single ph) | LV | 50 kVA :Pole Substation | 0.05 | --> | 0.05 | 0.019 | 0.1 |  | --> | 0.047 | 0 | 0 | 0 | 0.023 | 0 | 0 | Constrained,otherwise capacity available =29kW. | --> | C16 ex CREGG ROAD | CREGG ROAD: T41∥T42 | BALLYDINE |  | 52.3482 | -7.3484
MV/LV Substation TY***744Y | 20 kV | 400V(3ph) & 230V(single ph) | LV | 50 kVA :Pole Substation | 0.05 | --> | 0.05 | 0.05 | 4.5 |  | --> | 0.047 | 0 | 0 | 0 | 0 | 0.049 | 0 |  | --> | E13 ex TELAYDON | TELAYDON: T421 | LISDRUM |  | 54.3002 | -7.1227
MV/LV Substation TY***766X | 10 kV | 400V(3ph) & 230V(single ph) | LV | 200 kVA :Building Structure | 0.2 | --> | 0.2 | 0.132 | 10.5 |  | --> | 0.19 | 0 | 0 | 0 | 0 | 0.21 | 0 |  | --> | C30 ex WATERFORD IND EST | WATERFORD IND EST: T42∥T44 | BUTLERSTOWN |  | 52.2504 | -7.1386
MV/LV Substation TY***778X | 10 kV | 400V(3ph) & 230V(single ph) | LV | 200 kVA :Kiosk Substation | 0.2 | --> | 0.2 | 0.111 | 1.3 |  | --> | 0.19 | 0 | 0 | 0 | 0.001 | 0.212 | 0 |  | --> | C17 ex TYMON | TYMON: T41 | COOKSTOWN |  | 53.3074 | -6.3726
MV/LV Substation TY***780X | 10 kV | 400V(3ph) & 230V(single ph) | LV | 630 kVA :Kiosk Substation | 0.63 | --> | 0.63 | 0 | 0 | Constrained,otherwise capacity available =434kVA. | --> | 0.598 | 0 | 0 | 0 | 0.027 | 0.5 | 0 |  | --> | C20 ex OLDBAWN | OLDBAWN: T42 | COOKSTOWN |  | 53.279 | -6.3661
MV/LV Substation TY***858Z | 20 kV | 400V(3ph) & 230V(single ph) | LV | 50 kVA :Pole Substation | 0.05 | --> | 0.05 | 0 | 0 | Constrained,otherwise capacity available =37kVA. | --> | 0.047 | 0 | 0 | 0 | 0 | 0.051 | 0 |  | --> | C11 ex LOUGHSHINNY | LOUGHSHINNY: T41 | GLASMORE |  | 53.5326 | -6.1367
MV/LV Substation TY***874 | 10 kV | 400V(3ph) & 230V(single ph) | LV | 400 kVA :Kiosk Substation | 0.4 | --> | 0.4 | 0.323 | 4.4 |  | --> | 0.38 | 0 | 0 | 0 | 0 | 0.411 | 0 |  | --> | C22 ex TYMON | TYMON: T42 | COOKSTOWN |  | 53.2955 | -6.3465
MV/LV Substation TY***875 | 10 kV | 400V(3ph) & 230V(single ph) | LV | 200 kVA :Kiosk Substation | 0.2 | --> | 0.2 | 0.099 | 4.4 |  | --> | 0.19 | 0 | 0 | 0 | 0.003 | 0.212 | 0 |  | --> | C20 ex TYMON | TYMON: T42 | COOKSTOWN |  | 53.2975 | -6.3474
MV/LV Substation TY***877X | 20 kV | 400V(3ph) & 230V(single ph) | LV | 50 kVA :Pole Substation | 0.05 | --> | 0.05 | 0.028 | 2.6 |  | --> | 0.047 | 0 | 0 | 0 | 0 | 0.052 | 0 |  | --> | E16 ex LISDRUM | LISDRUM: T422 | LISDRUM |  | 54.2649 | -6.8929
MV/LV Substation TY***898Y | 20 kV | 400V(3ph) & 230V(single ph) | LV | 100 kVA :Pole Substation | 0.1 | --> | 0.1 | 0.082 | 4.5 |  | --> | 0.095 | 0 | 0 | 0 | 0 | 0.102 | 0 |  | --> | E13 ex TELAYDON | TELAYDON: T421 | LISDRUM |  | 54.2948 | -7.0169
MV/LV Substation TY***945Z | 20 kV | 400V(3ph) & 230V(single ph) | LV | 200 kVA :Pole Substation | 0.2 | --> | 0.2 | 0.171 | 3.6 |  | --> | 0.19 | 0 | 0 | 0 | 0 | 0.203 | 0 |  | --> | E11 ex KILLINICK | KILLINICK: T421∥T422 | WEXFORD |  | 52.1744 | -6.5891
MV/LV Substation TZ***245 | 10 kV | 400V(3ph) & 230V(single ph) | LV | 100 kVA :Pole Substation | 0.1 | --> | 0.1 | 0 | 0 | Constrained,otherwise capacity available =52kVA. | --> | 0.095 | 0 | 0 | 0 | 0.007 | 0.099 | 0 |  | --> | C31 ex KILBARRY | KILBARRY: T101 | KILBARRY |  | 51.9303 | -8.4607
MV/LV Substation U ***014 | 10 kV | 400V(3ph) & 230V(single ph) | LV | 630 kVA :Kiosk Substation | 0.63 | --> | 0.63 | 0.48 | 10.8 |  | --> | 0.598 | 0 | 0 | 0 | 0 | 0.5 | 0 |  | --> | C31 ex SALTHILL | SALTHILL: T101 | SALTHILL |  | 53.2871 | -9.066
MV/LV Substation U ***015 | 10 kV | 400V(3ph) & 230V(single ph) | LV | 630 kVA :Kiosk Substation | 0.63 | --> | 0.63 | 0.423 | 10.8 |  | --> | 0.598 | 0 | 0 | 0 | 0 | 0.5 | 0 |  | --> | C31 ex SALTHILL | SALTHILL: T101 | SALTHILL |  | 53.2885 | -9.0658
MV/LV Substation U ***061Z | 10 kV | 400V(3ph) & 230V(single ph) | LV | 400 kVA :Building Structure | 0.4 | --> | 0.4 | 0 | 0 | Constrained,otherwise capacity available =187kVA. | --> | 0.38 | 0 | 0 | 0 | 0 | 0.416 | 0 |  | --> | C16 ex LEIXLIP | LEIXLIP: T42 | GRIFFINRATH |  | 53.3402 | -6.5226
MV/LV Substation U ***146 | 10 kV | 400V(3ph) & 230V(single ph) | LV | 630 kVA :Kiosk Substation | 0.63 | --> | 0.63 | 0.441 | 11.3 |  | --> | 0.598 | 0 | 0 | 0 | 0.004 | 0.5 | 0 |  | --> | C20 ex ENNIS | ENNIS: T102 | ENNIS |  | 52.8461 | -8.985
MV/LV Substation U ***440 | 10 kV | 400V(3ph) & 230V(single ph) | LV | 630 kVA :Building Structure | 0.63 | --> | 0.63 | 0.5 | 4.6 |  | --> | 0.598 | 0 | 0 | 0 | 0.002 | 0.5 | 0 |  | --> | C18 ex LIBERTY STREET | LIBERTY STREET: T102 | LIBERTY STREET |  | 51.8925 | -8.4934
MV/LV Substation U ***684Z | 10 kV | 400V(3ph) & 230V(single ph) | LV | 630 kVA :Building Structure | 0.63 | --> | 0.63 | 0 | 0 | Constrained,otherwise capacity available =500kVA. | --> | 0.598 | 0 | 0 | 0 | 0 | 0.5 | 0 |  | --> | C39 ex CASTLEVIEW | CASTLEVIEW: T101 | CASTLEVIEW |  | 51.9077 | -8.3466
MV/LV Substation U ***793X | 20 kV | 400V(3ph) & 230V(single ph) | LV | 200 kVA :Pole Substation | 0.2 | --> | 0.2 | 0 | 0 | Constrained,otherwise capacity available =177kVA. | --> | 0.19 | 0 | 0 | 0 | 0 | 0 | 0 | Constrained,otherwise capacity available =203kW. | --> | E24 ex BIRR | BIRR: T422 | DALLOW |  | 53.0925 | -7.8809
MV/LV Substation U.***246 | 10 kV | 400V(3ph) & 230V(single ph) | LV | 630 kVA :Kiosk Substation | 0.63 | --> | 0.63 | 0.5 | 10.8 |  | --> | 0.598 | 0 | 0 | 0 | 0 | 0.5 | 0 |  | --> | C31 ex SALTHILL | SALTHILL: T101 | SALTHILL |  | 53.2855 | -9.0652
MV/LV Substation U.***324 | 10 kV | 400V(3ph) & 230V(single ph) | LV | 630 kVA :Building Structure | 0.63 | --> | 0.63 | 0.5 | 2.6 |  | --> | 0.598 | 0 | 0 | 0 | 0 | 0.5 | 0 |  | --> | C20 ex LEESON STREET | LEESON STREET: T42 | MILLTOWN (DR) |  | 53.3355 | -6.2584
MV/LV Substation U.***370 | 10 kV | 400V(3ph) & 230V(single ph) | LV | 400 kVA :Kiosk Substation | 0.4 | --> | 0.4 | 0.361 | 12.2 |  | --> | 0.38 | 0 | 0 | 0 | 0 | 0.405 | 0 |  | --> | C36 ex SALTHILL | SALTHILL: T102 | SALTHILL |  | 53.2915 | -9.0771
MV/LV Substation U.***4038 | 10 kV | 400V(3ph) & 230V(single ph) | LV | 630 kVA :Kiosk Substation | 0.63 | --> | 0.63 | 0.418 | 0.5 |  | --> | 0.598 | 0 | 0 | 0 | 0.006 | 0.5 | 0 |  | --> | C06 ex PEMBROKE | PEMBROKE: T44 | RINGSEND |  | 53.3305 | -6.2336
MV/LV Substation UA***020X | 10 kV | 400V(3ph) & 230V(single ph) | LV | 400 kVA :Kiosk Substation | 0.4 | --> | 0.4 | 0.254 | 1.7 |  | --> | 0.38 | 0 | 0 | 0 | 0.01 | 0.412 | 0 |  | --> | C20 ex BISHOPSTOWN | BISHOPSTOWN: T42 | KILBARRY |  | 51.8794 | -8.5329
MV/LV Substation UA***748 | 10 kV | 400V(3ph) & 230V(single ph) | LV | 400 kVA :Kiosk Substation | 0.4 | --> | 0.4 | 0 | 0 | Constrained,otherwise capacity available =277kVA. | --> | 0.38 | 0 | 0 | 0 | 0.002 | 0.416 | 0 |  | --> | C17 ex OUGHTERARD | OUGHTERARD: T41∥T42 | GALWAY 110KV |  | 53.4272 | -9.3268
MV/LV Substation UA***756 | 10 kV | 400V(3ph) & 230V(single ph) | LV | 200 kVA :Pole Substation | 0.2 | --> | 0.2 | 0 | 0 |  | --> | 0.19 | 0 | 0 | 0 | 0.003 | 0.227 | 0 |  | --> | C17 ex OUGHTERARD | OUGHTERARD: T41∥T42 | GALWAY 110KV |  | 53.4275 | -9.3181
MV/LV Substation UC***110 | 10 kV | 400V(3ph) & 230V(single ph) | LV | 630 kVA :Building Structure | 0.63 | --> | 0.63 | 0 | 0 | Constrained,otherwise capacity available =500kVA. | --> | 0.598 | 0 | 0 | 0 | 0 | 0.5 | 0 |  | --> | C17 ex DENNEHYS CROSS | DENNEHYS CROSS: T41 | TRABEG |  | 51.8934 | -8.5011
MV/LV Substation UC***302Z | 10 kV | 400V(3ph) & 230V(single ph) | LV | 630 kVA :Building Structure | 0.63 | --> | 0.63 | 0 | 0 | Constrained,otherwise capacity available =391kVA. | --> | 0.598 | 0 | 0 | 0 | 0 | 0.5 | 0 |  | --> | C14 ex DENNEHYS CROSS | DENNEHYS CROSS: T42 | TRABEG |  | 51.8944 | -8.5014
MV/LV Substation UC***321 | 10 kV | 400V(3ph) & 230V(single ph) | LV | 50 kVA :Pole Substation | 0.05 | --> | 0.05 | 0.046 | 4.9 |  | --> | 0.047 | 0 | 0 | 0 | 0 | 0.049 | 0 |  | --> | C21 ex BALLINCOLLIG | BALLINCOLLIG: T41 | KILBARRY |  | 51.8787 | -8.5891
MV/LV Substation UC***4054 | 10 kV | 400V(3ph) & 230V(single ph) | LV | 630 kVA :Building Structure | 0.63 | --> | 0.63 | 0.49 | 0.8 |  | --> | 0.598 | 0 | 0 | 0 | 0 | 0.5 | 0 |  | --> | C21 ex BELFIELD | BELFIELD: T41 | BLACKROCK |  | 53.3039 | -6.2222
MV/LV Substation UC***521Z | 10 kV | 400V(3ph) & 230V(single ph) | LV | 400 kVA :Building Structure | 0.4 | --> | 0.4 | 0 | 0 | Constrained,otherwise capacity available =369kVA. | --> | 0.38 | 0 | 0 | 0 | 0 | 0.404 | 0 |  | --> | C14 ex DENNEHYS CROSS | DENNEHYS CROSS: T42 | TRABEG |  | 51.8953 | -8.5156
MV/LV Substation UD***030X | 10 kV | 400V(3ph) & 230V(single ph) | LV | 630 kVA :Kiosk Substation | 0.63 | --> | 0.63 | 0 | 0 | Constrained,otherwise capacity available =500kVA. | --> | 0.598 | 0 | 0 | 0 | 0.008 | 0.5 | 0 |  | --> | C16 ex MILFORD (NR) | MILFORD (NR): T41∥T42 | LETTERKENNY |  | 55.0508 | -7.8345
MV/LV Substation UD***128X | 10 kV | 400V(3ph) & 230V(single ph) | LV | 400 kVA :Kiosk Substation | 0.4 | --> | 0.4 | 0.374 | 1.2 |  | --> | 0.38 | 0 | 0 | 0 | 0.004 | 0.399 | 0 |  | --> | C15 ex SCREEB | SCREEB: T41 | SCREEB |  | 53.3213 | -9.8106
MV/LV Substation UD***150Y | 10 kV | 400V(3ph) & 230V(single ph) | LV | 50 kVA :Pole Substation | 0.05 | --> | 0.05 | 0.046 | 2.4 |  | --> | 0.047 | 0 | 0 | 0 | 0 | 0.049 | 0 |  | --> | C23 ex TINAHASK | TINAHASK: T41∥T42 | ARKLOW |  | 52.7842 | -6.1692
MV/LV Substation UD***191X | 20 kV | 400V(3ph) & 230V(single ph) | LV | 200 kVA :Pole Substation | 0.2 | --> | 0.2 | 0.171 | 1.1 |  | --> | 0.19 | 0 | 0 | 0 | 0.005 | 0 | 0 | Constrained,otherwise capacity available =198kW. | --> | E17 ex BELMULLET | BELMULLET: T421 | BELLACORICK |  | 54.1194 | -10.1021
MV/LV Substation UD***267X | 20 kV | 400V(3ph) & 230V(single ph) | LV | 50 kVA :Pole Substation | 0.05 | --> | 0.05 | 0.017 | 1.8 |  | --> | 0.047 | 0 | 0 | 0 | 0 | 0.054 | 0 |  | --> | C18 ex DUNDALK | DUNDALK: T41 | DUNDALK |  | 54.0353 | -6.3862
MV/LV Substation UD***4055 | 10 kV | 400V(3ph) & 230V(single ph) | LV | 50 kVA :Pole Substation | 0.05 | --> | 0.05 | 0.05 | 4.8 |  | --> | 0.047 | 0 | 0 | 0 | 0 | 0.049 | 0 |  | --> | C13 ex ATHY | ATHY: T101 | ATHY |  | 52.9927 | -6.9932
MV/LV Substation UD***4131 | 10 kV | 400V(3ph) & 230V(single ph) | LV | 400 kVA :Building Structure | 0.4 | --> | 0.4 | 0.4 | 0.9 |  | --> | 0.38 | 0 | 0 | 0 | 0 | 0.4 | 0 |  | --> | C12 ex CARRAROE | CARRAROE: T42 | SCREEB |  | 53.2909 | -9.5511
MV/LV Substation UD***614X | 10 kV | 400V(3ph) & 230V(single ph) | LV | 200 kVA :Pole Substation | 0.2 | --> | 0.2 | 0 | 0 | Constrained,otherwise capacity available =182kVA. | --> | 0.19 | 0 | 0 | 0 | 0 | 0.202 | 0 |  | --> | C13 ex SPIDDAL | SPIDDAL: T42 | SCREEB |  | 53.2494 | -9.2818
MV/LV Substation UD***617 | 20 kV | 400V(3ph) & 230V(single ph) | LV | 400 kVA :Kiosk Substation | 0.4 | --> | 0.4 | 0.389 | 1.9 |  | --> | 0.38 | 0 | 0 | 0 | 0 | 0 | 0 | Constrained,otherwise capacity available =401kW. | --> | E15 ex GWEEDORE | GWEEDORE: T421 | ARDNAGAPPARY |  | 55.1417 | -8.106
MV/LV Substation UD***639X | 20 kV | 400V(3ph) & 230V(single ph) | LV | 200 kVA :Pole Substation | 0.2 | --> | 0.2 | 0 | 0 | Constrained,otherwise capacity available =197kVA. | --> | 0.19 | 0 | 0 | 0 | 0 | 0.2 | 0 |  | --> | C14 ex MILFORD (NR) | MILFORD (NR): T41∥T42 | LETTERKENNY |  | 55.244 | -7.7112
MV/LV Substation UD***644 | 20 kV | 400V(3ph) & 230V(single ph) | LV | 200 kVA :Pole Substation | 0.2 | --> | 0.2 | 0.186 | 1.6 |  | --> | 0.19 | 0 | 0 | 0 | 0.007 | 0.194 | 0 |  | --> | E15 ex DINGLE | DINGLE: T421 | OUGHTRAGH |  | 52.1437 | -10.2899
MV/LV Substation UD***719X | 20 kV | 400V(3ph) & 230V(single ph) | LV | 400 kVA :Building Structure | 0.4 | --> | 0.4 | 0.4 | 1.6 |  | --> | 0.38 | 0 | 0 | 0 | 0 | 0.4 | 0 |  | --> | E18 ex GURRANEBANE | GURRANEBANE: T421∥T422 | OUGHTRAGH |  | 51.8379 | -10.2627
MV/LV Substation UG***319 | 20 kV | 400V(3ph) & 230V(single ph) | LV | 50 kVA :Pole Substation | 0.05 | --> | 0.05 | 0.035 | 10.8 |  | --> | 0.047 | 0 | 0 | 0 | 0 | 0.051 | 0 |  | --> | C27 ex SALTHILL | SALTHILL: T101 | SALTHILL |  | 53.3286 | -9.174
MV/LV Substation UG***4131 | 20 kV | 400V(3ph) & 230V(single ph) | LV | 100 kVA :Pole Substation | 0.1 | --> | 0.1 | 0.042 | 10.8 |  | --> | 0.095 | 0 | 0 | 0 | 0.002 | 0.106 | 0 |  | --> | C27 ex SALTHILL | SALTHILL: T101 | SALTHILL |  | 53.3303 | -9.1708
MV/LV Substation UG***566X | 20 kV | 400V(3ph) & 230V(single ph) | LV | 50 kVA :Pole Substation | 0.05 | --> | 0.05 | 0.044 | 10.8 |  | --> | 0.047 | 0 | 0 | 0 | 0 | 0.05 | 0 |  | --> | C27 ex SALTHILL | SALTHILL: T101 | SALTHILL |  | 53.326 | -9.1725
MV/LV Substation UG***912 | 20 kV | 400V(3ph) & 230V(single ph) | LV | 50 kVA :Pole Substation | 0.05 | --> | 0.05 | 0 | 0 | Constrained,otherwise capacity available =46kVA. | --> | 0.047 | 0 | 0 | 0 | 0 | 0.049 | 0 |  | --> | C17 ex CHARLESTOWN | CHARLESTOWN: T41 | TONROE |  | 53.9101 | -8.7268
MV/LV Substation UI***4166 | 20 kV | 400V(3ph) & 230V(single ph) | LV | 50 kVA :Pole Substation | 0.05 | --> | 0.05 | 0.05 | 0.2 |  | --> | 0.047 | 0 | 0 | 0 | 0 | 0.049 | 0 |  | --> | C18 ex NEWBROOK | NEWBROOK: T42 | MULLINGAR |  | 53.4849 | -7.5799
MV/LV Substation UI***4270 | 20 kV | 400V(3ph) & 230V(single ph) | LV | 50 kVA :Pole Substation | 0.05 | --> | 0.05 | 0.05 | 1.4 |  | --> | 0.047 | 0 | 0 | 0 | 0 | 0.049 | 0 |  | --> | E18 ex GARRANACANTY | GARRANACANTY: T422 | TIPPERARY |  | 52.5022 | -8.2002
MV/LV Substation UI***4350 | 10 kV | 400V(3ph) & 230V(single ph) | LV | 50 kVA :Pole Substation | 0.05 | --> | 0.05 | 0 | 0 | Constrained,otherwise capacity available =50kVA. | --> | 0.047 | 0 | 0 | 0 | 0 | 0.049 | 0 |  | --> | C16 ex ATHENRY | ATHENRY: T41∥T42 | GALWAY 110KV |  | 53.2921 | -8.7475
MV/LV Substation UI***927X | 20 kV | 400V(3ph) & 230V(single ph) | LV | 400 kVA :Kiosk Substation | 0.4 | --> | 0.4 | 0.343 | 10.8 |  | --> | 0.38 | 0 | 0 | 0 | 0.012 | 0.396 | 0 |  | --> | C27 ex SALTHILL | SALTHILL: T101 | SALTHILL |  | 53.3383 | -9.1767
MV/LV Substation UL***226Z | 10 kV | 400V(3ph) & 230V(single ph) | LV | 400 kVA :Kiosk Substation | 0.4 | --> | 0.4 | 0.385 | 8.9 |  | --> | 0.38 | 0 | 0 | 0 | 0 | 0.402 | 0 |  | --> | C17 ex SINGLAND | SINGLAND: T101 | SINGLAND |  | 52.6757 | -8.5819
MV/LV Substation UL***269 | 10 kV | 400V(3ph) & 230V(single ph) | LV | 400 kVA :Kiosk Substation | 0.4 | --> | 0.4 | 0.205 | 4.1 |  | --> | 0.38 | 0 | 0 | 0 | 0.014 | 0.415 | 0 |  | --> | C17 ex MOUNT MERRION | MOUNT MERRION: T41 | CARRICKMINES |  | 53.29 | -6.1925
MV/LV Substation UL***364 | 10 kV | 400V(3ph) & 230V(single ph) | LV | 400 kVA :Building Structure | 0.4 | --> | 0.4 | 0.172 | 2.6 |  | --> | 0.38 | 0 | 0 | 0 | 0.007 | 0.427 | 0 |  | --> | C23 ex SALLYNOGGIN ROAD | SALLYNOGGIN ROAD: T41 | CHERRYWOOD |  | 53.2788 | -6.1082
MV/LV Substation UL***4345 | 10 kV | 400V(3ph) & 230V(single ph) | LV | 50 kVA :Pole Substation | 0.05 | --> | 0.05 | 0.028 | 2.1 |  | --> | 0.047 | 0 | 0 | 0 | 0.015 | 0.036 | 0 |  | --> | C12 ex GRANAGH | GRANAGH: T41∥T42 | WATERFORD |  | 52.3148 | -7.2025
MV/LV Substation UL***539X | 10 kV | 400V(3ph) & 230V(single ph) | LV | 100 kVA :Pole Substation | 0.1 | --> | 0.1 | 0.04 | 0 | Constrained,otherwise capacity available =81kVA. | --> | 0.095 | 0 | 0 | 0 | 0 | 0.102 | 0 |  | --> | C17 ex GRAIGUENAMANAGH | GRAIGUENAMANAGH: T41∥T42 | KILKENNY |  | 52.5859 | -6.9468
MV/LV Substation UL***628Y | 10 kV | 400V(3ph) & 230V(single ph) | LV | 50 kVA :Pole Substation | 0.05 | --> | 0.05 | 0.04 | 2.1 |  | --> | 0.047 | 0 | 0 | 0 | 0 | 0.051 | 0 |  | --> | C12 ex GRANAGH | GRANAGH: T41∥T42 | WATERFORD |  | 52.3209 | -7.2032
MV/LV Substation UL***814 | 10 kV | 400V(3ph) & 230V(single ph) | LV | 100 kVA :Pole Substation | 0.1 | --> | 0.1 | 0.094 | 6.7 |  | --> | 0.095 | 0 | 0 | 0 | 0 | 0.1 | 0 |  | --> | C20 ex COLLINSTOWN | COLLINSTOWN: T41∥T42 | GRANGE (DR) |  | 53.4315 | -6.2289
MV/LV Substation UM***033X | 20 kV | 400V(3ph) & 230V(single ph) | LV | 50 kVA :Pole Substation | 0.05 | --> | 0.05 | 0 | 0 | Constrained,otherwise capacity available =40kVA. | --> | 0.047 | 0 | 0 | 0 | 0 | 0.051 | 0 |  | --> | C21 ex MILFORD (NR) | MILFORD (NR): T41∥T42 | LETTERKENNY |  | 55.1706 | -7.7988
MV/LV Substation UM***034X | 20 kV | 400V(3ph) & 230V(single ph) | LV | 50 kVA :Pole Substation | 0.05 | --> | 0.05 | 0.044 | 1 |  | --> | 0.047 | 0 | 0 | 0 | 0 | 0 | 0 | Constrained,otherwise capacity available =50kW. | --> | E17 ex CARNDONAGH | CARNDONAGH: T421∥T422 | TRILLICK |  | 55.3059 | -7.2352
MV/LV Substation UM***048X | 20 kV | 400V(3ph) & 230V(single ph) | LV | 50 kVA :Pole Substation | 0.05 | --> | 0.05 | 0 | 0 | Constrained,otherwise capacity available =12kVA. | --> | 0.047 | 0 | 0 | 0 | 0.003 | 0.051 | 0 |  | --> | C21 ex MILFORD (NR) | MILFORD (NR): T41∥T42 | LETTERKENNY |  | 55.1665 | -7.8004
MV/LV Substation UM***193X | 10 kV | 400V(3ph) & 230V(single ph) | LV | 50 kVA :Pole Substation | 0.05 | --> | 0.05 | 0.05 | 2 |  | --> | 0.047 | 0 | 0 | 0 | 0 | 0.049 | 0 |  | --> | C15 ex KILCAR | KILCAR: T41 | BINBANE |  | 54.6453 | -8.5803
MV/LV Substation UM***200 | 20 kV | 400V(3ph) & 230V(single ph) | LV | 50 kVA :Pole Substation | 0.05 | --> | 0.05 | 0.042 | 1.2 |  | --> | 0.047 | 0 | 0 | 0 | 0.007 | 0 | 0 | Constrained,otherwise capacity available =42kW. | --> | E14 ex BUNCRANA | BUNCRANA: T421∥T422 | TRILLICK |  | 55.1585 | -7.4382
MV/LV Substation UM***258 | 20 kV | 400V(3ph) & 230V(single ph) | LV | 100 kVA :Pole Substation | 0.1 | --> | 0.1 | 0.078 | 1 |  | --> | 0.095 | 0 | 0 | 0 | 0 | 0 | 0 | Constrained,otherwise capacity available =103kW. | --> | E12 ex MACROOM | MACROOM: T422 | MACROOM |  | 51.9153 | -8.9157
MV/LV Substation UM***264Y | 10 kV | 400V(3ph) & 230V(single ph) | LV | 100 kVA :Pole Substation | 0.1 | --> | 0.1 | 0 | 0 | Constrained,otherwise capacity available =95kVA. | --> | 0.095 | 0 | 0 | 0 | 0 | 0 | 0 | Constrained,otherwise capacity available =100kW. | --> | C11 ex PORTARLINGTON | PORTARLINGTON: T41∥T42 | PORTLAOISE |  | 53.1796 | -7.0718
MV/LV Substation UM***362X | 20 kV | 400V(3ph) & 230V(single ph) | LV | 50 kVA :Pole Substation | 0.05 | --> | 0.05 | 0.05 | 1.2 |  | --> | 0.047 | 0 | 0 | 0 | 0 | 0 | 0 | Constrained,otherwise capacity available =49kW. | --> | E14 ex BUNCRANA | BUNCRANA: T421∥T422 | TRILLICK |  | 55.1602 | -7.436
MV/LV Substation UM***419X | 20 kV | 400V(3ph) & 230V(single ph) | LV | 50 kVA :Pole Substation | 0.05 | --> | 0.05 | 0.047 | 1 |  | --> | 0.047 | 0 | 0 | 0 | 0 | 0.049 | 0 |  | --> | E19 ex SHILLELAGH | SHILLELAGH: T421∥T422 | CARLOW |  | 52.7057 | -6.4967
MV/LV Substation UM***4281 | 10 kV | 400V(3ph) & 230V(single ph) | LV | 50 kVA :Pole Substation | 0.05 | --> | 0.05 | 0.05 | 2.8 |  | --> | 0.047 | 0 | 0 | 0 | 0 | 0 | 0 | Constrained,otherwise capacity available =49kW. | --> | C11 ex LEE BRIDGE | LEE BRIDGE: T41 | MACROOM |  | 51.9027 | -8.9412
MV/LV Substation UM***4344 | 20 kV | 400V(3ph) & 230V(single ph) | LV | 200 kVA :Pole Substation | 0.2 | --> | 0.2 | 0 | 0 | Constrained,otherwise capacity available =200kVA. | --> | 0.19 | 0 | 0 | 0 | 0 | 0.2 | 0 |  | --> | C21 ex MILFORD (NR) | MILFORD (NR): T41∥T42 | LETTERKENNY |  | 55.17 | -7.8017
MV/LV Substation UM***598Y | 10 kV | 400V(3ph) & 230V(single ph) | LV | 50 kVA :Pole Substation | 0.05 | --> | 0.05 | 0.05 | 1.3 |  | --> | 0.047 | 0 | 0 | 0 | 0 | 0.049 | 0 |  | --> | C19 ex BALLYBAY | BALLYBAY: T41∥T42 | LISDRUM |  | 54.0227 | -6.8256
MV/LV Substation UM***741 | 20 kV | 400V(3ph) & 230V(single ph) | LV | 200 kVA :Pole Substation | 0.2 | --> | 0.2 | 0.175 | 1.2 |  | --> | 0.19 | 0 | 0 | 0 | 0.007 | 0 | 0 | Constrained,otherwise capacity available =196kW. | --> | E14 ex BUNCRANA | BUNCRANA: T421∥T422 | TRILLICK |  | 55.1575 | -7.439
MV/LV Substation UN***044X | 10 kV | 400V(3ph) & 230V(single ph) | LV | 630 kVA :Kiosk Substation | 0.63 | --> | 0.63 | 0.494 | 5.4 |  | --> | 0.598 | 0 | 0 | 0 | 0 | 0.5 | 0 |  | --> | E17 ex MOY | MOY: T421∥T422 | MOY |  | 54.115 | -9.1703
MV/LV Substation UN***053Y | 20 kV | 400V(3ph) & 230V(single ph) | LV | 100 kVA :Pole Substation | 0.1 | --> | 0.1 | 0.075 | 5.6 |  | --> | 0.095 | 0 | 0 | 0 | 0 | 0.103 | 0 |  | --> | E13 ex CRANE | CRANE: T122 | CRANE |  | 52.4527 | -6.4005
MV/LV Substation UN***095Z | 10 kV | 400V(3ph) & 230V(single ph) | LV | 400 kVA :Building Structure | 0.4 | --> | 0.4 | 0 | 0 | Constrained,otherwise capacity available =321kVA. | --> | 0.38 | 0 | 0 | 0 | 0 | 0.411 | 0 |  | --> | C18 ex DENNEHYS CROSS | DENNEHYS CROSS: T42 | TRABEG |  | 51.8906 | -8.526
MV/LV Substation UN***096 | 10 kV | 400V(3ph) & 230V(single ph) | LV | 400 kVA :Building Structure | 0.4 | --> | 0.4 | 0.4 | 7.4 |  | --> | 0.38 | 0 | 0 | 0 | 0 | 0.4 | 0 |  | --> | C05 ex AHANE | AHANE: T102 | AHANE |  | 52.6646 | -8.5023
MV/LV Substation UN***097 | 10 kV | 400V(3ph) & 230V(single ph) | LV | 400 kVA :Building Structure | 0.4 | --> | 0.4 | 0.395 | 7.4 |  | --> | 0.38 | 0 | 0 | 0 | 0 | 0.4 | 0 |  | --> | C05 ex AHANE | AHANE: T102 | AHANE |  | 52.6641 | -8.5036
MV/LV Substation UN***099 | 10 kV | 400V(3ph) & 230V(single ph) | LV | 200 kVA :Building Structure | 0.2 | --> | 0.2 | 0.163 | 7.4 |  | --> | 0.19 | 0 | 0 | 0 | 0 | 0.205 | 0 |  | --> | C05 ex AHANE | AHANE: T102 | AHANE |  | 52.6634 | -8.5048
MV/LV Substation UN***100 | 10 kV | 400V(3ph) & 230V(single ph) | LV | 400 kVA :Building Structure | 0.4 | --> | 0.4 | 0.315 | 7.4 |  | --> | 0.38 | 0 | 0 | 0 | 0.039 | 0.372 | 0 |  | --> | C05 ex AHANE | AHANE: T102 | AHANE |  | 52.6647 | -8.503
MV/LV Substation UN***103 | 10 kV | 400V(3ph) & 230V(single ph) | LV | 630 kVA :Building Structure | 0.63 | --> | 0.63 | 0.5 | 7.4 |  | --> | 0.598 | 0 | 0 | 0 | 0 | 0.5 | 0 |  | --> | C05 ex AHANE | AHANE: T102 | AHANE |  | 52.6638 | -8.5049
MV/LV Substation UN***108Z | 10 kV | 400V(3ph) & 230V(single ph) | LV | 400 kVA :Building Structure | 0.4 | --> | 0.4 | 0.338 | 1.7 |  | --> | 0.38 | 0 | 0 | 0 | 0 | 0.409 | 0 |  | --> | C22 ex BISHOPSTOWN | BISHOPSTOWN: T42 | KILBARRY |  | 51.8744 | -8.5414
MV/LV Substation UN***109 | 10 kV | 400V(3ph) & 230V(single ph) | LV | 630 kVA :Building Structure | 0.63 | --> | 0.63 | 0.5 | 2.8 |  | --> | 0.598 | 0 | 0 | 0 | 0 | 0.5 | 0 |  | --> | C11 ex COES ROAD | COES ROAD: T41∥T42 | DUNDALK |  | 53.9999 | -6.3783
MV/LV Substation UN***113 | 10 kV | 400V(3ph) & 230V(single ph) | LV | 200 kVA :Pole Substation | 0.2 | --> | 0.2 | 0.189 | 4 |  | --> | 0.19 | 0 | 0 | 0 | 0 | 0.201 | 0 |  | --> | C14 ex OAKFIELD | OAKFIELD: T42 | SLIGO |  | 54.216 | -8.4697
MV/LV Substation UN***128 | 10 kV | 400V(3ph) & 230V(single ph) | LV | 200 kVA :Building Structure | 0.2 | --> | 0.2 | 0 | 0 | Constrained,otherwise capacity available =176kVA. | --> | 0.19 | 0 | 0 | 0 | 0 | 0.203 | 0 |  | --> | C16 ex SHANNON | SHANNON: T42 | DRUMLINE |  | 52.6989 | -8.9017
MV/LV Substation UN***130 | 10 kV | 400V(3ph) & 230V(single ph) | LV | 630 kVA :Building Structure | 0.63 | --> | 0.63 | 0.5 | 7.4 |  | --> | 0.598 | 0 | 0 | 0 | 0 | 0.5 | 0 |  | --> | C05 ex AHANE | AHANE: T102 | AHANE |  | 52.6634 | -8.5057
MV/LV Substation UN***131 | 10 kV | 400V(3ph) & 230V(single ph) | LV | 400 kVA :Building Structure | 0.4 | --> | 0.4 | 0.385 | 2.4 |  | --> | 0.38 | 0 | 0 | 0 | 0 | 0 | 0 | Constrained,otherwise capacity available =402kW. | --> | C12 ex FOYNES | FOYNES: T42 | RATHKEALE |  | 52.6124 | -9.0992
MV/LV Substation UN***256Z | 10 kV | 400V(3ph) & 230V(single ph) | LV | 400 kVA :Building Structure | 0.4 | --> | 0.4 | 0.385 | 1.7 |  | --> | 0.38 | 0 | 0 | 0 | 0 | 0.402 | 0 |  | --> | C22 ex BISHOPSTOWN | BISHOPSTOWN: T42 | KILBARRY |  | 51.8742 | -8.5426
MV/LV Substation UN***269 | 10 kV | 400V(3ph) & 230V(single ph) | LV | 400 kVA :Kiosk Substation | 0.4 | --> | 0.4 | 0 | 0 | Constrained,otherwise capacity available =311kVA. | --> | 0.38 | 0 | 0 | 0 | 0.004 | 0.409 | 0 |  | --> | C17 ex MONEENAGEISHA | MONEENAGEISHA: T41 | GALWAY 110KV |  | 53.2764 | -9.0602
MV/LV Substation UN***274 | 10 kV | 400V(3ph) & 230V(single ph) | LV | 200 kVA :Pole Substation | 0.2 | --> | 0.2 | 0 | 0 | Constrained,otherwise capacity available =89kVA. | --> | 0.19 | 0 | 0 | 0 | 0.003 | 0.213 | 0 |  | --> | C17 ex SKIBBEREEN | SKIBBEREEN: T41∥T42 | DUNMANWAY |  | 51.5577 | -9.1428
MV/LV Substation UN***298X | 10 kV | 400V(3ph) & 230V(single ph) | LV | 630 kVA :Kiosk Substation | 0.63 | --> | 0.63 | 0.5 | 4 |  | --> | 0.598 | 0 | 0 | 0 | 0 | 0.5 | 0 |  | --> | C12 ex OAKFIELD | OAKFIELD: T42 | SLIGO |  | 54.273 | -8.4804
MV/LV Substation UN***313 | 10 kV | 400V(3ph) & 230V(single ph) | LV | 400 kVA :Building Structure | 0.4 | --> | 0.4 | 0.367 | 3.9 |  | --> | 0.38 | 0 | 0 | 0 | 0.011 | 0.393 | 0 |  | --> | C11 ex DUNMANWAY | DUNMANWAY: T43 | DUNMANWAY |  | 51.7155 | -9.1096
MV/LV Substation UN***314 | 10 kV | 400V(3ph) & 230V(single ph) | LV | 200 kVA :Pole Substation | 0.2 | --> | 0.2 | 0.158 | 3.9 |  | --> | 0.19 | 0 | 0 | 0 | 0 | 0.206 | 0 |  | --> | C11 ex DUNMANWAY | DUNMANWAY: T43 | DUNMANWAY |  | 51.7156 | -9.1121
MV/LV Substation UN***395X | 10 kV | 400V(3ph) & 230V(single ph) | LV | 630 kVA :Kiosk Substation | 0.63 | --> | 0.63 | 0.284 | 3.1 |  | --> | 0.598 | 0 | 0 | 0 | 0 | 0.5 | 0 |  | --> | C13 ex ERRIGAL | ERRIGAL: T41 | SHANKILL |  | 54.0519 | -7.1463
MV/LV Substation UN***419Y | 10 kV | 400V(3ph) & 230V(single ph) | LV | 50 kVA :Pole Substation | 0.05 | --> | 0.05 | 0.022 | 0 | Constrained,otherwise capacity available =48kVA. | --> | 0.047 | 0 | 0 | 0 | 0 | 0.049 | 0 |  | --> | C16 ex RATHDRUM | RATHDRUM: T42 | ARKLOW |  | 52.9372 | -6.2408
MV/LV Substation UN***4259 | 10 kV | 400V(3ph) & 230V(single ph) | LV | 630 kVA :Building Structure | 0.63 | --> | 0.63 | 0 | 0 | Constrained,otherwise capacity available =500kVA. | --> | 0.598 | 0 | 0 | 0 | 0 | 0.5 | 0 |  | --> | C23 ex COLLEGE PARK | COLLEGE PARK: T101 | COLLEGE PARK |  | 53.4194 | -6.3502
MV/LV Substation UN***4266 | 10 kV | 400V(3ph) & 230V(single ph) | LV | 630 kVA :Building Structure | 0.63 | --> | 0.63 | 0.414 | 7.4 |  | --> | 0.598 | 0 | 0 | 0 | 0 | 0.5 | 0 |  | --> | C07 ex AHANE | AHANE: T102 | AHANE |  | 52.6661 | -8.503
MV/LV Substation UN***429 | 10 kV | 400V(3ph) & 230V(single ph) | LV | 100 kVA :Pole Substation | 0.1 | --> | 0.1 | 0 | 0 | Constrained,otherwise capacity available =43kVA. | --> | 0.095 | 0 | 0 | 0 | 0.003 | 0.105 | 0 |  | --> | C17 ex SKIBBEREEN | SKIBBEREEN: T41∥T42 | DUNMANWAY |  | 51.5563 | -9.1429
MV/LV Substation UN***4294 | 10 kV | 400V(3ph) & 230V(single ph) | LV | 630 kVA :Building Structure | 0.63 | --> | 0.63 | 0 | 0 | Constrained,otherwise capacity available =500kVA. | --> | 0.598 | 0 | 0 | 0 | 0 | 0.5 | 0 |  | --> | C23 ex COLLEGE PARK | COLLEGE PARK: T101 | COLLEGE PARK |  | 53.415 | -6.3472
MV/LV Substation UN***480Y | 10 kV | 400V(3ph) & 230V(single ph) | LV | 630 kVA :Kiosk Substation | 0.63 | --> | 0.63 | 0.499 | 4.7 |  | --> | 0.598 | 0 | 0 | 0 | 0 | 0.5 | 0 |  | --> | C26 ex CENTRE PARK ROAD | MARINA: T106 | MARINA |  | 51.8965 | -8.4674
MV/LV Substation UN***544 | 10 kV | 400V(3ph) & 230V(single ph) | LV | 400 kVA :Kiosk Substation | 0.4 | --> | 0.4 | 0 | 0 | Constrained,otherwise capacity available =354kVA. | --> | 0.38 | 0 | 0 | 0 | 0 | 0.407 | 0 |  | --> | C12 ex TUAM SOUTH | TUAM SOUTH: T42 | CLOON |  | 53.5204 | -8.846
MV/LV Substation UN***581Y | 20 kV | 400V(3ph) & 230V(single ph) | LV | 400 kVA :Kiosk Substation | 0.4 | --> | 0.4 | 0 | 0 | Constrained,otherwise capacity available =238kVA. | --> | 0.38 | 0 | 0 | 0 | 0.004 | 0.42 | 0 |  | --> | E11 ex EDENDERRY | EDENDERRY: T421∥T422 | BLAKE |  | 53.3355 | -7.0621
MV/LV Substation UN***628Z | 10 kV | 400V(3ph) & 230V(single ph) | LV | 630 kVA :Building Structure | 0.63 | --> | 0.63 | 0 | 0 | Constrained,otherwise capacity available =500kVA. | --> | 0.598 | 0 | 0 | 0 | 0 | 0.5 | 0 |  | --> | C23 ex COLLEGE PARK | COLLEGE PARK: T101 | COLLEGE PARK |  | 53.4135 | -6.3471
MV/LV Substation UN***629Z | 10 kV | 400V(3ph) & 230V(single ph) | LV | 400 kVA :Building Structure | 0.4 | --> | 0.4 | 0 | 0 | Constrained,otherwise capacity available =295kVA. | --> | 0.38 | 0 | 0 | 0 | 0 | 0.416 | 0 |  | --> | C23 ex COLLEGE PARK | COLLEGE PARK: T101 | COLLEGE PARK |  | 53.4205 | -6.3425
MV/LV Substation UN***630X | 10 kV | 400V(3ph) & 230V(single ph) | LV | 400 kVA :Building Structure | 0.4 | --> | 0.4 | 0.388 | 3.9 |  | --> | 0.38 | 0 | 0 | 0 | 0.003 | 0.398 | 0 |  | --> | C12 ex BELGARD | BELGARD: T42 | COOKSTOWN |  | 53.2914 | -6.3692
MV/LV Substation UN***708Y | 10 kV | 400V(3ph) & 230V(single ph) | LV | 100 kVA :Pole Substation | 0.1 | --> | 0.1 | 0.1 | 7.6 |  | --> | 0.095 | 0 | 0 | 0 | 0 | 0.1 | 0 |  | --> | C14 ex DRYBRIDGE | DRYBRIDGE: T42 | DRYBRIDGE |  | 53.7361 | -6.403
MV/LV Substation UN***743 | 10 kV | 400V(3ph) & 230V(single ph) | LV | 400 kVA :Building Structure | 0.4 | --> | 0.4 | 0.347 | 3.9 |  | --> | 0.38 | 0 | 0 | 0 | 0 | 0 | 0 | Constrained,otherwise capacity available =407kW. | --> | C15 ex DERRYBEG | DERRYBEG: T41∥T42 | ARDNAGAPPARY |  | 55.0628 | -8.279
MV/LV Substation UN***880X | 10 kV | 400V(3ph) & 230V(single ph) | LV | 400 kVA :Building Structure | 0.4 | --> | 0.4 | 0 | 0 | Constrained,otherwise capacity available =140kVA. | --> | 0.38 | 0 | 0 | 0 | 0.046 | 0.391 | 0 |  | --> | C22 ex TOGHER | TOGHER: T42 | TRABEG |  | 51.8703 | -8.508
MV/LV Substation UN***904 | 20 kV | 400V(3ph) & 230V(single ph) | LV | 100 kVA :Pole Substation | 0.1 | --> | 0.1 | 0.098 | 1.6 |  | --> | 0.095 | 0 | 0 | 0 | 0 | 0.1 | 0 |  | --> | E18 ex GURRANEBANE | GURRANEBANE: T421∥T422 | OUGHTRAGH |  | 51.8599 | -10.2897
MV/LV Substation UN***908 | 20 kV | 400V(3ph) & 230V(single ph) | LV | 400 kVA :Building Structure | 0.4 | --> | 0.4 | 0.314 | 1.1 |  | --> | 0.38 | 0 | 0 | 0 | 0 | 0 | 0 | Constrained,otherwise capacity available =413kW. | --> | E17 ex BELMULLET | BELMULLET: T421 | BELLACORICK |  | 54.2205 | -9.9829
MV/LV Substation UN***909 | 20 kV | 400V(3ph) & 230V(single ph) | LV | 400 kVA :Building Structure | 0.4 | --> | 0.4 | 0.395 | 1.1 |  | --> | 0.38 | 0 | 0 | 0 | 0 | 0 | 0 | Constrained,otherwise capacity available =400kW. | --> | E17 ex BELMULLET | BELMULLET: T421 | BELLACORICK |  | 54.2199 | -9.982
MV/LV Substation UN***939 | 10 kV | 400V(3ph) & 230V(single ph) | LV | 50 kVA :Pole Substation | 0.05 | --> | 0.05 | 0.048 | 2.2 |  | --> | 0.047 | 0 | 0 | 0 | 0 | 0.049 | 0 |  | --> | C11 ex ROSSGEIR | ROSSGEIR: T41∥T42 | LETTERKENNY |  | 54.8153 | -7.5161
MV/LV Substation UP***003 | 10 kV | 400V(3ph) & 230V(single ph) | LV | 630 kVA :Kiosk Substation | 0.63 | --> | 0.63 | 0.451 | 2.2 |  | --> | 0.598 | 0 | 0 | 0 | 0.002 | 0.5 | 0 |  | --> | C16 ex SPA ROAD | SPA ROAD: T41∥T42 | DOON |  | 52.3558 | -7.7026
MV/LV Substation UP***003 | 20 kV | 400V(3ph) & 230V(single ph) | LV | 200 kVA :Pole Substation | 0.2 | --> | 0.2 | 0 | 5.6 |  | --> | 0.19 | 0 | 0 | 0 | 0 | 0.234 | 0 |  | --> | E18 ex CRANE | CRANE: T122 | CRANE |  | 52.5178 | -6.28
MV/LV Substation UP***024 | 10 kV | 400V(3ph) & 230V(single ph) | LV | 200 kVA :Pole Substation | 0.2 | --> | 0.2 | 0 | 0 | Constrained,otherwise capacity available =78kVA. | --> | 0.19 | 0 | 0 | 0 | 0.015 | 0.202 | 0 |  | --> | E20 ex GLASMORE | GLASMORE: T422 | GLASMORE |  | 53.5184 | -6.1119
MV/LV Substation UP***034X | 10 kV | 400V(3ph) & 230V(single ph) | LV | 1000 kVA :Building Structure | 1 | --> | 1 | 0.067 | 0.1 | Constrained,otherwise capacity available =500kVA. | --> | 0.95 | 0 | 0 | 0 | 0 | 0.5 | 0 |  | --> | C19 ex BISHOPSTOWN | BISHOPSTOWN: T41 | KILBARRY |  | 51.872 | -8.5253
MV/LV Substation UP***042 | 10 kV | 400V(3ph) & 230V(single ph) | LV | 200 kVA :Kiosk Substation | 0.2 | --> | 0.2 | 0.148 | 2.5 |  | --> | 0.19 | 0 | 0 | 0 | 0.006 | 0.201 | 0 |  | --> | C17 ex GREYSTONES | GREYSTONES: T41 | FASSAROE |  | 53.1445 | -6.0826
MV/LV Substation UP***056 | 10 kV | 400V(3ph) & 230V(single ph) | LV | 200 kVA :Building Structure | 0.2 | --> | 0.2 | 0.156 | 2 |  | --> | 0.19 | 0 | 0 | 0 | 0 | 0.206 | 0 |  | --> | C18 ex TYCOR | TYCOR: T41∥T42 | WATERFORD |  | 52.2585 | -7.1283
MV/LV Substation UP***071 | 10 kV | 400V(3ph) & 230V(single ph) | LV | 400 kVA :Kiosk Substation | 0.4 | --> | 0.4 | 0.369 | 2.2 |  | --> | 0.38 | 0 | 0 | 0 | 0.007 | 0.397 | 0 |  | --> | C16 ex MANOR STREET | MANOR STREET: T42 | WATERFORD |  | 52.2478 | -7.1027
MV/LV Substation UP***080Z | 10 kV | 400V(3ph) & 230V(single ph) | LV | 50 kVA :Pole Substation | 0.05 | --> | 0.05 | 0 | 0 | Constrained,otherwise capacity available =17kVA. | --> | 0.047 | 0 | 0 | 0 | 0 | 0.054 | 0 |  | --> | C31 ex KILBARRY | KILBARRY: T101 | KILBARRY |  | 51.952 | -8.435
MV/LV Substation UP***081Z | 10 kV | 400V(3ph) & 230V(single ph) | LV | 50 kVA :Pole Substation | 0.05 | --> | 0.05 | 0 | 0 | Constrained,otherwise capacity available =41kVA. | --> | 0.047 | 0 | 0 | 0 | 0 | 0 | 0 | Constrained,otherwise capacity available =50kW. | --> | C17 ex HOLYCROSS ROAD | HOLYCROSS ROAD: T41∥T42 | THURLES |  | 52.6984 | -8.022
MV/LV Substation UP***084Z | 10 kV | 400V(3ph) & 230V(single ph) | LV | 100 kVA :Pole Substation | 0.1 | --> | 0.1 | 0 | 0 | Constrained,otherwise capacity available =75kVA. | --> | 0.095 | 0 | 0 | 0 | 0.007 | 0.096 | 0 |  | --> | C31 ex KILBARRY | KILBARRY: T101 | KILBARRY |  | 51.9515 | -8.4328
MV/LV Substation UP***094X | 10 kV | 400V(3ph) & 230V(single ph) | LV | 400 kVA :Kiosk Substation | 0.4 | --> | 0.4 | 0.292 | 0.9 |  | --> | 0.38 | 0 | 0 | 0 | 0 | 0.416 | 0 |  | --> | C12 ex RIVERSTOWN | RIVERSTOWN: T41∥T42 | KILBARRY |  | 51.9572 | -8.4159
MV/LV Substation UP***250 | 10 kV | 400V(3ph) & 230V(single ph) | LV | 100 kVA :Pole Substation | 0.1 | --> | 0.1 | 0.08 | 5.9 |  | --> | 0.095 | 0 | 0 | 0 | 0.006 | 0.096 | 0 |  | --> | C18 ex BANDON | BANDON: T101 | BANDON |  | 51.7882 | -8.6712
MV/LV Substation UP***266 | 10 kV | 400V(3ph) & 230V(single ph) | LV | 200 kVA :Pole Substation | 0.2 | --> | 0.2 | 0 | 0 | Constrained,otherwise capacity available =155kVA. | --> | 0.19 | 0 | 0 | 0 | 0 | 0 | 0 | Constrained,otherwise capacity available =207kW. | --> | C11 ex TEMPLEMORE | TEMPLEMORE: T41 | IKERRIN |  | 52.7531 | -7.9593
MV/LV Substation UP***282X | 10 kV | 400V(3ph) & 230V(single ph) | LV | 200 kVA :Kiosk Substation | 0.2 | --> | 0.2 | 0 | 0 | Constrained,otherwise capacity available =148kVA. | --> | 0.19 | 0 | 0 | 0 | 0 | 0 | 0 | Constrained,otherwise capacity available =207kW. | --> | C16 ex COOLCARRON | COOLCARRON: T41 | BARRYMORE |  | 52.1324 | -8.2726
MV/LV Substation UP***332 | 10 kV | 400V(3ph) & 230V(single ph) | LV | 630 kVA :Kiosk Substation | 0.63 | --> | 0.63 | 0 | 5.6 |  | --> | 0.598 | 0 | 0 | 0 | 0.038 | 0.5 | 0 |  | --> | C16 ex MILLTOWN (DR) | MILLTOWN (DR): T102 | INCHICORE 220KV |  | 53.32 | -6.2642
MV/LV Substation UP***356 | 10 kV | 400V(3ph) & 230V(single ph) | LV | 100 kVA :Pole Substation | 0.1 | --> | 0.1 | 0.074 | 5.9 |  | --> | 0.095 | 0 | 0 | 0 | 0 | 0.103 | 0 |  | --> | C18 ex BANDON | BANDON: T101 | BANDON |  | 51.7969 | -8.6799
MV/LV Substation UP***4053 | 10 kV | 400V(3ph) & 230V(single ph) | LV | 100 kVA :Pole Substation | 0.1 | --> | 0.1 | 0 | 0 | Constrained,otherwise capacity available =82kVA. | --> | 0.095 | 0 | 0 | 0 | 0 | 0.102 | 0 |  | --> | C31 ex KILBARRY | KILBARRY: T101 | KILBARRY |  | 51.9536 | -8.4363
MV/LV Substation UP***4213 | 20 kV | 400V(3ph) & 230V(single ph) | LV | 50 kVA :Pole Substation | 0.05 | --> | 0.05 | 0.049 | 5.6 |  | --> | 0.047 | 0 | 0 | 0 | 0 | 0.049 | 0 |  | --> | E18 ex CRANE | CRANE: T122 | CRANE |  | 52.5195 | -6.2753
MV/LV Substation UP***434X | 10 kV | 400V(3ph) & 230V(single ph) | LV | 50 kVA :Pole Substation | 0.05 | --> | 0.05 | 0 | 0 | Constrained,otherwise capacity available =48kVA. | --> | 0.047 | 0 | 0 | 0 | 0 | 0 | 0 | Constrained,otherwise capacity available =49kW. | --> | C12 ex MOUNTRATH | MOUNTRATH: T41∥T42 | PORTLAOISE |  | 53.0194 | -7.4563
MV/LV Substation UP***617X | 10 kV | 400V(3ph) & 230V(single ph) | LV | 400 kVA :Kiosk Substation | 0.4 | --> | 0.4 | 0.32 | 2.2 |  | --> | 0.38 | 0 | 0 | 0 | 0.028 | 0.383 | 0 |  | --> | C11 ex MALLOW | MALLOW: T41 | MALLOW |  | 52.1274 | -8.6533
MV/LV Substation UP***620Z | 10 kV | 400V(3ph) & 230V(single ph) | LV | 50 kVA :Pole Substation | 0.05 | --> | 0.05 | 0 | 0 | Constrained,otherwise capacity available =45kVA. | --> | 0.047 | 0 | 0 | 0 | 0 | 0.05 | 0 |  | --> | C24 ex GORESBRIDGE | GORESBRIDGE: T41∥T42 | KILKENNY |  | 52.626 | -7.0466
MV/LV Substation UP***665 | 20 kV | 400V(3ph) & 230V(single ph) | LV | 50 kVA :Pole Substation | 0.05 | --> | 0.05 | 0 | 0 | Constrained,otherwise capacity available =42kVA. | --> | 0.047 | 0 | 0 | 0 | 0 | 0.05 | 0 |  | --> | E15 ex MANORHAMILTON | MANORHAMILTON: T422 | SLIGO |  | 54.2856 | -7.9441
MV/LV Substation UP***732X | 10 kV | 400V(3ph) & 230V(single ph) | LV | 200 kVA :Pole Substation | 0.2 | --> | 0.2 | 0 | 0 | Constrained,otherwise capacity available =170kVA. | --> | 0.19 | 0 | 0 | 0 | 0.007 | 0 | 0 | Constrained,otherwise capacity available =197kW. | --> | C17 ex HOLYCROSS ROAD | HOLYCROSS ROAD: T41∥T42 | THURLES |  | 52.7034 | -8.0188
MV/LV Substation UP***746X | 10 kV | 400V(3ph) & 230V(single ph) | LV | 630 kVA :Building Structure | 0.63 | --> | 0.63 | 0 | 0 | Constrained,otherwise capacity available =500kVA. | --> | 0.598 | 0 | 0 | 0 | 0 | 0.5 | 0 |  | --> | C16 ex OLDBAWN | OLDBAWN: T42 | COOKSTOWN |  | 53.2882 | -6.3649
MV/LV Substation UP***789 | 10 kV | 400V(3ph) & 230V(single ph) | LV | 200 kVA :Pole Substation | 0.2 | --> | 0.2 | 0 | 0 | Constrained,otherwise capacity available =200kVA. | --> | 0.19 | 0 | 0 | 0 | 0 | 0.2 | 0 |  | --> | C21 ex LITTLE BRAY | LITTLE BRAY: T41 | FASSAROE |  | 53.2103 | -6.2176
MV/LV Substation UP***859 | 10 kV | 400V(3ph) & 230V(single ph) | LV | 100 kVA :Pole Substation | 0.1 | --> | 0.1 | 0 | 0 | Constrained,otherwise capacity available =92kVA. | --> | 0.095 | 0 | 0 | 0 | 0 | 0 | 0 | Constrained,otherwise capacity available =100kW. | --> | C17 ex HOLYCROSS ROAD | HOLYCROSS ROAD: T41∥T42 | THURLES |  | 52.6964 | -8.0148
MV/LV Substation UP***862Y | 10 kV | 400V(3ph) & 230V(single ph) | LV | 100 kVA :Pole Substation | 0.1 | --> | 0.1 | 0 | 0 | Constrained,otherwise capacity available =95kVA. | --> | 0.095 | 0 | 0 | 0 | 0 | 0 | 0 | Constrained,otherwise capacity available =100kW. | --> | C18 ex MOUNTRATH | MOUNTRATH: T41∥T42 | PORTLAOISE |  | 53.0517 | -7.4944
MV/LV Substation UP***939 | 10 kV | 400V(3ph) & 230V(single ph) | LV | 400 kVA :Kiosk Substation | 0.4 | --> | 0.4 | 0.277 | 2.1 |  | --> | 0.38 | 0 | 0 | 0 | 0.004 | 0.414 | 0 |  | --> | C14 ex LITTLE BRAY | LITTLE BRAY: T42 | FASSAROE |  | 53.205 | -6.1197
MV/LV Substation UP***987Y | 10 kV | 400V(3ph) & 230V(single ph) | LV | 400 kVA :Kiosk Substation | 0.4 | --> | 0.4 | 0 | 0 | Constrained,otherwise capacity available =315kVA. | --> | 0.38 | 0 | 0 | 0 | 0.003 | 0.41 | 0 |  | --> | C19 ex CLONMINCH | CLONMINCH: T41 | THORNSBERRY |  | 53.2662 | -7.4856
MV/LV Substation UR***053 | 10 kV | 400V(3ph) & 230V(single ph) | LV | 400 kVA :Kiosk Substation | 0.4 | --> | 0.4 | 0.242 | 1 |  | --> | 0.38 | 0 | 0 | 0 | 0.008 | 0 | 0 | Constrained,otherwise capacity available =415kW. | --> | C17 ex LOUGHTAGALLA | LOUGHTAGALLA: T41∥T42 | THURLES |  | 52.6803 | -7.8125
MV/LV Substation UR***138 | 10 kV | 400V(3ph) & 230V(single ph) | LV | 250 kVA :Building Structure | 0.25 | --> | 0.25 | 0.208 | 2.3 |  | --> | 0.237 | 0 | 0 | 0 | 0 | 0.255 | 0 |  | --> | C14 ex RINEANNA | RINEANNA: T41 | DRUMLINE |  | 52.7441 | -8.927
MV/LV Substation UR***168Y | 10 kV | 400V(3ph) & 230V(single ph) | LV | 200 kVA :Pole Substation | 0.2 | --> | 0.2 | 0 | 0 | Constrained,otherwise capacity available =149kVA. | --> | 0.19 | 0 | 0 | 0 | 0 | 0 | 0 | Constrained,otherwise capacity available =207kW. | --> | C14 ex TEMPLEMORE | TEMPLEMORE: T42 | IKERRIN |  | 52.7193 | -7.5861
MV/LV Substation UR***171 | 10 kV | 400V(3ph) & 230V(single ph) | LV | 200 kVA :Pole Substation | 0.2 | --> | 0.2 | 0.148 | 2.2 |  | --> | 0.19 | 0 | 0 | 0 | 0.01 | 0 | 0 | Constrained,otherwise capacity available =197kW. | --> | C15 ex GLENGOOLE | GLENGOOLE: T41 | THURLES |  | 52.7214 | -7.5764
MV/LV Substation UR***181 | 10 kV | 400V(3ph) & 230V(single ph) | LV | 200 kVA :Pole Substation | 0.2 | --> | 0.2 | 0.111 | 2.2 |  | --> | 0.19 | 0 | 0 | 0 | 0 | 0 | 0 | Constrained,otherwise capacity available =213kW. | --> | C15 ex GLENGOOLE | GLENGOOLE: T41 | THURLES |  | 52.747 | -7.5583
MV/LV Substation UR***230X | 10 kV | 400V(3ph) & 230V(single ph) | LV | 50 kVA :Pole Substation | 0.05 | --> | 0.05 | 0.048 | 1.3 |  | --> | 0.047 | 0 | 0 | 0 | 0 | 0.049 | 0 |  | --> | C18 ex BALLYBAY | BALLYBAY: T41∥T42 | LISDRUM |  | 54.1715 | -6.9719
MV/LV Substation UR***274 | 10 kV | 400V(3ph) & 230V(single ph) | LV | 400 kVA :Kiosk Substation | 0.4 | --> | 0.4 | 0.336 | 1.3 |  | --> | 0.38 | 0 | 0 | 0 | 0 | 0.409 | 0 |  | --> | C12 ex GRANGE (SR) | GRANGE (SR): T41∥T42 | BUTLERSTOWN |  | 52.2462 | -7.1163
MV/LV Substation UR***4076 | 10 kV | 400V(3ph) & 230V(single ph) | LV | 50 kVA :Pole Substation | 0.05 | --> | 0.05 | 0.05 | 0.3 |  | --> | 0.047 | 0 | 0 | 0 | 0 | 0.049 | 0 |  | --> | C20 ex DRUMBEAR | DRUMBEAR: T41∥T42 | LISDRUM |  | 54.1986 | -6.951
MV/LV Substation UR***4082 | 20 kV | 400V(3ph) & 230V(single ph) | LV | 50 kVA :Pole Substation | 0.05 | --> | 0.05 | 0 | 0 | Constrained,otherwise capacity available =50kVA. | --> | 0.047 | 0 | 0 | 0 | 0 | 0.049 | 0 |  | --> | C17 ex CHARLESTOWN | CHARLESTOWN: T41 | TONROE |  | 53.8559 | -8.7323
MV/LV Substation UR***4094 | 10 kV | 400V(3ph) & 230V(single ph) | LV | 200 kVA :Pole Substation | 0.2 | --> | 0.2 | 0 | 0 | Constrained,otherwise capacity available =157kVA. | --> | 0.19 | 0 | 0 | 0 | 0 | 0 | 0 | Constrained,otherwise capacity available =206kW. | --> | C14 ex TEMPLEMORE | TEMPLEMORE: T42 | IKERRIN |  | 52.7229 | -7.5799
MV/LV Substation UR***422Y | 20 kV | 400V(3ph) & 230V(single ph) | LV | 50 kVA :Pole Substation | 0.05 | --> | 0.05 | 0.048 | 4.5 |  | --> | 0.047 | 0 | 0 | 0 | 0 | 0.049 | 0 |  | --> | E13 ex TELAYDON | TELAYDON: T421 | LISDRUM |  | 54.2797 | -7.0655
MV/LV Substation UR***444 | 20 kV | 400V(3ph) & 230V(single ph) | LV | 50 kVA :Pole Substation | 0.05 | --> | 0.05 | 0.05 | 1 |  | --> | 0.047 | 0 | 0 | 0 | 0 | 0 | 0 | Constrained,otherwise capacity available =49kW. | --> | E12 ex CARNDONAGH | CARNDONAGH: T421∥T422 | TRILLICK |  | 55.334 | -7.2843
MV/LV Substation UR***581 | 10 kV | 400V(3ph) & 230V(single ph) | LV | 400 kVA :Building Structure | 0.4 | --> | 0.4 | 0.341 | 13.1 |  | --> | 0.38 | 0 | 0 | 0 | 0.003 | 0.405 | 0 |  | --> | C20 ex POTTERY ROAD | POTTERY ROAD: T102 | CARRICKMINES |  | 53.2618 | -6.1447
MV/LV Substation UR***604X | 10 kV | 400V(3ph) & 230V(single ph) | LV | 400 kVA :Kiosk Substation | 0.4 | --> | 0.4 | 0.298 | 1.3 |  | --> | 0.38 | 0 | 0 | 0 | 0.014 | 0.4 | 0 |  | --> | C12 ex GRANGE (SR) | GRANGE (SR): T41∥T42 | BUTLERSTOWN |  | 52.2466 | -7.1182
MV/LV Substation UR***643Y | 10 kV | 400V(3ph) & 230V(single ph) | LV | 50 kVA :Pole Substation | 0.05 | --> | 0.05 | 0.044 | 0.3 |  | --> | 0.047 | 0 | 0 | 0 | 0 | 0.05 | 0 |  | --> | C20 ex DRUMBEAR | DRUMBEAR: T41∥T42 | LISDRUM |  | 54.2024 | -6.9591
MV/LV Substation UR***645 | 20 kV | 400V(3ph) & 230V(single ph) | LV | 50 kVA :Pole Substation | 0.05 | --> | 0.05 | 0 | 0 | Constrained,otherwise capacity available =49kVA. | --> | 0.047 | 0 | 0 | 0 | 0 | 0 | 0 | Constrained,otherwise capacity available =49kW. | --> | C18 ex PORTARLINGTON | PORTARLINGTON: T41∥T42 | PORTLAOISE |  | 53.2091 | -7.2917
MV/LV Substation UR***667X | 10 kV | 400V(3ph) & 230V(single ph) | LV | 100 kVA :Pole Substation | 0.1 | --> | 0.1 | 0.08 | 0.3 |  | --> | 0.095 | 0 | 0 | 0 | 0 | 0.103 | 0 |  | --> | C20 ex DRUMBEAR | DRUMBEAR: T41∥T42 | LISDRUM |  | 54.1995 | -6.9508
MV/LV Substation UR***738 | 20 kV | 400V(3ph) & 230V(single ph) | LV | 50 kVA :Pole Substation | 0.05 | --> | 0.05 | 0 | 0 | Constrained,otherwise capacity available =43kVA. | --> | 0.047 | 0 | 0 | 0 | 0.015 | 0.034 | 0 |  | --> | E19 ex CAVAN | CAVAN: T421 | SHANKILL |  | 53.9284 | -7.404
MV/LV Substation UR***743X | 10 kV | 400V(3ph) & 230V(single ph) | LV | 400 kVA :Kiosk Substation | 0.4 | --> | 0.4 | 0.322 | 1.3 |  | --> | 0.38 | 0 | 0 | 0 | 0.003 | 0.408 | 0 |  | --> | C12 ex GRANGE (SR) | GRANGE (SR): T41∥T42 | BUTLERSTOWN |  | 52.244 | -7.1155
MV/LV Substation UR***860Z | 10 kV | 400V(3ph) & 230V(single ph) | LV | 630 kVA :Building Structure | 0.63 | --> | 0.63 | 0 | 0 | Constrained,otherwise capacity available =461kVA. | --> | 0.598 | 0 | 0 | 0 | 0.007 | 0.5 | 0 |  | --> | C19 ex DOUGLAS | DOUGLAS: T42 | TRABEG |  | 51.892 | -8.412
MV/LV Substation UR***888 | 20 kV | 400V(3ph) & 230V(single ph) | LV | 50 kVA :Pole Substation | 0.05 | --> | 0.05 | 0 | 0 | Constrained,otherwise capacity available =44kVA. | --> | 0.047 | 0 | 0 | 0 | 0 | 0.05 | 0 |  | --> | C21 ex CASTLEISLAND | CASTLEISLAND: T41∥T42 | TRALEE |  | 52.2012 | -9.56
MV/LV Substation UR***915 | 20 kV | 400V(3ph) & 230V(single ph) | LV | 100 kVA :Pole Substation | 0.1 | --> | 0.1 | 0 | 0 | Constrained,otherwise capacity available =72kVA. | --> | 0.095 | 0 | 0 | 0 | 0 | 0.103 | 0 |  | --> | C17 ex CHARLESTOWN | CHARLESTOWN: T41 | TONROE |  | 53.8458 | -8.7359
MV/LV Substation UR***937 | 20 kV | 400V(3ph) & 230V(single ph) | LV | 50 kVA :Pole Substation | 0.05 | --> | 0.05 | 0.028 | 2 |  | --> | 0.047 | 0 | 0 | 0 | 0 | 0.052 | 0 |  | --> | E17 ex BALLYCONNELL | BALLYCONNELL: T421∥T422 | GORTAWEE |  | 54.189 | -7.6957
MV/LV Substation US***180X | 10 kV | 400V(3ph) & 230V(single ph) | LV | 630 kVA :Kiosk Substation | 0.63 | --> | 0.63 | 0.5 | 2.4 |  | --> | 0.598 | 0 | 0 | 0 | 0 | 0.5 | 0 |  | --> | C20 ex DUNDRUM | DUNDRUM: T42 | BLACKROCK |  | 53.2922 | -6.2452
MV/LV Substation US***329Z | 10 kV | 400V(3ph) & 230V(single ph) | LV | 630 kVA :Kiosk Substation | 0.63 | --> | 0.63 | 0.5 | 0.5 |  | --> | 0.598 | 0 | 0 | 0 | 0 | 0.5 | 0 |  | --> | C21 ex BALLINDERRY | BALLINDERRY: T41 | MULLINGAR |  | 53.5185 | -7.34
MV/LV Substation US***388Z | 10 kV | 400V(3ph) & 230V(single ph) | LV | 400 kVA :Building Structure | 0.4 | --> | 0.4 | 0.359 | 9.2 |  | --> | 0.38 | 0 | 0 | 0 | 0 | 0.406 | 0 |  | --> | C23 ex CENTRE PARK ROAD | MARINA: T105 | MARINA |  | 51.8959 | -8.4166
MV/LV Substation US***4123 | 10 kV | 400V(3ph) & 230V(single ph) | LV | 400 kVA :Kiosk Substation | 0.4 | --> | 0.4 | 0 | 0 | Constrained,otherwise capacity available =250kVA. | --> | 0.38 | 0 | 0 | 0 | 0.099 | 0.319 | 0 |  | --> | C14 ex SWORDS | SWORDS: T42 | GLASMORE |  | 53.4532 | -6.262
MV/LV Substation US***559Z | 10 kV | 400V(3ph) & 230V(single ph) | LV | 1000 kVA :Building Structure | 1 | --> | 1 | 0 | 0 | Constrained,otherwise capacity available =500kVA. | --> | 0.95 | 0 | 0 | 0 | 0 | 0 | 0 | Constrained,otherwise capacity available =500kW. | --> | C20 ex BALLYCOOLIN | BALLYCOOLIN: T42 | FINGLAS |  | 53.4096 | -6.3495
MV/LV Substation US***620Z | 10 kV | 400V(3ph) & 230V(single ph) | LV | 400 kVA :Building Structure | 0.4 | --> | 0.4 | 0 | 0 | Constrained,otherwise capacity available =372kVA. | --> | 0.38 | 0 | 0 | 0 | 0 | 0.403 | 0 |  | --> | C23 ex COLLEGE PARK | COLLEGE PARK: T101 | COLLEGE PARK |  | 53.42 | -6.3502
MV/LV Substation US***637X | 10 kV | 400V(3ph) & 230V(single ph) | LV | 1000 kVA :Building Structure | 1 | --> | 1 | 0.5 | 14.2 |  | --> | 0.95 | 0 | 0 | 0 | 0 | 0.5 | 0 |  | --> | C26 ex HEUSTON SQUARE | HEUSTON SQUARE: T102 | INCHICORE 220KV |  | 53.3452 | -6.2797
MV/LV Substation US***935 | 10 kV | 400V(3ph) & 230V(single ph) | LV | 400 kVA :Building Structure | 0.4 | --> | 0.4 | 0.282 | 2.9 |  | --> | 0.38 | 0 | 0 | 0 | 0 | 0.417 | 0 |  | --> | C18 ex SANDYFORD | SANDYFORD: T42 | CARRICKMINES |  | 53.2734 | -6.2115
MV/LV Substation US***993 | 10 kV | 400V(3ph) & 230V(single ph) | LV | 630 kVA :Building Structure | 0.63 | --> | 0.63 | 0.5 | 14.2 |  | --> | 0.598 | 0 | 0 | 0 | 0 | 0.5 | 0 |  | --> | C26 ex HEUSTON SQUARE | HEUSTON SQUARE: T102 | INCHICORE 220KV |  | 53.3459 | -6.2811
MV/LV Substation UT***902X | 10 kV | 400V(3ph) & 230V(single ph) | LV | 630 kVA :Building Structure | 0.63 | --> | 0.63 | 0.5 | 7.7 |  | --> | 0.598 | 0 | 0 | 0 | 0 | 0.5 | 0 |  | --> | C12 ex GARRYCASTLE | GARRYCASTLE: T42 | ATHLONE |  | 53.4146 | -7.8943
MV/LV Substation V ***166Y | 10 kV | 400V(3ph) & 230V(single ph) | LV | 200 kVA :Pole Substation | 0.2 | --> | 0.2 | 0.191 | 2.7 |  | --> | 0.19 | 0 | 0 | 0 | 0 | 0.2 | 0 |  | --> | C19 ex RAMPARTS | RAMPARTS: T41 | DUNDALK |  | 54.0154 | -6.3988
MV/LV Substation V ***662X | 10 kV | 400V(3ph) & 230V(single ph) | LV | 400 kVA :Kiosk Substation | 0.4 | --> | 0.4 | 0.351 | 6.5 |  | --> | 0.38 | 0 | 0 | 0 | 0 | 0.407 | 0 |  | --> | C17 ex CAHIR | CAHIR: T41 | CAHIR |  | 52.3804 | -7.9168
MV/LV Substation VA***033 | 10 kV | 400V(3ph) & 230V(single ph) | LV | 50 kVA :Pole Substation | 0.05 | --> | 0.05 | 0.033 | 0.4 |  | --> | 0.047 | 0 | 0 | 0 | 0 | 0 | 0 | Constrained,otherwise capacity available =51kW. | --> | C16 ex GARRYSPILLANE | GARRYSPILLANE: T41 | TIPPERARY |  | 52.3621 | -8.4693
MV/LV Substation VA***036 | 10 kV | 400V(3ph) & 230V(single ph) | LV | 200 kVA :Pole Substation | 0.2 | --> | 0.2 | 0.095 | 25.2 |  | --> | 0.19 | 0 | 0 | 0 | 0.007 | 0.208 | 0 |  | --> | C21 ex ARKLOW | ARKLOW: T101∥T102 | ARKLOW |  | 52.7985 | -6.1655
MV/LV Substation VA***071Y | 10 kV | 400V(3ph) & 230V(single ph) | LV | 200 kVA :Kiosk Substation | 0.2 | --> | 0.2 | 0.14 | 1.6 |  | --> | 0.19 | 0 | 0 | 0 | 0.003 | 0.206 | 0 |  | --> | C22 ex CELBRIDGE | CELBRIDGE: T42 | GRIFFINRATH |  | 53.341 | -6.5481
MV/LV Substation VA***076Y | 10 kV | 400V(3ph) & 230V(single ph) | LV | 200 kVA :Kiosk Substation | 0.2 | --> | 0.2 | 0 | 0 | Constrained,otherwise capacity available =138kVA. | --> | 0.19 | 0 | 0 | 0 | 0.005 | 0.204 | 0 |  | --> | C14 ex SWORDS | SWORDS: T42 | GLASMORE |  | 53.461 | -6.2412
MV/LV Substation VA***080Y | 10 kV | 400V(3ph) & 230V(single ph) | LV | 400 kVA :Kiosk Substation | 0.4 | --> | 0.4 | 0.265 | 3.3 |  | --> | 0.38 | 0 | 0 | 0 | 0.027 | 0.392 | 0 |  | --> | C17 ex CELBRIDGE | CELBRIDGE: T41 | GRIFFINRATH |  | 53.3439 | -6.5478
MV/LV Substation VA***105X | 10 kV | 400V(3ph) & 230V(single ph) | LV | 400 kVA :Building Structure | 0.4 | --> | 0.4 | 0 | 0 | Constrained,otherwise capacity available =267kVA. | --> | 0.38 | 0 | 0 | 0 | 0 | 0.42 | 0 |  | --> | C15 ex CASTLETROY | CASTLETROY: T41∥T42 | ARDNACRUSHA |  | 52.6704 | -8.554
MV/LV Substation VA***125Y | 10 kV | 400V(3ph) & 230V(single ph) | LV | 200 kVA :Pole Substation | 0.2 | --> | 0.2 | 0.058 | 2 |  | --> | 0.19 | 0 | 0 | 0 | 0 | 0.221 | 0 |  | --> | C18 ex CARRICKMACROSS | CARRICKMACROSS: T42 | MEATH HILL |  | 53.9799 | -6.7195
MV/LV Substation VA***146X | 10 kV | 400V(3ph) & 230V(single ph) | LV | 400 kVA :Kiosk Substation | 0.4 | --> | 0.4 | 0.275 | 7.3 |  | --> | 0.38 | 0 | 0 | 0 | 0.007 | 0.412 | 0 |  | --> | C11 ex GARRYCASTLE | GARRYCASTLE: T41 | ATHLONE |  | 53.4178 | -7.9142
MV/LV Substation VA***149 | 10 kV | 400V(3ph) & 230V(single ph) | LV | 630 kVA :Building Structure | 0.63 | --> | 0.63 | 0 | 0 | Constrained,otherwise capacity available =324kVA. | --> | 0.598 | 0 | 0 | 0 | 0.035 | 0.5 | 0 |  | --> | C13 ex WHITEHALL | WHITEHALL: T41 | FINGLAS |  | 53.3754 | -6.2574
MV/LV Substation VA***178 | 20 kV | 400V(3ph) & 230V(single ph) | LV | 200 kVA :Pole Substation | 0.2 | --> | 0.2 | 0.164 | 1.6 |  | --> | 0.19 | 0 | 0 | 0 | 0 | 0.205 | 0 |  | --> | E18 ex GURRANEBANE | GURRANEBANE: T421∥T422 | OUGHTRAGH |  | 51.8856 | -10.3632
MV/LV Substation VA***212X | 10 kV | 400V(3ph) & 230V(single ph) | LV | 1000 kVA :Building Structure | 1 | --> | 1 | 0.5 | 2.3 |  | --> | 0.95 | 0 | 0 | 0 | 0 | 0.5 | 0 |  | --> | C13 ex CENTRAL PARK | CENTRAL PARK: T101 | CARRICKMINES |  | 53.271 | -6.2028
MV/LV Substation VA***228X | 10 kV | 400V(3ph) & 230V(single ph) | LV | 1000 kVA :Building Structure | 1 | --> | 1 | 0.5 | 2.3 |  | --> | 0.95 | 0 | 0 | 0 | 0 | 0.5 | 0 |  | --> | C13 ex CENTRAL PARK | CENTRAL PARK: T101 | CARRICKMINES |  | 53.2706 | -6.2035
MV/LV Substation VA***241X | 10 kV | 400V(3ph) & 230V(single ph) | LV | 1000 kVA :Kiosk Substation | 1 | --> | 1 | 0.5 | 2.3 |  | --> | 0.95 | 0 | 0 | 0 | 0 | 0.5 | 0 |  | --> | C13 ex CENTRAL PARK | CENTRAL PARK: T101 | CARRICKMINES |  | 53.2706 | -6.2034
MV/LV Substation VA***243X | 10 kV | 400V(3ph) & 230V(single ph) | LV | 100 kVA :Pole Substation | 0.1 | --> | 0.1 | 0 | 0 | Constrained,otherwise capacity available =33kVA. | --> | 0.095 | 0 | 0 | 0 | 0 | 0.109 | 0 |  | --> | C18 ex LITTLE MILLS | LITTLE MILLS: T41 | DUNDALK |  | 53.9341 | -6.3859
MV/LV Substation VA***250X | 20 kV | 400V(3ph) & 230V(single ph) | LV | 50 kVA :Pole Substation | 0.05 | --> | 0.05 | 0.05 | 3.6 |  | --> | 0.047 | 0 | 0 | 0 | 0 | 0.049 | 0 |  | --> | C22 ex CASTLEREA | CASTLEREA: T41∥T42 | CARRICK ON SHANNON |  | 53.7769 | -8.4018
MV/LV Substation VA***278 | 20 kV | 400V(3ph) & 230V(single ph) | LV | 50 kVA :Pole Substation | 0.05 | --> | 0.05 | 0.05 | 1.6 |  | --> | 0.047 | 0 | 0 | 0 | 0 | 0.049 | 0 |  | --> | E18 ex GURRANEBANE | GURRANEBANE: T421∥T422 | OUGHTRAGH |  | 51.9131 | -10.294
MV/LV Substation VA***289Z | 10 kV | 400V(3ph) & 230V(single ph) | LV | 200 kVA :Kiosk Substation | 0.2 | --> | 0.2 | 0.181 | 6.7 |  | --> | 0.19 | 0 | 0 | 0 | 0 | 0.202 | 0 |  | --> | C20 ex COLLINSTOWN | COLLINSTOWN: T41∥T42 | GRANGE (DR) |  | 53.4243 | -6.2234
MV/LV Substation VA***305 | 10 kV | 400V(3ph) & 230V(single ph) | LV | 630 kVA :Kiosk Substation | 0.63 | --> | 0.63 | 0 | 0 | Constrained,otherwise capacity available =500kVA. | --> | 0.598 | 0 | 0 | 0 | 0 | 0.5 | 0 |  | --> | C12 ex MERVILLE | MERVILLE: T42 | FINGLAS |  | 53.3812 | -6.3084
MV/LV Substation VA***306 | 10 kV | 400V(3ph) & 230V(single ph) | LV | 630 kVA :Kiosk Substation | 0.63 | --> | 0.63 | 0 | 0 | Constrained,otherwise capacity available =500kVA. | --> | 0.598 | 0 | 0 | 0 | 0.003 | 0.5 | 0 |  | --> | C12 ex MERVILLE | MERVILLE: T42 | FINGLAS |  | 53.3812 | -6.3058
MV/LV Substation VA***4029 | 10 kV | 400V(3ph) & 230V(single ph) | LV | 400 kVA :Kiosk Substation | 0.4 | --> | 0.4 | 0.4 | 1.1 |  | --> | 0.38 | 0 | 0 | 0 | 0 | 0.4 | 0 |  | --> | C21 ex BREWERY ROAD | BREWERY ROAD: T41 | CARRICKMINES |  | 53.2768 | -6.199
MV/LV Substation VA***4107 | 10 kV | 400V(3ph) & 230V(single ph) | LV | 630 kVA :Building Structure | 0.63 | --> | 0.63 | 0.5 | 2.5 |  | --> | 0.598 | 0 | 0 | 0 | 0 | 0.5 | 0 |  | --> | C17 ex GREYSTONES | GREYSTONES: T41 | FASSAROE |  | 53.1513 | -6.0674
MV/LV Substation VA***4133 | 10 kV | 400V(3ph) & 230V(single ph) | LV | 200 kVA :Pole Substation | 0.2 | --> | 0.2 | 0.177 | 2.7 |  | --> | 0.19 | 0 | 0 | 0 | 0 | 0.203 | 0 |  | --> | C13 ex OLDCASTLE | OLDCASTLE: T41 | MULLINGAR |  | 53.7621 | -7.1634
MV/LV Substation VA***4224 | 10 kV | 400V(3ph) & 230V(single ph) | LV | 400 kVA :Building Structure | 0.4 | --> | 0.4 | 0 | 0 | Constrained,otherwise capacity available =400kVA. | --> | 0.38 | 0 | 0 | 0 | 0 | 0.4 | 0 |  | --> | C17 ex UNIDARE | UNIDARE: T41 | FINGLAS |  | 53.4144 | -6.3186
MV/LV Substation VA***4225 | 10 kV | 400V(3ph) & 230V(single ph) | LV | 400 kVA :Building Structure | 0.4 | --> | 0.4 | 0 | 0 | Constrained,otherwise capacity available =400kVA. | --> | 0.38 | 0 | 0 | 0 | 0 | 0.4 | 0 |  | --> | C17 ex UNIDARE | UNIDARE: T41 | FINGLAS |  | 53.4154 | -6.3193
MV/LV Substation VA***4226 | 10 kV | 400V(3ph) & 230V(single ph) | LV | 400 kVA :Building Structure | 0.4 | --> | 0.4 | 0 | 0 | Constrained,otherwise capacity available =400kVA. | --> | 0.38 | 0 | 0 | 0 | 0 | 0.4 | 0 |  | --> | C17 ex UNIDARE | UNIDARE: T41 | FINGLAS |  | 53.4163 | -6.32
MV/LV Substation VA***4228 | 10 kV | 400V(3ph) & 230V(single ph) | LV | 400 kVA :Building Structure | 0.4 | --> | 0.4 | 0 | 0 | Constrained,otherwise capacity available =400kVA. | --> | 0.38 | 0 | 0 | 0 | 0 | 0.4 | 0 |  | --> | C17 ex UNIDARE | UNIDARE: T41 | FINGLAS |  | 53.4168 | -6.32
MV/LV Substation VA***4235 | 10 kV | 400V(3ph) & 230V(single ph) | LV | 630 kVA :Kiosk Substation | 0.63 | --> | 0.63 | 0.5 | 8.3 |  | --> | 0.598 | 0 | 0 | 0 | 0 | 0.5 | 0 |  | --> | C25 ex BALLYBEG | BALLYBEG: T101 | CARRICKMINES |  | 52.9944 | -6.0691
MV/LV Substation VA***4238 | 10 kV | 400V(3ph) & 230V(single ph) | LV | 630 kVA :Kiosk Substation | 0.63 | --> | 0.63 | 0 | 0 | Constrained,otherwise capacity available =461kVA. | --> | 0.598 | 0 | 0 | 0 | 0.031 | 0.5 | 0 |  | --> | C12 ex TUAM SOUTH | TUAM SOUTH: T42 | CLOON |  | 53.522 | -8.8446
MV/LV Substation VA***423Z | 10 kV | 400V(3ph) & 230V(single ph) | LV | 100 kVA :Pole Substation | 0.1 | --> | 0.1 | 0 | 0 | Constrained,otherwise capacity available =79kVA. | --> | 0.095 | 0 | 0 | 0 | 0 | 0.103 | 0 |  | --> | C12 ex LEIXLIP | LEIXLIP: T42 | GRIFFINRATH |  | 53.3667 | -6.4807
MV/LV Substation VA***467Y | 10 kV | 400V(3ph) & 230V(single ph) | LV | 630 kVA :Kiosk Substation | 0.63 | --> | 0.63 | 0.315 | 8.3 |  | --> | 0.598 | 0 | 0 | 0 | 0 | 0.5 | 0 |  | --> | C19 ex BALLYBEG | BALLYBEG: T101 | CARRICKMINES |  | 53.0123 | -6.1077
MV/LV Substation VA***553X | 10 kV | 400V(3ph) & 230V(single ph) | LV | 50 kVA :Pole Substation | 0.05 | --> | 0.05 | 0.043 | 25.2 |  | --> | 0.047 | 0 | 0 | 0 | 0 | 0.05 | 0 |  | --> | C22 ex ARKLOW | ARKLOW: T101∥T102 | ARKLOW |  | 52.8054 | -6.1745
MV/LV Substation VA***560Y | 10 kV | 400V(3ph) & 230V(single ph) | LV | 100 kVA :Pole Substation | 0.1 | --> | 0.1 | 0.022 | 0 | Constrained,otherwise capacity available =100kVA. | --> | 0.095 | 0 | 0 | 0 | 0 | 0.1 | 0 |  | --> | C11 ex RATHDRUM | RATHDRUM: T42 | ARKLOW |  | 52.8775 | -6.224
MV/LV Substation VA***593X | 10 kV | 400V(3ph) & 230V(single ph) | LV | 400 kVA :Kiosk Substation | 0.4 | --> | 0.4 | 0.384 | 2.3 |  | --> | 0.38 | 0 | 0 | 0 | 0 | 0 | 0 | Constrained,otherwise capacity available =402kW. | --> | C15 ex KILRUSH | KILRUSH: T41∥T42 | TULLABRACK |  | 52.6368 | -9.4732
MV/LV Substation VA***628 | 20 kV | 400V(3ph) & 230V(single ph) | LV | 50 kVA :Pole Substation | 0.05 | --> | 0.05 | 0.028 | 5.6 |  | --> | 0.047 | 0 | 0 | 0 | 0 | 0.052 | 0 |  | --> | E17 ex BLESSINGTON | BLESSINGTON: T421 | KILTEEL |  | 53.1058 | -6.5254
MV/LV Substation VA***730 | 10 kV | 400V(3ph) & 230V(single ph) | LV | 400 kVA :Kiosk Substation | 0.4 | --> | 0.4 | 0.261 | 0.7 |  | --> | 0.38 | 0 | 0 | 0 | 0.034 | 0.385 | 0 |  | --> | C20 ex KILMARTIN | KILMARTIN: T41 | ARKLOW |  | 53.0675 | -6.2261
MV/LV Substation VA***762 | 20 kV | 400V(3ph) & 230V(single ph) | LV | 50 kVA :Pole Substation | 0.05 | --> | 0.05 | 0.035 | 1.5 |  | --> | 0.047 | 0 | 0 | 0 | 0 | 0.051 | 0 |  | --> | E17 ex ACHILL | ACHILL: T422 | CARROWBEG |  | 54.0131 | -9.9708
MV/LV Substation VA***772 | 20 kV | 400V(3ph) & 230V(single ph) | LV | 100 kVA :Pole Substation | 0.1 | --> | 0.1 | 0.09 | 5.6 |  | --> | 0.095 | 0 | 0 | 0 | 0.004 | 0.097 | 0 |  | --> | E17 ex BLESSINGTON | BLESSINGTON: T421 | KILTEEL |  | 53.1075 | -6.526
MV/LV Substation VA***787X | 10 kV | 400V(3ph) & 230V(single ph) | LV | 400 kVA :Building Structure | 0.4 | --> | 0.4 | 0 | 0 | Constrained,otherwise capacity available =317kVA. | --> | 0.38 | 0 | 0 | 0 | 0 | 0.412 | 0 |  | --> | C15 ex CLONAKILTY | CLONAKILTY: T41∥T42 | DUNMANWAY |  | 51.6171 | -8.8949
MV/LV Substation VA***790X | 20 kV | 400V(3ph) & 230V(single ph) | LV | 100 kVA :Pole Substation | 0.1 | --> | 0.1 | 0.086 | 3.6 |  | --> | 0.095 | 0 | 0 | 0 | 0 | 0.101 | 0 |  | --> | E15 ex JENKINSTOWN | JENKINSTOWN: T421∥T422 | DUNDALK |  | 54.0512 | -6.346
MV/LV Substation VA***823X | 10 kV | 400V(3ph) & 230V(single ph) | LV | 400 kVA :Kiosk Substation | 0.4 | --> | 0.4 | 0 | 0 | Constrained,otherwise capacity available =396kVA. | --> | 0.38 | 0 | 0 | 0 | 0 | 0 | 0 | Constrained,otherwise capacity available =400kW. | --> | C22 ex TEMPLEMORE | TEMPLEMORE: T42 | IKERRIN |  | 52.7954 | -7.8293
MV/LV Substation VA***863X | 20 kV | 400V(3ph) & 230V(single ph) | LV | 50 kVA :Pole Substation | 0.05 | --> | 0.05 | 0.05 | 0.8 |  | --> | 0.047 | 0 | 0 | 0 | 0 | 0.049 | 0 |  | --> | E15 ex RATHMORE | RATHMORE: T421 | KNOCKEARAGH |  | 52.118 | -9.2198
MV/LV Substation VA***870X | 10 kV | 400V(3ph) & 230V(single ph) | LV | 50 kVA :Pole Substation | 0.05 | --> | 0.05 | 0.049 | 1.2 |  | --> | 0.047 | 0 | 0 | 0 | 0 | 0 | 0 | Constrained,otherwise capacity available =49kW. | --> | C20 ex KNOCKAPHUNTA | KNOCKAPHUNTA: T41∥T42 | CASTLEBAR |  | 53.8151 | -9.1972
MV/LV Substation VA***871 | 10 kV | 400V(3ph) & 230V(single ph) | LV | 100 kVA :Pole Substation | 0.1 | --> | 0.1 | 0.079 | 0.7 |  | --> | 0.095 | 0 | 0 | 0 | 0.049 | 0.051 | 0 |  | --> | C15 ex KILMARTIN | KILMARTIN: T41 | ARKLOW |  | 53.05 | -6.1866
MV/LV Substation VA***876X | 20 kV | 400V(3ph) & 230V(single ph) | LV | 50 kVA :Pole Substation | 0.05 | --> | 0.05 | 0.047 | 3 |  | --> | 0.047 | 0 | 0 | 0 | 0 | 0 | 0 | Constrained,otherwise capacity available =49kW. | --> | E17 ex WINDSOR | WINDSOR: T421∥T422 | CASTLEBAR |  | 53.8198 | -9.1691
MV/LV Substation VA***937X | 10 kV | 400V(3ph) & 230V(single ph) | LV | 50 kVA :Pole Substation | 0.05 | --> | 0.05 | 0.05 | 0.6 |  | --> | 0.047 | 0 | 0 | 0 | 0 | 0.049 | 0 |  | --> | C17 ex ATHBOY | ATHBOY: T42 | NAVAN |  | 53.7119 | -7.0206
MV/LV Substation VE***023 | 10 kV | 400V(3ph) & 230V(single ph) | LV | 200 kVA :Kiosk Substation | 0.2 | --> | 0.2 | 0 | 0 | Constrained,otherwise capacity available =90kVA. | --> | 0.19 | 0 | 0 | 0 | 0.01 | 0.206 | 0 |  | --> | C12 ex COBH | COBH: T41∥T42 | COW CROSS |  | 51.8557 | -8.2796
MV/LV Substation VE***032 | 10 kV | 400V(3ph) & 230V(single ph) | LV | 400 kVA :Kiosk Substation | 0.4 | --> | 0.4 | 0.304 | 4.2 |  | --> | 0.38 | 0 | 0 | 0 | 0.016 | 0.398 | 0 |  | --> | C20 ex HOWTH JUNCTION | HOWTH JUNCTION: T42 | GRANGE (DR) |  | 53.389 | -6.1464
MV/LV Substation VE***035 | 10 kV | 400V(3ph) & 230V(single ph) | LV | 200 kVA :Pole Substation | 0.2 | --> | 0.2 | 0 | 0 | Constrained,otherwise capacity available =124kVA. | --> | 0.19 | 0 | 0 | 0 | 0.062 | 0.146 | 0 |  | --> | C22 ex COBH | COBH: T41∥T42 | COW CROSS |  | 51.8448 | -8.3156
MV/LV Substation VE***043 | 10 kV | 400V(3ph) & 230V(single ph) | LV | 630 kVA :Kiosk Substation | 0.63 | --> | 0.63 | 0.35 | 3.9 |  | --> | 0.598 | 0 | 0 | 0 | 0.024 | 0.5 | 0 |  | --> | C20 ex BOGHALL ROAD | BOGHALL ROAD: T42 | FASSAROE |  | 53.1915 | -6.1045
MV/LV Substation VE***050 | 20 kV | 400V(3ph) & 230V(single ph) | LV | 100 kVA :Pole Substation | 0.1 | --> | 0.1 | 0.058 | 1.6 |  | --> | 0.095 | 0 | 0 | 0 | 0.02 | 0.085 | 0 |  | --> | E15 ex DINGLE | DINGLE: T421 | OUGHTRAGH |  | 52.1327 | -10.3576
MV/LV Substation VE***055 | 10 kV | 400V(3ph) & 230V(single ph) | LV | 630 kVA :Building Structure | 0.63 | --> | 0.63 | 0.5 | 8.3 |  | --> | 0.598 | 0 | 0 | 0 | 0 | 0.5 | 0 |  | --> | C25 ex BALLYBEG | BALLYBEG: T101 | CARRICKMINES |  | 52.9876 | -6.0471
MV/LV Substation VE***089 | 20 kV | 400V(3ph) & 230V(single ph) | LV | 50 kVA :Pole Substation | 0.05 | --> | 0.05 | 0.038 | 1.6 |  | --> | 0.047 | 0 | 0 | 0 | 0 | 0.051 | 0 |  | --> | E15 ex DINGLE | DINGLE: T421 | OUGHTRAGH |  | 52.1345 | -10.3647
MV/LV Substation VE***108Y | 10 kV | 400V(3ph) & 230V(single ph) | LV | 50 kVA :Pole Substation | 0.05 | --> | 0.05 | 0.05 | 9.1 |  | --> | 0.047 | 0 | 0 | 0 | 0 | 0.049 | 0 |  | --> | C18 ex TRABEG | TRABEG: T101 | TRABEG |  | 51.8721 | -8.4574
MV/LV Substation VE***117 | 10 kV | 400V(3ph) & 230V(single ph) | LV | 400 kVA :Kiosk Substation | 0.4 | --> | 0.4 | 0.27 | 3.2 |  | --> | 0.38 | 0 | 0 | 0 | 0.011 | 0.408 | 0 |  | --> | C14 ex MCDONAGH | MCDONAGH: T42 | KILKENNY |  | 52.6556 | -7.2332
MV/LV Substation VE***125 | 10 kV | 400V(3ph) & 230V(single ph) | LV | 400 kVA :Kiosk Substation | 0.4 | --> | 0.4 | 0 | 0 | Constrained,otherwise capacity available =286kVA. | --> | 0.38 | 0 | 0 | 0 | 0.002 | 0 | 0 | Constrained,otherwise capacity available =415kW. | --> | C11 ex BELLFIELD | BELLFIELD: T41∥T42 | CRANE |  | 52.5094 | -6.5854
MV/LV Substation VE***164Z | 10 kV | 400V(3ph) & 230V(single ph) | LV | 630 kVA :Kiosk Substation | 0.63 | --> | 0.63 | 0 | 0 | Constrained,otherwise capacity available =472kVA. | --> | 0.598 | 0 | 0 | 0 | 0 | 0 | 0 | Constrained,otherwise capacity available =500kW. | --> | C12 ex COOLMINE | COOLMINE: T42 | FINGLAS |  | 53.3889 | -6.3943
MV/LV Substation VE***186X | 10 kV | 400V(3ph) & 230V(single ph) | LV | 400 kVA :Kiosk Substation | 0.4 | --> | 0.4 | 0.279 | 4.2 |  | --> | 0.38 | 0 | 0 | 0 | 0.031 | 0.386 | 0 |  | --> | C14 ex HOWTH JUNCTION | HOWTH JUNCTION: T42 | GRANGE (DR) |  | 53.3913 | -6.1475
MV/LV Substation VE***223 | 20 kV | 400V(3ph) & 230V(single ph) | LV | 400 kVA :Building Structure | 0.4 | --> | 0.4 | 0 | 0 | Constrained,otherwise capacity available =298kVA. | --> | 0.38 | 0 | 0 | 0 | 0.006 | 0 | 0 | Constrained,otherwise capacity available =409kW. | --> | E12 ex BUNCLODY | BUNCLODY: T421∥T422 | CRANE |  | 52.6531 | -6.6515
MV/LV Substation VE***376X | 10 kV | 400V(3ph) & 230V(single ph) | LV | 630 kVA :Building Structure | 0.63 | --> | 0.63 | 0 | 0 | Constrained,otherwise capacity available =32kVA. | --> | 0.598 | 0 | 0 | 0 | 0.036 | 0.5 | 0 |  | --> | C12 ex CLONTARF | CLONTARF: T42 | FINGLAS |  | 53.3588 | -6.1964
MV/LV Substation VE***4130 | 10 kV | 400V(3ph) & 230V(single ph) | LV | 1000 kVA :Building Structure | 1 | --> | 1 | 0 | 0 | Constrained,otherwise capacity available =500kVA. | --> | 0.95 | 0 | 0 | 0 | 0 | 0.5 | 0 |  | --> | C19 ex LEESON STREET | LEESON STREET: T41 | MILLTOWN (DR) |  | 53.3329 | -6.2458
MV/LV Substation VE***4297 | 20 kV | 400V(3ph) & 230V(single ph) | LV | 200 kVA :Pole Substation | 0.2 | --> | 0.2 | 0 | 0 | Constrained,otherwise capacity available =200kVA. | --> | 0.19 | 0 | 0 | 0 | 0 | 0.2 | 0 |  | --> | E12 ex KILCOCK | KILCOCK: T422 | GRIFFINRATH |  | 53.4454 | -6.5332
MV/LV Substation VE***434X | 20 kV | 400V(3ph) & 230V(single ph) | LV | 50 kVA :Pole Substation | 0.05 | --> | 0.05 | 0.05 | 4.1 |  | --> | 0.047 | 0 | 0 | 0 | 0 | 0 | 0 | Constrained,otherwise capacity available =49kW. | --> | E14 ex CHARLEVILLE | CHARLEVILLE: T422 | CHARLEVILLE |  | 52.3786 | -8.679
MV/LV Substation VE***4428 | 10 kV | 400V(3ph) & 230V(single ph) | LV | 1000 kVA :Building Structure | 1 | --> | 1 | 0.5 | 6.1 |  | --> | 0.95 | 0 | 0 | 0 | 0 | 0.5 | 0 |  | --> | C23 ex BEDFORD ROW | BEDFORD ROW: T43 | FRANCIS STREET |  | 53.3463 | -6.2569
MV/LV Substation VE***4436 | 10 kV | 400V(3ph) & 230V(single ph) | LV | 630 kVA :Building Structure | 0.63 | --> | 0.63 | 0 | 0 | Constrained,otherwise capacity available =500kVA. | --> | 0.598 | 0 | 0 | 0 | 0 | 0.5 | 0 |  | --> | C18 ex CLONTARF | CLONTARF: T42 | FINGLAS |  | 53.3697 | -6.1996
MV/LV Substation VE***4441 | 10 kV | 400V(3ph) & 230V(single ph) | LV | 630 kVA :Kiosk Substation | 0.63 | --> | 0.63 | 0 | 0 | Constrained,otherwise capacity available =495kVA. | --> | 0.598 | 0 | 0 | 0 | 0 | 0.5 | 0 |  | --> | C11 ex CLONTARF | CLONTARF: T42 | FINGLAS |  | 53.3751 | -6.199
MV/LV Substation VE***445 | 10 kV | 400V(3ph) & 230V(single ph) | LV | 100 kVA :Pole Substation | 0.1 | --> | 0.1 | 0.093 | 0.2 |  | --> | 0.095 | 0 | 0 | 0 | 0 | 0 | 0 | Constrained,otherwise capacity available =100kW. | --> | C18 ex DUNGLOE | DUNGLOE: T42 | ARDNAGAPPARY |  | 54.9855 | -8.4942
MV/LV Substation VE***4511 | 20 kV | 400V(3ph) & 230V(single ph) | LV | 100 kVA :Pole Substation | 0.1 | --> | 0.1 | 0.1 | 6.9 |  | --> | 0.095 | 0 | 0 | 0 | 0 | 0 | 0 | Constrained,otherwise capacity available =100kW. | --> | E12 ex RATHKEALE | RATHKEALE: T421∥T422 | RATHKEALE |  | 52.4822 | -8.8693
MV/LV Substation VE***464 | 20 kV | 400V(3ph) & 230V(single ph) | LV | 50 kVA :Pole Substation | 0.05 | --> | 0.05 | 0 | 0 | Constrained,otherwise capacity available =43kVA. | --> | 0.047 | 0 | 0 | 0 | 0.004 | 0.046 | 0 |  | --> | E11 ex ACADEMY STREET | ACADEMY STREET: T421∥T422 | NAVAN |  | 53.6255 | -6.55
MV/LV Substation VE***504 | 10 kV | 400V(3ph) & 230V(single ph) | LV | 400 kVA :Kiosk Substation | 0.4 | --> | 0.4 | 0 | 0 | Constrained,otherwise capacity available =331kVA. | --> | 0.38 | 0 | 0 | 0 | 0.007 | 0.402 | 0 |  | --> | C12 ex LUCAN EAST | LUCAN EAST: T41∥T42 | GRANGE CASTLE |  | 53.3513 | -6.4486
MV/LV Substation VE***523 | 10 kV | 400V(3ph) & 230V(single ph) | LV | 630 kVA :Building Structure | 0.63 | --> | 0.63 | 0.21 | 3.7 |  | --> | 0.598 | 0 | 0 | 0 | 0 | 0.5 | 0 |  | --> | C19 ex MERRION SQUARE | MERRION SQUARE: T42 | RINGSEND |  | 53.3382 | -6.2432
MV/LV Substation VE***549 | 10 kV | 400V(3ph) & 230V(single ph) | LV | 630 kVA :Building Structure | 0.63 | --> | 0.63 | 0.442 | 4.6 |  | --> | 0.598 | 0 | 0 | 0 | 0 | 0.5 | 0 |  | --> | C28 ex CABRA | CABRA: T101 | FINGLAS |  | 53.3716 | -6.3053
MV/LV Substation VE***625 | 10 kV | 400V(3ph) & 230V(single ph) | LV | 400 kVA :Kiosk Substation | 0.4 | --> | 0.4 | 0 | 0 | Constrained,otherwise capacity available =307kVA. | --> | 0.38 | 0 | 0 | 0 | 0.021 | 0.392 | 0 |  | --> | C12 ex CLONTARF | CLONTARF: T42 | FINGLAS |  | 53.3682 | -6.195
MV/LV Substation VE***657 | 10 kV | 400V(3ph) & 230V(single ph) | LV | 50 kVA :Pole Substation | 0.05 | --> | 0.05 | 0 | 0 | Constrained,otherwise capacity available =26kVA. | --> | 0.047 | 0 | 0 | 0 | 0 | 0.052 | 0 |  | --> | C18 ex BUTTEVANT | BUTTEVANT: T41∥T42 | MALLOW |  | 52.2623 | -8.6615
MV/LV Substation VE***766 | 10 kV | 400V(3ph) & 230V(single ph) | LV | 50 kVA :Pole Substation | 0.05 | --> | 0.05 | 0.041 | 1.6 |  | --> | 0.047 | 0 | 0 | 0 | 0.003 | 0.047 | 0 |  | --> | C16 ex NEWTOWNCUNNINGHAM | NEWTOWNCUNNINGHAM: T41∥T42 | LETTERKENNY |  | 54.9757 | -7.5743
MV/LV Substation VE***808X | 10 kV | 400V(3ph) & 230V(single ph) | LV | 400 kVA :Kiosk Substation | 0.4 | --> | 0.4 | 0.287 | 2.6 |  | --> | 0.38 | 0 | 0 | 0 | 0.008 | 0.408 | 0 |  | --> | C20 ex FORTUNESTOWN | FORTUNESTOWN: T102 | INCHICORE 220KV |  | 53.279 | -6.424
MV/LV Substation VE***815X | 10 kV | 400V(3ph) & 230V(single ph) | LV | 400 kVA :Kiosk Substation | 0.4 | --> | 0.4 | 0.29 | 2.6 |  | --> | 0.38 | 0 | 0 | 0 | 0.013 | 0.403 | 0 |  | --> | C20 ex FORTUNESTOWN | FORTUNESTOWN: T102 | INCHICORE 220KV |  | 53.2806 | -6.4242
MV/LV Substation VE***816 | 20 kV | 400V(3ph) & 230V(single ph) | LV | 50 kVA :Pole Substation | 0.05 | --> | 0.05 | 0.044 | 1.6 |  | --> | 0.047 | 0 | 0 | 0 | 0 | 0.05 | 0 |  | --> | E15 ex DINGLE | DINGLE: T421 | OUGHTRAGH |  | 52.1259 | -10.3825
MV/LV Substation VE***876X | 20 kV | 400V(3ph) & 230V(single ph) | LV | 50 kVA :Pole Substation | 0.05 | --> | 0.05 | 0 | 0 | Constrained,otherwise capacity available =50kVA. | --> | 0.047 | 0 | 0 | 0 | 0 | 0.049 | 0 |  | --> | C24 ex CLIFDEN | CLIFDEN: T41∥T42 | GALWAY 110KV |  | 53.5532 | -9.9501
MV/LV Substation VE***910 | 10 kV | 400V(3ph) & 230V(single ph) | LV | 200 kVA :Kiosk Substation | 0.2 | --> | 0.2 | 0 | 0 | Constrained,otherwise capacity available =148kVA. | --> | 0.19 | 0 | 0 | 0 | 0 | 0.207 | 0 |  | --> | C11 ex CLONTARF | CLONTARF: T42 | FINGLAS |  | 53.3777 | -6.1998
MV/LV Substation VE***910Z | 10 kV | 400V(3ph) & 230V(single ph) | LV | 630 kVA :Building Structure | 0.63 | --> | 0.63 | 0 | 0 | Constrained,otherwise capacity available =500kVA. | --> | 0.598 | 0 | 0 | 0 | 0 | 0.5 | 0 |  | --> | C17 ex TOGHER | TOGHER: T41 | TRABEG |  | 51.8703 | -8.4824
MV/LV Substation VE***915X | 20 kV | 400V(3ph) & 230V(single ph) | LV | 50 kVA :Pole Substation | 0.05 | --> | 0.05 | 0.038 | 0.8 |  | --> | 0.047 | 0 | 0 | 0 | 0 | 0.051 | 0 |  | --> | E17 ex RATHMORE | RATHMORE: T421 | KNOCKEARAGH |  | 52.0568 | -9.0591
MV/LV Substation VE***947 | 10 kV | 400V(3ph) & 230V(single ph) | LV | 400 kVA :Kiosk Substation | 0.4 | --> | 0.4 | 0.311 | 0.9 |  | --> | 0.38 | 0 | 0 | 0 | 0.032 | 0.379 | 0 |  | --> | C19 ex BRAY | BRAY: T41 | FASSAROE |  | 53.1982 | -6.1072
MV/LV Substation VE***985 | 20 kV | 400V(3ph) & 230V(single ph) | LV | 50 kVA :Pole Substation | 0.05 | --> | 0.05 | 0 | 0 | Constrained,otherwise capacity available =41kVA. | --> | 0.047 | 0 | 0 | 0 | 0 | 0.05 | 0 |  | --> | E17 ex DULEEK | DULEEK: T421∥T422 | DRYBRIDGE |  | 53.6314 | -6.5484
MV/LV Substation VH***012X | 10 kV | 400V(3ph) & 230V(single ph) | LV | 630 kVA :Kiosk Substation | 0.63 | --> | 0.63 | 0.5 | 7 |  | --> | 0.598 | 0 | 0 | 0 | 0.031 | 0.5 | 0 |  | --> | C27 ex WOLFE TONE STREET | WOLFE TONE STREET: T101 | FINGLAS |  | 53.3486 | -6.2556
MV/LV Substation VH***029 | 10 kV | 400V(3ph) & 230V(single ph) | LV | 400 kVA :Kiosk Substation | 0.4 | --> | 0.4 | 0.166 | 5.6 |  | --> | 0.38 | 0 | 0 | 0 | 0.015 | 0.419 | 0 |  | --> | C18 ex PURCELLS INCH | PURCELLS INCH: T42 | KILKENNY |  | 52.646 | -7.2146
MV/LV Substation VI***003 | 10 kV | 400V(3ph) & 230V(single ph) | LV | 400 kVA :Kiosk Substation | 0.4 | --> | 0.4 | 0.146 | 2.2 |  | --> | 0.38 | 0 | 0 | 0 | 0.02 | 0 | 0 | Constrained,otherwise capacity available =417kW. | --> | E15 ex BALLYMACARRY | BALLYMACARRY: T421 | TRILLICK |  | 55.1297 | -7.4578
MV/LV Substation VI***015 | 10 kV | 400V(3ph) & 230V(single ph) | LV | 400 kVA :Kiosk Substation | 0.4 | --> | 0.4 | 0.348 | 1.3 |  | --> | 0.38 | 0 | 0 | 0 | 0.002 | 0 | 0 | Constrained,otherwise capacity available =405kW. | --> | C25 ex KILKEE | KILKEE: T41 | TULLABRACK |  | 52.6769 | -9.6528
MV/LV Substation VI***016 | 10 kV | 400V(3ph) & 230V(single ph) | LV | 630 kVA :Kiosk Substation | 0.63 | --> | 0.63 | 0 | 0 | Constrained,otherwise capacity available =470kVA. | --> | 0.598 | 0 | 0 | 0 | 0.013 | 0.5 | 0 |  | --> | C17 ex TOGHER | TOGHER: T41 | TRABEG |  | 51.8774 | -8.4765
MV/LV Substation VI***017Z | 10 kV | 400V(3ph) & 230V(single ph) | LV | 50 kVA :Pole Substation | 0.05 | --> | 0.05 | 0.04 | 1 |  | --> | 0.047 | 0 | 0 | 0 | 0 | 0 | 0 | Constrained,otherwise capacity available =51kW. | --> | C15 ex KILCLOHER | KILCLOHER: T42 | DUNGARVAN |  | 52.0853 | -7.8571
MV/LV Substation VI***023 | 10 kV | 400V(3ph) & 230V(single ph) | LV | 200 kVA :Pole Substation | 0.2 | --> | 0.2 | 0.064 | 2.2 |  | --> | 0.19 | 0 | 0 | 0 | 0 | 0.22 | 0 |  | --> | C18 ex KINGSCOURT | KINGSCOURT: T42 | MEATH HILL |  | 53.9051 | -6.8034
MV/LV Substation VI***032X | 10 kV | 400V(3ph) & 230V(single ph) | LV | 400 kVA :Kiosk Substation | 0.4 | --> | 0.4 | 0.261 | 14.2 |  | --> | 0.38 | 0 | 0 | 0 | 0 | 0.421 | 0 |  | --> | C26 ex HEUSTON SQUARE | HEUSTON SQUARE: T102 | INCHICORE 220KV |  | 53.3461 | -6.2832
MV/LV Substation VI***035 | 10 kV | 400V(3ph) & 230V(single ph) | LV | 200 kVA :Building Structure | 0.2 | --> | 0.2 | 0 | 0 | Constrained,otherwise capacity available =57kVA. | --> | 0.19 | 0 | 0 | 0 | 0 | 0.221 | 0 |  | --> | C11 ex HEADFORD ROAD | HEADFORD ROAD: T41 | GALWAY 110KV |  | 53.2724 | -9.0494
MV/LV Substation VI***036 | 10 kV | 400V(3ph) & 230V(single ph) | LV | 200 kVA :Pole Substation | 0.2 | --> | 0.2 | 0.109 | 1.9 |  | --> | 0.19 | 0 | 0 | 0 | 0 | 0.213 | 0 |  | --> | C17 ex VIRGINIA | VIRGINIA: T41∥T42 | MEATH HILL |  | 53.8357 | -7.0816
MV/LV Substation VI***041X | 10 kV | 400V(3ph) & 230V(single ph) | LV | 200 kVA :Kiosk Substation | 0.2 | --> | 0.2 | 0.12 | 4.3 |  | --> | 0.19 | 0 | 0 | 0 | 0.017 | 0.194 | 0 |  | --> | C16 ex WHITESTOWN | WHITESTOWN: T42 | COOKSTOWN |  | 53.2881 | -6.3798
MV/LV Substation VI***047 | 10 kV | 400V(3ph) & 230V(single ph) | LV | 400 kVA :Kiosk Substation | 0.4 | --> | 0.4 | 0.297 | 1.5 |  | --> | 0.38 | 0 | 0 | 0 | 0 | 0 | 0 | Constrained,otherwise capacity available =415kW. | --> | C19 ex TURLOUGH ROAD | TURLOUGH ROAD: T43 | CASTLEBAR |  | 53.8608 | -9.3052
MV/LV Substation VI***089 | 10 kV | 400V(3ph) & 230V(single ph) | LV | 200 kVA :Kiosk Substation | 0.2 | --> | 0.2 | 0.053 | 1.3 |  | --> | 0.19 | 0 | 0 | 0 | 0.023 | 0.197 | 0 |  | --> | C15 ex ENNIS NORTH | ENNIS NORTH: T41∥T42 | ENNIS |  | 52.8501 | -8.9975
MV/LV Substation VI***090 | 10 kV | 400V(3ph) & 230V(single ph) | LV | 400 kVA :Building Structure | 0.4 | --> | 0.4 | 0.246 | 4.7 |  | --> | 0.38 | 0 | 0 | 0 | 0.002 | 0.421 | 0 |  | --> | C20 ex CENTRE PARK ROAD | MARINA: T106 | MARINA |  | 51.8917 | -8.4541
MV/LV Substation VI***092X | 10 kV | 400V(3ph) & 230V(single ph) | LV | 1000 kVA :Building Structure | 1 | --> | 1 | 0.5 | 0.9 |  | --> | 0.95 | 0 | 0 | 0 | 0 | 0.5 | 0 |  | --> | C44 ex BEDFORD ROW | BEDFORD ROW: T41 | FRANCIS STREET |  | 53.3449 | -6.2693
MV/LV Substation VI***102X | 10 kV | 400V(3ph) & 230V(single ph) | LV | 630 kVA :Building Structure | 0.63 | --> | 0.63 | 0.5 | 6.7 |  | --> | 0.598 | 0 | 0 | 0 | 0 | 0.5 | 0 |  | --> | C13 ex LIBERTY STREET | LIBERTY STREET: T101 | LIBERTY STREET |  | 51.8979 | -8.4727
MV/LV Substation VI***119Y | 10 kV | 400V(3ph) & 230V(single ph) | LV | 100 kVA :Pole Substation | 0.1 | --> | 0.1 | 0.032 | 1.9 |  | --> | 0.095 | 0 | 0 | 0 | 0 | 0.109 | 0 |  | --> | C17 ex VIRGINIA | VIRGINIA: T41∥T42 | MEATH HILL |  | 53.8306 | -7.0816
MV/LV Substation VI***119Z | 10 kV | 400V(3ph) & 230V(single ph) | LV | 630 kVA :Building Structure | 0.63 | --> | 0.63 | 0.45 | 9.2 |  | --> | 0.598 | 0 | 0 | 0 | 0.01 | 0.5 | 0 |  | --> | C25 ex CENTRE PARK ROAD | MARINA: T105 | MARINA |  | 51.8978 | -8.4597
MV/LV Substation VI***144 | 10 kV | 400V(3ph) & 230V(single ph) | LV | 100 kVA :Pole Substation | 0.1 | --> | 0.1 | 0.078 | 1.9 |  | --> | 0.095 | 0 | 0 | 0 | 0 | 0.103 | 0 |  | --> | C17 ex VIRGINIA | VIRGINIA: T41∥T42 | MEATH HILL |  | 53.8385 | -7.0902
MV/LV Substation VI***146 | 10 kV | 400V(3ph) & 230V(single ph) | LV | 400 kVA :Kiosk Substation | 0.4 | --> | 0.4 | 0 | 0 | Constrained,otherwise capacity available =373kVA. | --> | 0.38 | 0 | 0 | 0 | 0 | 0.403 | 0 |  | --> | C18 ex NAAS | NAAS: T42 | NEWBRIDGE |  | 53.1697 | -6.7026
MV/LV Substation VI***146X | 10 kV | 400V(3ph) & 230V(single ph) | LV | 400 kVA :Kiosk Substation | 0.4 | --> | 0.4 | 0.279 | 1.8 |  | --> | 0.38 | 0 | 0 | 0 | 0 | 0.418 | 0 |  | --> | C12 ex CAHERDAVIN | CAHERDAVIN: T42 | ARDNACRUSHA |  | 52.6605 | -8.6569
MV/LV Substation VI***164Y | 10 kV | 400V(3ph) & 230V(single ph) | LV | 400 kVA :Building Structure | 0.4 | --> | 0.4 | 0 | 0 | Constrained,otherwise capacity available =251kVA. | --> | 0.38 | 0 | 0 | 0 | 0.022 | 0.399 | 0 |  | --> | C20 ex TOGHER | TOGHER: T42 | TRABEG |  | 51.8798 | -8.4868
MV/LV Substation VI***174X | 10 kV | 400V(3ph) & 230V(single ph) | LV | 400 kVA :Building Structure | 0.4 | --> | 0.4 | 0.316 | 2.8 |  | --> | 0.38 | 0 | 0 | 0 | 0.03 | 0.381 | 0 |  | --> | C19 ex CLONARD | CLONARD: T41∥T42 | WEXFORD |  | 52.3253 | -6.4958
MV/LV Substation VI***175X | 10 kV | 400V(3ph) & 230V(single ph) | LV | 400 kVA :Kiosk Substation | 0.4 | --> | 0.4 | 0.356 | 2.8 |  | --> | 0.38 | 0 | 0 | 0 | 0.051 | 0.352 | 0 |  | --> | C19 ex CLONARD | CLONARD: T41∥T42 | WEXFORD |  | 52.3251 | -6.4954
MV/LV Substation VI***179Z | 10 kV | 400V(3ph) & 230V(single ph) | LV | 630 kVA :Building Structure | 0.63 | --> | 0.63 | 0.5 | 0.7 |  | --> | 0.598 | 0 | 0 | 0 | 0 | 0 | 0 | Constrained,otherwise capacity available =500kW. | --> | C17 ex BALLYCOOLIN | BALLYCOOLIN: T41 | FINGLAS |  | 53.3989 | -6.343
MV/LV Substation VI***186X | 10 kV | 400V(3ph) & 230V(single ph) | LV | 630 kVA :Kiosk Substation | 0.63 | --> | 0.63 | 0.288 | 4.6 |  | --> | 0.598 | 0 | 0 | 0 | 0.013 | 0.5 | 0 |  | --> | C14 ex RAMPARTS | RAMPARTS: T42 | DUNDALK |  | 53.9992 | -6.4076
MV/LV Substation VI***189Z | 10 kV | 400V(3ph) & 230V(single ph) | LV | 200 kVA :Pole Substation | 0.2 | --> | 0.2 | 0.199 | 6.6 |  | --> | 0.19 | 0 | 0 | 0 | 0 | 0.2 | 0 |  | --> | C18 ex GLEBE | GLEBE: T41∥T42 | RICHMOND |  | 53.7214 | -7.7696
MV/LV Substation VI***196Z | 20 kV | 400V(3ph) & 230V(single ph) | LV | 200 kVA :Kiosk Substation | 0.2 | --> | 0.2 | 0.181 | 3.7 |  | --> | 0.19 | 0 | 0 | 0 | 0 | 0 | 0 | Constrained,otherwise capacity available =202kW. | --> | E18 ex FOXHOLE | FOXHOLE: T421∥T422 | DUNGARVAN |  | 52.0069 | -7.8176
MV/LV Substation VI***198 | 10 kV | 400V(3ph) & 230V(single ph) | LV | 100 kVA :Pole Substation | 0.1 | --> | 0.1 | 0.072 | 8.3 |  | --> | 0.095 | 0 | 0 | 0 | 0 | 0.103 | 0 |  | --> | C25 ex BALLYBEG | BALLYBEG: T101 | CARRICKMINES |  | 52.9869 | -6.0451
MV/LV Substation VI***213X | 10 kV | 400V(3ph) & 230V(single ph) | LV | 630 kVA :Building Structure | 0.63 | --> | 0.63 | 0 | 0 | Constrained,otherwise capacity available =405kVA. | --> | 0.598 | 0 | 0 | 0 | 0 | 0.5 | 0 |  | --> | C17 ex CAMDEN ROW | CAMDEN ROW: T41 | FRANCIS STREET |  | 53.3422 | -6.2779
MV/LV Substation VI***215 | 10 kV | 400V(3ph) & 230V(single ph) | LV | 630 kVA :Kiosk Substation | 0.63 | --> | 0.63 | 0.395 | 1.3 |  | --> | 0.598 | 0 | 0 | 0 | 0.024 | 0.5 | 0 |  | --> | C11 ex DODDER ROAD | DODDER ROAD: T42 | MILLTOWN (DR) |  | 53.3084 | -6.2749
MV/LV Substation VI***224X | 10 kV | 400V(3ph) & 230V(single ph) | LV | 1000 kVA :Building Structure | 1 | --> | 1 | 0 | 0 | Constrained,otherwise capacity available =284kVA. | --> | 0.95 | 0 | 0 | 0 | 0 | 0.5 | 0 |  | --> | C19 ex LOUGHLINSTOWN | LOUGHLINSTOWN: T41 | CARRICKMINES |  | 53.2413 | -6.1409
MV/LV Substation VI***231Z | 10 kV | 400V(3ph) & 230V(single ph) | LV | 50 kVA :Pole Substation | 0.05 | --> | 0.05 | 0.048 | 1.7 |  | --> | 0.047 | 0 | 0 | 0 | 0 | 0.049 | 0 |  | --> | C24 ex BISHOPSTOWN | BISHOPSTOWN: T42 | KILBARRY |  | 51.8643 | -8.5269
MV/LV Substation VI***252 | 10 kV | 400V(3ph) & 230V(single ph) | LV | 400 kVA :Kiosk Substation | 0.4 | --> | 0.4 | 0 | 0 | Constrained,otherwise capacity available =397kVA. | --> | 0.38 | 0 | 0 | 0 | 0 | 0.4 | 0 |  | --> | C18 ex WOODFORD | WOODFORD: T41∥T42 | KNOCKEARAGH |  | 52.0438 | -9.4998
MV/LV Substation VI***252Y | 10 kV | 400V(3ph) & 230V(single ph) | LV | 200 kVA :Pole Substation | 0.2 | --> | 0.2 | 0.143 | 1.9 |  | --> | 0.19 | 0 | 0 | 0 | 0 | 0.208 | 0 |  | --> | C17 ex VIRGINIA | VIRGINIA: T41∥T42 | MEATH HILL |  | 53.8377 | -7.0872
MV/LV Substation VI***254 | 10 kV | 400V(3ph) & 230V(single ph) | LV | 630 kVA :Kiosk Substation | 0.63 | --> | 0.63 | 0.375 | 4.6 |  | --> | 0.598 | 0 | 0 | 0 | 0.055 | 0.5 | 0 |  | --> | C11 ex CABRA | CABRA: T101 | FINGLAS |  | 53.3656 | -6.3144
MV/LV Substation VI***270X | 10 kV | 400V(3ph) & 230V(single ph) | LV | 630 kVA :Kiosk Substation | 0.63 | --> | 0.63 | 0.46 | 1.1 |  | --> | 0.598 | 0 | 0 | 0 | 0.037 | 0.5 | 0 |  | --> | C17 ex TRIM | TRIM: T41∥T42 | NAVAN |  | 53.5521 | -6.7657
MV/LV Substation VI***273Z | 20 kV | 400V(3ph) & 230V(single ph) | LV | 400 kVA :Kiosk Substation | 0.4 | --> | 0.4 | 0.353 | 4.5 |  | --> | 0.38 | 0 | 0 | 0 | 0 | 0.407 | 0 |  | --> | E19 ex TELAYDON | TELAYDON: T421 | LISDRUM |  | 54.3157 | -6.8958
MV/LV Substation VI***292 | 10 kV | 400V(3ph) & 230V(single ph) | LV | 200 kVA :Kiosk Substation | 0.2 | --> | 0.2 | 0.158 | 4.6 |  | --> | 0.19 | 0 | 0 | 0 | 0.003 | 0.203 | 0 |  | --> | C15 ex BALLINCLEA | BALLINCLEA: T41 | CHERRYWOOD |  | 53.2706 | -6.0966
MV/LV Substation VI***296 | 10 kV | 400V(3ph) & 230V(single ph) | LV | 400 kVA :Kiosk Substation | 0.4 | --> | 0.4 | 0 | 0 | Constrained,otherwise capacity available =342kVA. | --> | 0.38 | 0 | 0 | 0 | 0 | 0.408 | 0 |  | --> | C12 ex MERVILLE | MERVILLE: T42 | FINGLAS |  | 53.3829 | -6.3144
MV/LV Substation VI***316 | 10 kV | 400V(3ph) & 230V(single ph) | LV | 400 kVA :Kiosk Substation | 0.4 | --> | 0.4 | 0 | 0 | Constrained,otherwise capacity available =204kVA. | --> | 0.38 | 0 | 0 | 0 | 0.024 | 0.404 | 0 |  | --> | C14 ex MERVILLE | MERVILLE: T42 | FINGLAS |  | 53.3771 | -6.2855
MV/LV Substation VI***321 | 10 kV | 400V(3ph) & 230V(single ph) | LV | 630 kVA :Kiosk Substation | 0.63 | --> | 0.63 | 0 | 0 | Constrained,otherwise capacity available =500kVA. | --> | 0.598 | 0 | 0 | 0 | 0 | 0.5 | 0 |  | --> | C14 ex NAAS | NAAS: T42 | NEWBRIDGE |  | 53.2103 | -6.6641
MV/LV Substation VI***326 | 10 kV | 400V(3ph) & 230V(single ph) | LV | 630 kVA :Building Structure | 0.63 | --> | 0.63 | 0.386 | 1 |  | --> | 0.598 | 0 | 0 | 0 | 0 | 0.5 | 0 |  | --> | C20 ex MARROWBONE LANE | MARROWBONE LANE: T42 | INCHICORE 220KV |  | 53.3384 | -6.3185
MV/LV Substation VI***333Y | 20 kV | 400V(3ph) & 230V(single ph) | LV | 200 kVA :Kiosk Substation | 0.2 | --> | 0.2 | 0.157 | 3.6 |  | --> | 0.19 | 0 | 0 | 0 | 0.007 | 0.198 | 0 |  | --> | E18 ex JENKINSTOWN | JENKINSTOWN: T421∥T422 | DUNDALK |  | 54.0866 | -6.2546
MV/LV Substation VI***337Z | 20 kV | 400V(3ph) & 230V(single ph) | LV | 200 kVA :Pole Substation | 0.2 | --> | 0.2 | 0 | 0 | Constrained,otherwise capacity available =173kVA. | --> | 0.19 | 0 | 0 | 0 | 0.031 | 0.171 | 0 |  | --> | C21 ex MACETOWN | MACETOWN: T101 | MACETOWN |  | 53.4691 | -6.5349
MV/LV Substation VI***339 | 10 kV | 400V(3ph) & 230V(single ph) | LV | 200 kVA :Kiosk Substation | 0.2 | --> | 0.2 | 0.149 | 3.8 |  | --> | 0.19 | 0 | 0 | 0 | 0.013 | 0 | 0 | Constrained,otherwise capacity available =194kW. | --> | C16 ex TURLOUGH ROAD | TURLOUGH ROAD: T41∥T42 | CASTLEBAR |  | 53.8604 | -9.3152
MV/LV Substation VI***366X | 20 kV | 400V(3ph) & 230V(single ph) | LV | 630 kVA :Building Structure | 0.63 | --> | 0.63 | 0.5 | 3.5 |  | --> | 0.598 | 0 | 0 | 0 | 0 | 0.5 | 0 |  | --> | E21 ex STRANORLAR | STRANORLAR: T421 | LETTERKENNY |  | 54.8007 | -7.7812
MV/LV Substation VI***377Y | 10 kV | 400V(3ph) & 230V(single ph) | LV | 200 kVA :Pole Substation | 0.2 | --> | 0.2 | 0 | 2.8 |  | --> | 0.19 | 0 | 0 | 0 | 0 | 0.23 | 0 |  | --> | C17 ex TULLYNAMALRA | TULLYNAMALRA: T41∥T42 | MEATH HILL |  | 54.0586 | -6.8148
MV/LV Substation VI***379 | 10 kV | 400V(3ph) & 230V(single ph) | LV | 50 kVA :Pole Substation | 0.05 | --> | 0.05 | 0.05 | 1 |  | --> | 0.047 | 0 | 0 | 0 | 0 | 0 | 0 | Constrained,otherwise capacity available =49kW. | --> | C15 ex KILCLOHER | KILCLOHER: T42 | DUNGARVAN |  | 52.0935 | -7.857
MV/LV Substation VI***4008 | 20 kV | 400V(3ph) & 230V(single ph) | LV | 630 kVA :Kiosk Substation | 0.63 | --> | 0.63 | 0.5 | 1 |  | --> | 0.598 | 0 | 0 | 0 | 0.016 | 0 | 0 | Constrained,otherwise capacity available =500kW. | --> | E11 ex MACROOM | MACROOM: T422 | MACROOM |  | 51.9111 | -8.7896
MV/LV Substation VI***4032 | 10 kV | 400V(3ph) & 230V(single ph) | LV | 50 kVA :Pole Substation | 0.05 | --> | 0.05 | 0.05 | 1.9 |  | --> | 0.047 | 0 | 0 | 0 | 0 | 0.049 | 0 |  | --> | C17 ex VIRGINIA | VIRGINIA: T41∥T42 | MEATH HILL |  | 53.8381 | -7.0884
MV/LV Substation VI***4032 | 20 kV | 400V(3ph) & 230V(single ph) | LV | 50 kVA :Pole Substation | 0.05 | --> | 0.05 | 0.05 | 8.3 |  | --> | 0.047 | 0 | 0 | 0 | 0 | 0.049 | 0 |  | --> | E18 ex BALTRASNA | BALTRASNA: T122 | BALTRASNA |  | 53.5052 | -6.4591
MV/LV Substation VI***4090 | 10 kV | 400V(3ph) & 230V(single ph) | LV | 400 kVA :Kiosk Substation | 0.4 | --> | 0.4 | 0.167 | 5.8 |  | --> | 0.38 | 0 | 0 | 0 | 0 | 0.435 | 0 |  | --> | C22 ex CLOON | CLOON: T42 | CLOON |  | 53.514 | -8.8517
MV/LV Substation VI***4127 | 20 kV | 400V(3ph) & 230V(single ph) | LV | 200 kVA :Kiosk Substation | 0.2 | --> | 0.2 | 0.17 | 8.5 |  | --> | 0.19 | 0 | 0 | 0 | 0 | 0 | 0 | Constrained,otherwise capacity available =204kW. | --> | E12 ex BELLACORICK | BELLACORICK: T122 | BELLACORICK |  | 54.1252 | -9.5582
MV/LV Substation VI***4135 | 10 kV | 400V(3ph) & 230V(single ph) | LV | 400 kVA :Kiosk Substation | 0.4 | --> | 0.4 | 0 | 0 | Constrained,otherwise capacity available =342kVA. | --> | 0.38 | 0 | 0 | 0 | 0 | 0.408 | 0 |  | --> | C12 ex MERVILLE | MERVILLE: T42 | FINGLAS |  | 53.3819 | -6.3113
MV/LV Substation VI***4153 | 10 kV | 400V(3ph) & 230V(single ph) | LV | 200 kVA :Pole Substation | 0.2 | --> | 0.2 | 0.167 | 5.1 |  | --> | 0.19 | 0 | 0 | 0 | 0 | 0.204 | 0 |  | --> | C11 ex LLOYD | LLOYD: T41∥T42 | NAVAN |  | 53.7394 | -6.9039
MV/LV Substation VI***4187 | 20 kV | 400V(3ph) & 230V(single ph) | LV | 400 kVA :Kiosk Substation | 0.4 | --> | 0.4 | 0 | 0 | Constrained,otherwise capacity available =382kVA. | --> | 0.38 | 0 | 0 | 0 | 0 | 0.402 | 0 |  | --> | E15 ex WHITECHURCH | WHITECHURCH: T421 | KILBARRY |  | 51.9813 | -8.5131
MV/LV Substation VI***4214 | 10 kV | 400V(3ph) & 230V(single ph) | LV | 400 kVA :Building Structure | 0.4 | --> | 0.4 | 0.359 | 2.8 |  | --> | 0.38 | 0 | 0 | 0 | 0 | 0.406 | 0 |  | --> | C15 ex CLONARD | CLONARD: T41∥T42 | WEXFORD |  | 52.3304 | -6.486
MV/LV Substation VI***4257 | 10 kV | 400V(3ph) & 230V(single ph) | LV | 400 kVA :Building Structure | 0.4 | --> | 0.4 | 0.263 | 1.9 |  | --> | 0.38 | 0 | 0 | 0 | 0 | 0.421 | 0 |  | --> | C16 ex VIRGINIA | VIRGINIA: T41∥T42 | MEATH HILL |  | 53.8012 | -7.0345
MV/LV Substation VI***4316 | 10 kV | 400V(3ph) & 230V(single ph) | LV | 630 kVA :Building Structure | 0.63 | --> | 0.63 | 0.324 | 4.5 |  | --> | 0.598 | 0 | 0 | 0 | 0.051 | 0.5 | 0 |  | --> | C15 ex MAYFIELD | MAYFIELD: T41 | KILBARRY |  | 51.912 | -8.4035
MV/LV Substation VI***434 | 10 kV | 400V(3ph) & 230V(single ph) | LV | 200 kVA :Kiosk Substation | 0.2 | --> | 0.2 | 0 | 0 | Constrained,otherwise capacity available =132kVA. | --> | 0.19 | 0 | 0 | 0 | 0.002 | 0 | 0 | Constrained,otherwise capacity available =208kW. | --> | C14 ex COOLMINE | COOLMINE: T42 | FINGLAS |  | 53.3812 | -6.4102
MV/LV Substation VI***4435 | 10 kV | 400V(3ph) & 230V(single ph) | LV | 400 kVA :Building Structure | 0.4 | --> | 0.4 | 0.208 | 0.3 |  | --> | 0.38 | 0 | 0 | 0 | 0 | 0.416 | 0 |  | --> | C16 ex ATHLONE | ATHLONE: T42 | ATHLONE |  | 53.4283 | -7.9496
MV/LV Substation VI***470Z | 20 kV | 400V(3ph) & 230V(single ph) | LV | 200 kVA :Kiosk Substation | 0.2 | --> | 0.2 | 0.173 | 8.3 |  | --> | 0.19 | 0 | 0 | 0 | 0 | 0.203 | 0 |  | --> | E18 ex BALTRASNA | BALTRASNA: T122 | BALTRASNA |  | 53.5054 | -6.4572
MV/LV Substation VI***471 | 10 kV | 400V(3ph) & 230V(single ph) | LV | 400 kVA :Kiosk Substation | 0.4 | --> | 0.4 | 0.245 | 4.7 |  | --> | 0.38 | 0 | 0 | 0 | 0.003 | 0.42 | 0 |  | --> | C24 ex CENTRE PARK ROAD | MARINA: T106 | MARINA |  | 51.8929 | -8.4655
MV/LV Substation VI***497 | 20 kV | 400V(3ph) & 230V(single ph) | LV | 50 kVA :Pole Substation | 0.05 | --> | 0.05 | 0.012 | 4.3 |  | --> | 0.047 | 0 | 0 | 0 | 0 | 0 | 0 | Constrained,otherwise capacity available =54kW. | --> | E13 ex MOVILLE | MOVILLE: T421∥T422 | TRILLICK |  | 55.2812 | -7.2299
MV/LV Substation VI***520Z | 10 kV | 400V(3ph) & 230V(single ph) | LV | 400 kVA :Building Structure | 0.4 | --> | 0.4 | 0.045 | 0 | Constrained,otherwise capacity available =340kVA. | --> | 0.38 | 0 | 0 | 0 | 0 | 0.409 | 0 |  | --> | C16 ex TALBOTS INCH | TALBOTS INCH: T41∥T42 | KILKENNY |  | 52.6571 | -7.255
MV/LV Substation VI***524Y | 10 kV | 400V(3ph) & 230V(single ph) | LV | 200 kVA :Kiosk Substation | 0.2 | --> | 0.2 | 0.181 | 7.3 |  | --> | 0.19 | 0 | 0 | 0 | 0.001 | 0.201 | 0 |  | --> | E41 ex KINSALE | KINSALE: T423 | BANDON |  | 51.6979 | -8.5201
MV/LV Substation VI***531 | 10 kV | 400V(3ph) & 230V(single ph) | LV | 50 kVA :Pole Substation | 0.05 | --> | 0.05 | 0.036 | 4.6 |  | --> | 0.047 | 0 | 0 | 0 | 0 | 0.051 | 0 |  | --> | C14 ex BALLYJAMESDUFF | BALLYJAMESDUFF: T42 | SHANKILL |  | 53.8399 | -7.0939
MV/LV Substation VI***547Z | 10 kV | 400V(3ph) & 230V(single ph) | LV | 630 kVA :Kiosk Substation | 0.63 | --> | 0.63 | 0 | 0 | Constrained,otherwise capacity available =389kVA. | --> | 0.598 | 0 | 0 | 0 | 0 | 0.5 | 0 |  | --> | C13 ex DENNEHYS CROSS | DENNEHYS CROSS: T41 | TRABEG |  | 51.892 | -8.5071
MV/LV Substation VI***554Y | 10 kV | 400V(3ph) & 230V(single ph) | LV | 400 kVA :Kiosk Substation | 0.4 | --> | 0.4 | 0.022 | 0 | Constrained,otherwise capacity available =243kVA. | --> | 0.38 | 0 | 0 | 0 | 0.053 | 0.191 | 0 | Constrained,otherwise capacity available =368kW. | --> | C16 ex RATHDRUM | RATHDRUM: T42 | ARKLOW |  | 52.9329 | -6.2495
MV/LV Substation VI***568X | 10 kV | 400V(3ph) & 230V(single ph) | LV | 400 kVA :Building Structure | 0.4 | --> | 0.4 | 0 | 0 | Constrained,otherwise capacity available =2kVA. | --> | 0.38 | 0 | 0 | 0 | 0 | 0.458 | 0 |  | --> | C12 ex LUCAN EAST | LUCAN EAST: T41∥T42 | GRANGE CASTLE |  | 53.3562 | -6.4495
MV/LV Substation VI***588 | 10 kV | 400V(3ph) & 230V(single ph) | LV | 200 kVA :Pole Substation | 0.2 | --> | 0.2 | 0.121 | 2.2 |  | --> | 0.19 | 0 | 0 | 0 | 0 | 0 | 0 | Constrained,otherwise capacity available =211kW. | --> | C19 ex GLENGOOLE | GLENGOOLE: T41 | THURLES |  | 52.5868 | -7.5405
MV/LV Substation VI***589Y | 20 kV | 400V(3ph) & 230V(single ph) | LV | 50 kVA :Pole Substation | 0.05 | --> | 0.05 | 0.04 | 1.8 |  | --> | 0.047 | 0 | 0 | 0 | 0 | 0.051 | 0 |  | --> | C20 ex ROSCOMMON | ROSCOMMON: T42 | LANESBORO |  | 53.7794 | -8.2528
MV/LV Substation VI***590 | 10 kV | 400V(3ph) & 230V(single ph) | LV | 50 kVA :Pole Substation | 0.05 | --> | 0.05 | 0.037 | 3.9 |  | --> | 0.047 | 0 | 0 | 0 | 0.004 | 0 | 0 | Constrained,otherwise capacity available =46kW. | --> | C13 ex DERRYBEG | DERRYBEG: T41∥T42 | ARDNAGAPPARY |  | 55.0136 | -8.3994
MV/LV Substation VI***593Z | 10 kV | 400V(3ph) & 230V(single ph) | LV | 200 kVA :Kiosk Substation | 0.2 | --> | 0.2 | 0 | 0 | Constrained,otherwise capacity available =175kVA. | --> | 0.19 | 0 | 0 | 0 | 0 | 0.203 | 0 |  | --> | C14 ex ROSEHILL | ROSEHILL: T42 | KILKENNY |  | 52.6466 | -7.2496
MV/LV Substation VI***595Y | 10 kV | 400V(3ph) & 230V(single ph) | LV | 400 kVA :Building Structure | 0.4 | --> | 0.4 | 0.326 | 8.4 |  | --> | 0.38 | 0 | 0 | 0 | 0 | 0.411 | 0 |  | --> | C22 ex KILLOTERAN | KILLOTERAN: T102 | KILLOTERAN |  | 52.2422 | -7.165
MV/LV Substation VI***625X | 10 kV | 400V(3ph) & 230V(single ph) | LV | 1000 kVA :Building Structure | 1 | --> | 1 | 0.5 | 7.2 |  | --> | 0.95 | 0 | 0 | 0 | 0 | 0.5 | 0 |  | --> | C15 ex WATLING STREET | WATLING STREET: T41 | FRANCIS STREET |  | 53.3497 | -6.282
MV/LV Substation VI***643Z | 10 kV | 400V(3ph) & 230V(single ph) | LV | 630 kVA :Building Structure | 0.63 | --> | 0.63 | 0 | 0 | Constrained,otherwise capacity available =416kVA. | --> | 0.598 | 0 | 0 | 0 | 0 | 0.5 | 0 |  | --> | C14 ex DENNEHYS CROSS | DENNEHYS CROSS: T42 | TRABEG |  | 51.8928 | -8.5027
MV/LV Substation VI***706Y | 20 kV | 400V(3ph) & 230V(single ph) | LV | 400 kVA :Kiosk Substation | 0.4 | --> | 0.4 | 0 | 0 | Constrained,otherwise capacity available =326kVA. | --> | 0.38 | 0 | 0 | 0 | 0.012 | 0.398 | 0 |  | --> | E17 ex JULIANSTOWN | JULIANSTOWN: T421∥T422 | DRYBRIDGE |  | 53.7031 | -6.2565
MV/LV Substation VI***708X | 10 kV | 400V(3ph) & 230V(single ph) | LV | 400 kVA :Building Structure | 0.4 | --> | 0.4 | 0 | 0 | Constrained,otherwise capacity available =281kVA. | --> | 0.38 | 0 | 0 | 0 | 0.007 | 0.41 | 0 |  | --> | C21 ex BELGARD | BELGARD: T41 | COOKSTOWN |  | 53.2865 | -6.363
MV/LV Substation VI***716Y | 20 kV | 400V(3ph) & 230V(single ph) | LV | 50 kVA :Pole Substation | 0.05 | --> | 0.05 | 0.045 | 2.5 |  | --> | 0.047 | 0 | 0 | 0 | 0 | 0.05 | 0 |  | --> | E64 ex ATHY | ATHY: T102 | ATHY |  | 53.0633 | -7.0861
MV/LV Substation VI***726X | 20 kV | 400V(3ph) & 230V(single ph) | LV | 630 kVA :Kiosk Substation | 0.63 | --> | 0.63 | 0.5 | 2.1 |  | --> | 0.598 | 0 | 0 | 0 | 0.031 | 0.5 | 0 |  | --> | E18 ex NEWPORT | NEWPORT: T421 | CARROWBEG |  | 53.8856 | -9.5447
MV/LV Substation VI***771X | 10 kV | 400V(3ph) & 230V(single ph) | LV | 630 kVA :Building Structure | 0.63 | --> | 0.63 | 0.5 | 11.1 |  | --> | 0.598 | 0 | 0 | 0 | 0 | 0.5 | 0 |  | --> | C11 ex FORTUNESTOWN | FORTUNESTOWN: T101 | INCHICORE 220KV |  | 53.2899 | -6.4242
MV/LV Substation VI***781 | 10 kV | 400V(3ph) & 230V(single ph) | LV | 200 kVA :Kiosk Substation | 0.2 | --> | 0.2 | 0.148 | 4.6 |  | --> | 0.19 | 0 | 0 | 0 | 0 | 0.207 | 0 |  | --> | C15 ex BALLINCLEA | BALLINCLEA: T41 | CHERRYWOOD |  | 53.272 | -6.0969
MV/LV Substation VI***795 | 10 kV | 400V(3ph) & 230V(single ph) | LV | 50 kVA :Pole Substation | 0.05 | --> | 0.05 | 0.047 | 2.2 |  | --> | 0.047 | 0 | 0 | 0 | 0 | 0.049 | 0 |  | --> | E15 ex CLONROCHE | CLONROCHE: T421∥T422 | WEXFORD |  | 52.4629 | -6.837
MV/LV Substation VI***796 | 20 kV | 400V(3ph) & 230V(single ph) | LV | 50 kVA :Pole Substation | 0.05 | --> | 0.05 | 0.034 | 1.8 |  | --> | 0.047 | 0 | 0 | 0 | 0.007 | 0.044 | 0 |  | --> | C26 ex DUNDALK | DUNDALK: T41 | DUNDALK |  | 54.0029 | -6.58
MV/LV Substation VI***800 | 10 kV | 400V(3ph) & 230V(single ph) | LV | 200 kVA :Kiosk Substation | 0.2 | --> | 0.2 | 0.13 | 4.6 |  | --> | 0.19 | 0 | 0 | 0 | 0.003 | 0.207 | 0 |  | --> | C15 ex BALLINCLEA | BALLINCLEA: T41 | CHERRYWOOD |  | 53.2753 | -6.1062
MV/LV Substation VI***809Z | 10 kV | 400V(3ph) & 230V(single ph) | LV | 630 kVA :Building Structure | 0.63 | --> | 0.63 | 0 | 0 | Constrained,otherwise capacity available =500kVA. | --> | 0.598 | 0 | 0 | 0 | 0 | 0.5 | 0 |  | --> | C14 ex DENNEHYS CROSS | DENNEHYS CROSS: T42 | TRABEG |  | 51.8926 | -8.5043
MV/LV Substation VI***810Z | 10 kV | 400V(3ph) & 230V(single ph) | LV | 630 kVA :Building Structure | 0.63 | --> | 0.63 | 0 | 0 | Constrained,otherwise capacity available =500kVA. | --> | 0.598 | 0 | 0 | 0 | 0 | 0.5 | 0 |  | --> | C14 ex DENNEHYS CROSS | DENNEHYS CROSS: T42 | TRABEG |  | 51.8925 | -8.5052
MV/LV Substation VI***828 | 10 kV | 400V(3ph) & 230V(single ph) | LV | 50 kVA :Pole Substation | 0.05 | --> | 0.05 | 0.038 | 1 |  | --> | 0.047 | 0 | 0 | 0 | 0.016 | 0 | 0 | Constrained,otherwise capacity available =34kW. | --> | C15 ex KILCLOHER | KILCLOHER: T42 | DUNGARVAN |  | 52.0872 | -7.8491
MV/LV Substation VI***833 | 20 kV | 400V(3ph) & 230V(single ph) | LV | 400 kVA :Kiosk Substation | 0.4 | --> | 0.4 | 0.371 | 5.1 |  | --> | 0.38 | 0 | 0 | 0 | 0.003 | 0.4 | 0 |  | --> | E18 ex BALLYBUNION | BALLYBUNION: T421∥T422 | TRIEN |  | 52.5072 | -9.6758
MV/LV Substation VI***869X | 10 kV | 400V(3ph) & 230V(single ph) | LV | 100 kVA :Pole Substation | 0.1 | --> | 0.1 | 0.064 | 2.5 |  | --> | 0.095 | 0 | 0 | 0 | 0.006 | 0.099 | 0 |  | --> | E64 ex ATHY | ATHY: T102 | ATHY |  | 53.0518 | -7.0855
MV/LV Substation VI***876Z | 20 kV | 400V(3ph) & 230V(single ph) | LV | 50 kVA :Pole Substation | 0.05 | --> | 0.05 | 0 | 0 | Constrained,otherwise capacity available =47kVA. | --> | 0.047 | 0 | 0 | 0 | 0 | 0.049 | 0 |  | --> | E13 ex BALTINGLASS | BALTINGLASS: T421∥T422 | STRATFORD |  | 52.9095 | -6.8481
MV/LV Substation VI***888X | 20 kV | 400V(3ph) & 230V(single ph) | LV | 100 kVA :Pole Substation | 0.1 | --> | 0.1 | 0.098 | 2.5 |  | --> | 0.095 | 0 | 0 | 0 | 0 | 0.1 | 0 |  | --> | E64 ex ATHY | ATHY: T102 | ATHY |  | 53.0668 | -7.069
MV/LV Substation VI***890X | 20 kV | 400V(3ph) & 230V(single ph) | LV | 50 kVA :Pole Substation | 0.05 | --> | 0.05 | 0.049 | 2.5 |  | --> | 0.047 | 0 | 0 | 0 | 0.012 | 0.036 | 0 |  | --> | E64 ex ATHY | ATHY: T102 | ATHY |  | 53.0586 | -7.0891
MV/LV Substation VI***909Y | 10 kV | 400V(3ph) & 230V(single ph) | LV | 400 kVA :Kiosk Substation | 0.4 | --> | 0.4 | 0.292 | 1.3 |  | --> | 0.38 | 0 | 0 | 0 | 0.021 | 0.394 | 0 |  | --> | C17 ex GRANGE (SR) | GRANGE (SR): T41∥T42 | BUTLERSTOWN |  | 52.2459 | -7.0783
MV/LV Substation VI***910Y | 10 kV | 400V(3ph) & 230V(single ph) | LV | 400 kVA :Kiosk Substation | 0.4 | --> | 0.4 | 0.335 | 1.3 |  | --> | 0.38 | 0 | 0 | 0 | 0.02 | 0.389 | 0 |  | --> | C17 ex GRANGE (SR) | GRANGE (SR): T41∥T42 | BUTLERSTOWN |  | 52.2448 | -7.0734
MV/LV Substation VI***969Z | 20 kV | 400V(3ph) & 230V(single ph) | LV | 400 kVA :Kiosk Substation | 0.4 | --> | 0.4 | 0 | 0 | Constrained,otherwise capacity available =362kVA. | --> | 0.38 | 0 | 0 | 0 | 0.007 | 0.398 | 0 |  | --> | E18 ex BALLINDERRY | BALLINDERRY: T422 | MULLINGAR |  | 53.513 | -7.1399
MV/LV Substation VI***970Z | 20 kV | 400V(3ph) & 230V(single ph) | LV | 400 kVA :Kiosk Substation | 0.4 | --> | 0.4 | 0 | 0 | Constrained,otherwise capacity available =400kVA. | --> | 0.38 | 0 | 0 | 0 | 0 | 0.4 | 0 |  | --> | E18 ex BALLINDERRY | BALLINDERRY: T422 | MULLINGAR |  | 53.5141 | -7.1398
MV/LV Substation VI***972 | 20 kV | 400V(3ph) & 230V(single ph) | LV | 200 kVA :Pole Substation | 0.2 | --> | 0.2 | 0 | 0 | Constrained,otherwise capacity available =8kVA. | --> | 0.19 | 0 | 0 | 0 | 0.05 | 0 | 0 | Constrained,otherwise capacity available =175kW. | --> | E12 ex KILLYBEGS | KILLYBEGS: | N/A |  | 54.6328 | -8.3585
MV/LV Substation VI***975 | 10 kV | 400V(3ph) & 230V(single ph) | LV | 200 kVA :Kiosk Substation | 0.2 | --> | 0.2 | 0 | 0 | Constrained,otherwise capacity available =151kVA. | --> | 0.19 | 0 | 0 | 0 | 0.035 | 0.17 | 0 |  | --> | C12 ex COBH | COBH: T41∥T42 | COW CROSS |  | 51.8559 | -8.2751
MV/LV Substation VI***994Y | 10 kV | 400V(3ph) & 230V(single ph) | LV | 100 kVA :Pole Substation | 0.1 | --> | 0.1 | 0.059 | 1.7 |  | --> | 0.095 | 0 | 0 | 0 | 0 | 0.106 | 0 |  | --> | C24 ex BISHOPSTOWN | BISHOPSTOWN: T42 | KILBARRY |  | 51.8592 | -8.5261
MV/LV Substation VI***995 | 10 kV | 400V(3ph) & 230V(single ph) | LV | 630 kVA :Kiosk Substation | 0.63 | --> | 0.63 | 0 | 0 | Constrained,otherwise capacity available =500kVA. | --> | 0.598 | 0 | 0 | 0 | 0 | 0.5 | 0 |  | --> | C18 ex WATLING STREET | WATLING STREET: T42 | FRANCIS STREET |  | 53.3462 | -6.2836
MV/LV Substation VO***008 | 10 kV | 400V(3ph) & 230V(single ph) | LV | 200 kVA :Building Structure | 0.2 | --> | 0.2 | 0 | 0 | Constrained,otherwise capacity available =145kVA. | --> | 0.19 | 0 | 0 | 0 | 0 | 0 | 0 | Constrained,otherwise capacity available =208kW. | --> | C18 ex HOLYCROSS ROAD | HOLYCROSS ROAD: T41∥T42 | THURLES |  | 52.6843 | -7.8263
MV/LV Substation VO***012 | 10 kV | 400V(3ph) & 230V(single ph) | LV | 400 kVA :Building Structure | 0.4 | --> | 0.4 | 0.263 | 1.2 |  | --> | 0.38 | 0 | 0 | 0 | 0.006 | 0 | 0 | Constrained,otherwise capacity available =414kW. | --> | E16 ex BUNCRANA | BUNCRANA: T421∥T422 | TRILLICK |  | 55.1353 | -7.458
MV/LV Substation VO***034X | 10 kV | 400V(3ph) & 230V(single ph) | LV | 100 kVA :Pole Substation | 0.1 | --> | 0.1 | 0 | 0 | Constrained,otherwise capacity available =51kVA. | --> | 0.095 | 0 | 0 | 0 | 0.004 | 0.102 | 0 |  | --> | C21 ex MILFORD (NR) | MILFORD (NR): T41∥T42 | LETTERKENNY |  | 55.0932 | -7.7037
MV/LV Substation VO***054 | 10 kV | 400V(3ph) & 230V(single ph) | LV | 630 kVA :Building Structure | 0.63 | --> | 0.63 | 0.5 | 6.6 |  | --> | 0.598 | 0 | 0 | 0 | 0 | 0.5 | 0 |  | --> | C16 ex GLEBE | GLEBE: T41∥T42 | RICHMOND |  | 53.7318 | -7.7859
MV/LV Substation VO***057 | 10 kV | 400V(3ph) & 230V(single ph) | LV | 200 kVA :Pole Substation | 0.2 | --> | 0.2 | 0.099 | 5.4 |  | --> | 0.19 | 0 | 0 | 0 | 0 | 0.215 | 0 |  | --> | C14 ex ARDNAREE | ARDNAREE: T42 | MOY |  | 54.1133 | -9.1481
MV/LV Substation VO***058Y | 10 kV | 400V(3ph) & 230V(single ph) | LV | 100 kVA :Pole Substation | 0.1 | --> | 0.1 | 0.061 | 0.9 |  | --> | 0.095 | 0 | 0 | 0 | 0.003 | 0.102 | 0 |  | --> | C12 ex BALLYHALE | BALLYHALE: T42 | KILKENNY |  | 52.4788 | -7.2118
MV/LV Substation VO***066 | 10 kV | 400V(3ph) & 230V(single ph) | LV | 630 kVA :Kiosk Substation | 0.63 | --> | 0.63 | 0.415 | 3.8 |  | --> | 0.598 | 0 | 0 | 0 | 0.002 | 0 | 0 | Constrained,otherwise capacity available =500kW. | --> | C13 ex TURLOUGH ROAD | TURLOUGH ROAD: T41∥T42 | CASTLEBAR |  | 53.8575 | -9.2892
MV/LV Substation VO***071 | 10 kV | 400V(3ph) & 230V(single ph) | LV | 400 kVA :Building Structure | 0.4 | --> | 0.4 | 0.364 | 2.5 |  | --> | 0.38 | 0 | 0 | 0 | 0 | 0.405 | 0 |  | --> | E17 ex GARRANACANTY | GARRANACANTY: T421 | TIPPERARY |  | 52.478 | -8.1565
MV/LV Substation VO***077 | 20 kV | 400V(3ph) & 230V(single ph) | LV | 200 kVA :Pole Substation | 0.2 | --> | 0.2 | 0.157 | 0.9 |  | --> | 0.19 | 0 | 0 | 0 | 0.018 | 0.187 | 0 |  | --> | C16 ex CARRAROE | CARRAROE: T42 | SCREEB |  | 53.1256 | -9.672
MV/LV Substation VO***092 | 10 kV | 400V(3ph) & 230V(single ph) | LV | 400 kVA :Building Structure | 0.4 | --> | 0.4 | 0.4 | 6 |  | --> | 0.38 | 0 | 0 | 0 | 0 | 0.4 | 0 |  | --> | C40 ex INCHICORE CENTRAL | INCHICORE CENTRAL: T43 | INCHICORE 220KV |  | 53.3254 | -6.3433
MV/LV Substation VO***104 | 20 kV | 400V(3ph) & 230V(single ph) | LV | 100 kVA :Pole Substation | 0.1 | --> | 0.1 | 0.072 | 7.4 |  | --> | 0.095 | 0 | 0 | 0 | 0 | 0 | 0 | Constrained,otherwise capacity available =103kW. | --> | E12 ex ARIGNA | ARIGNA: T121 | ARIGNA |  | 54.1699 | -8.1366
MV/LV Substation VO***141 | 10 kV | 400V(3ph) & 230V(single ph) | LV | 100 kVA :Pole Substation | 0.1 | --> | 0.1 | 0.031 | 2 |  | --> | 0.095 | 0 | 0 | 0 | 0.012 | 0.097 | 0 |  | --> | C12 ex CAPPAMORE | CAPPAMORE: T41∥T42 | ARDNACRUSHA |  | 52.6128 | -8.3482
MV/LV Substation VO***148X | 10 kV | 400V(3ph) & 230V(single ph) | LV | 50 kVA :Pole Substation | 0.05 | --> | 0.05 | 0.029 | 2.9 |  | --> | 0.047 | 0 | 0 | 0 | 0 | 0.052 | 0 |  | --> | C16 ex DUNLEER | DUNLEER: T41∥T42 | DRYBRIDGE |  | 53.8304 | -6.3915
MV/LV Substation VO***160 | 10 kV | 400V(3ph) & 230V(single ph) | LV | 400 kVA :Building Structure | 0.4 | --> | 0.4 | 0 | 0 | Constrained,otherwise capacity available =368kVA. | --> | 0.38 | 0 | 0 | 0 | 0.009 | 0.395 | 0 |  | --> | C16 ex COOLCORCORAN | COOLCORCORAN: T41∥T42 | KNOCKEARAGH |  | 52.0626 | -9.5192
MV/LV Substation VO***160 | 10 kV | 400V(3ph) & 230V(single ph) | LV | 200 kVA :Building Structure | 0.2 | --> | 0.2 | 0.15 | 2 |  | --> | 0.19 | 0 | 0 | 0 | 0 | 0.207 | 0 |  | --> | C11 ex BALLYTIVNAN | BALLYTIVNAN: T41 | SLIGO |  | 54.2788 | -8.4582
MV/LV Substation VO***190 | 10 kV | 400V(3ph) & 230V(single ph) | LV | 400 kVA :Building Structure | 0.4 | --> | 0.4 | 0 | 0 | Constrained,otherwise capacity available =360kVA. | --> | 0.38 | 0 | 0 | 0 | 0 | 0.406 | 0 |  | --> | C19 ex SEMPERIT | SEMPERIT: T41 | GRANGE CASTLE |  | 53.3452 | -6.3522
MV/LV Substation VO***194 | 10 kV | 400V(3ph) & 230V(single ph) | LV | 100 kVA :Pole Substation | 0.1 | --> | 0.1 | 0.094 | 2.8 |  | --> | 0.095 | 0 | 0 | 0 | 0 | 0 | 0 | Constrained,otherwise capacity available =100kW. | --> | C15 ex KILTIMAGH | KILTIMAGH: T41 | CASTLEBAR |  | 53.8437 | -9.0059
MV/LV Substation VO***198 | 10 kV | 400V(3ph) & 230V(single ph) | LV | 100 kVA :Pole Substation | 0.1 | --> | 0.1 | 0 | 0 | Constrained,otherwise capacity available =80kVA. | --> | 0.095 | 0 | 0 | 0 | 0 | 0.103 | 0 |  | --> | C15 ex SAGGART | SAGGART: T41∥T42 | GRANGE CASTLE |  | 53.2686 | -6.3936
MV/LV Substation VO***341X | 10 kV | 400V(3ph) & 230V(single ph) | LV | 200 kVA :Kiosk Substation | 0.2 | --> | 0.2 | 0.193 | 3 |  | --> | 0.19 | 0 | 0 | 0 | 0.004 | 0.196 | 0 |  | --> | C11 ex CROSSMOLINA | CROSSMOLINA: T41∥T42 | MOY |  | 54.0972 | -9.317
MV/LV Substation VO***345X | 20 kV | 400V(3ph) & 230V(single ph) | LV | 400 kVA :Kiosk Substation | 0.4 | --> | 0.4 | 0.366 | 3.5 |  | --> | 0.38 | 0 | 0 | 0 | 0 | 0.404 | 0 |  | --> | E19 ex STRANORLAR | STRANORLAR: T421 | LETTERKENNY |  | 54.807 | -7.7737
MV/LV Substation VO***4052 | 10 kV | 400V(3ph) & 230V(single ph) | LV | 200 kVA :Kiosk Substation | 0.2 | --> | 0.2 | 0.169 | 2.8 |  | --> | 0.19 | 0 | 0 | 0 | 0 | 0.204 | 0 |  | --> | C17 ex CARRIGLAWN | CARRIGLAWN: T41∥T42 | WEXFORD |  | 52.3429 | -6.4853
MV/LV Substation VO***4094 | 20 kV | 400V(3ph) & 230V(single ph) | LV | 50 kVA :Pole Substation | 0.05 | --> | 0.05 | 0.036 | 1 |  | --> | 0.047 | 0 | 0 | 0 | 0 | 0 | 0 | Constrained,otherwise capacity available =51kW. | --> | E11 ex MACROOM | MACROOM: T422 | MACROOM |  | 51.9114 | -8.7752
MV/LV Substation VO***492Y | 20 kV | 400V(3ph) & 230V(single ph) | LV | 50 kVA :Pole Substation | 0.05 | --> | 0.05 | 0.05 | 2.6 |  | --> | 0.047 | 0 | 0 | 0 | 0 | 0.049 | 0 |  | --> | E13 ex AGHADA | AGHADA: T721 | N/A |  | 51.8201 | -8.2386
MV/LV Substation VO***515Z | 10 kV | 400V(3ph) & 230V(single ph) | LV | 50 kVA :Pole Substation | 0.05 | --> | 0.05 | 0.028 | 0.6 |  | --> | 0.047 | 0 | 0 | 0 | 0 | 0.052 | 0 |  | --> | C19 ex CLONDALKIN | CLONDALKIN: T41 | INCHICORE 220KV |  | 53.2977 | -6.4137
MV/LV Substation VO***521X | 10 kV | 400V(3ph) & 230V(single ph) | LV | 400 kVA :Kiosk Substation | 0.4 | --> | 0.4 | 0.252 | 9.6 |  | --> | 0.38 | 0 | 0 | 0 | 0.011 | 0.41 | 0 |  | --> | C14 ex GORTLEE | GORTLEE: T41∥T42 | LETTERKENNY |  | 54.9633 | -7.7319
MV/LV Substation VO***531X | 20 kV | 400V(3ph) & 230V(single ph) | LV | 200 kVA :Pole Substation | 0.2 | --> | 0.2 | 0 | 0 | Constrained,otherwise capacity available =186kVA. | --> | 0.19 | 0 | 0 | 0 | 0 | 0.201 | 0 |  | --> | E11 ex KILCULLEN | KILCULLEN: T424 | STRATFORD |  | 53.0537 | -6.6976
MV/LV Substation VO***532X | 20 kV | 400V(3ph) & 230V(single ph) | LV | 50 kVA :Pole Substation | 0.05 | --> | 0.05 | 0 | 0 | Constrained,otherwise capacity available =23kVA. | --> | 0.047 | 0 | 0 | 0 | 0 | 0.053 | 0 |  | --> | C15 ex DELVIN | DELVIN: T42 | MULLINGAR |  | 53.5173 | -7.1396
MV/LV Substation VO***631X | 20 kV | 400V(3ph) & 230V(single ph) | LV | 630 kVA :Building Structure | 0.63 | --> | 0.63 | 0.5 | 3 |  | --> | 0.598 | 0 | 0 | 0 | 0.008 | 0 | 0 | Constrained,otherwise capacity available =500kW. | --> | E16 ex WINDSOR | WINDSOR: T421∥T422 | CASTLEBAR |  | 53.8508 | -9.2811
MV/LV Substation VO***654Y | 20 kV | 400V(3ph) & 230V(single ph) | LV | 100 kVA :Pole Substation | 0.1 | --> | 0.1 | 0.078 | 2 |  | --> | 0.095 | 0 | 0 | 0 | 0 | 0.103 | 0 |  | --> | E15 ex BALLYCONNELL | BALLYCONNELL: T421∥T422 | GORTAWEE |  | 54.0991 | -7.4743
MV/LV Substation VO***736 | 20 kV | 400V(3ph) & 230V(single ph) | LV | 400 kVA :Kiosk Substation | 0.4 | --> | 0.4 | 0 | 0 | Constrained,otherwise capacity available =394kVA. | --> | 0.38 | 0 | 0 | 0 | 0 | 0 | 0 | Constrained,otherwise capacity available =400kW. | --> | E18 ex KILLYBEGS | KILLYBEGS: | N/A |  | 54.6395 | -8.4368
MV/LV Substation VO***750Y | 10 kV | 400V(3ph) & 230V(single ph) | LV | 50 kVA :Pole Substation | 0.05 | --> | 0.05 | 0.024 | 1.2 |  | --> | 0.047 | 0 | 0 | 0 | 0 | 0.053 | 0 |  | --> | C11 ex SRAH | SRAH: T41∥T42 | THORNSBERRY |  | 53.2715 | -7.5022
MV/LV Substation VO***792X | 10 kV | 400V(3ph) & 230V(single ph) | LV | 200 kVA :Pole Substation | 0.2 | --> | 0.2 | 0.099 | 1.8 |  | --> | 0.19 | 0 | 0 | 0 | 0 | 0.215 | 0 |  | --> | C12 ex ROSCOMMON | ROSCOMMON: T42 | LANESBORO |  | 53.6246 | -8.1996
MV/LV Substation VO***818 | 10 kV | 400V(3ph) & 230V(single ph) | LV | 200 kVA :Pole Substation | 0.2 | --> | 0.2 | 0 | 0 | Constrained,otherwise capacity available =136kVA. | --> | 0.19 | 0 | 0 | 0 | 0 | 0 | 0 | Constrained,otherwise capacity available =209kW. | --> | C13 ex DONEGAL | DONEGAL: T41∥T42 | CATHALEENS FALL |  | 54.648 | -8.1136
MV/LV Substation VO***824Y | 20 kV | 400V(3ph) & 230V(single ph) | LV | 50 kVA :Pole Substation | 0.05 | --> | 0.05 | 0 | 0 | Constrained,otherwise capacity available =47kVA. | --> | 0.047 | 0 | 0 | 0 | 0 | 0.049 | 0 |  | --> | C11 ex KILDARE | KILDARE: T41∥T42 | NEWBRIDGE |  | 53.1405 | -7.0574
MV/LV Substation VO***826 | 20 kV | 400V(3ph) & 230V(single ph) | LV | 200 kVA :Pole Substation | 0.2 | --> | 0.2 | 0.175 | 2 |  | --> | 0.19 | 0 | 0 | 0 | 0 | 0.203 | 0 |  | --> | E17 ex BALLYCONNELL | BALLYCONNELL: T421∥T422 | GORTAWEE |  | 54.1234 | -7.6766
MV/LV Substation VO***860 | 10 kV | 400V(3ph) & 230V(single ph) | LV | 200 kVA :Pole Substation | 0.2 | --> | 0.2 | 0.177 | 2 |  | --> | 0.19 | 0 | 0 | 0 | 0.004 | 0.198 | 0 |  | --> | C17 ex KILCAR | KILCAR: T41 | BINBANE |  | 54.6561 | -8.6326
MV/LV Substation VO***863Y | 20 kV | 400V(3ph) & 230V(single ph) | LV | 50 kVA :Pole Substation | 0.05 | --> | 0.05 | 0 | 0 | Constrained,otherwise capacity available =44kVA. | --> | 0.047 | 0 | 0 | 0 | 0 | 0.05 | 0 |  | --> | E12 ex EMYVALE | EMYVALE: T422 | LISDRUM |  | 54.3339 | -7.0935
MV/LV Substation VO***866Y | 10 kV | 400V(3ph) & 230V(single ph) | LV | 50 kVA :Pole Substation | 0.05 | --> | 0.05 | 0.042 | 2.7 |  | --> | 0.047 | 0 | 0 | 0 | 0 | 0.05 | 0 |  | --> | C19 ex CALLAN | CALLAN: T41∥T42 | KILKENNY |  | 52.5489 | -7.3927
MV/LV Substation VO***897X | 10 kV | 400V(3ph) & 230V(single ph) | LV | 100 kVA :Pole Substation | 0.1 | --> | 0.1 | 0 | 0 | Constrained,otherwise capacity available =85kVA. | --> | 0.095 | 0 | 0 | 0 | 0.014 | 0.087 | 0 |  | --> | C12 ex BRUFF | BRUFF: T42 | LIMERICK |  | 52.5219 | -8.3977
MV/LV Substation VO***906Y | 20 kV | 400V(3ph) & 230V(single ph) | LV | 50 kVA :Pole Substation | 0.05 | --> | 0.05 | 0 | 0 | Constrained,otherwise capacity available =29kVA. | --> | 0.047 | 0 | 0 | 0 | 0 | 0 | 0 | Constrained,otherwise capacity available =52kW. | --> | E13 ex ABBEYLEIX | ABBEYLEIX: T422 | PORTLAOISE |  | 52.9091 | -7.3244
MV/LV Substation VO***936Y | 10 kV | 400V(3ph) & 230V(single ph) | LV | 200 kVA :Kiosk Substation | 0.2 | --> | 0.2 | 0.152 | 1.9 |  | --> | 0.19 | 0 | 0 | 0 | 0 | 0.207 | 0 |  | --> | C17 ex VIRGINIA | VIRGINIA: T41∥T42 | MEATH HILL |  | 53.8319 | -7.0832
MV/LV Substation VO***939 | 10 kV | 400V(3ph) & 230V(single ph) | LV | 50 kVA :Pole Substation | 0.05 | --> | 0.05 | 0.032 | 3.8 |  | --> | 0.047 | 0 | 0 | 0 | 0 | 0.051 | 0 |  | --> | C19 ex KINGSCOURT | KINGSCOURT: T41 | MEATH HILL |  | 53.7982 | -6.7319
MV/LV Substation W ***102 | 20 kV | 400V(3ph) & 230V(single ph) | LV | 50 kVA :Pole Substation | 0.05 | --> | 0.05 | 0.048 | 1.8 |  | --> | 0.047 | 0 | 0 | 0 | 0 | 0.049 | 0 |  | --> | E11 ex CARRIGALLEN | CARRIGALLEN: T421 | CARRICK ON SHANNON |  | 54.0891 | -7.7813
MV/LV Substation W ***437X | 10 kV | 400V(3ph) & 230V(single ph) | LV | 200 kVA :Kiosk Substation | 0.2 | --> | 0.2 | 0.18 | 12.2 |  | --> | 0.19 | 0 | 0 | 0 | 0.008 | 0.194 | 0 |  | --> | C34 ex SALTHILL | SALTHILL: T102 | SALTHILL |  | 53.278 | -9.0736
MV/LV Substation W ***479Z | 20 kV | 400V(3ph) & 230V(single ph) | LV | 630 kVA :Building Structure | 0.63 | --> | 0.63 | 0.5 | 2.5 |  | --> | 0.598 | 0 | 0 | 0 | 0 | 0.5 | 0 |  | --> | E15 ex TULLOW | TULLOW: T421 | CARLOW |  | 52.8021 | -6.7505
MV/LV Substation W ***754X | 10 kV | 400V(3ph) & 230V(single ph) | LV | 630 kVA :Building Structure | 0.63 | --> | 0.63 | 0 | 0 | Constrained,otherwise capacity available =500kVA. | --> | 0.598 | 0 | 0 | 0 | 0 | 0 | 0 | Constrained,otherwise capacity available =500kW. | --> | C13 ex FERMOY NORTH | FERMOY NORTH: T41∥T42 | BARRYMORE |  | 52.1402 | -8.2607
MV/LV Substation W ***822Z | 10 kV | 400V(3ph) & 230V(single ph) | LV | 1000 kVA :Building Structure | 1 | --> | 1 | 0 | 0 | Constrained,otherwise capacity available =500kVA. | --> | 0.95 | 0 | 0 | 0 | 0 | 0.5 | 0 |  | --> | C20 ex ATHGARVAN | ATHGARVAN: T44 | NEWBRIDGE |  | 53.1772 | -6.7979
MV/LV Substation W ***824Z | 10 kV | 400V(3ph) & 230V(single ph) | LV | 1000 kVA :Building Structure | 1 | --> | 1 | 0 | 0 | Constrained,otherwise capacity available =500kVA. | --> | 0.95 | 0 | 0 | 0 | 0 | 0.5 | 0 |  | --> | C20 ex ATHGARVAN | ATHGARVAN: T44 | NEWBRIDGE |  | 53.1771 | -6.7979
MV/LV Substation W ***970Z | 10 kV | 400V(3ph) & 230V(single ph) | LV | 630 kVA :Building Structure | 0.63 | --> | 0.63 | 0 | 0 | Constrained,otherwise capacity available =500kVA. | --> | 0.598 | 0 | 0 | 0 | 0 | 0.5 | 0 |  | --> | C20 ex ATHGARVAN | ATHGARVAN: T44 | NEWBRIDGE |  | 53.1775 | -6.7964
MV/LV Substation W.***4115 | 20 kV | 400V(3ph) & 230V(single ph) | LV | 200 kVA :Pole Substation | 0.2 | --> | 0.2 | 0.2 | 5.6 |  | --> | 0.19 | 0 | 0 | 0 | 0 | 0.2 | 0 |  | --> | E13 ex BLESSINGTON | BLESSINGTON: T421 | KILTEEL |  | 53.139 | -6.6266
MV/LV Substation W/***489 | 10 kV | 400V(3ph) & 230V(single ph) | LV | 100 kVA :Pole Substation | 0.1 | --> | 0.1 | 0.088 | 2 |  | --> | 0.095 | 0 | 0 | 0 | 0.007 | 0.094 | 0 |  | --> | C17 ex BALLYTIVNAN | BALLYTIVNAN: T41 | SLIGO |  | 54.3026 | -8.5199
MV/LV Substation W/***826 | 20 kV | 400V(3ph) & 230V(single ph) | LV | 50 kVA :Pole Substation | 0.05 | --> | 0.05 | 0.048 | 1.2 |  | --> | 0.047 | 0 | 0 | 0 | 0 | 0 | 0 | Constrained,otherwise capacity available =49kW. | --> | E17 ex BUNCRANA | BUNCRANA: T421∥T422 | TRILLICK |  | 55.1228 | -7.2039
MV/LV Substation W/***921 | 20 kV | 400V(3ph) & 230V(single ph) | LV | 50 kVA :Pole Substation | 0.05 | --> | 0.05 | 0 | 0 | Constrained,otherwise capacity available =44kVA. | --> | 0.047 | 0 | 0 | 0 | 0 | 0 | 0 | Constrained,otherwise capacity available =50kW. | --> | E12 ex BIRR | BIRR: T422 | DALLOW |  | 53.1025 | -7.802
MV/LV Substation W+***4181 | 10 kV | 400V(3ph) & 230V(single ph) | LV | 50 kVA :Pole Substation | 0.05 | --> | 0.05 | 0.05 | 0.9 |  | --> | 0.047 | 0 | 0 | 0 | 0 | 0.049 | 0 |  | --> | C11 ex BRAY | BRAY: T41 | FASSAROE |  | 53.1985 | -6.1369
MV/LV Substation W+***663X | 10 kV | 400V(3ph) & 230V(single ph) | LV | 630 kVA :Building Structure | 0.63 | --> | 0.63 | 0 | 0 | Constrained,otherwise capacity available =381kVA. | --> | 0.598 | 0 | 0 | 0 | 0 | 0.5 | 0 |  | --> | C12 ex ATHGARVAN | ATHGARVAN: T44 | NEWBRIDGE |  | 53.1733 | -6.7981
MV/LV Substation WA***002 | 10 kV | 400V(3ph) & 230V(single ph) | LV | 200 kVA :Kiosk Substation | 0.2 | --> | 0.2 | 0.07 | 2.2 |  | --> | 0.19 | 0 | 0 | 0 | 0 | 0.219 | 0 |  | --> | C17 ex SPA ROAD | SPA ROAD: T41∥T42 | DOON |  | 52.3537 | -7.6943
MV/LV Substation WA***005 | 10 kV | 400V(3ph) & 230V(single ph) | LV | 100 kVA :Pole Substation | 0.1 | --> | 0.1 | 0.054 | 3.8 |  | --> | 0.095 | 0 | 0 | 0 | 0.011 | 0 | 0 | Constrained,otherwise capacity available =95kW. | --> | C16 ex TURLOUGH ROAD | TURLOUGH ROAD: T41∥T42 | CASTLEBAR |  | 53.8643 | -9.3003
MV/LV Substation WA***007 | 10 kV | 400V(3ph) & 230V(single ph) | LV | 400 kVA :Building Structure | 0.4 | --> | 0.4 | 0 | 0 | Constrained,otherwise capacity available =381kVA. | --> | 0.38 | 0 | 0 | 0 | 0 | 0.402 | 0 |  | --> | C14 ex MONEENAGEISHA | MONEENAGEISHA: T42 | GALWAY 110KV |  | 53.2837 | -9.0575
MV/LV Substation WA***007 | 20 kV | 400V(3ph) & 230V(single ph) | LV | 100 kVA :Pole Substation | 0.1 | --> | 0.1 | 0.078 | 4.4 |  | --> | 0.095 | 0 | 0 | 0 | 0 | 0.103 | 0 |  | --> | E15 ex MOHILL | MOHILL: T421∥T422 | CARRICK ON SHANNON |  | 54.0395 | -7.8301
MV/LV Substation WA***013Y | 20 kV | 400V(3ph) & 230V(single ph) | LV | 50 kVA :Pole Substation | 0.05 | --> | 0.05 | 0 | 0 | Constrained,otherwise capacity available =30kVA. | --> | 0.047 | 0 | 0 | 0 | 0 | 0.052 | 0 |  | --> | E12 ex KILCOCK | KILCOCK: T422 | GRIFFINRATH |  | 53.4381 | -6.5453
MV/LV Substation WA***014X | 10 kV | 400V(3ph) & 230V(single ph) | LV | 400 kVA :Kiosk Substation | 0.4 | --> | 0.4 | 0.265 | 3.6 |  | --> | 0.38 | 0 | 0 | 0 | 0 | 0.421 | 0 |  | --> | C21 ex BOGHALL ROAD | BOGHALL ROAD: T41 | FASSAROE |  | 53.202 | -6.0978
MV/LV Substation WA***015X | 20 kV | 400V(3ph) & 230V(single ph) | LV | 200 kVA :Pole Substation | 0.2 | --> | 0.2 | 0.195 | 26.7 |  | --> | 0.19 | 0 | 0 | 0 | 0 | 0.2 | 0 |  | --> | E21 ex WEXFORD | WEXFORD: T121∥T122 | WEXFORD |  | 52.3645 | -6.5147
MV/LV Substation WA***015Z | 10 kV | 400V(3ph) & 230V(single ph) | LV | 200 kVA :Pole Substation | 0.2 | --> | 0.2 | 0.157 | 5.6 |  | --> | 0.19 | 0 | 0 | 0 | 0 | 0.206 | 0 |  | --> | C13 ex PURCELLS INCH | PURCELLS INCH: T42 | KILKENNY |  | 52.6145 | -7.2084
MV/LV Substation WA***019 | 10 kV | 400V(3ph) & 230V(single ph) | LV | 200 kVA :Building Structure | 0.2 | --> | 0.2 | 0.033 | 9.2 |  | --> | 0.19 | 0 | 0 | 0 | 0 | 0.224 | 0 |  | --> | C17 ex CENTRE PARK ROAD | MARINA: T105 | MARINA |  | 51.9027 | -8.4495
MV/LV Substation WA***024Y | 10 kV | 400V(3ph) & 230V(single ph) | LV | 50 kVA :Pole Substation | 0.05 | --> | 0.05 | 0.047 | 2.2 |  | --> | 0.047 | 0 | 0 | 0 | 0 | 0 | 0 | Constrained,otherwise capacity available =49kW. | --> | C15 ex GLENGOOLE | GLENGOOLE: T41 | THURLES |  | 52.7326 | -7.5649
MV/LV Substation WA***025 | 10 kV | 400V(3ph) & 230V(single ph) | LV | 630 kVA :Building Structure | 0.63 | --> | 0.63 | 0 | 0 | Constrained,otherwise capacity available =500kVA. | --> | 0.598 | 0 | 0 | 0 | 0.444 | 0.166 | 0 |  | --> | C14 ex DENNEHYS CROSS | DENNEHYS CROSS: T42 | TRABEG |  | 51.895 | -8.5111
MV/LV Substation WA***025 | 10 kV | 400V(3ph) & 230V(single ph) | LV | 630 kVA :Building Structure | 0.63 | --> | 0.63 | 0.434 | 5.9 |  | --> | 0.598 | 0 | 0 | 0 | 0.003 | 0.5 | 0 |  | --> | C11 ex BANDON | BANDON: T101 | BANDON |  | 51.7473 | -8.7323
MV/LV Substation WA***025Z | 10 kV | 400V(3ph) & 230V(single ph) | LV | 50 kVA :Pole Substation | 0.05 | --> | 0.05 | 0.03 | 3.6 |  | --> | 0.047 | 0 | 0 | 0 | 0.015 | 0.036 | 0 |  | --> | E18 ex KILLINICK | KILLINICK: T421∥T422 | WEXFORD |  | 52.2697 | -6.3977
MV/LV Substation WA***027 | 10 kV | 400V(3ph) & 230V(single ph) | LV | 200 kVA :Building Structure | 0.2 | --> | 0.2 | 0.196 | 2.5 |  | --> | 0.19 | 0 | 0 | 0 | 0 | 0.2 | 0 |  | --> | C26 ex ATHY | ATHY: T102 | ATHY |  | 53.0089 | -6.9919
MV/LV Substation WA***028X | 10 kV | 400V(3ph) & 230V(single ph) | LV | 50 kVA :Pole Substation | 0.05 | --> | 0.05 | 0 | 0 | Constrained,otherwise capacity available =43kVA. | --> | 0.047 | 0 | 0 | 0 | 0 | 0.05 | 0 |  | --> | C13 ex ATHGARVAN | ATHGARVAN: T41 | NEWBRIDGE |  | 53.1588 | -6.7981
MV/LV Substation WA***030 | 10 kV | 400V(3ph) & 230V(single ph) | LV | 400 kVA :Building Structure | 0.4 | --> | 0.4 | 0.33 | 4.2 |  | --> | 0.38 | 0 | 0 | 0 | 0.003 | 0 | 0 | Constrained,otherwise capacity available =407kW. | --> | C16 ex BUNDORAN | BUNDORAN: T41∥T42 | CATHALEENS FALL |  | 54.4807 | -8.2787
MV/LV Substation WA***031X | 10 kV | 400V(3ph) & 230V(single ph) | LV | 400 kVA :Kiosk Substation | 0.4 | --> | 0.4 | 0.314 | 1.3 |  | --> | 0.38 | 0 | 0 | 0 | 0.002 | 0.411 | 0 |  | --> | C17 ex TYMON | TYMON: T41 | COOKSTOWN |  | 53.3078 | -6.3656
MV/LV Substation WA***034Z | 20 kV | 400V(3ph) & 230V(single ph) | LV | 400 kVA :Kiosk Substation | 0.4 | --> | 0.4 | 0 | 0 | Constrained,otherwise capacity available =324kVA. | --> | 0.38 | 0 | 0 | 0 | 0 | 0.411 | 0 |  | --> | C21 ex PORTARLINGTON | PORTARLINGTON: T43 | BLAKE |  | 53.1388 | -7.0629
MV/LV Substation WA***035Y | 10 kV | 400V(3ph) & 230V(single ph) | LV | 100 kVA :Building Structure | 0.1 | --> | 0.1 | 0.08 | 10.5 |  | --> | 0.095 | 0 | 0 | 0 | 0 | 0.103 | 0 |  | --> | C30 ex WATERFORD IND EST | WATERFORD IND EST: T42∥T44 | BUTLERSTOWN |  | 52.247 | -7.1417
MV/LV Substation WA***036 | 10 kV | 400V(3ph) & 230V(single ph) | LV | 630 kVA :Kiosk Substation | 0.63 | --> | 0.63 | 0 | 0 | Constrained,otherwise capacity available =312kVA. | --> | 0.598 | 0 | 0 | 0 | 0.003 | 0.5 | 0 |  | --> | C20 ex BALLYBEGGAN | BALLYBEGGAN: T43∥T44 | TRALEE |  | 52.2694 | -9.7012
MV/LV Substation WA***037 | 10 kV | 400V(3ph) & 230V(single ph) | LV | 400 kVA :Building Structure | 0.4 | --> | 0.4 | 0.358 | 2.8 |  | --> | 0.38 | 0 | 0 | 0 | 0 | 0.406 | 0 |  | --> | C15 ex RINEANNA | RINEANNA: T42 | DRUMLINE |  | 52.6997 | -8.8963
MV/LV Substation WA***041Y | 10 kV | 400V(3ph) & 230V(single ph) | LV | 400 kVA :Kiosk Substation | 0.4 | --> | 0.4 | 0.34 | 2.8 |  | --> | 0.38 | 0 | 0 | 0 | 0.006 | 0.403 | 0 |  | --> | C18 ex SUTTON | SUTTON: T42 | GRANGE (DR) |  | 53.3943 | -6.1239
MV/LV Substation WA***041Y | 10 kV | 400V(3ph) & 230V(single ph) | LV | 400 kVA :Kiosk Substation | 0.4 | --> | 0.4 | 0.318 | 3.3 |  | --> | 0.38 | 0 | 0 | 0 | 0.001 | 0.411 | 0 |  | --> | C17 ex CELBRIDGE | CELBRIDGE: T41 | GRIFFINRATH |  | 53.3481 | -6.5393
MV/LV Substation WA***044Z | 20 kV | 400V(3ph) & 230V(single ph) | LV | 400 kVA :Building Structure | 0.4 | --> | 0.4 | 0 | 0 | Constrained,otherwise capacity available =337kVA. | --> | 0.38 | 0 | 0 | 0 | 0 | 0.409 | 0 |  | --> | E16 ex ACADEMY STREET | ACADEMY STREET: T421∥T422 | NAVAN |  | 53.5972 | -6.6386
MV/LV Substation WA***045 | 20 kV | 400V(3ph) & 230V(single ph) | LV | 200 kVA :Pole Substation | 0.2 | --> | 0.2 | 0.2 | 2.6 |  | --> | 0.19 | 0 | 0 | 0 | 0 | 0.2 | 0 |  | --> | E13 ex KILCOCK | KILCOCK: T421 | GRIFFINRATH |  | 53.5242 | -6.6112
MV/LV Substation WA***046Z | 10 kV | 400V(3ph) & 230V(single ph) | LV | 400 kVA :Kiosk Substation | 0.4 | --> | 0.4 | 0 | 0 | Constrained,otherwise capacity available =258kVA. | --> | 0.38 | 0 | 0 | 0 | 0.001 | 0 | 0 | Constrained,otherwise capacity available =420kW. | --> | C24 ex BALLYCOOLIN | BALLYCOOLIN: T42 | FINGLAS |  | 53.4011 | -6.3862
MV/LV Substation WA***047 | 10 kV | 400V(3ph) & 230V(single ph) | LV | 630 kVA :Kiosk Substation | 0.63 | --> | 0.63 | 0 | 0 | Constrained,otherwise capacity available =422kVA. | --> | 0.598 | 0 | 0 | 0 | 0.003 | 0 | 0 | Constrained,otherwise capacity available =500kW. | --> | C16 ex COOLCARRON | COOLCARRON: T41 | BARRYMORE |  | 52.1376 | -8.2722
MV/LV Substation WA***057 | 10 kV | 400V(3ph) & 230V(single ph) | LV | 50 kVA :Pole Substation | 0.05 | --> | 0.05 | 0 | 0 | Constrained,otherwise capacity available =42kVA. | --> | 0.047 | 0 | 0 | 0 | 0 | 0.05 | 0 |  | --> | E20 ex GLASMORE | GLASMORE: T422 | GLASMORE |  | 53.5156 | -6.1246
MV/LV Substation WA***057Y | 10 kV | 400V(3ph) & 230V(single ph) | LV | 200 kVA :Kiosk Substation | 0.2 | --> | 0.2 | 0 | 0 | Constrained,otherwise capacity available =92kVA. | --> | 0.19 | 0 | 0 | 0 | 0.017 | 0.198 | 0 |  | --> | C21 ex DOUGLAS | DOUGLAS: T42 | TRABEG |  | 51.8764 | -8.4171
MV/LV Substation WA***059Y | 10 kV | 400V(3ph) & 230V(single ph) | LV | 200 kVA :Kiosk Substation | 0.2 | --> | 0.2 | 0 | 0 | Constrained,otherwise capacity available =171kVA. | --> | 0.19 | 0 | 0 | 0 | 0 | 0.203 | 0 |  | --> | C13 ex COBH | COBH: T41∥T42 | COW CROSS |  | 51.8588 | -8.3146
MV/LV Substation WA***065X | 10 kV | 400V(3ph) & 230V(single ph) | LV | 400 kVA :Kiosk Substation | 0.4 | --> | 0.4 | 0.34 | 3.6 |  | --> | 0.38 | 0 | 0 | 0 | 0 | 0.409 | 0 |  | --> | C19 ex BOGHALL ROAD | BOGHALL ROAD: T41 | FASSAROE |  | 53.1834 | -6.1295
MV/LV Substation WA***067Y | 10 kV | 400V(3ph) & 230V(single ph) | LV | 400 kVA :Building Structure | 0.4 | --> | 0.4 | 0.389 | 10.5 |  | --> | 0.38 | 0 | 0 | 0 | 0 | 0.401 | 0 |  | --> | C12 ex WATERFORD IND EST | WATERFORD IND EST: T42∥T44 | BUTLERSTOWN |  | 52.2445 | -7.1643
MV/LV Substation WA***068Z | 10 kV | 400V(3ph) & 230V(single ph) | LV | 200 kVA :Building Structure | 0.2 | --> | 0.2 | 0 | 0 | Constrained,otherwise capacity available =116kVA. | --> | 0.19 | 0 | 0 | 0 | 0 | 0.212 | 0 |  | --> | C14 ex SWORDS | SWORDS: T42 | GLASMORE |  | 53.4639 | -6.2201
MV/LV Substation WA***070 | 20 kV | 400V(3ph) & 230V(single ph) | LV | 100 kVA :Pole Substation | 0.1 | --> | 0.1 | 0.073 | 0.9 |  | --> | 0.095 | 0 | 0 | 0 | 0 | 0.103 | 0 |  | --> | C16 ex CARRAROE | CARRAROE: T42 | SCREEB |  | 53.1146 | -9.6894
MV/LV Substation WA***070Y | 10 kV | 400V(3ph) & 230V(single ph) | LV | 400 kVA :Kiosk Substation | 0.4 | --> | 0.4 | 0.309 | 3.3 |  | --> | 0.38 | 0 | 0 | 0 | 0.014 | 0.399 | 0 |  | --> | C17 ex CELBRIDGE | CELBRIDGE: T41 | GRIFFINRATH |  | 53.349 | -6.5404
MV/LV Substation WA***073X | 20 kV | 400V(3ph) & 230V(single ph) | LV | 630 kVA :Building Structure | 0.63 | --> | 0.63 | 0 | 0 | Constrained,otherwise capacity available =494kVA. | --> | 0.598 | 0 | 0 | 0 | 0 | 0.5 | 0 |  | --> | E17 ex MANORHAMILTON | MANORHAMILTON: T422 | SLIGO |  | 54.2539 | -8.2979
MV/LV Substation WA***077X | 10 kV | 400V(3ph) & 230V(single ph) | LV | 1000 kVA :Building Structure | 1 | --> | 1 | 0.5 | 0.5 |  | --> | 0.95 | 0 | 0 | 0 | 0 | 0.5 | 0 |  | --> | C25 ex PEMBROKE | PEMBROKE: T44 | RINGSEND |  | 53.3421 | -6.2351
MV/LV Substation WA***079X | 10 kV | 400V(3ph) & 230V(single ph) | LV | 400 kVA :Building Structure | 0.4 | --> | 0.4 | 0 | 0 |  | --> | 0.38 | 0 | 0 | 0 | 0.003 | 0.464 | 0 |  | --> | C19 ex LOUGHLINSTOWN | LOUGHLINSTOWN: T41 | CARRICKMINES |  | 53.2433 | -6.1394
MV/LV Substation WA***080Y | 10 kV | 400V(3ph) & 230V(single ph) | LV | 630 kVA :Kiosk Substation | 0.63 | --> | 0.63 | 0.467 | 3.3 |  | --> | 0.598 | 0 | 0 | 0 | 0 | 0.5 | 0 |  | --> | C21 ex COOLOCK | COOLOCK: T41 | FINGLAS |  | 53.3962 | -6.1955
MV/LV Substation WA***081 | 10 kV | 400V(3ph) & 230V(single ph) | LV | 30 kVA :Pole Substation | 0.03 | --> | 0.03 | 0 | 2.8 |  | --> | 0.028 | 0 | 0 | 0 | 0 | 0 | 0 | Constrained,otherwise capacity available =37kW. | --> | C15 ex KILTIMAGH | KILTIMAGH: T41 | CASTLEBAR |  | 53.8673 | -8.9818
MV/LV Substation WA***083Z | 10 kV | 400V(3ph) & 230V(single ph) | LV | 630 kVA :Building Structure | 0.63 | --> | 0.63 | 0.5 | 0.6 |  | --> | 0.598 | 0 | 0 | 0 | 0 | 0.5 | 0 |  | --> | C13 ex CLONDALKIN | CLONDALKIN: T41 | INCHICORE 220KV |  | 53.3218 | -6.3623
MV/LV Substation WA***086X | 20 kV | 400V(3ph) & 230V(single ph) | LV | 200 kVA :Kiosk Substation | 0.2 | --> | 0.2 | 0 | 0 | Constrained,otherwise capacity available =115kVA. | --> | 0.19 | 0 | 0 | 0 | 0 | 0.213 | 0 |  | --> | E25 ex PATRICKSWELL | PATRICKSWELL: T421∥T422 | LIMERICK |  | 52.6231 | -8.8088
MV/LV Substation WA***090X | 10 kV | 400V(3ph) & 230V(single ph) | LV | 200 kVA :Kiosk Substation | 0.2 | --> | 0.2 | 0.162 | 5.4 |  | --> | 0.19 | 0 | 0 | 0 | 0.003 | 0.202 | 0 |  | --> | E17 ex MOY | MOY: T421∥T422 | MOY |  | 54.1023 | -9.1626
MV/LV Substation WA***090Z | 10 kV | 400V(3ph) & 230V(single ph) | LV | 630 kVA :Building Structure | 0.63 | --> | 0.63 | 0.403 | 3.3 |  | --> | 0.598 | 0 | 0 | 0 | 0.002 | 0.5 | 0 |  | --> | C17 ex CELBRIDGE | CELBRIDGE: T41 | GRIFFINRATH |  | 53.3395 | -6.5381
MV/LV Substation WA***094 | 10 kV | 400V(3ph) & 230V(single ph) | LV | 630 kVA :Building Structure | 0.63 | --> | 0.63 | 0.5 | 7.2 |  | --> | 0.598 | 0 | 0 | 0 | 0.003 | 0.5 | 0 |  | --> | C15 ex WATLING STREET | WATLING STREET: T41 | FRANCIS STREET |  | 53.346 | -6.2845
MV/LV Substation WA***098Y | 20 kV | 400V(3ph) & 230V(single ph) | LV | 400 kVA :Building Structure | 0.4 | --> | 0.4 | 0.4 | 3 |  | --> | 0.38 | 0 | 0 | 0 | 0 | 0 | 0 | Constrained,otherwise capacity available =400kW. | --> | E16 ex WINDSOR | WINDSOR: T421∥T422 | CASTLEBAR |  | 53.8598 | -9.2708
MV/LV Substation WA***099X | 10 kV | 400V(3ph) & 230V(single ph) | LV | 630 kVA :Kiosk Substation | 0.63 | --> | 0.63 | 0.5 | 5 |  | --> | 0.598 | 0 | 0 | 0 | 0 | 0.5 | 0 |  | --> | C21 ex BALLYRICKARD | BALLYRICKARD: T41∥T42 | TRALEE |  | 52.2652 | -9.7179
MV/LV Substation WA***099Y | 10 kV | 400V(3ph) & 230V(single ph) | LV | 630 kVA :Building Structure | 0.63 | --> | 0.63 | 0 | 0 | Constrained,otherwise capacity available =500kVA. | --> | 0.598 | 0 | 0 | 0 | 0 | 0.5 | 0 |  | --> | C21 ex POPPINTREE | POPPINTREE: T101 | FINGLAS |  | 53.4027 | -6.29
MV/LV Substation WA***107 | 20 kV | 400V(3ph) & 230V(single ph) | LV | 50 kVA :Pole Substation | 0.05 | --> | 0.05 | 0.05 | 6.9 |  | --> | 0.047 | 0 | 0 | 0 | 0 | 0 | 0 | Constrained,otherwise capacity available =49kW. | --> | E17 ex SPRINGS | SPRINGS: T421∥T422 | DUNGARVAN |  | 52.1069 | -7.5815
MV/LV Substation WA***110Y | 10 kV | 400V(3ph) & 230V(single ph) | LV | 100 kVA :Pole Substation | 0.1 | --> | 0.1 | 0 | 0 | Constrained,otherwise capacity available =97kVA. | --> | 0.095 | 0 | 0 | 0 | 0 | 0 | 0 | Constrained,otherwise capacity available =100kW. | --> | C16 ex MOUNTMELLICK | MOUNTMELLICK: T41∥T42 | PORTLAOISE |  | 53.1182 | -7.3113
MV/LV Substation WA***110Y | 10 kV | 400V(3ph) & 230V(single ph) | LV | 400 kVA :Kiosk Substation | 0.4 | --> | 0.4 | 0.394 | 1 |  | --> | 0.38 | 0 | 0 | 0 | 0 | 0.4 | 0 |  | --> | C11 ex MANOR STREET | MANOR STREET: T41 | WATERFORD |  | 52.2498 | -7.0735
MV/LV Substation WA***112 | 10 kV | 400V(3ph) & 230V(single ph) | LV | 630 kVA :Building Structure | 0.63 | --> | 0.63 | 0.37 | 4.1 |  | --> | 0.598 | 0 | 0 | 0 | 0.037 | 0.5 | 0 |  | --> | C15 ex KIMMAGE | KIMMAGE: T41 | INCHICORE 220KV |  | 53.3068 | -6.3054
MV/LV Substation WA***112X | 10 kV | 400V(3ph) & 230V(single ph) | LV | 200 kVA :Pole Substation | 0.2 | --> | 0.2 | 0.181 | 2.3 |  | --> | 0.19 | 0 | 0 | 0 | 0 | 0 | 0 | Constrained,otherwise capacity available =202kW. | --> | C15 ex KILRUSH | KILRUSH: T41∥T42 | TULLABRACK |  | 52.643 | -9.4804
MV/LV Substation WA***116X | 10 kV | 400V(3ph) & 230V(single ph) | LV | 50 kVA :Pole Substation | 0.05 | --> | 0.05 | 0 | 0 | Constrained,otherwise capacity available =10kVA. | --> | 0.047 | 0 | 0 | 0 | 0 | 0.055 | 0 |  | --> | C19 ex MILFORD (NR) | MILFORD (NR): T41∥T42 | LETTERKENNY |  | 55.1007 | -7.5699
MV/LV Substation WA***119Y | 20 kV | 400V(3ph) & 230V(single ph) | LV | 100 kVA :Pole Substation | 0.1 | --> | 0.1 | 0 | 0 | Constrained,otherwise capacity available =98kVA. | --> | 0.095 | 0 | 0 | 0 | 0 | 0.1 | 0 |  | --> | E30 ex LOUGHREA | LOUGHREA: T41∥T42 | SOMERSET |  | 53.2437 | -8.6755
MV/LV Substation WA***125 | 10 kV | 400V(3ph) & 230V(single ph) | LV | 630 kVA :Building Structure | 0.63 | --> | 0.63 | 0.262 | 6.7 |  | --> | 0.598 | 0 | 0 | 0 | 0 | 0.5 | 0 |  | --> | C19 ex LIBERTY STREET | LIBERTY STREET: T101 | LIBERTY STREET |  | 51.8971 | -8.4815
MV/LV Substation WA***126 | 20 kV | 400V(3ph) & 230V(single ph) | LV | 100 kVA :Pole Substation | 0.1 | --> | 0.1 | 0.058 | 1.6 |  | --> | 0.095 | 0 | 0 | 0 | 0 | 0.106 | 0 |  | --> | E16 ex DINGLE | DINGLE: T422 | OUGHTRAGH |  | 52.1513 | -10.2412
MV/LV Substation WA***128Z | 10 kV | 400V(3ph) & 230V(single ph) | LV | 50 kVA :Pole Substation | 0.05 | --> | 0.05 | 0 | 0 | Constrained,otherwise capacity available =40kVA. | --> | 0.047 | 0 | 0 | 0 | 0 | 0 | 0 | Constrained,otherwise capacity available =51kW. | --> | C11 ex TEMPLEMORE | TEMPLEMORE: T41 | IKERRIN |  | 52.7589 | -7.8244
MV/LV Substation WA***129X | 10 kV | 400V(3ph) & 230V(single ph) | LV | 630 kVA :Kiosk Substation | 0.63 | --> | 0.63 | 0 | 0 | Constrained,otherwise capacity available =500kVA. | --> | 0.598 | 0 | 0 | 0 | 0 | 0 | 0 | Constrained,otherwise capacity available =500kW. | --> | C13 ex DONEGAL | DONEGAL: T41∥T42 | CATHALEENS FALL |  | 54.6546 | -8.107
MV/LV Substation WA***129Y | 10 kV | 400V(3ph) & 230V(single ph) | LV | 400 kVA :Kiosk Substation | 0.4 | --> | 0.4 | 0.328 | 2.7 |  | --> | 0.38 | 0 | 0 | 0 | 0.004 | 0.406 | 0 |  | --> | C11 ex RAMPARTS | RAMPARTS: T41 | DUNDALK |  | 53.9926 | -6.398
MV/LV Substation WA***131Z | 10 kV | 400V(3ph) & 230V(single ph) | LV | 400 kVA :Building Structure | 0.4 | --> | 0.4 | 0 | 0 | Constrained,otherwise capacity available =264kVA. | --> | 0.38 | 0 | 0 | 0 | 0.019 | 0.401 | 0 |  | --> | C11 ex GARRYOWEN | GARRYOWEN: T41 | LIMERICK |  | 52.6517 | -8.6002
MV/LV Substation WA***133 | 20 kV | 400V(3ph) & 230V(single ph) | LV | 100 kVA :Pole Substation | 0.1 | --> | 0.1 | 0.09 | 1.5 |  | --> | 0.095 | 0 | 0 | 0 | 0.039 | 0.06 | 0 |  | --> | E16 ex BEALISTOWN | BEALISTOWN: T421∥T422 | GREAT ISLAND |  | 52.2983 | -6.9567
MV/LV Substation WA***140X | 20 kV | 400V(3ph) & 230V(single ph) | LV | 50 kVA :Pole Substation | 0.05 | --> | 0.05 | 0.03 | 3.6 |  | --> | 0.047 | 0 | 0 | 0 | 0 | 0.052 | 0 |  | --> | E16 ex BALLYCROSSAUN | BALLYCROSSAUN: T421∥T422 | SOMERSET |  | 53.0945 | -8.2271
MV/LV Substation WA***148X | 10 kV | 400V(3ph) & 230V(single ph) | LV | 100 kVA :Pole Substation | 0.1 | --> | 0.1 | 0 | 0 | Constrained,otherwise capacity available =78kVA. | --> | 0.095 | 0 | 0 | 0 | 0.004 | 0.098 | 0 |  | --> | C17 ex BALLYHAUNIS | BALLYHAUNIS: T41∥T42 | DALTON |  | 53.7662 | -8.7671
MV/LV Substation WA***150Y | 20 kV | 400V(3ph) & 230V(single ph) | LV | 50 kVA :Pole Substation | 0.05 | --> | 0.05 | 0 | 0 | Constrained,otherwise capacity available =46kVA. | --> | 0.047 | 0 | 0 | 0 | 0 | 0.049 | 0 |  | --> | C19 ex ENNISTYMON | ENNISTYMON: T41∥T42 | ENNIS |  | 53.1043 | -9.1614
MV/LV Substation WA***163 | 10 kV | 400V(3ph) & 230V(single ph) | LV | 200 kVA :Pole Substation | 0.2 | --> | 0.2 | 0 | 0 | Constrained,otherwise capacity available =169kVA. | --> | 0.19 | 0 | 0 | 0 | 0.017 | 0.186 | 0 |  | --> | C22 ex CASTLEISLAND | CASTLEISLAND: T41∥T42 | TRALEE |  | 52.2319 | -9.4427
MV/LV Substation WA***165Z | 10 kV | 400V(3ph) & 230V(single ph) | LV | 50 kVA :Pole Substation | 0.05 | --> | 0.05 | 0 | 0 | Constrained,otherwise capacity available =41kVA. | --> | 0.047 | 0 | 0 | 0 | 0 | 0 | 0 | Constrained,otherwise capacity available =50kW. | --> | C18 ex PORTARLINGTON | PORTARLINGTON: T41∥T42 | PORTLAOISE |  | 53.1557 | -7.2731
MV/LV Substation WA***167 | 20 kV | 400V(3ph) & 230V(single ph) | LV | 50 kVA :Pole Substation | 0.05 | --> | 0.05 | 0.037 | 4.3 |  | --> | 0.047 | 0 | 0 | 0 | 0 | 0 | 0 | Constrained,otherwise capacity available =51kW. | --> | E14 ex MOVILLE | MOVILLE: T421∥T422 | TRILLICK |  | 55.1806 | -7.1606
MV/LV Substation WA***168Z | 10 kV | 400V(3ph) & 230V(single ph) | LV | 50 kVA :Pole Substation | 0.05 | --> | 0.05 | 0 | 0 | Constrained,otherwise capacity available =36kVA. | --> | 0.047 | 0 | 0 | 0 | 0.007 | 0.043 | 0 |  | --> | E20 ex GLASMORE | GLASMORE: T422 | GLASMORE |  | 53.5196 | -6.1062
MV/LV Substation WA***174 | 10 kV | 400V(3ph) & 230V(single ph) | LV | 30 kVA :Pole Substation | 0.03 | --> | 0.03 | 0.021 | 2.2 |  | --> | 0.028 | 0 | 0 | 0 | 0.003 | 0 | 0 | Constrained,otherwise capacity available =27kW. | --> | C15 ex GLENGOOLE | GLENGOOLE: T41 | THURLES |  | 52.7311 | -7.5695
MV/LV Substation WA***176 | 10 kV | 400V(3ph) & 230V(single ph) | LV | 30 kVA :Pole Substation | 0.03 | --> | 0.03 | 0.025 | 2.2 |  | --> | 0.028 | 0 | 0 | 0 | 0 | 0 | 0 | Constrained,otherwise capacity available =30kW. | --> | C15 ex GLENGOOLE | GLENGOOLE: T41 | THURLES |  | 52.7389 | -7.5659
MV/LV Substation WA***184 | 10 kV | 400V(3ph) & 230V(single ph) | LV | 400 kVA :Building Structure | 0.4 | --> | 0.4 | 0.245 | 3.3 |  | --> | 0.38 | 0 | 0 | 0 | 0.022 | 0.4 | 0 |  | --> | C19 ex COOLOCK | COOLOCK: T41 | FINGLAS |  | 53.3774 | -6.1769
MV/LV Substation WA***184 | 10 kV | 400V(3ph) & 230V(single ph) | LV | 100 kVA :Pole Substation | 0.1 | --> | 0.1 | 0.048 | 1.2 |  | --> | 0.095 | 0 | 0 | 0 | 0.003 | 0.104 | 0 |  | --> | C12 ex ABBEYFEALE | ABBEYFEALE: T42 | TRIEN |  | 52.3745 | -9.303
MV/LV Substation WA***187Y | 10 kV | 400V(3ph) & 230V(single ph) | LV | 50 kVA :Pole Substation | 0.05 | --> | 0.05 | 0.036 | 1.8 |  | --> | 0.047 | 0 | 0 | 0 | 0 | 0.051 | 0 |  | --> | C12 ex ROSCOMMON | ROSCOMMON: T42 | LANESBORO |  | 53.6388 | -8.1733
MV/LV Substation WA***188 | 10 kV | 400V(3ph) & 230V(single ph) | LV | 400 kVA :Building Structure | 0.4 | --> | 0.4 | 0.348 | 3 |  | --> | 0.38 | 0 | 0 | 0 | 0 | 0.407 | 0 |  | --> | C20 ex KILMEADEN | KILMEADEN: T42 | BUTLERSTOWN |  | 52.2327 | -7.2315
MV/LV Substation WA***188X | 10 kV | 400V(3ph) & 230V(single ph) | LV | 50 kVA :Pole Substation | 0.05 | --> | 0.05 | 0.048 | 3.4 |  | --> | 0.047 | 0 | 0 | 0 | 0 | 0 | 0 | Constrained,otherwise capacity available =49kW. | --> | C16 ex BALLYSHANNON | BALLYSHANNON: T41∥T42 | CATHALEENS FALL |  | 54.5133 | -8.2377
MV/LV Substation WA***189Z | 10 kV | 400V(3ph) & 230V(single ph) | LV | 400 kVA :Building Structure | 0.4 | --> | 0.4 | 0 | 0 | Constrained,otherwise capacity available =346kVA. | --> | 0.38 | 0 | 0 | 0 | 0 | 0.407 | 0 |  | --> | C13 ex DOUGLAS | DOUGLAS: T42 | TRABEG |  | 51.8775 | -8.4334
MV/LV Substation WA***198 | 10 kV | 400V(3ph) & 230V(single ph) | LV | 200 kVA :Pole Substation | 0.2 | --> | 0.2 | 0.198 | 3 |  | --> | 0.19 | 0 | 0 | 0 | 0 | 0.2 | 0 |  | --> | C20 ex KILMEADEN | KILMEADEN: T42 | BUTLERSTOWN |  | 52.2292 | -7.2266
MV/LV Substation WA***200 | 10 kV | 400V(3ph) & 230V(single ph) | LV | 200 kVA :Pole Substation | 0.2 | --> | 0.2 | 0.06 | 11.5 |  | --> | 0.19 | 0 | 0 | 0 | 0.086 | 0.13 | 0 |  | --> | C20 ex BALLYBEG | BALLYBEG: T102 | CARRICKMINES |  | 52.9735 | -6.0367
MV/LV Substation WA***202X | 20 kV | 400V(3ph) & 230V(single ph) | LV | 100 kVA :Pole Substation | 0.1 | --> | 0.1 | 0 | 0 | Constrained,otherwise capacity available =95kVA. | --> | 0.095 | 0 | 0 | 0 | 0 | 0.1 | 0 |  | --> | E20 ex BALLINDERRY | BALLINDERRY: T422 | MULLINGAR |  | 53.4435 | -7.3715
MV/LV Substation WA***206 | 10 kV | 400V(3ph) & 230V(single ph) | LV | 100 kVA :Pole Substation | 0.1 | --> | 0.1 | 0.039 | 9.8 |  | --> | 0.095 | 0 | 0 | 0 | 0.007 | 0.101 | 0 |  | --> | C11 ex KILCOOLE | KILCOOLE: T41∥T42 | FASSAROE |  | 53.0666 | -6.0619
MV/LV Substation WA***207Y | 20 kV | 400V(3ph) & 230V(single ph) | LV | 100 kVA :Pole Substation | 0.1 | --> | 0.1 | 0 | 0 | Constrained,otherwise capacity available =64kVA. | --> | 0.095 | 0 | 0 | 0 | 0 | 0 | 0 | Constrained,otherwise capacity available =105kW. | --> | E12 ex CASTLELYONS | CASTLELYONS: T421∥T422 | BARRYMORE |  | 52.0211 | -8.3344
MV/LV Substation WA***217Z | 10 kV | 400V(3ph) & 230V(single ph) | LV | 400 kVA :Kiosk Substation | 0.4 | --> | 0.4 | 0 | 0 | Constrained,otherwise capacity available =352kVA. | --> | 0.38 | 0 | 0 | 0 | 0 | 0.407 | 0 |  | --> | C20 ex COLLEGE PARK | COLLEGE PARK: T102 | COLLEGE PARK |  | 53.3923 | -6.3756
MV/LV Substation WA***218Z | 10 kV | 400V(3ph) & 230V(single ph) | LV | 400 kVA :Kiosk Substation | 0.4 | --> | 0.4 | 0 | 0 | Constrained,otherwise capacity available =322kVA. | --> | 0.38 | 0 | 0 | 0 | 0 | 0.411 | 0 |  | --> | C20 ex COLLEGE PARK | COLLEGE PARK: T102 | COLLEGE PARK |  | 53.3926 | -6.3736
MV/LV Substation WA***219 | 10 kV | 400V(3ph) & 230V(single ph) | LV | 400 kVA :Kiosk Substation | 0.4 | --> | 0.4 | 0.239 | 3.3 |  | --> | 0.38 | 0 | 0 | 0 | 0.011 | 0.413 | 0 |  | --> | C13 ex CAHERDAVIN | CAHERDAVIN: T41 | ARDNACRUSHA |  | 52.6769 | -8.6603
MV/LV Substation WA***220 | 10 kV | 400V(3ph) & 230V(single ph) | LV | 50 kVA :Pole Substation | 0.05 | --> | 0.05 | 0.05 | 0.8 |  | --> | 0.047 | 0 | 0 | 0 | 0 | 0.049 | 0 |  | --> | C18 ex BALLYMOTE | BALLYMOTE: T41 | SLIGO |  | 54.0886 | -8.4927
MV/LV Substation WA***220 | 10 kV | 400V(3ph) & 230V(single ph) | LV | 630 kVA :Kiosk Substation | 0.63 | --> | 0.63 | 0.478 | 1.1 |  | --> | 0.598 | 0 | 0 | 0 | 0.037 | 0.5 | 0 |  | --> | C22 ex KIMMAGE | KIMMAGE: T42 | INCHICORE 220KV |  | 53.3096 | -6.3069
MV/LV Substation WA***223X | 10 kV | 400V(3ph) & 230V(single ph) | LV | 50 kVA :Pole Substation | 0.05 | --> | 0.05 | 0.05 | 2.1 |  | --> | 0.047 | 0 | 0 | 0 | 0 | 0.049 | 0 |  | --> | C11 ex KILSARAN | KILSARAN: T42 | DRYBRIDGE |  | 53.9157 | -6.4047
MV/LV Substation WA***227Y | 20 kV | 400V(3ph) & 230V(single ph) | LV | 50 kVA :Pole Substation | 0.05 | --> | 0.05 | 0 | 0 | Constrained,otherwise capacity available =41kVA. | --> | 0.047 | 0 | 0 | 0 | 0.007 | 0.042 | 0 |  | --> | E18 ex BALLINDERRY | BALLINDERRY: T422 | MULLINGAR |  | 53.5158 | -7.1014
MV/LV Substation WA***228Z | 20 kV | 400V(3ph) & 230V(single ph) | LV | 50 kVA :Pole Substation | 0.05 | --> | 0.05 | 0 | 0.5 |  | --> | 0.047 | 0 | 0 | 0 | 0 | 0.056 | 0 |  | --> | C12 ex BALBRIGGAN | BALBRIGGAN: T42 | GLASMORE |  | 53.5802 | -6.2282
MV/LV Substation WA***229Z | 20 kV | 400V(3ph) & 230V(single ph) | LV | 50 kVA :Pole Substation | 0.05 | --> | 0.05 | 0.05 | 0.5 |  | --> | 0.047 | 0 | 0 | 0 | 0 | 0.049 | 0 |  | --> | C12 ex BALBRIGGAN | BALBRIGGAN: T42 | GLASMORE |  | 53.5833 | -6.2338
MV/LV Substation WA***231X | 20 kV | 400V(3ph) & 230V(single ph) | LV | 400 kVA :Kiosk Substation | 0.4 | --> | 0.4 | 0.366 | 1 |  | --> | 0.38 | 0 | 0 | 0 | 0.012 | 0.392 | 0 |  | --> | E11 ex BALLYHALE | BALLYHALE: T421 | KILKENNY |  | 52.5335 | -7.1966
MV/LV Substation WA***231Z | 20 kV | 400V(3ph) & 230V(single ph) | LV | 50 kVA :Pole Substation | 0.05 | --> | 0.05 | 0 | 0.5 |  | --> | 0.047 | 0 | 0 | 0 | 0 | 0.059 | 0 |  | --> | C12 ex BALBRIGGAN | BALBRIGGAN: T42 | GLASMORE |  | 53.5782 | -6.2227
MV/LV Substation WA***246Y | 10 kV | 400V(3ph) & 230V(single ph) | LV | 50 kVA :Pole Substation | 0.05 | --> | 0.05 | 0 | 0 | Constrained,otherwise capacity available =37kVA. | --> | 0.047 | 0 | 0 | 0 | 0 | 0.051 | 0 |  | --> | C16 ex KANTURK | KANTURK: T41∥T42 | GLENLARA |  | 52.2729 | -8.8882
MV/LV Substation WA***246Y | 10 kV | 400V(3ph) & 230V(single ph) | LV | 200 kVA :Kiosk Substation | 0.2 | --> | 0.2 | 0 | 0 | Constrained,otherwise capacity available =162kVA. | --> | 0.19 | 0 | 0 | 0 | 0 | 0.205 | 0 |  | --> | C13 ex TUAM SOUTH | TUAM SOUTH: T42 | CLOON |  | 53.5166 | -8.8513
MV/LV Substation WA***248 | 10 kV | 400V(3ph) & 230V(single ph) | LV | 1000 kVA :Building Structure | 1 | --> | 1 | 0.418 | 8.5 |  | --> | 0.95 | 0 | 0 | 0 | 0.01 | 0.5 | 0 |  | --> | C23 ex MILLTOWN (DR) | MILLTOWN (DR): T101 | POOLBEG |  | 53.3325 | -6.2441
MV/LV Substation WA***248X | 10 kV | 400V(3ph) & 230V(single ph) | LV | 50 kVA :Pole Substation | 0.05 | --> | 0.05 | 0.038 | 3.4 |  | --> | 0.047 | 0 | 0 | 0 | 0 | 0 | 0 | Constrained,otherwise capacity available =51kW. | --> | C16 ex BALLYSHANNON | BALLYSHANNON: T41∥T42 | CATHALEENS FALL |  | 54.5094 | -8.2413
MV/LV Substation WA***248Y | 20 kV | 400V(3ph) & 230V(single ph) | LV | 100 kVA :Pole Substation | 0.1 | --> | 0.1 | 0 | 0 | Constrained,otherwise capacity available =69kVA. | --> | 0.095 | 0 | 0 | 0 | 0 | 0.104 | 0 |  | --> | E17 ex CREAGH | CREAGH: T421∥T422 | ATHLONE |  | 53.3145 | -8.2225
MV/LV Substation WA***250X | 20 kV | 400V(3ph) & 230V(single ph) | LV | 400 kVA :Kiosk Substation | 0.4 | --> | 0.4 | 0 | 0 | Constrained,otherwise capacity available =375kVA. | --> | 0.38 | 0 | 0 | 0 | 0 | 0 | 0 | Constrained,otherwise capacity available =403kW. | --> | E18 ex KILLYBEGS | KILLYBEGS: | N/A |  | 54.6293 | -8.4455
MV/LV Substation WA***255 | 10 kV | 400V(3ph) & 230V(single ph) | LV | 400 kVA :Kiosk Substation | 0.4 | --> | 0.4 | 0.23 | 2.3 |  | --> | 0.38 | 0 | 0 | 0 | 0.035 | 0.389 | 0 |  | --> | C18 ex MOUNT MERRION | MOUNT MERRION: T42 | CARRICKMINES |  | 53.2977 | -6.1883
MV/LV Substation WA***259 | 10 kV | 400V(3ph) & 230V(single ph) | LV | 400 kVA :Kiosk Substation | 0.4 | --> | 0.4 | 0.381 | 1.2 |  | --> | 0.38 | 0 | 0 | 0 | 0 | 0 | 0 | Constrained,otherwise capacity available =402kW. | --> | C13 ex KNOCKAPHUNTA | KNOCKAPHUNTA: T41∥T42 | CASTLEBAR |  | 53.8409 | -9.2926
MV/LV Substation WA***262X | 10 kV | 400V(3ph) & 230V(single ph) | LV | 200 kVA :Kiosk Substation | 0.2 | --> | 0.2 | 0.127 | 4.2 |  | --> | 0.19 | 0 | 0 | 0 | 0.001 | 0.209 | 0 |  | --> | C22 ex HOWTH JUNCTION | HOWTH JUNCTION: T42 | GRANGE (DR) |  | 53.3842 | -6.1761
MV/LV Substation WA***282 | 10 kV | 400V(3ph) & 230V(single ph) | LV | 630 kVA :Kiosk Substation | 0.63 | --> | 0.63 | 0.423 | 4.1 |  | --> | 0.598 | 0 | 0 | 0 | 0.035 | 0.5 | 0 |  | --> | C15 ex KIMMAGE | KIMMAGE: T41 | INCHICORE 220KV |  | 53.309 | -6.303
MV/LV Substation WA***284Z | 10 kV | 400V(3ph) & 230V(single ph) | LV | 400 kVA :Kiosk Substation | 0.4 | --> | 0.4 | 0 | 0 | Constrained,otherwise capacity available =238kVA. | --> | 0.38 | 0 | 0 | 0 | 0 | 0.424 | 0 |  | --> | C20 ex COLLEGE PARK | COLLEGE PARK: T102 | COLLEGE PARK |  | 53.3927 | -6.3719
MV/LV Substation WA***287 | 20 kV | 400V(3ph) & 230V(single ph) | LV | 200 kVA :Pole Substation | 0.2 | --> | 0.2 | 0.078 | 1.6 |  | --> | 0.19 | 0 | 0 | 0 | 0.008 | 0.209 | 0 |  | --> | E16 ex GURRANEBANE | GURRANEBANE: T421∥T422 | OUGHTRAGH |  | 51.8287 | -10.1715
MV/LV Substation WA***287Z | 10 kV | 400V(3ph) & 230V(single ph) | LV | 50 kVA :Pole Substation | 0.05 | --> | 0.05 | 0 | 0 | Constrained,otherwise capacity available =49kVA. | --> | 0.047 | 0 | 0 | 0 | 0 | 0.049 | 0 |  | --> | C14 ex ATHGARVAN | ATHGARVAN: T44 | NEWBRIDGE |  | 53.1645 | -6.7857
MV/LV Substation WA***298X | 10 kV | 400V(3ph) & 230V(single ph) | LV | 50 kVA :Pole Substation | 0.05 | --> | 0.05 | 0 | 0 | Constrained,otherwise capacity available =38kVA. | --> | 0.047 | 0 | 0 | 0 | 0 | 0 | 0 | Constrained,otherwise capacity available =51kW. | --> | C11 ex DONEGAL | DONEGAL: T41∥T42 | CATHALEENS FALL |  | 54.6674 | -8.1285
MV/LV Substation WA***299Z | 10 kV | 400V(3ph) & 230V(single ph) | LV | 400 kVA :Building Structure | 0.4 | --> | 0.4 | 0 | 0 | Constrained,otherwise capacity available =308kVA. | --> | 0.38 | 0 | 0 | 0 | 0 | 0.414 | 0 |  | --> | C13 ex CASTLEVIEW | CASTLEVIEW: T101 | CASTLEVIEW |  | 51.8937 | -8.3638
MV/LV Substation WA***301X | 10 kV | 400V(3ph) & 230V(single ph) | LV | 1000 kVA :Building Structure | 1 | --> | 1 | 0 | 0 | Constrained,otherwise capacity available =500kVA. | --> | 0.95 | 0 | 0 | 0 | 0 | 0.5 | 0 |  | --> | C37 ex INCHICORE CENTRAL | INCHICORE CENTRAL: T45 | INCHICORE 220KV |  | 53.3396 | -6.3051
MV/LV Substation WA***313 | 10 kV | 400V(3ph) & 230V(single ph) | LV | 630 kVA :Kiosk Substation | 0.63 | --> | 0.63 | 0.413 | 8.5 |  | --> | 0.598 | 0 | 0 | 0 | 0.009 | 0.5 | 0 |  | --> | C23 ex MILLTOWN (DR) | MILLTOWN (DR): T101 | POOLBEG |  | 53.3311 | -6.2456
MV/LV Substation WA***314X | 10 kV | 400V(3ph) & 230V(single ph) | LV | 1000 kVA :Building Structure | 1 | --> | 1 | 0.5 | 1.2 |  | --> | 0.95 | 0 | 0 | 0 | 0.007 | 0.5 | 0 |  | --> | C11 ex TRIMMS LANE | TRIMMS LANE: T41 | SALTHILL |  | 53.2589 | -9.079
MV/LV Substation WA***315X | 10 kV | 400V(3ph) & 230V(single ph) | LV | 400 kVA :Kiosk Substation | 0.4 | --> | 0.4 | 0.345 | 2.8 |  | --> | 0.38 | 0 | 0 | 0 | 0.007 | 0.401 | 0 |  | --> | C14 ex SUTTON | SUTTON: T42 | GRANGE (DR) |  | 53.3892 | -6.1205
MV/LV Substation WA***326 | 10 kV | 400V(3ph) & 230V(single ph) | LV | 50 kVA :Pole Substation | 0.05 | --> | 0.05 | 0 | 0 | Constrained,otherwise capacity available =49kVA. | --> | 0.047 | 0 | 0 | 0 | 0 | 0.049 | 0 |  | --> | C16 ex KANTURK | KANTURK: T41∥T42 | GLENLARA |  | 52.2725 | -8.8898
MV/LV Substation WA***334 | 10 kV | 400V(3ph) & 230V(single ph) | LV | 400 kVA :Building Structure | 0.4 | --> | 0.4 | 0.251 | 2.1 |  | --> | 0.38 | 0 | 0 | 0 | 0 | 0.422 | 0 |  | --> | C20 ex LITTLE BRAY | LITTLE BRAY: T42 | FASSAROE |  | 53.2113 | -6.1123
MV/LV Substation WA***335 | 10 kV | 400V(3ph) & 230V(single ph) | LV | 200 kVA :Building Structure | 0.2 | --> | 0.2 | 0.155 | 2.6 |  | --> | 0.19 | 0 | 0 | 0 | 0 | 0.207 | 0 |  | --> | C20 ex GREENHILLS | GREENHILLS: T42 | INCHICORE 220KV |  | 53.3075 | -6.3357
MV/LV Substation WA***335Y | 20 kV | 400V(3ph) & 230V(single ph) | LV | 100 kVA :Pole Substation | 0.1 | --> | 0.1 | 0 | 0 | Constrained,otherwise capacity available =73kVA. | --> | 0.095 | 0 | 0 | 0 | 0 | 0.103 | 0 |  | --> | E20 ex COLLOONEY | COLLOONEY: T422 | SLIGO |  | 54.2126 | -8.5125
MV/LV Substation WA***341 | 10 kV | 400V(3ph) & 230V(single ph) | LV | 50 kVA :Pole Substation | 0.05 | --> | 0.05 | 0.028 | 1.7 |  | --> | 0.047 | 0 | 0 | 0 | 0 | 0.052 | 0 |  | --> | C24 ex BISHOPSTOWN | BISHOPSTOWN: T42 | KILBARRY |  | 51.8677 | -8.5465
MV/LV Substation WA***350X | 10 kV | 400V(3ph) & 230V(single ph) | LV | 200 kVA :Pole Substation | 0.2 | --> | 0.2 | 0.181 | 9.9 |  | --> | 0.19 | 0 | 0 | 0 | 0 | 0.202 | 0 |  | --> | C18 ex CONVOY | CONVOY: T41∥T42 | LETTERKENNY |  | 54.8585 | -7.6525
MV/LV Substation WA***352X | 10 kV | 400V(3ph) & 230V(single ph) | LV | 400 kVA :Kiosk Substation | 0.4 | --> | 0.4 | 0 | 0 | Constrained,otherwise capacity available =375kVA. | --> | 0.38 | 0 | 0 | 0 | 0 | 0.403 | 0 |  | --> | C17 ex CARRICKMINES | CARRICKMINES: T41 | CARRICKMINES |  | 53.2412 | -6.1889
MV/LV Substation WA***353Y | 20 kV | 400V(3ph) & 230V(single ph) | LV | 50 kVA :Pole Substation | 0.05 | --> | 0.05 | 0.032 | 6.7 |  | --> | 0.047 | 0 | 0 | 0 | 0.003 | 0 | 0 | Constrained,otherwise capacity available =48kW. | --> | E12 ex DUNFIRTH | DUNFIRTH: T122 | DUNFIRTH |  | 53.4554 | -6.9014
MV/LV Substation WA***356Y | 10 kV | 400V(3ph) & 230V(single ph) | LV | 400 kVA :Kiosk Substation | 0.4 | --> | 0.4 | 0 | 0 | Constrained,otherwise capacity available =263kVA. | --> | 0.38 | 0 | 0 | 0 | 0.078 | 0.338 | 0 |  | --> | C24 ex GORESBRIDGE | GORESBRIDGE: T41∥T42 | KILKENNY |  | 52.6196 | -7.0717
MV/LV Substation WA***367 | 20 kV | 400V(3ph) & 230V(single ph) | LV | 100 kVA :Pole Substation | 0.1 | --> | 0.1 | 0.095 | 7.4 |  | --> | 0.095 | 0 | 0 | 0 | 0 | 0.1 | 0 |  | --> | E22 ex BANOGE | BANOGE: T122 | BANOGE |  | 52.6276 | -6.4187
MV/LV Substation WA***371Z | 10 kV | 400V(3ph) & 230V(single ph) | LV | 1000 kVA :Building Structure | 1 | --> | 1 | 0.5 | 1.2 |  | --> | 0.95 | 0 | 0 | 0 | 0 | 0 | 0 | Constrained,otherwise capacity available =500kW. | --> | C27 ex ROSBERCON | ROSBERCON: T42 | WATERFORD |  | 52.3971 | -6.9481
MV/LV Substation WA***372X | 10 kV | 400V(3ph) & 230V(single ph) | LV | 630 kVA :Kiosk Substation | 0.63 | --> | 0.63 | 0.5 | 2 |  | --> | 0.598 | 0 | 0 | 0 | 0 | 0.5 | 0 |  | --> | C16 ex FAIRVIEW | FAIRVIEW: T41 | MCDERMOTT |  | 53.3659 | -6.2485
MV/LV Substation WA***373Y | 10 kV | 400V(3ph) & 230V(single ph) | LV | 50 kVA :Pole Substation | 0.05 | --> | 0.05 | 0.047 | 0.7 |  | --> | 0.047 | 0 | 0 | 0 | 0 | 0.049 | 0 |  | --> | C15 ex KILMAGIG | KILMAGIG: T42 | ARKLOW |  | 52.8298 | -6.2685
MV/LV Substation WA***373Z | 10 kV | 400V(3ph) & 230V(single ph) | LV | 630 kVA :Building Structure | 0.63 | --> | 0.63 | 0.388 | 8.9 |  | --> | 0.598 | 0 | 0 | 0 | 0 | 0.5 | 0 |  | --> | C25 ex STEPHENSTOWN | STEPHENSTOWN: T101 | FINGLAS |  | 53.5819 | -6.1368
MV/LV Substation WA***381Z | 10 kV | 400V(3ph) & 230V(single ph) | LV | 400 kVA :Kiosk Substation | 0.4 | --> | 0.4 | 0 | 0 | Constrained,otherwise capacity available =400kVA. | --> | 0.38 | 0 | 0 | 0 | 0 | 0.4 | 0 |  | --> | C20 ex COLLEGE PARK | COLLEGE PARK: T102 | COLLEGE PARK |  | 53.3929 | -6.3705
MV/LV Substation WA***382 | 20 kV | 400V(3ph) & 230V(single ph) | LV | 200 kVA :Building Structure | 0.2 | --> | 0.2 | 0.132 | 1.3 |  | --> | 0.19 | 0 | 0 | 0 | 0 | 0.21 | 0 |  | --> | E14 ex KILCARRAGH | KILCARRAGH: T421∥T422 | BUTLERSTOWN |  | 52.1889 | -7.0809
MV/LV Substation WA***384X | 10 kV | 400V(3ph) & 230V(single ph) | LV | 1000 kVA :Building Structure | 1 | --> | 1 | 0.5 | 0.5 |  | --> | 0.95 | 0 | 0 | 0 | 0 | 0.5 | 0 |  | --> | C02 ex PEMBROKE | PEMBROKE: T44 | RINGSEND |  | 53.3412 | -6.2314
MV/LV Substation WA***385 | 10 kV | 400V(3ph) & 230V(single ph) | LV | 200 kVA :Pole Substation | 0.2 | --> | 0.2 | 0.181 | 2.1 |  | --> | 0.19 | 0 | 0 | 0 | 0 | 0.202 | 0 |  | --> | C21 ex WATERFORD IND EST | WATERFORD IND EST: T41 | BUTLERSTOWN |  | 52.2359 | -7.139
MV/LV Substation WA***398 | 20 kV | 400V(3ph) & 230V(single ph) | LV | 200 kVA :Pole Substation | 0.2 | --> | 0.2 | 0 | 0 | Constrained,otherwise capacity available =175kVA. | --> | 0.19 | 0 | 0 | 0 | 0 | 0 | 0 | Constrained,otherwise capacity available =203kW. | --> | E20 ex KILLYBEGS | KILLYBEGS: | N/A |  | 54.6487 | -8.4491
MV/LV Substation WA***4002 | 10 kV | 400V(3ph) & 230V(single ph) | LV | 630 kVA :Building Structure | 0.63 | --> | 0.63 | 0 | 0 | Constrained,otherwise capacity available =500kVA. | --> | 0.598 | 0 | 0 | 0 | 0 | 0.5 | 0 |  | --> | C23 ex LEESON STREET | LEESON STREET: T41 | MILLTOWN (DR) |  | 53.3321 | -6.2452
MV/LV Substation WA***4015 | 20 kV | 400V(3ph) & 230V(single ph) | LV | 100 kVA :Pole Substation | 0.1 | --> | 0.1 | 0 | 0 | Constrained,otherwise capacity available =100kVA. | --> | 0.095 | 0 | 0 | 0 | 0 | 0.1 | 0 |  | --> | C22 ex ATHLONE | ATHLONE: T41 | ATHLONE |  | 53.4497 | -8.057
MV/LV Substation WA***4016 | 20 kV | 400V(3ph) & 230V(single ph) | LV | 100 kVA :Pole Substation | 0.1 | --> | 0.1 | 0 | 0 | Constrained,otherwise capacity available =100kVA. | --> | 0.095 | 0 | 0 | 0 | 0 | 0.1 | 0 |  | --> | E12 ex KILCOCK | KILCOCK: T422 | GRIFFINRATH |  | 53.4392 | -6.545
MV/LV Substation WA***4022 | 20 kV | 400V(3ph) & 230V(single ph) | LV | 50 kVA :Pole Substation | 0.05 | --> | 0.05 | 0 | 0 | Constrained,otherwise capacity available =17kVA. | --> | 0.047 | 0 | 0 | 0 | 0 | 0 | 0 | Constrained,otherwise capacity available =54kW. | --> | E20 ex KILLYBEGS | KILLYBEGS: | N/A |  | 54.6475 | -8.4488
MV/LV Substation WA***403 | 10 kV | 400V(3ph) & 230V(single ph) | LV | 50 kVA :Pole Substation | 0.05 | --> | 0.05 | 0.048 | 4.2 |  | --> | 0.047 | 0 | 0 | 0 | 0 | 0 | 0 | Constrained,otherwise capacity available =49kW. | --> | C18 ex BUNDORAN | BUNDORAN: T41∥T42 | CATHALEENS FALL |  | 54.465 | -8.2818
MV/LV Substation WA***403 | 20 kV | 400V(3ph) & 230V(single ph) | LV | 200 kVA :Pole Substation | 0.2 | --> | 0.2 | 0.067 | 1.6 |  | --> | 0.19 | 0 | 0 | 0 | 0 | 0.219 | 0 |  | --> | E16 ex GURRANEBANE | GURRANEBANE: T421∥T422 | OUGHTRAGH |  | 51.8272 | -10.1705
MV/LV Substation WA***4035 | 20 kV | 400V(3ph) & 230V(single ph) | LV | 100 kVA :Pole Substation | 0.1 | --> | 0.1 | 0 | 0 | Constrained,otherwise capacity available =100kVA. | --> | 0.095 | 0 | 0 | 0 | 0 | 0.1 | 0 |  | --> | E19 ex EDENDERRY | EDENDERRY: T421∥T422 | BLAKE |  | 53.4962 | -7.1281
MV/LV Substation WA***4036 | 10 kV | 400V(3ph) & 230V(single ph) | LV | 630 kVA :Kiosk Substation | 0.63 | --> | 0.63 | 0.5 | 2.5 |  | --> | 0.598 | 0 | 0 | 0 | 0 | 0.5 | 0 |  | --> | C15 ex GREYSTONES | GREYSTONES: T41 | FASSAROE |  | 53.1498 | -6.0864
MV/LV Substation WA***4057 | 20 kV | 400V(3ph) & 230V(single ph) | LV | 200 kVA :Pole Substation | 0.2 | --> | 0.2 | 0.166 | 1.5 |  | --> | 0.19 | 0 | 0 | 0 | 0 | 0.204 | 0 |  | --> | E11 ex ARDFINNAN | ARDFINNAN: T421 | CAHIR |  | 52.3249 | -8.1036
MV/LV Substation WA***4058 | 20 kV | 400V(3ph) & 230V(single ph) | LV | 50 kVA :Pole Substation | 0.05 | --> | 0.05 | 0.05 | 1.5 |  | --> | 0.047 | 0 | 0 | 0 | 0 | 0.049 | 0 |  | --> | E11 ex ARDFINNAN | ARDFINNAN: T421 | CAHIR |  | 52.3352 | -8.1132
MV/LV Substation WA***4062 | 10 kV | 400V(3ph) & 230V(single ph) | LV | 630 kVA :Building Structure | 0.63 | --> | 0.63 | 0.49 | 11.1 |  | --> | 0.598 | 0 | 0 | 0 | 0.039 | 0.5 | 0 |  | --> | C11 ex FORTUNESTOWN | FORTUNESTOWN: T101 | INCHICORE 220KV |  | 53.2949 | -6.4257
MV/LV Substation WA***406X | 20 kV | 400V(3ph) & 230V(single ph) | LV | 50 kVA :Pole Substation | 0.05 | --> | 0.05 | 0.036 | 2 |  | --> | 0.047 | 0 | 0 | 0 | 0 | 0.051 | 0 |  | --> | C16 ex CAPPAMORE | CAPPAMORE: T41∥T42 | ARDNACRUSHA |  | 52.6071 | -8.2674
MV/LV Substation WA***4075 | 10 kV | 400V(3ph) & 230V(single ph) | LV | 100 kVA :Pole Substation | 0.1 | --> | 0.1 | 0.094 | 2.2 |  | --> | 0.095 | 0 | 0 | 0 | 0 | 0.1 | 0 |  | --> | C18 ex KINGSCOURT | KINGSCOURT: T42 | MEATH HILL |  | 53.8989 | -6.8136
MV/LV Substation WA***408 | 10 kV | 400V(3ph) & 230V(single ph) | LV | 200 kVA :Pole Substation | 0.2 | --> | 0.2 | 0.137 | 4.2 |  | --> | 0.19 | 0 | 0 | 0 | 0 | 0 | 0 | Constrained,otherwise capacity available =209kW. | --> | C18 ex BUNDORAN | BUNDORAN: T41∥T42 | CATHALEENS FALL |  | 54.4532 | -8.2103
MV/LV Substation WA***4087 | 10 kV | 400V(3ph) & 230V(single ph) | LV | 50 kVA :Pole Substation | 0.05 | --> | 0.05 | 0.038 | 1.2 |  | --> | 0.047 | 0 | 0 | 0 | 0 | 0.051 | 0 |  | --> | C24 ex MULLAGH | MULLAGH: T44 | MEATH HILL |  | 53.7918 | -6.8684
MV/LV Substation WA***408X | 20 kV | 400V(3ph) & 230V(single ph) | LV | 200 kVA :Pole Substation | 0.2 | --> | 0.2 | 0 | 0 | Constrained,otherwise capacity available =132kVA. | --> | 0.19 | 0 | 0 | 0 | 0 | 0.21 | 0 |  | --> | E18 ex CREAGH | CREAGH: T421∥T422 | ATHLONE |  | 53.344 | -8.2437
MV/LV Substation WA***408X | 20 kV | 400V(3ph) & 230V(single ph) | LV | 50 kVA :Pole Substation | 0.05 | --> | 0.05 | 0 | 0 | Constrained,otherwise capacity available =34kVA. | --> | 0.047 | 0 | 0 | 0 | 0 | 0.051 | 0 |  | --> | E11 ex ACADEMY STREET | ACADEMY STREET: T421∥T422 | NAVAN |  | 53.6182 | -6.5604
MV/LV Substation WA***4093 | 20 kV | 400V(3ph) & 230V(single ph) | LV | 400 kVA :Building Structure | 0.4 | --> | 0.4 | 0 | 0 | Constrained,otherwise capacity available =351kVA. | --> | 0.38 | 0 | 0 | 0 | 0.003 | 0.403 | 0 |  | --> | E11 ex KILCOLGAN | KILCOLGAN: T421 | GALWAY 110KV |  | 53.1437 | -8.9446
MV/LV Substation WA***4098 | 10 kV | 400V(3ph) & 230V(single ph) | LV | 630 kVA :Kiosk Substation | 0.63 | --> | 0.63 | 0.312 | 2.6 |  | --> | 0.598 | 0 | 0 | 0 | 0.042 | 0.5 | 0 |  | --> | C14 ex GREENHILLS | GREENHILLS: T42 | INCHICORE 220KV |  | 53.3199 | -6.3359
MV/LV Substation WA***4099 | 20 kV | 400V(3ph) & 230V(single ph) | LV | 50 kVA :Pole Substation | 0.05 | --> | 0.05 | 0 | 0 | Constrained,otherwise capacity available =46kVA. | --> | 0.047 | 0 | 0 | 0 | 0 | 0 | 0 | Constrained,otherwise capacity available =49kW. | --> | C11 ex MOUNTMELLICK | MOUNTMELLICK: T41∥T42 | PORTLAOISE |  | 53.155 | -7.5218
MV/LV Substation WA***409X | 20 kV | 400V(3ph) & 230V(single ph) | LV | 50 kVA :Pole Substation | 0.05 | --> | 0.05 | 0 | 0 | Constrained,otherwise capacity available =7kVA. | --> | 0.047 | 0 | 0 | 0 | 0 | 0.055 | 0 |  | --> | E18 ex CREAGH | CREAGH: T421∥T422 | ATHLONE |  | 53.3927 | -8.3313
MV/LV Substation WA***4115 | 10 kV | 400V(3ph) & 230V(single ph) | LV | 200 kVA :Kiosk Substation | 0.2 | --> | 0.2 | 0 | 0 | Constrained,otherwise capacity available =188kVA. | --> | 0.19 | 0 | 0 | 0 | 0 | 0.201 | 0 |  | --> | C31 ex CASTLEVIEW | CASTLEVIEW: T101 | CASTLEVIEW |  | 51.8942 | -8.3681
MV/LV Substation WA***412 | 10 kV | 400V(3ph) & 230V(single ph) | LV | 100 kVA :Pole Substation | 0.1 | --> | 0.1 | 0 | 0 | Constrained,otherwise capacity available =71kVA. | --> | 0.095 | 0 | 0 | 0 | 0.003 | 0 | 0 | Constrained,otherwise capacity available =100kW. | --> | C11 ex PORTARLINGTON | PORTARLINGTON: T41∥T42 | PORTLAOISE |  | 53.2334 | -7.2215
MV/LV Substation WA***4127 | 10 kV | 400V(3ph) & 230V(single ph) | LV | 630 kVA :Kiosk Substation | 0.63 | --> | 0.63 | 0 | 0 | Constrained,otherwise capacity available =369kVA. | --> | 0.598 | 0 | 0 | 0 | 0 | 0.5 | 0 |  | --> | C19 ex BELGARD | BELGARD: T41 | COOKSTOWN |  | 53.2976 | -6.3627
MV/LV Substation WA***4130 | 10 kV | 400V(3ph) & 230V(single ph) | LV | 1000 kVA :Building Structure | 1 | --> | 1 | 0.5 | 12.1 |  | --> | 0.95 | 0 | 0 | 0 | 0 | 0.5 | 0 |  | --> | C30 ex TANEY | TANEY: T102 | CARRICKMINES |  | 53.281 | -6.2407
MV/LV Substation WA***4140 | 20 kV | 400V(3ph) & 230V(single ph) | LV | 50 kVA :Pole Substation | 0.05 | --> | 0.05 | 0.037 | 6.7 |  | --> | 0.047 | 0 | 0 | 0 | 0 | 0 | 0 | Constrained,otherwise capacity available =51kW. | --> | E28 ex MILFORD (MWR) | MILFORD (MWR): T422 | CHARLEVILLE |  | 52.3558 | -8.8566
MV/LV Substation WA***4140 | 20 kV | 400V(3ph) & 230V(single ph) | LV | 100 kVA :Pole Substation | 0.1 | --> | 0.1 | 0.1 | 6.9 |  | --> | 0.095 | 0 | 0 | 0 | 0 | 0 | 0 | Constrained,otherwise capacity available =100kW. | --> | E12 ex RATHKEALE | RATHKEALE: T421∥T422 | RATHKEALE |  | 52.4628 | -8.9233
MV/LV Substation WA***4142 | 20 kV | 400V(3ph) & 230V(single ph) | LV | 630 kVA :Building Structure | 0.63 | --> | 0.63 | 0.378 | 6.2 |  | --> | 0.598 | 0 | 0 | 0 | 0 | 0.5 | 0 |  | --> | E11 ex BAGENALSTOWN | BAGENALSTOWN: T421∥T422 | CARLOW |  | 52.7019 | -6.9805
MV/LV Substation WA***4147 | 10 kV | 400V(3ph) & 230V(single ph) | LV | 400 kVA :Building Structure | 0.4 | --> | 0.4 | 0.376 | 2.1 |  | --> | 0.38 | 0 | 0 | 0 | 0 | 0.403 | 0 |  | --> | C21 ex WATERFORD IND EST | WATERFORD IND EST: T41 | BUTLERSTOWN |  | 52.2422 | -7.1338
MV/LV Substation WA***416 | 10 kV | 400V(3ph) & 230V(single ph) | LV | 200 kVA :Pole Substation | 0.2 | --> | 0.2 | 0 | 0 | Constrained,otherwise capacity available =176kVA. | --> | 0.19 | 0 | 0 | 0 | 0 | 0.203 | 0 |  | --> | C22 ex TERMONFECKIN ROAD | TERMONFECKIN ROAD: T41∥T42 | DRYBRIDGE |  | 53.7377 | -6.3453
MV/LV Substation WA***4160 | 10 kV | 400V(3ph) & 230V(single ph) | LV | 630 kVA :Kiosk Substation | 0.63 | --> | 0.63 | 0.472 | 9.3 |  | --> | 0.598 | 0 | 0 | 0 | 0.014 | 0.5 | 0 |  | --> | C28 ex KILMORE | KILMORE: T102 | FINGLAS |  | 53.4071 | -6.1814
MV/LV Substation WA***4161 | 10 kV | 400V(3ph) & 230V(single ph) | LV | 400 kVA :Building Structure | 0.4 | --> | 0.4 | 0 | 0 | Constrained,otherwise capacity available =366kVA. | --> | 0.38 | 0 | 0 | 0 | 0 | 0.404 | 0 |  | --> | C17 ex KILMALLOCK | KILMALLOCK: T42 | CHARLEVILLE |  | 52.4039 | -8.5885
MV/LV Substation WA***4162 | 10 kV | 400V(3ph) & 230V(single ph) | LV | 400 kVA :Kiosk Substation | 0.4 | --> | 0.4 | 0.322 | 1.7 |  | --> | 0.38 | 0 | 0 | 0 | 0.004 | 0.407 | 0 |  | --> | C15 ex GORT | GORT: T41∥T42 | ENNIS |  | 53.0625 | -8.811
MV/LV Substation WA***4163 | 10 kV | 400V(3ph) & 230V(single ph) | LV | 50 kVA :Pole Substation | 0.05 | --> | 0.05 | 0 | 0 | Constrained,otherwise capacity available =37kVA. | --> | 0.047 | 0 | 0 | 0 | 0 | 0 | 0 | Constrained,otherwise capacity available =51kW. | --> | C14 ex TEMPLEMORE | TEMPLEMORE: T42 | IKERRIN |  | 52.7471 | -7.7217
MV/LV Substation WA***4164 | 10 kV | 400V(3ph) & 230V(single ph) | LV | 50 kVA :Pole Substation | 0.05 | --> | 0.05 | 0.04 | 2.4 |  | --> | 0.047 | 0 | 0 | 0 | 0 | 0.051 | 0 |  | --> | C19 ex CASTLETOWNROCHE | CASTLETOWNROCHE: T41 | MALLOW |  | 52.2105 | -8.5015
MV/LV Substation WA***4165 | 10 kV | 400V(3ph) & 230V(single ph) | LV | 400 kVA :Kiosk Substation | 0.4 | --> | 0.4 | 0.379 | 2.6 |  | --> | 0.38 | 0 | 0 | 0 | 0 | 0.403 | 0 |  | --> | C11 ex GREENHILLS | GREENHILLS: T42 | INCHICORE 220KV |  | 53.3174 | -6.3374
MV/LV Substation WA***4166 | 20 kV | 400V(3ph) & 230V(single ph) | LV | 50 kVA :Pole Substation | 0.05 | --> | 0.05 | 0.05 | 1.1 |  | --> | 0.047 | 0 | 0 | 0 | 0 | 0.049 | 0 |  | --> | E23 ex LAWLESSTOWN | LAWLESSTOWN: T421 | DOON |  | 52.2809 | -7.7375
MV/LV Substation WA***4171 | 10 kV | 400V(3ph) & 230V(single ph) | LV | 630 kVA :Kiosk Substation | 0.63 | --> | 0.63 | 0.43 | 0.4 | Constrained,otherwise capacity available =500kVA. | --> | 0.598 | 0 | 0 | 0 | 0 | 0.5 | 0 |  | --> | C21 ex BALLYBODEN | BALLYBODEN: T41 | COOKSTOWN |  | 53.2877 | -6.3043
MV/LV Substation WA***4176 | 10 kV | 400V(3ph) & 230V(single ph) | LV | 630 kVA :Kiosk Substation | 0.63 | --> | 0.63 | 0 | 0 | Constrained,otherwise capacity available =500kVA. | --> | 0.598 | 0 | 0 | 0 | 0.052 | 0.5 | 0 |  | --> | C22 ex GRANGE (DR) | GRANGE (DR): T42 | GRANGE (DR) |  | 53.4036 | -6.1663
MV/LV Substation WA***4183 | 10 kV | 400V(3ph) & 230V(single ph) | LV | 50 kVA :Pole Substation | 0.05 | --> | 0.05 | 0 | 0 | Constrained,otherwise capacity available =50kVA. | --> | 0.047 | 0 | 0 | 0 | 0 | 0.049 | 0 |  | --> | C16 ex ENNISTYMON | ENNISTYMON: T41∥T42 | ENNIS |  | 52.9413 | -9.3908
MV/LV Substation WA***4183 | 20 kV | 400V(3ph) & 230V(single ph) | LV | 100 kVA :Pole Substation | 0.1 | --> | 0.1 | 0 | 0 | Constrained,otherwise capacity available =100kVA. | --> | 0.095 | 0 | 0 | 0 | 0 | 0.1 | 0 |  | --> | E30 ex LOUGHREA | LOUGHREA: T41∥T42 | SOMERSET |  | 53.2044 | -8.6893
MV/LV Substation WA***4184 | 10 kV | 400V(3ph) & 230V(single ph) | LV | 400 kVA :Building Structure | 0.4 | --> | 0.4 | 0 | 0 | Constrained,otherwise capacity available =303kVA. | --> | 0.38 | 0 | 0 | 0 | 0 | 0.414 | 0 |  | --> | C11 ex NAAS | NAAS: T41 | NEWBRIDGE |  | 53.1844 | -6.606
MV/LV Substation WA***4184 | 10 kV | 400V(3ph) & 230V(single ph) | LV | 50 kVA :Pole Substation | 0.05 | --> | 0.05 | 0 | 0 | Constrained,otherwise capacity available =37kVA. | --> | 0.047 | 0 | 0 | 0 | 0 | 0.051 | 0 |  | --> | E17 ex ACADEMY STREET | ACADEMY STREET: T421∥T422 | NAVAN |  | 53.6267 | -6.8581
MV/LV Substation WA***4185 | 10 kV | 400V(3ph) & 230V(single ph) | LV | 630 kVA :Kiosk Substation | 0.63 | --> | 0.63 | 0.5 | 8.3 |  | --> | 0.598 | 0 | 0 | 0 | 0 | 0.5 | 0 |  | --> | C21 ex BALLYBEG | BALLYBEG: T101 | CARRICKMINES |  | 52.9854 | -6.0788
MV/LV Substation WA***4187 | 10 kV | 400V(3ph) & 230V(single ph) | LV | 630 kVA :Kiosk Substation | 0.63 | --> | 0.63 | 0.5 | 9.3 |  | --> | 0.598 | 0 | 0 | 0 | 0 | 0.5 | 0 |  | --> | C28 ex KILMORE | KILMORE: T102 | FINGLAS |  | 53.4073 | -6.1846
MV/LV Substation WA***4194 | 10 kV | 400V(3ph) & 230V(single ph) | LV | 400 kVA :Kiosk Substation | 0.4 | --> | 0.4 | 0 | 0 | Constrained,otherwise capacity available =400kVA. | --> | 0.38 | 0 | 0 | 0 | 0 | 0.4 | 0 |  | --> | C11 ex LITTLE BRAY | LITTLE BRAY: T41 | FASSAROE |  | 53.2249 | -6.1217
MV/LV Substation WA***4195 | 10 kV | 400V(3ph) & 230V(single ph) | LV | 400 kVA :Building Structure | 0.4 | --> | 0.4 | 0.4 | 2.2 |  | --> | 0.38 | 0 | 0 | 0 | 0 | 0.4 | 0 |  | --> | C16 ex MANOR STREET | MANOR STREET: T42 | WATERFORD |  | 52.2577 | -7.107
MV/LV Substation WA***4206 | 10 kV | 400V(3ph) & 230V(single ph) | LV | 100 kVA :Pole Substation | 0.1 | --> | 0.1 | 0 | 0 | Constrained,otherwise capacity available =100kVA. | --> | 0.095 | 0 | 0 | 0 | 0 | 0.1 | 0 |  | --> | C14 ex ATHGARVAN | ATHGARVAN: T44 | NEWBRIDGE |  | 53.1644 | -6.7859
MV/LV Substation WA***4229 | 10 kV | 400V(3ph) & 230V(single ph) | LV | 630 kVA :Building Structure | 0.63 | --> | 0.63 | 0.5 | 0.5 |  | --> | 0.598 | 0 | 0 | 0 | 0 | 0.5 | 0 |  | --> | C25 ex PEMBROKE | PEMBROKE: T44 | RINGSEND |  | 53.3412 | -6.239
MV/LV Substation WA***423 | 10 kV | 400V(3ph) & 230V(single ph) | LV | 100 kVA :Pole Substation | 0.1 | --> | 0.1 | 0 | 0 |  | --> | 0.095 | 0 | 0 | 0 | 0 | 0.115 | 0 |  | --> | C12 ex COBH | COBH: T41∥T42 | COW CROSS |  | 51.8591 | -8.2853
MV/LV Substation WA***4231 | 10 kV | 400V(3ph) & 230V(single ph) | LV | 50 kVA :Pole Substation | 0.05 | --> | 0.05 | 0 | 0 | Constrained,otherwise capacity available =30kVA. | --> | 0.047 | 0 | 0 | 0 | 0.007 | 0.045 | 0 |  | --> | C18 ex KILDARE | KILDARE: T41∥T42 | NEWBRIDGE |  | 53.1447 | -6.9178
MV/LV Substation WA***4232 | 20 kV | 400V(3ph) & 230V(single ph) | LV | 50 kVA :Pole Substation | 0.05 | --> | 0.05 | 0.049 | 1.3 |  | --> | 0.047 | 0 | 0 | 0 | 0 | 0.049 | 0 |  | --> | C17 ex ROOSKY | ROOSKY: T41 | RICHMOND |  | 53.7917 | -8.0312
MV/LV Substation WA***4232 | 10 kV | 400V(3ph) & 230V(single ph) | LV | 400 kVA :Kiosk Substation | 0.4 | --> | 0.4 | 0 | 0 | Constrained,otherwise capacity available =388kVA. | --> | 0.38 | 0 | 0 | 0 | 0 | 0.401 | 0 |  | --> | C11 ex GARRYOWEN | GARRYOWEN: T41 | LIMERICK |  | 52.6541 | -8.6184
MV/LV Substation WA***4243 | 10 kV | 400V(3ph) & 230V(single ph) | LV | 50 kVA :Pole Substation | 0.05 | --> | 0.05 | 0 | 0 | Constrained,otherwise capacity available =50kVA. | --> | 0.047 | 0 | 0 | 0 | 0 | 0.049 | 0 |  | --> | C31 ex CASTLEVIEW | CASTLEVIEW: T101 | CASTLEVIEW |  | 51.8999 | -8.3684
MV/LV Substation WA***4245 | 20 kV | 400V(3ph) & 230V(single ph) | LV | 400 kVA :Kiosk Substation | 0.4 | --> | 0.4 | 0.4 | 0.7 |  | --> | 0.38 | 0 | 0 | 0 | 0 | 0.4 | 0 |  | --> | C17 ex MONEYCOOLEY | MONEYCOOLEY: T41 | GRIFFINRATH |  | 53.4159 | -6.4819
MV/LV Substation WA***4248 | 20 kV | 400V(3ph) & 230V(single ph) | LV | 50 kVA :Pole Substation | 0.05 | --> | 0.05 | 0 | 0 | Constrained,otherwise capacity available =50kVA. | --> | 0.047 | 0 | 0 | 0 | 0 | 0 | 0 | Constrained,otherwise capacity available =49kW. | --> | C14 ex FERMOY NORTH | FERMOY NORTH: T41∥T42 | BARRYMORE |  | 52.1611 | -8.2689
MV/LV Substation WA***4250 | 20 kV | 400V(3ph) & 230V(single ph) | LV | 100 kVA :Pole Substation | 0.1 | --> | 0.1 | 0 | 0 | Constrained,otherwise capacity available =100kVA. | --> | 0.095 | 0 | 0 | 0 | 0 | 0.1 | 0 |  | --> | C19 ex ENNISTYMON | ENNISTYMON: T41∥T42 | ENNIS |  | 53.1194 | -9.1586
MV/LV Substation WA***4251 | 20 kV | 400V(3ph) & 230V(single ph) | LV | 100 kVA :Pole Substation | 0.1 | --> | 0.1 | 0 | 0 | Constrained,otherwise capacity available =100kVA. | --> | 0.095 | 0 | 0 | 0 | 0 | 0.1 | 0 |  | --> | E18 ex CREAGH | CREAGH: T421∥T422 | ATHLONE |  | 53.3926 | -8.3285
MV/LV Substation WA***4252 | 10 kV | 400V(3ph) & 230V(single ph) | LV | 50 kVA :Pole Substation | 0.05 | --> | 0.05 | 0.028 | 0.3 |  | --> | 0.047 | 0 | 0 | 0 | 0.021 | 0.03 | 0 |  | --> | C15 ex DRUMBEAR | DRUMBEAR: T41∥T42 | LISDRUM |  | 54.2161 | -6.9229
MV/LV Substation WA***4285 | 20 kV | 400V(3ph) & 230V(single ph) | LV | 100 kVA :Pole Substation | 0.1 | --> | 0.1 | 0.1 | 7.4 |  | --> | 0.095 | 0 | 0 | 0 | 0 | 0.1 | 0 |  | --> | E19 ex BANOGE | BANOGE: T122 | BANOGE |  | 52.6382 | -6.2977
MV/LV Substation WA***4303 | 20 kV | 400V(3ph) & 230V(single ph) | LV | 630 kVA :Building Structure | 0.63 | --> | 0.63 | 0.5 | 0.9 |  | --> | 0.598 | 0 | 0 | 0 | 0 | 0.5 | 0 |  | --> | C11 ex RIVERSTOWN | RIVERSTOWN: T41∥T42 | KILBARRY |  | 52.0074 | -8.3241
MV/LV Substation WA***4305 | 20 kV | 400V(3ph) & 230V(single ph) | LV | 100 kVA :Pole Substation | 0.1 | --> | 0.1 | 0.1 | 7.4 |  | --> | 0.095 | 0 | 0 | 0 | 0 | 0.1 | 0 |  | --> | E19 ex BANOGE | BANOGE: T122 | BANOGE |  | 52.6408 | -6.2956
MV/LV Substation WA***431Y | 20 kV | 400V(3ph) & 230V(single ph) | LV | 50 kVA :Pole Substation | 0.05 | --> | 0.05 | 0.05 | 2.7 |  | --> | 0.047 | 0 | 0 | 0 | 0 | 0.049 | 0 |  | --> | E13 ex LONGFORD | LONGFORD: T421 | RICHMOND |  | 53.9193 | -7.6098
MV/LV Substation WA***4326 | 10 kV | 400V(3ph) & 230V(single ph) | LV | 400 kVA :Kiosk Substation | 0.4 | --> | 0.4 | 0.351 | 4.2 |  | --> | 0.38 | 0 | 0 | 0 | 0 | 0.407 | 0 |  | --> | C21 ex MARSHES | MARSHES: T41 | DUNDALK |  | 53.9625 | -6.3944
MV/LV Substation WA***4331 | 10 kV | 400V(3ph) & 230V(single ph) | LV | 400 kVA :Kiosk Substation | 0.4 | --> | 0.4 | 0 | 0 | Constrained,otherwise capacity available =295kVA. | --> | 0.38 | 0 | 0 | 0 | 0.138 | 0.271 | 0 |  | --> | C19 ex KILDARE | KILDARE: T41∥T42 | NEWBRIDGE |  | 53.1635 | -6.9214
MV/LV Substation WA***4332 | 10 kV | 400V(3ph) & 230V(single ph) | LV | 630 kVA :Kiosk Substation | 0.63 | --> | 0.63 | 0 | 0 | Constrained,otherwise capacity available =500kVA. | --> | 0.598 | 0 | 0 | 0 | 0.161 | 0.477 | 0 |  | --> | C19 ex KILDARE | KILDARE: T41∥T42 | NEWBRIDGE |  | 53.1645 | -6.9239
MV/LV Substation WA***434 | 20 kV | 400V(3ph) & 230V(single ph) | LV | 50 kVA :Pole Substation | 0.05 | --> | 0.05 | 0.048 | 0.7 |  | --> | 0.047 | 0 | 0 | 0 | 0.011 | 0.037 | 0 |  | --> | C20 ex KNOCKMULLEN | KNOCKMULLEN: T42 | GREAT ISLAND |  | 52.3235 | -6.9669
MV/LV Substation WA***4345 | 20 kV | 400V(3ph) & 230V(single ph) | LV | 50 kVA :Pole Substation | 0.05 | --> | 0.05 | 0.05 | 1.4 |  | --> | 0.047 | 0 | 0 | 0 | 0 | 0.049 | 0 |  | --> | C17 ex ROSCOMMON | ROSCOMMON: T41 | LANESBORO |  | 53.6187 | -8.3631
MV/LV Substation WA***4349 | 20 kV | 400V(3ph) & 230V(single ph) | LV | 50 kVA :Pole Substation | 0.05 | --> | 0.05 | 0.05 | 0.7 |  | --> | 0.047 | 0 | 0 | 0 | 0 | 0.049 | 0 |  | --> | C17 ex MONEYCOOLEY | MONEYCOOLEY: T41 | GRIFFINRATH |  | 53.3918 | -6.4957
MV/LV Substation WA***4350 | 10 kV | 400V(3ph) & 230V(single ph) | LV | 1000 kVA :Building Structure | 1 | --> | 1 | 0 | 0 | Constrained,otherwise capacity available =500kVA. | --> | 0.95 | 0 | 0 | 0 | 0 | 0.5 | 0 |  | --> | C16 ex WATLING STREET | WATLING STREET: T42 | FRANCIS STREET |  | 53.3459 | -6.284
MV/LV Substation WA***4371 | 10 kV | 400V(3ph) & 230V(single ph) | LV | 400 kVA :Kiosk Substation | 0.4 | --> | 0.4 | 0 | 0 | Constrained,otherwise capacity available =400kVA. | --> | 0.38 | 0 | 0 | 0 | 0 | 0.4 | 0 |  | --> | C14 ex SWORDS | SWORDS: T42 | GLASMORE |  | 53.4631 | -6.2221
MV/LV Substation WA***4430 | 10 kV | 400V(3ph) & 230V(single ph) | LV | 400 kVA :Kiosk Substation | 0.4 | --> | 0.4 | 0 | 0 | Constrained,otherwise capacity available =400kVA. | --> | 0.38 | 0 | 0 | 0 | 0 | 0.4 | 0 |  | --> | C17 ex CARRIGALINE | CARRIGALINE: T41∥T42 | BARNAHELY |  | 51.8151 | -8.3722
MV/LV Substation WA***4432 | 10 kV | 400V(3ph) & 230V(single ph) | LV | 1000 kVA :Building Structure | 1 | --> | 1 | 0.5 | 7.2 |  | --> | 0.95 | 0 | 0 | 0 | 0 | 0.5 | 0 |  | --> | C28 ex PELLETSTOWN | PELLETSTOWN: T102 | FINGLAS |  | 53.3762 | -6.3102
MV/LV Substation WA***4447 | 10 kV | 400V(3ph) & 230V(single ph) | LV | 630 kVA :Kiosk Substation | 0.63 | --> | 0.63 | 0.5 | 1.7 |  | --> | 0.598 | 0 | 0 | 0 | 0 | 0.5 | 0 |  | --> | C24 ex BISHOPSTOWN | BISHOPSTOWN: T42 | KILBARRY |  | 51.8715 | -8.5308
MV/LV Substation WA***4448 | 10 kV | 400V(3ph) & 230V(single ph) | LV | 630 kVA :Kiosk Substation | 0.63 | --> | 0.63 | 0.5 | 1.7 |  | --> | 0.598 | 0 | 0 | 0 | 0 | 0.5 | 0 |  | --> | C24 ex BISHOPSTOWN | BISHOPSTOWN: T42 | KILBARRY |  | 51.8705 | -8.5321
MV/LV Substation WA***4449 | 10 kV | 400V(3ph) & 230V(single ph) | LV | 630 kVA :Kiosk Substation | 0.63 | --> | 0.63 | 0.5 | 1.7 |  | --> | 0.598 | 0 | 0 | 0 | 0 | 0.5 | 0 |  | --> | C24 ex BISHOPSTOWN | BISHOPSTOWN: T42 | KILBARRY |  | 51.8706 | -8.5347
MV/LV Substation WA***4467 | 10 kV | 400V(3ph) & 230V(single ph) | LV | 200 kVA :Pole Substation | 0.2 | --> | 0.2 | 0.2 | 7.3 |  | --> | 0.19 | 0 | 0 | 0 | 0 | 0.2 | 0 |  | --> | C11 ex GARRYCASTLE | GARRYCASTLE: T41 | ATHLONE |  | 53.4178 | -7.9358
MV/LV Substation WA***449 | 20 kV | 400V(3ph) & 230V(single ph) | LV | 200 kVA :Pole Substation | 0.2 | --> | 0.2 | 0.087 | 0.9 |  | --> | 0.19 | 0 | 0 | 0 | 0.003 | 0.213 | 0 |  | --> | C11 ex RIVERSTOWN | RIVERSTOWN: T41∥T42 | KILBARRY |  | 52.0122 | -8.344
MV/LV Substation WA***450 | 20 kV | 400V(3ph) & 230V(single ph) | LV | 50 kVA :Pole Substation | 0.05 | --> | 0.05 | 0 | 0 | Constrained,otherwise capacity available =28kVA. | --> | 0.047 | 0 | 0 | 0 | 0.015 | 0.036 | 0 |  | --> | C21 ex MACETOWN | MACETOWN: T101 | MACETOWN |  | 53.4408 | -6.5102
MV/LV Substation WA***4538 | 20 kV | 400V(3ph) & 230V(single ph) | LV | 50 kVA :Pole Substation | 0.05 | --> | 0.05 | 0 | 0 | Constrained,otherwise capacity available =50kVA. | --> | 0.047 | 0 | 0 | 0 | 0 | 0.049 | 0 |  | --> | E17 ex BALTINGLASS | BALTINGLASS: T421∥T422 | STRATFORD |  | 52.8862 | -6.6848
MV/LV Substation WA***453Y | 10 kV | 400V(3ph) & 230V(single ph) | LV | 200 kVA :Kiosk Substation | 0.2 | --> | 0.2 | 0.182 | 1 |  | --> | 0.19 | 0 | 0 | 0 | 0 | 0.202 | 0 |  | --> | C11 ex MANOR STREET | MANOR STREET: T41 | WATERFORD |  | 52.249 | -7.0741
MV/LV Substation WA***457Y | 10 kV | 400V(3ph) & 230V(single ph) | LV | 50 kVA :Pole Substation | 0.05 | --> | 0.05 | 0 | 0 | Constrained,otherwise capacity available =46kVA. | --> | 0.047 | 0 | 0 | 0 | 0 | 0.049 | 0 |  | --> | C18 ex MIDLETON | MIDLETON: T102 | MIDLETON |  | 51.976 | -8.1593
MV/LV Substation WA***458Z | 10 kV | 400V(3ph) & 230V(single ph) | LV | 50 kVA :Pole Substation | 0.05 | --> | 0.05 | 0 | 0 | Constrained,otherwise capacity available =50kVA. | --> | 0.047 | 0 | 0 | 0 | 0 | 0.049 | 0 |  | --> | C16 ex LEIXLIP | LEIXLIP: T42 | GRIFFINRATH |  | 53.3466 | -6.4956
MV/LV Substation WA***466Z | 10 kV | 400V(3ph) & 230V(single ph) | LV | 400 kVA :Kiosk Substation | 0.4 | --> | 0.4 | 0.376 | 2.8 |  | --> | 0.38 | 0 | 0 | 0 | 0 | 0 | 0 | Constrained,otherwise capacity available =403kW. | --> | C11 ex PALMERSTOWN | PALMERSTOWN: T41 | FINGLAS |  | 53.3576 | -6.3718
MV/LV Substation WA***468Y | 10 kV | 400V(3ph) & 230V(single ph) | LV | 630 kVA :Building Structure | 0.63 | --> | 0.63 | 0.5 | 2.5 |  | --> | 0.598 | 0 | 0 | 0 | 0 | 0.5 | 0 |  | --> | C11 ex GRAIGUE | GRAIGUE: T41 | CARLOW |  | 52.8358 | -6.9371
MV/LV Substation WA***474Z | 10 kV | 400V(3ph) & 230V(single ph) | LV | 200 kVA :Kiosk Substation | 0.2 | --> | 0.2 | 0 | 0 | Constrained,otherwise capacity available =198kVA. | --> | 0.19 | 0 | 0 | 0 | 0 | 0.2 | 0 |  | --> | C19 ex ROSEHILL | ROSEHILL: T41 | KILKENNY |  | 52.6411 | -7.248
MV/LV Substation WA***479 | 10 kV | 400V(3ph) & 230V(single ph) | LV | 200 kVA :Pole Substation | 0.2 | --> | 0.2 | 0.152 | 1.2 |  | --> | 0.19 | 0 | 0 | 0 | 0 | 0.207 | 0 |  | --> | C20 ex POLLERTON | POLLERTON: T42 | CARLOW |  | 52.8268 | -6.8987
MV/LV Substation WA***479X | 10 kV | 400V(3ph) & 230V(single ph) | LV | 200 kVA :Pole Substation | 0.2 | --> | 0.2 | 0.148 | 4.6 |  | --> | 0.19 | 0 | 0 | 0 | 0 | 0.207 | 0 |  | --> | C18 ex BALLYJAMESDUFF | BALLYJAMESDUFF: T42 | SHANKILL |  | 53.8766 | -7.1888
MV/LV Substation WA***481 | 10 kV | 400V(3ph) & 230V(single ph) | LV | 50 kVA :Pole Substation | 0.05 | --> | 0.05 | 0.027 | 6.7 |  | --> | 0.047 | 0 | 0 | 0 | 0 | 0.052 | 0 |  | --> | C20 ex COLLINSTOWN | COLLINSTOWN: T41∥T42 | GRANGE (DR) |  | 53.4288 | -6.2275
MV/LV Substation WA***481X | 10 kV | 400V(3ph) & 230V(single ph) | LV | 400 kVA :Building Structure | 0.4 | --> | 0.4 | 0.334 | 1.3 |  | --> | 0.38 | 0 | 0 | 0 | 0 | 0 | 0 | Constrained,otherwise capacity available =410kW. | --> | C16 ex KILKEE | KILKEE: T41 | TULLABRACK |  | 52.6829 | -9.6458
MV/LV Substation WA***482Z | 10 kV | 400V(3ph) & 230V(single ph) | LV | 400 kVA :Kiosk Substation | 0.4 | --> | 0.4 | 0 | 0 | Constrained,otherwise capacity available =393kVA. | --> | 0.38 | 0 | 0 | 0 | 0 | 0.4 | 0 |  | --> | C31 ex CASTLEVIEW | CASTLEVIEW: T101 | CASTLEVIEW |  | 51.893 | -8.3708
MV/LV Substation WA***485X | 10 kV | 400V(3ph) & 230V(single ph) | LV | 400 kVA :Building Structure | 0.4 | --> | 0.4 | 0.379 | 1.3 |  | --> | 0.38 | 0 | 0 | 0 | 0 | 0.403 | 0 |  | --> | C21 ex TYMON | TYMON: T41 | COOKSTOWN |  | 53.2958 | -6.3554
MV/LV Substation WA***485Z | 10 kV | 400V(3ph) & 230V(single ph) | LV | 630 kVA :Building Structure | 0.63 | --> | 0.63 | 0 | 0 | Constrained,otherwise capacity available =500kVA. | --> | 0.598 | 0 | 0 | 0 | 0 | 0.5 | 0 |  | --> | C25 ex POPPINTREE | POPPINTREE: T101 | FINGLAS |  | 53.4089 | -6.2877
MV/LV Substation WA***488X | 10 kV | 400V(3ph) & 230V(single ph) | LV | 1000 kVA :Building Structure | 1 | --> | 1 | 0.5 | 11.2 |  | --> | 0.95 | 0 | 0 | 0 | 0.004 | 0.5 | 0 |  | --> | C12 ex CABRA | CABRA: T102 | FINGLAS |  | 53.3759 | -6.3169
MV/LV Substation WA***498 | 10 kV | 400V(3ph) & 230V(single ph) | LV | 400 kVA :Kiosk Substation | 0.4 | --> | 0.4 | 0.283 | 4.2 |  | --> | 0.38 | 0 | 0 | 0 | 0.017 | 0.4 | 0 |  | --> | C19 ex SWORDS | SWORDS: T41 | GLASMORE |  | 53.4635 | -6.2241
MV/LV Substation WA***499 | 10 kV | 400V(3ph) & 230V(single ph) | LV | 400 kVA :Building Structure | 0.4 | --> | 0.4 | 0 | 0 | Constrained,otherwise capacity available =153kVA. | --> | 0.38 | 0 | 0 | 0 | 0.015 | 0.417 | 0 |  | --> | C11 ex NEWMARKET (DR) | NEWMARKET (DR): T41 | FRANCIS STREET |  | 53.3375 | -6.2749
MV/LV Substation WA***505Y | 10 kV | 400V(3ph) & 230V(single ph) | LV | 200 kVA :Pole Substation | 0.2 | --> | 0.2 | 0.022 | 0 | Constrained,otherwise capacity available =171kVA. | --> | 0.19 | 0 | 0 | 0 | 0 | 0.191 | 0 | Constrained,otherwise capacity available =203kW. | --> | C11 ex RATHDRUM | RATHDRUM: T42 | ARKLOW |  | 52.9298 | -6.2232
MV/LV Substation WA***507Z | 10 kV | 400V(3ph) & 230V(single ph) | LV | 400 kVA :Kiosk Substation | 0.4 | --> | 0.4 | 0 | 0 | Constrained,otherwise capacity available =384kVA. | --> | 0.38 | 0 | 0 | 0 | 0 | 0.402 | 0 |  | --> | C18 ex MOUNTGORRY | MOUNTGORRY: T42 | GRANGE (DR) |  | 53.4522 | -6.1977
MV/LV Substation WA***508X | 10 kV | 400V(3ph) & 230V(single ph) | LV | 50 kVA :Pole Substation | 0.05 | --> | 0.05 | 0.039 | 1.9 |  | --> | 0.047 | 0 | 0 | 0 | 0 | 0.051 | 0 |  | --> | C19 ex DRYBRIDGE | DRYBRIDGE: T41 | DRYBRIDGE |  | 53.726 | -6.3831
MV/LV Substation WA***508Z | 10 kV | 400V(3ph) & 230V(single ph) | LV | 400 kVA :Kiosk Substation | 0.4 | --> | 0.4 | 0 | 0 | Constrained,otherwise capacity available =305kVA. | --> | 0.38 | 0 | 0 | 0 | 0.069 | 0.342 | 0 |  | --> | C18 ex MOUNTGORRY | MOUNTGORRY: T42 | GRANGE (DR) |  | 53.4525 | -6.2004
MV/LV Substation WA***509 | 20 kV | 400V(3ph) & 230V(single ph) | LV | 50 kVA :Pole Substation | 0.05 | --> | 0.05 | 0.025 | 3.6 |  | --> | 0.047 | 0 | 0 | 0 | 0.007 | 0.045 | 0 |  | --> | E20 ex KILLINICK | KILLINICK: T421∥T422 | WEXFORD |  | 52.2593 | -6.4837
MV/LV Substation WA***509Z | 10 kV | 400V(3ph) & 230V(single ph) | LV | 400 kVA :Kiosk Substation | 0.4 | --> | 0.4 | 0 | 0 | Constrained,otherwise capacity available =376kVA. | --> | 0.38 | 0 | 0 | 0 | 0 | 0.403 | 0 |  | --> | C16 ex MOUNTGORRY | MOUNTGORRY: T42 | GRANGE (DR) |  | 53.451 | -6.2001
MV/LV Substation WA***510Y | 10 kV | 400V(3ph) & 230V(single ph) | LV | 1000 kVA :Building Structure | 1 | --> | 1 | 0 | 0 | Constrained,otherwise capacity available =500kVA. | --> | 0.95 | 0 | 0 | 0 | 0 | 0 | 0 | Constrained,otherwise capacity available =500kW. | --> | C16 ex COOLCARRON | COOLCARRON: T41 | BARRYMORE |  | 52.1383 | -8.2768
MV/LV Substation WA***510Z | 10 kV | 400V(3ph) & 230V(single ph) | LV | 400 kVA :Kiosk Substation | 0.4 | --> | 0.4 | 0 | 0 | Constrained,otherwise capacity available =340kVA. | --> | 0.38 | 0 | 0 | 0 | 0.068 | 0.337 | 0 |  | --> | C16 ex MOUNTGORRY | MOUNTGORRY: T42 | GRANGE (DR) |  | 53.4506 | -6.202
MV/LV Substation WA***512 | 10 kV | 400V(3ph) & 230V(single ph) | LV | 1000 kVA :Building Structure | 1 | --> | 1 | 0.5 | 3 |  | --> | 0.95 | 0 | 0 | 0 | 0.021 | 0.5 | 0 |  | --> | C14 ex CRUMLIN | CRUMLIN: T42 | INCHICORE 220KV |  | 53.3213 | -6.3301
MV/LV Substation WA***519Z | 20 kV | 400V(3ph) & 230V(single ph) | LV | 630 kVA :Kiosk Substation | 0.63 | --> | 0.63 | 0 | 0 | Constrained,otherwise capacity available =491kVA. | --> | 0.598 | 0 | 0 | 0 | 0 | 0.5 | 0 |  | --> | E13 ex GLASMORE | GLASMORE: T421 | GLASMORE |  | 53.4742 | -6.2327
MV/LV Substation WA***524Y | 10 kV | 400V(3ph) & 230V(single ph) | LV | 400 kVA :Building Structure | 0.4 | --> | 0.4 | 0.379 | 1 |  | --> | 0.38 | 0 | 0 | 0 | 0 | 0.403 | 0 |  | --> | C11 ex MANOR STREET | MANOR STREET: T41 | WATERFORD |  | 52.248 | -7.072
MV/LV Substation WA***529 | 10 kV | 400V(3ph) & 230V(single ph) | LV | 200 kVA :Pole Substation | 0.2 | --> | 0.2 | 0 | 0 | Constrained,otherwise capacity available =94kVA. | --> | 0.19 | 0 | 0 | 0 | 0.006 | 0 | 0 | Constrained,otherwise capacity available =209kW. | --> | C14 ex DONEGAL | DONEGAL: T41∥T42 | CATHALEENS FALL |  | 54.6562 | -8.1121
MV/LV Substation WA***531Y | 20 kV | 400V(3ph) & 230V(single ph) | LV | 100 kVA :Pole Substation | 0.1 | --> | 0.1 | 0 | 0 | Constrained,otherwise capacity available =69kVA. | --> | 0.095 | 0 | 0 | 0 | 0 | 0 | 0 | Constrained,otherwise capacity available =104kW. | --> | E14 ex BEALNABLATH | BEALNABLATH: T421 | BANDON |  | 51.8618 | -8.8392
MV/LV Substation WA***534X | 10 kV | 400V(3ph) & 230V(single ph) | LV | 400 kVA :Building Structure | 0.4 | --> | 0.4 | 0 | 0 | Constrained,otherwise capacity available =390kVA. | --> | 0.38 | 0 | 0 | 0 | 0 | 0.401 | 0 |  | --> | C34 ex CLONDALKIN | CLONDALKIN: T44 | INCHICORE 220KV |  | 53.3247 | -6.3705
MV/LV Substation WA***536Y | 10 kV | 400V(3ph) & 230V(single ph) | LV | 400 kVA :Kiosk Substation | 0.4 | --> | 0.4 | 0.382 | 0.7 |  | --> | 0.38 | 0 | 0 | 0 | 0 | 0.402 | 0 |  | --> | C12 ex AGHAMORE | AGHAMORE: T42 | LANESBORO |  | 53.6749 | -7.9987
MV/LV Substation WA***569 | 10 kV | 400V(3ph) & 230V(single ph) | LV | 400 kVA :Kiosk Substation | 0.4 | --> | 0.4 | 0.293 | 4.1 |  | --> | 0.38 | 0 | 0 | 0 | 0.021 | 0.394 | 0 |  | --> | C14 ex LOUGHLINSTOWN | LOUGHLINSTOWN: T42 | CARRICKMINES |  | 53.2612 | -6.1376
MV/LV Substation WA***570 | 10 kV | 400V(3ph) & 230V(single ph) | LV | 400 kVA :Kiosk Substation | 0.4 | --> | 0.4 | 0.211 | 4.1 |  | --> | 0.38 | 0 | 0 | 0 | 0.084 | 0.34 | 0 |  | --> | C14 ex LOUGHLINSTOWN | LOUGHLINSTOWN: T42 | CARRICKMINES |  | 53.2598 | -6.1339
MV/LV Substation WA***570Y | 10 kV | 400V(3ph) & 230V(single ph) | LV | 100 kVA :Pole Substation | 0.1 | --> | 0.1 | 0 | 0 | Constrained,otherwise capacity available =100kVA. | --> | 0.095 | 0 | 0 | 0 | 0 | 0.1 | 0 |  | --> | C23 ex CLONMINCH | CLONMINCH: T41 | THORNSBERRY |  | 53.2766 | -7.4598
MV/LV Substation WA***572 | 10 kV | 400V(3ph) & 230V(single ph) | LV | 50 kVA :Pole Substation | 0.05 | --> | 0.05 | 0.035 | 5.6 |  | --> | 0.047 | 0 | 0 | 0 | 0 | 0.051 | 0 |  | --> | C13 ex PURCELLS INCH | PURCELLS INCH: T42 | KILKENNY |  | 52.6324 | -7.2224
MV/LV Substation WA***577X | 10 kV | 400V(3ph) & 230V(single ph) | LV | 200 kVA :Pole Substation | 0.2 | --> | 0.2 | 0 | 0 | Constrained,otherwise capacity available =136kVA. | --> | 0.19 | 0 | 0 | 0 | 0 | 0.209 | 0 |  | --> | C21 ex PORTARLINGTON | PORTARLINGTON: T43 | BLAKE |  | 53.1534 | -7.1597
MV/LV Substation WA***588 | 10 kV | 400V(3ph) & 230V(single ph) | LV | 100 kVA :Pole Substation | 0.1 | --> | 0.1 | 0.094 | 2.4 |  | --> | 0.095 | 0 | 0 | 0 | 0 | 0.1 | 0 |  | --> | C19 ex CASTLETOWNROCHE | CASTLETOWNROCHE: T41 | MALLOW |  | 52.2154 | -8.4956
MV/LV Substation WA***593X | 10 kV | 400V(3ph) & 230V(single ph) | LV | 400 kVA :Kiosk Substation | 0.4 | --> | 0.4 | 0 | 0 | Constrained,otherwise capacity available =379kVA. | --> | 0.38 | 0 | 0 | 0 | 0 | 0.403 | 0 |  | --> | C18 ex COOLCORCORAN | COOLCORCORAN: T41∥T42 | KNOCKEARAGH |  | 52.0874 | -9.5517
MV/LV Substation WA***595Z | 10 kV | 400V(3ph) & 230V(single ph) | LV | 630 kVA :Kiosk Substation | 0.63 | --> | 0.63 | 0 | 0 | Constrained,otherwise capacity available =500kVA. | --> | 0.598 | 0 | 0 | 0 | 0 | 0.5 | 0 |  | --> | C17 ex ATHGARVAN | ATHGARVAN: T41 | NEWBRIDGE |  | 53.1813 | -6.798
MV/LV Substation WA***598 | 10 kV | 400V(3ph) & 230V(single ph) | LV | 100 kVA :Pole Substation | 0.1 | --> | 0.1 | 0.07 | 3.4 |  | --> | 0.095 | 0 | 0 | 0 | 0 | 0.104 | 0 |  | --> | C17 ex GALWAY 110KV | GALWAY 110KV: T103 | GALWAY 110KV |  | 53.2943 | -9.0172
MV/LV Substation WA***602 | 20 kV | 400V(3ph) & 230V(single ph) | LV | 100 kVA :Pole Substation | 0.1 | --> | 0.1 | 0.098 | 5.1 |  | --> | 0.095 | 0 | 0 | 0 | 0 | 0.1 | 0 |  | --> | E16 ex BALLYBUNION | BALLYBUNION: T421∥T422 | TRIEN |  | 52.468 | -9.5357
MV/LV Substation WA***603Z | 10 kV | 400V(3ph) & 230V(single ph) | LV | 200 kVA :Kiosk Substation | 0.2 | --> | 0.2 | 0 | 0 | Constrained,otherwise capacity available =119kVA. | --> | 0.19 | 0 | 0 | 0 | 0.036 | 0.174 | 0 |  | --> | C14 ex ATHGARVAN | ATHGARVAN: T44 | NEWBRIDGE |  | 53.1631 | -6.7849
MV/LV Substation WA***604 | 10 kV | 400V(3ph) & 230V(single ph) | LV | 400 kVA :Kiosk Substation | 0.4 | --> | 0.4 | 0 | 0 | Constrained,otherwise capacity available =300kVA. | --> | 0.38 | 0 | 0 | 0 | 0.015 | 0.399 | 0 |  | --> | C17 ex WHITEHALL | WHITEHALL: T41 | FINGLAS |  | 53.3774 | -6.2542
MV/LV Substation WA***605 | 10 kV | 400V(3ph) & 230V(single ph) | LV | 400 kVA :Kiosk Substation | 0.4 | --> | 0.4 | 0 | 0 | Constrained,otherwise capacity available =269kVA. | --> | 0.38 | 0 | 0 | 0 | 0.032 | 0.386 | 0 |  | --> | C17 ex WHITEHALL | WHITEHALL: T41 | FINGLAS |  | 53.379 | -6.2524
MV/LV Substation WA***605X | 10 kV | 400V(3ph) & 230V(single ph) | LV | 50 kVA :Pole Substation | 0.05 | --> | 0.05 | 0.041 | 5.6 |  | --> | 0.047 | 0 | 0 | 0 | 0.008 | 0.041 | 0 |  | --> | C13 ex PURCELLS INCH | PURCELLS INCH: T42 | KILKENNY |  | 52.628 | -7.2156
MV/LV Substation WA***609X | 20 kV | 400V(3ph) & 230V(single ph) | LV | 100 kVA :Pole Substation | 0.1 | --> | 0.1 | 0.083 | 1.8 |  | --> | 0.095 | 0 | 0 | 0 | 0.023 | 0.078 | 0 |  | --> | E11 ex CURRALEIGH | CURRALEIGH: T421∥T422 | KILBARRY |  | 51.9025 | -8.6687
MV/LV Substation WA***614Y | 10 kV | 400V(3ph) & 230V(single ph) | LV | 50 kVA :Pole Substation | 0.05 | --> | 0.05 | 0.018 | 3 |  | --> | 0.047 | 0 | 0 | 0 | 0.002 | 0.051 | 0 |  | --> | C17 ex LOUGHANALLA | LOUGHANALLA: T41∥T42 | MULLINGAR |  | 53.6842 | -7.2965
MV/LV Substation WA***625X | 10 kV | 400V(3ph) & 230V(single ph) | LV | 400 kVA :Kiosk Substation | 0.4 | --> | 0.4 | 0.15 | 0.2 | Constrained,otherwise capacity available =291kVA. | --> | 0.38 | 0 | 0 | 0 | 0.033 | 0 | 0 | Constrained,otherwise capacity available =381kW. | --> | C11 ex COOLMINE | COOLMINE: T41 | FINGLAS |  | 53.3734 | -6.3912
MV/LV Substation WA***630X | 10 kV | 400V(3ph) & 230V(single ph) | LV | 200 kVA :Pole Substation | 0.2 | --> | 0.2 | 0 | 0 | Constrained,otherwise capacity available =148kVA. | --> | 0.19 | 0 | 0 | 0 | 0 | 0.207 | 0 |  | --> | C12 ex CULLION | CULLION: T41∥T42 | LETTERKENNY |  | 54.9391 | -7.7576
MV/LV Substation WA***635Y | 10 kV | 400V(3ph) & 230V(single ph) | LV | 50 kVA :Pole Substation | 0.05 | --> | 0.05 | 0 | 0 | Constrained,otherwise capacity available =33kVA. | --> | 0.047 | 0 | 0 | 0 | 0 | 0.051 | 0 |  | --> | C18 ex BLAKE | BLAKE: T41∥T42 | BLAKE |  | 53.277 | -6.8531
MV/LV Substation WA***636 | 10 kV | 400V(3ph) & 230V(single ph) | LV | 200 kVA :Building Structure | 0.2 | --> | 0.2 | 0 | 0 | Constrained,otherwise capacity available =178kVA. | --> | 0.19 | 0 | 0 | 0 | 0.004 | 0.198 | 0 |  | --> | C14 ex MACETOWN | MACETOWN: T102 | MACETOWN |  | 53.4068 | -6.4131
MV/LV Substation WA***636Z | 20 kV | 400V(3ph) & 230V(single ph) | LV | 630 kVA :Building Structure | 0.63 | --> | 0.63 | 0.5 | 0.9 |  | --> | 0.598 | 0 | 0 | 0 | 0.011 | 0.5 | 0 |  | --> | C11 ex RIVERSTOWN | RIVERSTOWN: T41∥T42 | KILBARRY |  | 52.006 | -8.3237
MV/LV Substation WA***637Y | 10 kV | 400V(3ph) & 230V(single ph) | LV | 50 kVA :Pole Substation | 0.05 | --> | 0.05 | 0 | 0 | Constrained,otherwise capacity available =32kVA. | --> | 0.047 | 0 | 0 | 0 | 0.007 | 0.044 | 0 |  | --> | C15 ex BLAKE | BLAKE: T41∥T42 | BLAKE |  | 53.2917 | -6.8486
MV/LV Substation WA***637Z | 20 kV | 400V(3ph) & 230V(single ph) | LV | 630 kVA :Building Structure | 0.63 | --> | 0.63 | 0.5 | 0.9 |  | --> | 0.598 | 0 | 0 | 0 | 0 | 0.5 | 0 |  | --> | C11 ex RIVERSTOWN | RIVERSTOWN: T41∥T42 | KILBARRY |  | 52.0066 | -8.323
MV/LV Substation WA***640 | 10 kV | 400V(3ph) & 230V(single ph) | LV | 630 kVA :Building Structure | 0.63 | --> | 0.63 | 0.5 | 7 |  | --> | 0.598 | 0 | 0 | 0 | 0.007 | 0.5 | 0 |  | --> | C19 ex BUSHFIELD | BUSHFIELD: T41 | ATHLONE |  | 53.4288 | -7.9464
MV/LV Substation WA***646X | 10 kV | 400V(3ph) & 230V(single ph) | LV | 50 kVA :Pole Substation | 0.05 | --> | 0.05 | 0.023 | 2.6 |  | --> | 0.047 | 0 | 0 | 0 | 0 | 0.053 | 0 |  | --> | C20 ex CASHEL | CASHEL: T42 | CAHIR |  | 52.5116 | -7.875
MV/LV Substation WA***648X | 20 kV | 400V(3ph) & 230V(single ph) | LV | 50 kVA :Pole Substation | 0.05 | --> | 0.05 | 0 | 0 | Constrained,otherwise capacity available =20kVA. | --> | 0.047 | 0 | 0 | 0 | 0 | 0.054 | 0 |  | --> | E11 ex ACADEMY STREET | ACADEMY STREET: T421∥T422 | NAVAN |  | 53.6081 | -6.5564
MV/LV Substation WA***660Z | 20 kV | 400V(3ph) & 230V(single ph) | LV | 400 kVA :Kiosk Substation | 0.4 | --> | 0.4 | 0.273 | 10.7 |  | --> | 0.38 | 0 | 0 | 0 | 0.017 | 0.401 | 0 |  | --> | E11 ex COOLROE | COOLROE: T121 | COOLROE |  | 51.8898 | -8.5965
MV/LV Substation WA***663X | 10 kV | 400V(3ph) & 230V(single ph) | LV | 400 kVA :Kiosk Substation | 0.4 | --> | 0.4 | 0.358 | 1 |  | --> | 0.38 | 0 | 0 | 0 | 0.007 | 0.398 | 0 |  | --> | C19 ex MANOR STREET | MANOR STREET: T41 | WATERFORD |  | 52.2541 | -7.105
MV/LV Substation WA***676 | 20 kV | 400V(3ph) & 230V(single ph) | LV | 50 kVA :Pole Substation | 0.05 | --> | 0.05 | 0.013 | 3.6 |  | --> | 0.047 | 0 | 0 | 0 | 0 | 0.054 | 0 |  | --> | E16 ex BALLYCROSSAUN | BALLYCROSSAUN: T421∥T422 | SOMERSET |  | 53.0843 | -8.2204
MV/LV Substation WA***682Y | 10 kV | 400V(3ph) & 230V(single ph) | LV | 200 kVA :Pole Substation | 0.2 | --> | 0.2 | 0 | 0 | Constrained,otherwise capacity available =150kVA. | --> | 0.19 | 0 | 0 | 0 | 0.007 | 0 | 0 | Constrained,otherwise capacity available =200kW. | --> | C11 ex PORTARLINGTON | PORTARLINGTON: T41∥T42 | PORTLAOISE |  | 53.2299 | -7.224
MV/LV Substation WA***683 | 10 kV | 400V(3ph) & 230V(single ph) | LV | 630 kVA :Kiosk Substation | 0.63 | --> | 0.63 | 0.373 | 4.1 |  | --> | 0.598 | 0 | 0 | 0 | 0.023 | 0.5 | 0 |  | --> | C15 ex KIMMAGE | KIMMAGE: T41 | INCHICORE 220KV |  | 53.3069 | -6.3109
MV/LV Substation WA***688Y | 20 kV | 400V(3ph) & 230V(single ph) | LV | 50 kVA :Pole Substation | 0.05 | --> | 0.05 | 0 | 0 | Constrained,otherwise capacity available =48kVA. | --> | 0.047 | 0 | 0 | 0 | 0.003 | 0 | 0 | Constrained,otherwise capacity available =46kW. | --> | E12 ex CASTLELYONS | CASTLELYONS: T421∥T422 | BARRYMORE |  | 52.0317 | -8.3256
MV/LV Substation WA***692Y | 20 kV | 400V(3ph) & 230V(single ph) | LV | 200 kVA :Pole Substation | 0.2 | --> | 0.2 | 0 | 0 | Constrained,otherwise capacity available =181kVA. | --> | 0.19 | 0 | 0 | 0 | 0.023 | 0.178 | 0 |  | --> | E20 ex EDENDERRY | EDENDERRY: T421∥T422 | BLAKE |  | 53.3247 | -7.0984
MV/LV Substation WA***693X | 20 kV | 400V(3ph) & 230V(single ph) | LV | 50 kVA :Pole Substation | 0.05 | --> | 0.05 | 0 | 0 | Constrained,otherwise capacity available =48kVA. | --> | 0.047 | 0 | 0 | 0 | 0 | 0.049 | 0 |  | --> | C24 ex CLIFDEN | CLIFDEN: T41∥T42 | GALWAY 110KV |  | 53.5459 | -10.0199
MV/LV Substation WA***699 | 10 kV | 400V(3ph) & 230V(single ph) | LV | 50 kVA :Pole Substation | 0.05 | --> | 0.05 | 0 | 0 | Constrained,otherwise capacity available =43kVA. | --> | 0.047 | 0 | 0 | 0 | 0 | 0 | 0 | Constrained,otherwise capacity available =50kW. | --> | E11 ex LUMCLOON | LUMCLOON: T421∥T422 | DALLOW |  | 53.2243 | -7.9533
MV/LV Substation WA***699Y | 10 kV | 400V(3ph) & 230V(single ph) | LV | 630 kVA :Building Structure | 0.63 | --> | 0.63 | 0.5 | 8.9 |  | --> | 0.598 | 0 | 0 | 0 | 0 | 0.5 | 0 |  | --> | C17 ex MIDLETON | MIDLETON: T101 | MIDLETON |  | 51.9122 | -8.1769
MV/LV Substation WA***707 | 20 kV | 400V(3ph) & 230V(single ph) | LV | 50 kVA :Pole Substation | 0.05 | --> | 0.05 | 0.047 | 1.7 |  | --> | 0.047 | 0 | 0 | 0 | 0 | 0 | 0 | Constrained,otherwise capacity available =49kW. | --> | E17 ex CREESLOUGH | CREESLOUGH: T421 | ARDNAGAPPARY |  | 55.1942 | -7.9676
MV/LV Substation WA***708 | 20 kV | 400V(3ph) & 230V(single ph) | LV | 100 kVA :Pole Substation | 0.1 | --> | 0.1 | 0.061 | 1.2 |  | --> | 0.095 | 0 | 0 | 0 | 0 | 0 | 0 | Constrained,otherwise capacity available =105kW. | --> | E14 ex BUNCRANA | BUNCRANA: T421∥T422 | TRILLICK |  | 55.1496 | -7.4462
MV/LV Substation WA***713X | 20 kV | 400V(3ph) & 230V(single ph) | LV | 400 kVA :Kiosk Substation | 0.4 | --> | 0.4 | 0.368 | 1.6 |  | --> | 0.38 | 0 | 0 | 0 | 0 | 0.404 | 0 |  | --> | E16 ex GURRANEBANE | GURRANEBANE: T421∥T422 | OUGHTRAGH |  | 51.834 | -10.1733
MV/LV Substation WA***722Y | 20 kV | 400V(3ph) & 230V(single ph) | LV | 200 kVA :Kiosk Substation | 0.2 | --> | 0.2 | 0 | 0 | Constrained,otherwise capacity available =167kVA. | --> | 0.19 | 0 | 0 | 0 | 0 | 0.204 | 0 |  | --> | E12 ex CARRIGSHANE | CARRIGSHANE: T422 | MIDLETON |  | 51.9096 | -8.0737
MV/LV Substation WA***727Y | 10 kV | 400V(3ph) & 230V(single ph) | LV | 630 kVA :Kiosk Substation | 0.63 | --> | 0.63 | 0 | 0 | Constrained,otherwise capacity available =458kVA. | --> | 0.598 | 0 | 0 | 0 | 0.007 | 0.5 | 0 |  | --> | C19 ex CLONMINCH | CLONMINCH: T41 | THORNSBERRY |  | 53.2748 | -7.4972
MV/LV Substation WA***729X | 10 kV | 400V(3ph) & 230V(single ph) | LV | 630 kVA :Building Structure | 0.63 | --> | 0.63 | 0 | 0 | Constrained,otherwise capacity available =500kVA. | --> | 0.598 | 0 | 0 | 0 | 0 | 0.5 | 0 |  | --> | C17 ex CASTLEVIEW | CASTLEVIEW: T101 | CASTLEVIEW |  | 51.8966 | -8.3782
MV/LV Substation WA***736Z | 10 kV | 400V(3ph) & 230V(single ph) | LV | 1000 kVA :Building Structure | 1 | --> | 1 | 0.5 | 1.5 |  | --> | 0.95 | 0 | 0 | 0 | 0 | 0.5 | 0 |  | --> | C11 ex SALLINS | SALLINS: T41 | GRIFFINRATH |  | 53.2458 | -6.664
MV/LV Substation WA***737Z | 10 kV | 400V(3ph) & 230V(single ph) | LV | 630 kVA :Building Structure | 0.63 | --> | 0.63 | 0.5 | 1.5 |  | --> | 0.598 | 0 | 0 | 0 | 0 | 0.5 | 0 |  | --> | C11 ex SALLINS | SALLINS: T41 | GRIFFINRATH |  | 53.2464 | -6.6615
MV/LV Substation WA***738X | 20 kV | 400V(3ph) & 230V(single ph) | LV | 50 kVA :Pole Substation | 0.05 | --> | 0.05 | 0.044 | 3 |  | --> | 0.047 | 0 | 0 | 0 | 0 | 0.05 | 0 |  | --> | C12 ex CROSSMOLINA | CROSSMOLINA: T41∥T42 | MOY |  | 54.1666 | -9.3459
MV/LV Substation WA***738Z | 10 kV | 400V(3ph) & 230V(single ph) | LV | 630 kVA :Kiosk Substation | 0.63 | --> | 0.63 | 0.5 | 1.5 |  | --> | 0.598 | 0 | 0 | 0 | 0 | 0.5 | 0 |  | --> | C11 ex SALLINS | SALLINS: T41 | GRIFFINRATH |  | 53.2472 | -6.6592
MV/LV Substation WA***744X | 20 kV | 400V(3ph) & 230V(single ph) | LV | 200 kVA :Pole Substation | 0.2 | --> | 0.2 | 0 | 0 | Constrained,otherwise capacity available =175kVA. | --> | 0.19 | 0 | 0 | 0 | 0 | 0.203 | 0 |  | --> | C19 ex ENNISTYMON | ENNISTYMON: T41∥T42 | ENNIS |  | 53.0245 | -9.3102
MV/LV Substation WA***752X | 10 kV | 400V(3ph) & 230V(single ph) | LV | 630 kVA :Building Structure | 0.63 | --> | 0.63 | 0.5 | 7 |  | --> | 0.598 | 0 | 0 | 0 | 0 | 0.5 | 0 |  | --> | C14 ex PEMBROKE | PEMBROKE: T41∥T43 | RINGSEND |  | 53.3374 | -6.2414
MV/LV Substation WA***752Y | 10 kV | 400V(3ph) & 230V(single ph) | LV | 50 kVA :Pole Substation | 0.05 | --> | 0.05 | 0.05 | 8.9 |  | --> | 0.047 | 0 | 0 | 0 | 0 | 0.049 | 0 |  | --> | C19 ex MIDLETON | MIDLETON: T101 | MIDLETON |  | 51.9191 | -8.1985
MV/LV Substation WA***754 | 20 kV | 400V(3ph) & 230V(single ph) | LV | 100 kVA :Pole Substation | 0.1 | --> | 0.1 | 0.072 | 2.6 |  | --> | 0.095 | 0 | 0 | 0 | 0.074 | 0.026 | 0 |  | --> | E13 ex KILCOCK | KILCOCK: T421 | GRIFFINRATH |  | 53.5231 | -6.614
MV/LV Substation WA***754Y | 20 kV | 400V(3ph) & 230V(single ph) | LV | 400 kVA :Kiosk Substation | 0.4 | --> | 0.4 | 0 | 0 | Constrained,otherwise capacity available =375kVA. | --> | 0.38 | 0 | 0 | 0 | 0.021 | 0.381 | 0 |  | --> | C22 ex ATHLONE | ATHLONE: T41 | ATHLONE |  | 53.4263 | -8.0053
MV/LV Substation WA***755Y | 20 kV | 400V(3ph) & 230V(single ph) | LV | 400 kVA :Kiosk Substation | 0.4 | --> | 0.4 | 0.305 | 3.6 |  | --> | 0.38 | 0 | 0 | 0 | 0.002 | 0.412 | 0 |  | --> | E20 ex KILLINICK | KILLINICK: T421∥T422 | WEXFORD |  | 52.26 | -6.4798
MV/LV Substation WA***763X | 20 kV | 400V(3ph) & 230V(single ph) | LV | 200 kVA :Kiosk Substation | 0.2 | --> | 0.2 | 0.137 | 5.6 |  | --> | 0.19 | 0 | 0 | 0 | 0.008 | 0.2 | 0 |  | --> | E18 ex CRANE | CRANE: T122 | CRANE |  | 52.649 | -6.229
MV/LV Substation WA***783 | 20 kV | 400V(3ph) & 230V(single ph) | LV | 50 kVA :Pole Substation | 0.05 | --> | 0.05 | 0 | 11.9 |  | --> | 0.047 | 0 | 0 | 0 | 0 | 0 | 0 | Constrained,otherwise capacity available =56kW. | --> | E16 ex WESTPORT | WESTPORT: T421∥T422 | CASTLEBAR |  | 53.7551 | -9.5557
MV/LV Substation WA***787 | 10 kV | 400V(3ph) & 230V(single ph) | LV | 630 kVA :Building Structure | 0.63 | --> | 0.63 | 0 | 0 | Constrained,otherwise capacity available =500kVA. | --> | 0.598 | 0 | 0 | 0 | 0 | 0.5 | 0 |  | --> | C37 ex INCHICORE CENTRAL | INCHICORE CENTRAL: T45 | INCHICORE 220KV |  | 53.3352 | -6.334
MV/LV Substation WA***789 | 10 kV | 400V(3ph) & 230V(single ph) | LV | 100 kVA :Pole Substation | 0.1 | --> | 0.1 | 0 | 0 | Constrained,otherwise capacity available =37kVA. | --> | 0.095 | 0 | 0 | 0 | 0 | 0.109 | 0 |  | --> | C19 ex BALLYBAILIE | BALLYBAILIE: T41 | DUNDALK |  | 53.8534 | -6.5554
MV/LV Substation WA***794X | 10 kV | 400V(3ph) & 230V(single ph) | LV | 100 kVA :Pole Substation | 0.1 | --> | 0.1 | 0 | 0 | Constrained,otherwise capacity available =78kVA. | --> | 0.095 | 0 | 0 | 0 | 0 | 0 | 0 | Constrained,otherwise capacity available =103kW. | --> | E11 ex ASHBOURNE | ASHBOURNE: T421 | FINGLAS |  | 53.4458 | -6.3395
MV/LV Substation WA***797 | 20 kV | 400V(3ph) & 230V(single ph) | LV | 100 kVA :Pole Substation | 0.1 | --> | 0.1 | 0.05 | 0.9 |  | --> | 0.095 | 0 | 0 | 0 | 0.024 | 0.082 | 0 |  | --> | C11 ex DRUMQUIN | DRUMQUIN: T42 | ENNIS |  | 52.8261 | -9.1179
MV/LV Substation WA***797X | 20 kV | 400V(3ph) & 230V(single ph) | LV | 400 kVA :Kiosk Substation | 0.4 | --> | 0.4 | 0 | 0 | Constrained,otherwise capacity available =302kVA. | --> | 0.38 | 0 | 0 | 0 | 0 | 0.414 | 0 |  | --> | E13 ex BALTINGLASS | BALTINGLASS: T421∥T422 | STRATFORD |  | 52.936 | -6.6941
MV/LV Substation WA***801X | 10 kV | 400V(3ph) & 230V(single ph) | LV | 630 kVA :Kiosk Substation | 0.63 | --> | 0.63 | 0 | 0 | Constrained,otherwise capacity available =471kVA. | --> | 0.598 | 0 | 0 | 0 | 0.039 | 0.5 | 0 |  | --> | C20 ex OLDBAWN | OLDBAWN: T42 | COOKSTOWN |  | 53.2796 | -6.3618
MV/LV Substation WA***810Z | 10 kV | 400V(3ph) & 230V(single ph) | LV | 200 kVA :Kiosk Substation | 0.2 | --> | 0.2 | 0 | 0 | Constrained,otherwise capacity available =108kVA. | --> | 0.19 | 0 | 0 | 0 | 0.012 | 0.201 | 0 |  | --> | C14 ex ATHGARVAN | ATHGARVAN: T44 | NEWBRIDGE |  | 53.1628 | -6.7917
MV/LV Substation WA***812 | 10 kV | 400V(3ph) & 230V(single ph) | LV | 100 kVA :Pole Substation | 0.1 | --> | 0.1 | 0 | 0 | Constrained,otherwise capacity available =69kVA. | --> | 0.095 | 0 | 0 | 0 | 0.023 | 0.08 | 0 |  | --> | C15 ex CARRIGALINE | CARRIGALINE: T41∥T42 | BARNAHELY |  | 51.8164 | -8.3808
MV/LV Substation WA***813X | 20 kV | 400V(3ph) & 230V(single ph) | LV | 200 kVA :Pole Substation | 0.2 | --> | 0.2 | 0.179 | 2.4 |  | --> | 0.19 | 0 | 0 | 0 | 0 | 0.203 | 0 |  | --> | C22 ex BUSHFIELD | BUSHFIELD: T42 | ATHLONE |  | 53.4634 | -7.8038
MV/LV Substation WA***819Y | 20 kV | 400V(3ph) & 230V(single ph) | LV | 200 kVA :Kiosk Substation | 0.2 | --> | 0.2 | 0.165 | 3.6 |  | --> | 0.19 | 0 | 0 | 0 | 0 | 0.205 | 0 |  | --> | E12 ex KILLINICK | KILLINICK: T421∥T422 | WEXFORD |  | 52.2452 | -6.3309
MV/LV Substation WA***830 | 20 kV | 400V(3ph) & 230V(single ph) | LV | 50 kVA :Pole Substation | 0.05 | --> | 0.05 | 0.045 | 0.9 |  | --> | 0.047 | 0 | 0 | 0 | 0 | 0 | 0 | Constrained,otherwise capacity available =50kW. | --> | E23 ex ATHBOY | ATHBOY: T423 | NAVAN |  | 53.525 | -6.8889
MV/LV Substation WA***832 | 10 kV | 400V(3ph) & 230V(single ph) | LV | 1000 kVA :Building Structure | 1 | --> | 1 | 0.5 | 4.1 |  | --> | 0.95 | 0 | 0 | 0 | 0.011 | 0.5 | 0 |  | --> | C15 ex KIMMAGE | KIMMAGE: T41 | INCHICORE 220KV |  | 53.3074 | -6.3094
MV/LV Substation WA***832 | 10 kV | 400V(3ph) & 230V(single ph) | LV | 630 kVA :Building Structure | 0.63 | --> | 0.63 | 0.388 | 3.7 |  | --> | 0.598 | 0 | 0 | 0 | 0 | 0.5 | 0 |  | --> | C19 ex MERRION SQUARE | MERRION SQUARE: T42 | RINGSEND |  | 53.3367 | -6.2427
MV/LV Substation WA***836 | 10 kV | 400V(3ph) & 230V(single ph) | LV | 100 kVA :Pole Substation | 0.1 | --> | 0.1 | 0.099 | 3.9 |  | --> | 0.095 | 0 | 0 | 0 | 0 | 0 | 0 | Constrained,otherwise capacity available =100kW. | --> | C15 ex DERRYBEG | DERRYBEG: T41∥T42 | ARDNAGAPPARY |  | 55.0632 | -8.2767
MV/LV Substation WA***837 | 10 kV | 400V(3ph) & 230V(single ph) | LV | 400 kVA :Building Structure | 0.4 | --> | 0.4 | 0.312 | 1.2 |  | --> | 0.38 | 0 | 0 | 0 | 0 | 0.413 | 0 |  | --> | C20 ex POLLERTON | POLLERTON: T42 | CARLOW |  | 52.8283 | -6.8991
MV/LV Substation WA***837X | 10 kV | 400V(3ph) & 230V(single ph) | LV | 50 kVA :Pole Substation | 0.05 | --> | 0.05 | 0 | 0 | Constrained,otherwise capacity available =45kVA. | --> | 0.047 | 0 | 0 | 0 | 0.004 | 0 | 0 | Constrained,otherwise capacity available =46kW. | --> | C20 ex TEMPLEMORE | TEMPLEMORE: T42 | IKERRIN |  | 52.8072 | -7.8303
MV/LV Substation WA***845 | 20 kV | 400V(3ph) & 230V(single ph) | LV | 100 kVA :Pole Substation | 0.1 | --> | 0.1 | 0.074 | 7.4 |  | --> | 0.095 | 0 | 0 | 0 | 0.005 | 0.098 | 0 |  | --> | E22 ex BANOGE | BANOGE: T122 | BANOGE |  | 52.6233 | -6.4212
MV/LV Substation WA***863Y | 10 kV | 400V(3ph) & 230V(single ph) | LV | 200 kVA :Kiosk Substation | 0.2 | --> | 0.2 | 0.169 | 3.3 |  | --> | 0.19 | 0 | 0 | 0 | 0.003 | 0.201 | 0 |  | --> | C14 ex WATERFORD | WATERFORD: T42 | WATERFORD |  | 52.2697 | -7.1372
MV/LV Substation WA***864 | 10 kV | 400V(3ph) & 230V(single ph) | LV | 200 kVA :Pole Substation | 0.2 | --> | 0.2 | 0 | 0 | Constrained,otherwise capacity available =125kVA. | --> | 0.19 | 0 | 0 | 0 | 0 | 0 | 0 | Constrained,otherwise capacity available =211kW. | --> | C14 ex DONEGAL | DONEGAL: T41∥T42 | CATHALEENS FALL |  | 54.662 | -8.0931
MV/LV Substation WA***881X | 10 kV | 400V(3ph) & 230V(single ph) | LV | 400 kVA :Kiosk Substation | 0.4 | --> | 0.4 | 0.307 | 2.8 |  | --> | 0.38 | 0 | 0 | 0 | 0.001 | 0.413 | 0 |  | --> | C17 ex CARRIGLAWN | CARRIGLAWN: T41∥T42 | WEXFORD |  | 52.3424 | -6.4771
MV/LV Substation WA***884X | 10 kV | 400V(3ph) & 230V(single ph) | LV | 1000 kVA :Building Structure | 1 | --> | 1 | 0.5 | 0.5 |  | --> | 0.95 | 0 | 0 | 0 | 0 | 0.5 | 0 |  | --> | C02 ex PEMBROKE | PEMBROKE: T44 | RINGSEND |  | 53.3412 | -6.2314
MV/LV Substation WA***899X | 20 kV | 400V(3ph) & 230V(single ph) | LV | 400 kVA :Kiosk Substation | 0.4 | --> | 0.4 | 0 | 0 | Constrained,otherwise capacity available =306kVA. | --> | 0.38 | 0 | 0 | 0 | 0 | 0.414 | 0 |  | --> | C22 ex ATHLONE | ATHLONE: T41 | ATHLONE |  | 53.4482 | -8.06
MV/LV Substation WA***902Z | 10 kV | 400V(3ph) & 230V(single ph) | LV | 200 kVA :Kiosk Substation | 0.2 | --> | 0.2 | 0 | 0 | Constrained,otherwise capacity available =135kVA. | --> | 0.19 | 0 | 0 | 0 | 0.016 | 0.193 | 0 |  | --> | C14 ex ATHGARVAN | ATHGARVAN: T44 | NEWBRIDGE |  | 53.1622 | -6.788
MV/LV Substation WA***918X | 10 kV | 400V(3ph) & 230V(single ph) | LV | 400 kVA :Building Structure | 0.4 | --> | 0.4 | 0 | 0 | Constrained,otherwise capacity available =377kVA. | --> | 0.38 | 0 | 0 | 0 | 0 | 0.403 | 0 |  | --> | C20 ex ENNISTYMON | ENNISTYMON: T41∥T42 | ENNIS |  | 52.8692 | -9.1545
MV/LV Substation WA***920Y | 20 kV | 400V(3ph) & 230V(single ph) | LV | 200 kVA :Kiosk Substation | 0.2 | --> | 0.2 | 0.151 | 1.3 |  | --> | 0.19 | 0 | 0 | 0 | 0.015 | 0.191 | 0 |  | --> | C17 ex ROOSKY | ROOSKY: T41 | RICHMOND |  | 53.8306 | -7.9307
MV/LV Substation WA***921Y | 10 kV | 400V(3ph) & 230V(single ph) | LV | 200 kVA :Pole Substation | 0.2 | --> | 0.2 | 0.184 | 6.1 |  | --> | 0.19 | 0 | 0 | 0 | 0.007 | 0.195 | 0 |  | --> | C17 ex CASHEL | CASHEL: T41 | CAHIR |  | 52.5113 | -7.8807
MV/LV Substation WA***924 | 20 kV | 400V(3ph) & 230V(single ph) | LV | 100 kVA :Pole Substation | 0.1 | --> | 0.1 | 0.077 | 3.4 |  | --> | 0.095 | 0 | 0 | 0 | 0 | 0 | 0 | Constrained,otherwise capacity available =103kW. | --> | C17 ex BALLYSHANNON | BALLYSHANNON: T41∥T42 | CATHALEENS FALL |  | 54.518 | -8.1689
MV/LV Substation WA***925Z | 10 kV | 400V(3ph) & 230V(single ph) | LV | 100 kVA :Pole Substation | 0.1 | --> | 0.1 | 0 | 0 | Constrained,otherwise capacity available =75kVA. | --> | 0.095 | 0 | 0 | 0 | 0 | 0.103 | 0 |  | --> | C24 ex GORESBRIDGE | GORESBRIDGE: T41∥T42 | KILKENNY |  | 52.6245 | -7.0568
MV/LV Substation WA***927 | 10 kV | 400V(3ph) & 230V(single ph) | LV | 400 kVA :Building Structure | 0.4 | --> | 0.4 | 0 | 0 | Constrained,otherwise capacity available =179kVA. | --> | 0.38 | 0 | 0 | 0 | 0.092 | 0.336 | 0 |  | --> | C15 ex BALLAGHADERREEN | BALLAGHADERREEN: T41∥T42 | TONROE |  | 53.9086 | -8.464
MV/LV Substation WA***932 | 10 kV | 400V(3ph) & 230V(single ph) | LV | 50 kVA :Pole Substation | 0.05 | --> | 0.05 | 0.035 | 1.7 |  | --> | 0.047 | 0 | 0 | 0 | 0.002 | 0.049 | 0 |  | --> | C24 ex BISHOPSTOWN | BISHOPSTOWN: T42 | KILBARRY |  | 51.8553 | -8.5431
MV/LV Substation WA***934Y | 10 kV | 400V(3ph) & 230V(single ph) | LV | 400 kVA :Building Structure | 0.4 | --> | 0.4 | 0.223 | 3.3 |  | --> | 0.38 | 0 | 0 | 0 | 0 | 0.415 | 0 |  | --> | C14 ex MOYLISH | MOYLISH: T41∥T42 | ARDNACRUSHA |  | 52.6781 | -8.6391
MV/LV Substation WA***934Z | 10 kV | 400V(3ph) & 230V(single ph) | LV | 50 kVA :Pole Substation | 0.05 | --> | 0.05 | 0 | 0 | Constrained,otherwise capacity available =46kVA. | --> | 0.047 | 0 | 0 | 0 | 0 | 0.049 | 0 |  | --> | C18 ex NAAS | NAAS: T42 | NEWBRIDGE |  | 53.1535 | -6.7089
MV/LV Substation WA***935 | 20 kV | 400V(3ph) & 230V(single ph) | LV | 50 kVA :Pole Substation | 0.05 | --> | 0.05 | 0 | 0 | Constrained,otherwise capacity available =49kVA. | --> | 0.047 | 0 | 0 | 0 | 0 | 0.049 | 0 |  | --> | E17 ex DRUMLINE | DRUMLINE: T421∥T422 | DRUMLINE |  | 52.7929 | -8.7702
MV/LV Substation WA***937 | 10 kV | 400V(3ph) & 230V(single ph) | LV | 50 kVA :Pole Substation | 0.05 | --> | 0.05 | 0 | 0 | Constrained,otherwise capacity available =40kVA. | --> | 0.047 | 0 | 0 | 0 | 0 | 0.051 | 0 |  | --> | C13 ex BUTTEVANT | BUTTEVANT: T41∥T42 | MALLOW |  | 52.2312 | -8.6633
MV/LV Substation WA***938 | 20 kV | 400V(3ph) & 230V(single ph) | LV | 200 kVA :Pole Substation | 0.2 | --> | 0.2 | 0.139 | 3 |  | --> | 0.19 | 0 | 0 | 0 | 0.003 | 0.206 | 0 |  | --> | C16 ex LOUGHANALLA | LOUGHANALLA: T41∥T42 | MULLINGAR |  | 53.6811 | -7.2963
MV/LV Substation WA***939 | 10 kV | 400V(3ph) & 230V(single ph) | LV | 400 kVA :Kiosk Substation | 0.4 | --> | 0.4 | 0 | 0 | Constrained,otherwise capacity available =296kVA. | --> | 0.38 | 0 | 0 | 0 | 0.003 | 0.412 | 0 |  | --> | C11 ex GARDEN CITY | GARDEN CITY: T41∥T42 | ARKLOW |  | 52.682 | -6.2944
MV/LV Substation WA***942X | 20 kV | 400V(3ph) & 230V(single ph) | LV | 400 kVA :Kiosk Substation | 0.4 | --> | 0.4 | 0 | 0 | Constrained,otherwise capacity available =359kVA. | --> | 0.38 | 0 | 0 | 0 | 0 | 0.406 | 0 |  | --> | E12 ex BALLINROBE | BALLINROBE: T421∥T422 | DALTON |  | 53.6267 | -9.2213
MV/LV Substation WA***953X | 10 kV | 400V(3ph) & 230V(single ph) | LV | 50 kVA :Pole Substation | 0.05 | --> | 0.05 | 0.043 | 8.9 |  | --> | 0.047 | 0 | 0 | 0 | 0 | 0.05 | 0 |  | --> | C19 ex MIDLETON | MIDLETON: T101 | MIDLETON |  | 51.9287 | -8.1953
MV/LV Substation WA***954 | 10 kV | 400V(3ph) & 230V(single ph) | LV | 400 kVA :Building Structure | 0.4 | --> | 0.4 | 0.316 | 1.3 |  | --> | 0.38 | 0 | 0 | 0 | 0 | 0.412 | 0 |  | --> | C15 ex ENNIS NORTH | ENNIS NORTH: T41∥T42 | ENNIS |  | 52.8584 | -8.9953
MV/LV Substation WA***957Z | 10 kV | 400V(3ph) & 230V(single ph) | LV | 50 kVA :Pole Substation | 0.05 | --> | 0.05 | 0.045 | 4.9 |  | --> | 0.047 | 0 | 0 | 0 | 0 | 0.05 | 0 |  | --> | C11 ex BALLINCOLLIG | BALLINCOLLIG: T41 | KILBARRY |  | 51.8316 | -8.5805
MV/LV Substation WA***958X | 10 kV | 400V(3ph) & 230V(single ph) | LV | 200 kVA :Kiosk Substation | 0.2 | --> | 0.2 | 0 | 0 | Constrained,otherwise capacity available =177kVA. | --> | 0.19 | 0 | 0 | 0 | 0 | 0.203 | 0 |  | --> | C15 ex CLONAKILTY | CLONAKILTY: T41∥T42 | DUNMANWAY |  | 51.6231 | -8.8994
MV/LV Substation WA***976 | 10 kV | 400V(3ph) & 230V(single ph) | LV | 400 kVA :Kiosk Substation | 0.4 | --> | 0.4 | 0 | 0 | Constrained,otherwise capacity available =287kVA. | --> | 0.38 | 0 | 0 | 0 | 0.008 | 0.408 | 0 |  | --> | C16 ex OLDBAWN | OLDBAWN: T42 | COOKSTOWN |  | 53.2829 | -6.3646
MV/LV Substation WA***978X | 10 kV | 400V(3ph) & 230V(single ph) | LV | 400 kVA :Building Structure | 0.4 | --> | 0.4 | 0 | 0 | Constrained,otherwise capacity available =351kVA. | --> | 0.38 | 0 | 0 | 0 | 0 | 0.407 | 0 |  | --> | C15 ex COBH | COBH: T41∥T42 | COW CROSS |  | 51.8506 | -8.2897
MV/LV Substation WA***981X | 10 kV | 400V(3ph) & 230V(single ph) | LV | 200 kVA :Pole Substation | 0.2 | --> | 0.2 | 0.186 | 8.4 |  | --> | 0.19 | 0 | 0 | 0 | 0.007 | 0.194 | 0 |  | --> | C22 ex KILLOTERAN | KILLOTERAN: T102 | KILLOTERAN |  | 52.2291 | -7.1452
MV/LV Substation WA***990X | 10 kV | 400V(3ph) & 230V(single ph) | LV | 400 kVA :Kiosk Substation | 0.4 | --> | 0.4 | 0 | 0 | Constrained,otherwise capacity available =321kVA. | --> | 0.38 | 0 | 0 | 0 | 0 | 0.411 | 0 |  | --> | C15 ex COBH | COBH: T41∥T42 | COW CROSS |  | 51.849 | -8.2985
MV/LV Substation WA***991Y | 10 kV | 400V(3ph) & 230V(single ph) | LV | 200 kVA :Pole Substation | 0.2 | --> | 0.2 | 0.182 | 2.6 |  | --> | 0.19 | 0 | 0 | 0 | 0.008 | 0.193 | 0 |  | --> | C20 ex CASHEL | CASHEL: T42 | CAHIR |  | 52.512 | -7.8751
MV/LV Substation WA***992Y | 20 kV | 400V(3ph) & 230V(single ph) | LV | 50 kVA :Pole Substation | 0.05 | --> | 0.05 | 0 | 0 | Constrained,otherwise capacity available =31kVA. | --> | 0.047 | 0 | 0 | 0 | 0 | 0.051 | 0 |  | --> | E11 ex ACADEMY STREET | ACADEMY STREET: T421∥T422 | NAVAN |  | 53.6252 | -6.6104
MV/LV Substation WA***995X | 20 kV | 400V(3ph) & 230V(single ph) | LV | 50 kVA :Pole Substation | 0.05 | --> | 0.05 | 0 | 0 | Constrained,otherwise capacity available =46kVA. | --> | 0.047 | 0 | 0 | 0 | 0 | 0 | 0 | Constrained,otherwise capacity available =49kW. | --> | E18 ex BIRR | BIRR: T422 | DALLOW |  | 53.1011 | -8.0088
MV/LV Substation WC***082X | 10 kV | 400V(3ph) & 230V(single ph) | LV | 200 kVA :Kiosk Substation | 0.2 | --> | 0.2 | 0.2 | 3.9 |  | --> | 0.19 | 0 | 0 | 0 | 0 | 0.2 | 0 |  | --> | C20 ex BOGHALL ROAD | BOGHALL ROAD: T42 | FASSAROE |  | 53.1795 | -6.0935
MV/LV Substation WC***4357 | 10 kV | 400V(3ph) & 230V(single ph) | LV | 400 kVA :Building Structure | 0.4 | --> | 0.4 | 0.4 | 1.5 |  | --> | 0.38 | 0 | 0 | 0 | 0 | 0.4 | 0 |  | --> | C13 ex MOUNT MISERY | MOUNT MISERY: T41 | WATERFORD |  | 52.2635 | -7.1028
MV/LV Substation WD***224X | 20 kV | 400V(3ph) & 230V(single ph) | LV | 50 kVA :Pole Substation | 0.05 | --> | 0.05 | 0.05 | 1 |  | --> | 0.047 | 0 | 0 | 0 | 0 | 0 | 0 | Constrained,otherwise capacity available =49kW. | --> | E12 ex CARNDONAGH | CARNDONAGH: T421∥T422 | TRILLICK |  | 55.3378 | -7.2423
MV/LV Substation WE***001 | 10 kV | 400V(3ph) & 230V(single ph) | LV | 630 kVA :Kiosk Substation | 0.63 | --> | 0.63 | 0.5 | 3.4 |  | --> | 0.598 | 0 | 0 | 0 | 0.014 | 0 | 0 | Constrained,otherwise capacity available =500kW. | --> | C16 ex BALLYSHANNON | BALLYSHANNON: T41∥T42 | CATHALEENS FALL |  | 54.5003 | -8.196
MV/LV Substation WE***002 | 10 kV | 400V(3ph) & 230V(single ph) | LV | 630 kVA :Kiosk Substation | 0.63 | --> | 0.63 | 0 | 0 | Constrained,otherwise capacity available =150kVA. | --> | 0.598 | 0 | 0 | 0 | 0.003 | 0 | 0 | Constrained,otherwise capacity available =500kW. | --> | C23 ex PORTLAOISE | PORTLAOISE: T41 | PORTLAOISE |  | 53.0334 | -7.2949
MV/LV Substation WE***003Y | 10 kV | 400V(3ph) & 230V(single ph) | LV | 200 kVA :Kiosk Substation | 0.2 | --> | 0.2 | 0.132 | 2.3 |  | --> | 0.19 | 0 | 0 | 0 | 0.008 | 0.201 | 0 |  | --> | E20 ex BLESSINGTON | BLESSINGTON: T422 | KILTEEL |  | 53.1685 | -6.5408
MV/LV Substation WE***004 | 10 kV | 400V(3ph) & 230V(single ph) | LV | 630 kVA :Kiosk Substation | 0.63 | --> | 0.63 | 0.423 | 8.9 |  | --> | 0.598 | 0 | 0 | 0 | 0 | 0.5 | 0 |  | --> | C12 ex CARROWBEG | CARROWBEG: T41∥T42 | CARROWBEG |  | 53.7976 | -9.5125
MV/LV Substation WE***004 | 10 kV | 400V(3ph) & 230V(single ph) | LV | 200 kVA :Pole Substation | 0.2 | --> | 0.2 | 0 | 0 | Constrained,otherwise capacity available =41kVA. | --> | 0.19 | 0 | 0 | 0 | 0.003 | 0.22 | 0 |  | --> | C13 ex TUAM SOUTH | TUAM SOUTH: T42 | CLOON |  | 53.5128 | -8.8593
MV/LV Substation WE***005 | 10 kV | 400V(3ph) & 230V(single ph) | LV | 200 kVA :Kiosk Substation | 0.2 | --> | 0.2 | 0.129 | 4.5 |  | --> | 0.19 | 0 | 0 | 0 | 0.011 | 0.199 | 0 |  | --> | E14 ex CLARA | CLARA: T422 | THORNSBERRY |  | 53.3407 | -7.6203
MV/LV Substation WE***005 | 10 kV | 400V(3ph) & 230V(single ph) | LV | 100 kVA :Pole Substation | 0.1 | --> | 0.1 | 0.055 | 1.2 |  | --> | 0.095 | 0 | 0 | 0 | 0.007 | 0 | 0 | Constrained,otherwise capacity available =99kW. | --> | E16 ex BUNCRANA | BUNCRANA: T421∥T422 | TRILLICK |  | 55.1401 | -7.454
MV/LV Substation WE***009 | 10 kV | 400V(3ph) & 230V(single ph) | LV | 200 kVA :Pole Substation | 0.2 | --> | 0.2 | 0 | 2.7 |  | --> | 0.19 | 0 | 0 | 0 | 0.013 | 0.217 | 0 |  | --> | C19 ex CALLAN | CALLAN: T41∥T42 | KILKENNY |  | 52.5455 | -7.3953
MV/LV Substation WE***009Y | 20 kV | 400V(3ph) & 230V(single ph) | LV | 50 kVA :Pole Substation | 0.05 | --> | 0.05 | 0.049 | 2.8 |  | --> | 0.047 | 0 | 0 | 0 | 0 | 0.049 | 0 |  | --> | C12 ex CARRIGLAWN | CARRIGLAWN: T41∥T42 | WEXFORD |  | 52.3568 | -6.447
MV/LV Substation WE***012 | 10 kV | 400V(3ph) & 230V(single ph) | LV | 630 kVA :Building Structure | 0.63 | --> | 0.63 | 0.205 | 2.2 |  | --> | 0.598 | 0 | 0 | 0 | 0.011 | 0.5 | 0 |  | --> | C16 ex SPA ROAD | SPA ROAD: T41∥T42 | DOON |  | 52.3528 | -7.6978
MV/LV Substation WE***014 | 10 kV | 400V(3ph) & 230V(single ph) | LV | 400 kVA :Kiosk Substation | 0.4 | --> | 0.4 | 0.331 | 5 |  | --> | 0.38 | 0 | 0 | 0 | 0 | 0.41 | 0 |  | --> | C18 ex BALLYRICKARD | BALLYRICKARD: T41∥T42 | TRALEE |  | 52.2736 | -9.7143
MV/LV Substation WE***015 | 20 kV | 400V(3ph) & 230V(single ph) | LV | 200 kVA :Pole Substation | 0.2 | --> | 0.2 | 0 | 0 | Constrained,otherwise capacity available =60kVA. | --> | 0.19 | 0 | 0 | 0 | 0.005 | 0.215 | 0 |  | --> | E13 ex BALTINGLASS | BALTINGLASS: T421∥T422 | STRATFORD |  | 52.9401 | -6.7058
MV/LV Substation WE***017Z | 20 kV | 400V(3ph) & 230V(single ph) | LV | 400 kVA :Kiosk Substation | 0.4 | --> | 0.4 | 0.246 | 0.5 |  | --> | 0.38 | 0 | 0 | 0 | 0.027 | 0.394 | 0 |  | --> | C12 ex BALBRIGGAN | BALBRIGGAN: T42 | GLASMORE |  | 53.6101 | -6.1956
MV/LV Substation WE***018 | 10 kV | 400V(3ph) & 230V(single ph) | LV | 400 kVA :Kiosk Substation | 0.4 | --> | 0.4 | 0.354 | 8.9 |  | --> | 0.38 | 0 | 0 | 0 | 0.004 | 0.402 | 0 |  | --> | C11 ex CARROWBEG | CARROWBEG: T41∥T42 | CARROWBEG |  | 53.7965 | -9.5382
MV/LV Substation WE***018 | 10 kV | 400V(3ph) & 230V(single ph) | LV | 200 kVA :Pole Substation | 0.2 | --> | 0.2 | 0.174 | 3.6 |  | --> | 0.19 | 0 | 0 | 0 | 0.002 | 0.201 | 0 |  | --> | C17 ex CASTLEREA | CASTLEREA: T41∥T42 | CARRICK ON SHANNON |  | 53.7617 | -8.4808
MV/LV Substation WE***018 | 10 kV | 400V(3ph) & 230V(single ph) | LV | 630 kVA :Kiosk Substation | 0.63 | --> | 0.63 | 0.347 | 8.5 |  | --> | 0.598 | 0 | 0 | 0 | 0 | 0.5 | 0 |  | --> | C15 ex MILLTOWN (DR) | MILLTOWN (DR): T101 | POOLBEG |  | 53.3278 | -6.2436
MV/LV Substation WE***020 | 10 kV | 400V(3ph) & 230V(single ph) | LV | 400 kVA :Kiosk Substation | 0.4 | --> | 0.4 | 0.073 | 3.6 |  | --> | 0.38 | 0 | 0 | 0 | 0.037 | 0.409 | 0 |  | --> | C21 ex DEANSGRANGE | DEANSGRANGE: T41 | CARRICKMINES |  | 53.2701 | -6.1741
MV/LV Substation WE***021 | 10 kV | 400V(3ph) & 230V(single ph) | LV | 400 kVA :Kiosk Substation | 0.4 | --> | 0.4 | 0 | 0 | Constrained,otherwise capacity available =285kVA. | --> | 0.38 | 0 | 0 | 0 | 0.01 | 0.407 | 0 |  | --> | C15 ex CLONAKILTY | CLONAKILTY: T41∥T42 | DUNMANWAY |  | 51.6218 | -8.9007
MV/LV Substation WE***022 | 10 kV | 400V(3ph) & 230V(single ph) | LV | 100 kVA :Pole Substation | 0.1 | --> | 0.1 | 0.068 | 1.2 |  | --> | 0.095 | 0 | 0 | 0 | 0.017 | 0 | 0 | Constrained,otherwise capacity available =86kW. | --> | C19 ex KNOCKAPHUNTA | KNOCKAPHUNTA: T41∥T42 | CASTLEBAR |  | 53.848 | -9.3139
MV/LV Substation WE***025 | 10 kV | 400V(3ph) & 230V(single ph) | LV | 400 kVA :Kiosk Substation | 0.4 | --> | 0.4 | 0.281 | 4.2 |  | --> | 0.38 | 0 | 0 | 0 | 0.004 | 0 | 0 | Constrained,otherwise capacity available =413kW. | --> | C15 ex BUNDORAN | BUNDORAN: T41∥T42 | CATHALEENS FALL |  | 54.4757 | -8.2981
MV/LV Substation WE***026Y | 10 kV | 400V(3ph) & 230V(single ph) | LV | 630 kVA :Kiosk Substation | 0.63 | --> | 0.63 | 0 | 0 | Constrained,otherwise capacity available =378kVA. | --> | 0.598 | 0 | 0 | 0 | 0 | 0.5 | 0 |  | --> | C17 ex DENNEHYS CROSS | DENNEHYS CROSS: T41 | TRABEG |  | 51.8939 | -8.4973
MV/LV Substation WE***027Y | 10 kV | 400V(3ph) & 230V(single ph) | LV | 400 kVA :Kiosk Substation | 0.4 | --> | 0.4 | 0.295 | 9.1 |  | --> | 0.38 | 0 | 0 | 0 | 0.003 | 0.413 | 0 |  | --> | C12 ex TRABEG | TRABEG: T101 | TRABEG |  | 51.8863 | -8.4625
MV/LV Substation WE***030 | 10 kV | 400V(3ph) & 230V(single ph) | LV | 400 kVA :Building Structure | 0.4 | --> | 0.4 | 0.131 | 1.8 |  | --> | 0.38 | 0 | 0 | 0 | 0.003 | 0.437 | 0 |  | --> | C17 ex RATHMULLAN | RATHMULLAN: T41 | DRYBRIDGE |  | 53.716 | -6.3583
MV/LV Substation WE***036Y | 10 kV | 400V(3ph) & 230V(single ph) | LV | 50 kVA :Pole Substation | 0.05 | --> | 0.05 | 0.042 | 1.6 |  | --> | 0.047 | 0 | 0 | 0 | 0.004 | 0.046 | 0 |  | --> | C18 ex CELBRIDGE | CELBRIDGE: T42 | GRIFFINRATH |  | 53.3042 | -6.4801
MV/LV Substation WE***038 | 20 kV | 400V(3ph) & 230V(single ph) | LV | 100 kVA :Pole Substation | 0.1 | --> | 0.1 | 0.1 | 5.6 |  | --> | 0.095 | 0 | 0 | 0 | 0 | 0.1 | 0 |  | --> | E13 ex CRANE | CRANE: T122 | CRANE |  | 52.4268 | -6.3778
MV/LV Substation WE***041 | 10 kV | 400V(3ph) & 230V(single ph) | LV | 400 kVA :Kiosk Substation | 0.4 | --> | 0.4 | 0.27 | 4.3 |  | --> | 0.38 | 0 | 0 | 0 | 0.006 | 0.413 | 0 |  | --> | C16 ex LAWLESSTOWN | LAWLESSTOWN: T42 | DOON |  | 52.3543 | -7.7113
MV/LV Substation WE***044 | 10 kV | 400V(3ph) & 230V(single ph) | LV | 630 kVA :Building Structure | 0.63 | --> | 0.63 | 0.473 | 2.9 |  | --> | 0.598 | 0 | 0 | 0 | 0.039 | 0.5 | 0 |  | --> | C14 ex SANDYFORD | SANDYFORD: T42 | CARRICKMINES |  | 53.2776 | -6.2431
MV/LV Substation WE***044X | 20 kV | 400V(3ph) & 230V(single ph) | LV | 200 kVA :Pole Substation | 0.2 | --> | 0.2 | 0.178 | 0.3 |  | --> | 0.19 | 0 | 0 | 0 | 0 | 0.203 | 0 |  | --> | C23 ex TUAM NORTH | TUAM NORTH: T41∥T42 | CLOON |  | 53.6189 | -8.9144
MV/LV Substation WE***045X | 10 kV | 400V(3ph) & 230V(single ph) | LV | 400 kVA :Building Structure | 0.4 | --> | 0.4 | 0.226 | 4.6 |  | --> | 0.38 | 0 | 0 | 0 | 0 | 0.426 | 0 |  | --> | C18 ex DUN LAOGHAIRE | DUN LAOGHAIRE: T42 | BLACKROCK |  | 53.2955 | -6.1447
MV/LV Substation WE***046Y | 20 kV | 400V(3ph) & 230V(single ph) | LV | 200 kVA :Kiosk Substation | 0.2 | --> | 0.2 | 0 | 0 | Constrained,otherwise capacity available =168kVA. | --> | 0.19 | 0 | 0 | 0 | 0.011 | 0.193 | 0 |  | --> | C24 ex ATHLONE | ATHLONE: T41 | ATHLONE |  | 53.4076 | -7.9829
MV/LV Substation WE***048 | 10 kV | 400V(3ph) & 230V(single ph) | LV | 100 kVA :Pole Substation | 0.1 | --> | 0.1 | 0 | 0 | Constrained,otherwise capacity available =74kVA. | --> | 0.095 | 0 | 0 | 0 | 0.007 | 0 | 0 | Constrained,otherwise capacity available =96kW. | --> | C24 ex RAMSTOWN | RAMSTOWN: T41∥T42 | CRANE |  | 52.6733 | -6.311
MV/LV Substation WE***052Y | 10 kV | 400V(3ph) & 230V(single ph) | LV | 630 kVA :Building Structure | 0.63 | --> | 0.63 | 0 | 0 | Constrained,otherwise capacity available =500kVA. | --> | 0.598 | 0 | 0 | 0 | 0 | 0.5 | 0 |  | --> | C13 ex CASTLEVIEW | CASTLEVIEW: T101 | CASTLEVIEW |  | 51.8941 | -8.3612
MV/LV Substation WE***056X | 10 kV | 400V(3ph) & 230V(single ph) | LV | 630 kVA :Kiosk Substation | 0.63 | --> | 0.63 | 0 | 0 | Constrained,otherwise capacity available =500kVA. | --> | 0.598 | 0 | 0 | 0 | 0.078 | 0 | 0 | Constrained,otherwise capacity available =500kW. | --> | C18 ex RAMSTOWN | RAMSTOWN: T41∥T42 | CRANE |  | 52.6714 | -6.296
MV/LV Substation WE***059 | 10 kV | 400V(3ph) & 230V(single ph) | LV | 400 kVA :Kiosk Substation | 0.4 | --> | 0.4 | 0.344 | 5.9 |  | --> | 0.38 | 0 | 0 | 0 | 0.027 | 0.38 | 0 |  | --> | C17 ex BANDON | BANDON: T101 | BANDON |  | 51.7672 | -8.6639
MV/LV Substation WE***059X | 20 kV | 400V(3ph) & 230V(single ph) | LV | 200 kVA :Kiosk Substation | 0.2 | --> | 0.2 | 0.148 | 10.7 |  | --> | 0.19 | 0 | 0 | 0 | 0.021 | 0.185 | 0 |  | --> | E11 ex COOLROE | COOLROE: T121 | COOLROE |  | 51.8869 | -8.6187
MV/LV Substation WE***061X | 10 kV | 400V(3ph) & 230V(single ph) | LV | 200 kVA :Kiosk Substation | 0.2 | --> | 0.2 | 0 | 0 | Constrained,otherwise capacity available =176kVA. | --> | 0.19 | 0 | 0 | 0 | 0 | 0.203 | 0 |  | --> | C22 ex ROCHES STREET | ROCHES STREET: T42 | LIMERICK |  | 52.6666 | -8.6311
MV/LV Substation WE***063 | 10 kV | 400V(3ph) & 230V(single ph) | LV | 400 kVA :Building Structure | 0.4 | --> | 0.4 | 0 | 0 | Constrained,otherwise capacity available =211kVA. | --> | 0.38 | 0 | 0 | 0 | 0.012 | 0.415 | 0 |  | --> | C12 ex MERVILLE | MERVILLE: T42 | FINGLAS |  | 53.3853 | -6.3097
MV/LV Substation WE***077Z | 10 kV | 400V(3ph) & 230V(single ph) | LV | 50 kVA :Pole Substation | 0.05 | --> | 0.05 | 0.049 | 2.7 |  | --> | 0.047 | 0 | 0 | 0 | 0 | 0.049 | 0 |  | --> | C19 ex CALLAN | CALLAN: T41∥T42 | KILKENNY |  | 52.5488 | -7.3966
MV/LV Substation WE***085X | 10 kV | 400V(3ph) & 230V(single ph) | LV | 200 kVA :Building Structure | 0.2 | --> | 0.2 | 0.179 | 0.3 |  | --> | 0.19 | 0 | 0 | 0 | 0 | 0.203 | 0 |  | --> | C15 ex TUAM NORTH | TUAM NORTH: T41∥T42 | CLOON |  | 53.5158 | -8.8641
MV/LV Substation WE***089X | 20 kV | 400V(3ph) & 230V(single ph) | LV | 400 kVA :Kiosk Substation | 0.4 | --> | 0.4 | 0.393 | 5.4 |  | --> | 0.38 | 0 | 0 | 0 | 0 | 0.4 | 0 |  | --> | E19 ex ARDNAREE | ARDNAREE: T421 | MOY |  | 54.1193 | -9.13
MV/LV Substation WE***092Z | 10 kV | 400V(3ph) & 230V(single ph) | LV | 630 kVA :Building Structure | 0.63 | --> | 0.63 | 0 | 0 | Constrained,otherwise capacity available =220kVA. | --> | 0.598 | 0 | 0 | 0 | 0 | 0.5 | 0 |  | --> | C20 ex COLLEGE PARK | COLLEGE PARK: T102 | COLLEGE PARK |  | 53.3916 | -6.384
MV/LV Substation WE***093Z | 10 kV | 400V(3ph) & 230V(single ph) | LV | 1000 kVA :Building Structure | 1 | --> | 1 | 0 | 0 | Constrained,otherwise capacity available =500kVA. | --> | 0.95 | 0 | 0 | 0 | 0 | 0.5 | 0 |  | --> | C20 ex COLLEGE PARK | COLLEGE PARK: T102 | COLLEGE PARK |  | 53.3901 | -6.3859
MV/LV Substation WE***095Y | 10 kV | 400V(3ph) & 230V(single ph) | LV | 400 kVA :Building Structure | 0.4 | --> | 0.4 | 0 | 0 | Constrained,otherwise capacity available =355kVA. | --> | 0.38 | 0 | 0 | 0 | 0 | 0 | 0 | Constrained,otherwise capacity available =407kW. | --> | C19 ex COLLIGAN | COLLIGAN: T41 | DUNGARVAN |  | 52.0888 | -7.6227
MV/LV Substation WE***097Z | 10 kV | 400V(3ph) & 230V(single ph) | LV | 1000 kVA :Building Structure | 1 | --> | 1 | 0.5 | 3.5 |  | --> | 0.95 | 0 | 0 | 0 | 0 | 0.5 | 0 |  | --> | C18 ex TELAYDON | TELAYDON: T42 | LISDRUM |  | 54.2493 | -6.9696
MV/LV Substation WE***099 | 10 kV | 400V(3ph) & 230V(single ph) | LV | 200 kVA :Pole Substation | 0.2 | --> | 0.2 | 0.178 | 3.7 |  | --> | 0.19 | 0 | 0 | 0 | 0.038 | 0.163 | 0 |  | --> | C17 ex BALLINASLOE | BALLINASLOE: T41∥T42 | SOMERSET |  | 53.321 | -8.2186
MV/LV Substation WE***104Y | 10 kV | 400V(3ph) & 230V(single ph) | LV | 400 kVA :Kiosk Substation | 0.4 | --> | 0.4 | 0 | 0 | Constrained,otherwise capacity available =254kVA. | --> | 0.38 | 0 | 0 | 0 | 0.015 | 0.406 | 0 |  | --> | C19 ex GRANGE (DR) | GRANGE (DR): T41 | GRANGE (DR) |  | 53.399 | -6.1648
MV/LV Substation WE***110 | 20 kV | 400V(3ph) & 230V(single ph) | LV | 630 kVA :Building Structure | 0.63 | --> | 0.63 | 0.398 | 12.5 |  | --> | 0.598 | 0 | 0 | 0 | 0 | 0.5 | 0 |  | --> | E21 ex ADAMSTOWN | ADAMSTOWN: T121 | INCHICORE 220KV |  | 53.3317 | -6.3976
MV/LV Substation WE***113 | 10 kV | 400V(3ph) & 230V(single ph) | LV | 400 kVA :Building Structure | 0.4 | --> | 0.4 | 0.4 | 2.8 |  | --> | 0.38 | 0 | 0 | 0 | 0 | 0.4 | 0 |  | --> | C17 ex RINEANNA | RINEANNA: T42 | DRUMLINE |  | 52.7118 | -8.8886
MV/LV Substation WE***114 | 10 kV | 400V(3ph) & 230V(single ph) | LV | 100 kVA :Pole Substation | 0.1 | --> | 0.1 | 0 | 5.6 |  | --> | 0.095 | 0 | 0 | 0 | 0 | 0.124 | 0 |  | --> | E11 ex CRANE | CRANE: T122 | CRANE |  | 52.5199 | -6.5572
MV/LV Substation WE***120 | 10 kV | 400V(3ph) & 230V(single ph) | LV | 400 kVA :Kiosk Substation | 0.4 | --> | 0.4 | 0 | 0 | Constrained,otherwise capacity available =364kVA. | --> | 0.38 | 0 | 0 | 0 | 0.015 | 0.389 | 0 |  | --> | C11 ex DOCK ROAD | DOCK ROAD: T41∥T42 | LIMERICK |  | 52.6488 | -8.6448
MV/LV Substation WE***123X | 10 kV | 400V(3ph) & 230V(single ph) | LV | 400 kVA :Building Structure | 0.4 | --> | 0.4 | 0 | 0 | Constrained,otherwise capacity available =245kVA. | --> | 0.38 | 0 | 0 | 0 | 0 | 0.424 | 0 |  | --> | C14 ex NEWMARKET (DR) | NEWMARKET (DR): T41 | FRANCIS STREET |  | 53.3372 | -6.283
MV/LV Substation WE***123Z | 20 kV | 400V(3ph) & 230V(single ph) | LV | 400 kVA :Kiosk Substation | 0.4 | --> | 0.4 | 0.288 | 0.5 |  | --> | 0.38 | 0 | 0 | 0 | 0.038 | 0.377 | 0 |  | --> | C12 ex BALBRIGGAN | BALBRIGGAN: T42 | GLASMORE |  | 53.6093 | -6.1987
MV/LV Substation WE***125X | 10 kV | 400V(3ph) & 230V(single ph) | LV | 630 kVA :Building Structure | 0.63 | --> | 0.63 | 0 | 0 | Constrained,otherwise capacity available =449kVA. | --> | 0.598 | 0 | 0 | 0 | 0 | 0.5 | 0 |  | --> | C19 ex LOUGHLINSTOWN | LOUGHLINSTOWN: T41 | CARRICKMINES |  | 53.2488 | -6.1447
MV/LV Substation WE***128Z | 10 kV | 400V(3ph) & 230V(single ph) | LV | 200 kVA :Building Structure | 0.2 | --> | 0.2 | 0.078 | 4.9 |  | --> | 0.19 | 0 | 0 | 0 | 0 | 0.213 | 0 |  | --> | C21 ex BALLINCOLLIG | BALLINCOLLIG: T41 | KILBARRY |  | 51.8859 | -8.5877
MV/LV Substation WE***152 | 10 kV | 400V(3ph) & 230V(single ph) | LV | 400 kVA :Kiosk Substation | 0.4 | --> | 0.4 | 0.282 | 1.1 |  | --> | 0.38 | 0 | 0 | 0 | 0.039 | 0.376 | 0 |  | --> | C21 ex BREWERY ROAD | BREWERY ROAD: T41 | CARRICKMINES |  | 53.276 | -6.2276
MV/LV Substation WE***153 | 10 kV | 400V(3ph) & 230V(single ph) | LV | 400 kVA :Kiosk Substation | 0.4 | --> | 0.4 | 0.249 | 1.7 |  | --> | 0.38 | 0 | 0 | 0 | 0 | 0.423 | 0 |  | --> | C12 ex BISHOPSTOWN | BISHOPSTOWN: T42 | KILBARRY |  | 51.8903 | -8.535
MV/LV Substation WE***157 | 10 kV | 400V(3ph) & 230V(single ph) | LV | 400 kVA :Building Structure | 0.4 | --> | 0.4 | 0 | 0 | Constrained,otherwise capacity available =272kVA. | --> | 0.38 | 0 | 0 | 0 | 0.003 | 0.416 | 0 |  | --> | C20 ex BALLYBEGGAN | BALLYBEGGAN: T43∥T44 | TRALEE |  | 52.2721 | -9.6972
MV/LV Substation WE***162 | 10 kV | 400V(3ph) & 230V(single ph) | LV | 400 kVA :Building Structure | 0.4 | --> | 0.4 | 0.156 | 1.7 |  | --> | 0.38 | 0 | 0 | 0 | 0.018 | 0.417 | 0 |  | --> | C20 ex BISHOPSTOWN | BISHOPSTOWN: T42 | KILBARRY |  | 51.8789 | -8.5215
MV/LV Substation WE***168 | 10 kV | 400V(3ph) & 230V(single ph) | LV | 400 kVA :Kiosk Substation | 0.4 | --> | 0.4 | 0.304 | 1.1 |  | --> | 0.38 | 0 | 0 | 0 | 0.002 | 0.412 | 0 |  | --> | C21 ex BREWERY ROAD | BREWERY ROAD: T41 | CARRICKMINES |  | 53.278 | -6.2256
MV/LV Substation WE***169X | 10 kV | 400V(3ph) & 230V(single ph) | LV | 630 kVA :Kiosk Substation | 0.63 | --> | 0.63 | 0.5 | 2.8 |  | --> | 0.598 | 0 | 0 | 0 | 0 | 0.5 | 0 |  | --> | C16 ex CLONARD | CLONARD: T41∥T42 | WEXFORD |  | 52.3294 | -6.4919
MV/LV Substation WE***170X | 10 kV | 400V(3ph) & 230V(single ph) | LV | 630 kVA :Kiosk Substation | 0.63 | --> | 0.63 | 0.5 | 2.8 |  | --> | 0.598 | 0 | 0 | 0 | 0 | 0.5 | 0 |  | --> | C16 ex CLONARD | CLONARD: T41∥T42 | WEXFORD |  | 52.3294 | -6.4929
MV/LV Substation WE***171X | 10 kV | 400V(3ph) & 230V(single ph) | LV | 630 kVA :Kiosk Substation | 0.63 | --> | 0.63 | 0.5 | 2.8 |  | --> | 0.598 | 0 | 0 | 0 | 0 | 0.5 | 0 |  | --> | C16 ex CLONARD | CLONARD: T41∥T42 | WEXFORD |  | 52.3288 | -6.4922
MV/LV Substation WE***172X | 10 kV | 400V(3ph) & 230V(single ph) | LV | 630 kVA :Kiosk Substation | 0.63 | --> | 0.63 | 0.5 | 2.8 |  | --> | 0.598 | 0 | 0 | 0 | 0 | 0.5 | 0 |  | --> | C16 ex CLONARD | CLONARD: T41∥T42 | WEXFORD |  | 52.3282 | -6.493
MV/LV Substation WE***177 | 10 kV | 400V(3ph) & 230V(single ph) | LV | 400 kVA :Kiosk Substation | 0.4 | --> | 0.4 | 0.334 | 1.1 |  | --> | 0.38 | 0 | 0 | 0 | 0.023 | 0.386 | 0 |  | --> | C21 ex BREWERY ROAD | BREWERY ROAD: T41 | CARRICKMINES |  | 53.2804 | -6.2258
MV/LV Substation WE***178Z | 10 kV | 400V(3ph) & 230V(single ph) | LV | 630 kVA :Building Structure | 0.63 | --> | 0.63 | 0 | 0 | Constrained,otherwise capacity available =444kVA. | --> | 0.598 | 0 | 0 | 0 | 0 | 0.5 | 0 |  | --> | C20 ex COLLEGE PARK | COLLEGE PARK: T102 | COLLEGE PARK |  | 53.39 | -6.3894
MV/LV Substation WE***185X | 10 kV | 400V(3ph) & 230V(single ph) | LV | 630 kVA :Building Structure | 0.63 | --> | 0.63 | 0.5 | 0.9 |  | --> | 0.598 | 0 | 0 | 0 | 0 | 0.5 | 0 |  | --> | C44 ex BEDFORD ROW | BEDFORD ROW: T41 | FRANCIS STREET |  | 53.3445 | -6.2691
MV/LV Substation WE***188Z | 10 kV | 400V(3ph) & 230V(single ph) | LV | 1000 kVA :Building Structure | 1 | --> | 1 | 0.5 | 0.6 |  | --> | 0.95 | 0 | 0 | 0 | 0.007 | 0.5 | 0 |  | --> | C13 ex CLONDALKIN | CLONDALKIN: T41 | INCHICORE 220KV |  | 53.326 | -6.3628
MV/LV Substation WE***192 | 10 kV | 400V(3ph) & 230V(single ph) | LV | 400 kVA :Building Structure | 0.4 | --> | 0.4 | 0.067 | 9.2 |  | --> | 0.38 | 0 | 0 | 0 | 0.002 | 0.447 | 0 |  | --> | C17 ex CENTRE PARK ROAD | MARINA: T105 | MARINA |  | 51.9022 | -8.4653
MV/LV Substation WE***196Y | 10 kV | 400V(3ph) & 230V(single ph) | LV | 400 kVA :Kiosk Substation | 0.4 | --> | 0.4 | 0.378 | 1.8 |  | --> | 0.38 | 0 | 0 | 0 | 0 | 0.403 | 0 |  | --> | C17 ex RATHMULLAN | RATHMULLAN: T41 | DRYBRIDGE |  | 53.7146 | -6.3535
MV/LV Substation WE***201 | 10 kV | 400V(3ph) & 230V(single ph) | LV | 400 kVA :Kiosk Substation | 0.4 | --> | 0.4 | 0 | 0 | Constrained,otherwise capacity available =359kVA. | --> | 0.38 | 0 | 0 | 0 | 0 | 0.406 | 0 |  | --> | C15 ex COBH | COBH: T41∥T42 | COW CROSS |  | 51.8494 | -8.2975
MV/LV Substation WE***201Y | 10 kV | 400V(3ph) & 230V(single ph) | LV | 630 kVA :Building Structure | 0.63 | --> | 0.63 | 0.449 | 8.9 |  | --> | 0.598 | 0 | 0 | 0 | 0 | 0.5 | 0 |  | --> | C13 ex CARROWBEG | CARROWBEG: T41∥T42 | CARROWBEG |  | 53.8012 | -9.5201
MV/LV Substation WE***202 | 10 kV | 400V(3ph) & 230V(single ph) | LV | 200 kVA :Building Structure | 0.2 | --> | 0.2 | 0 | 0 | Constrained,otherwise capacity available =126kVA. | --> | 0.19 | 0 | 0 | 0 | 0 | 0.21 | 0 |  | --> | C12 ex SANTRY | SANTRY: T42 | FINGLAS |  | 53.3945 | -6.2465
MV/LV Substation WE***202X | 10 kV | 400V(3ph) & 230V(single ph) | LV | 400 kVA :Building Structure | 0.4 | --> | 0.4 | 0.4 | 4.5 |  | --> | 0.38 | 0 | 0 | 0 | 0 | 0.4 | 0 |  | --> | C23 ex KILMORE | KILMORE: T101 | FINGLAS |  | 53.4022 | -6.2278
MV/LV Substation WE***204 | 10 kV | 400V(3ph) & 230V(single ph) | LV | 200 kVA :Kiosk Substation | 0.2 | --> | 0.2 | 0.109 | 12.1 |  | --> | 0.19 | 0 | 0 | 0 | 0.015 | 0.198 | 0 |  | --> | C30 ex TANEY | TANEY: T102 | CARRICKMINES |  | 53.2786 | -6.239
MV/LV Substation WE***211Z | 10 kV | 400V(3ph) & 230V(single ph) | LV | 630 kVA :Building Structure | 0.63 | --> | 0.63 | 0.5 | 6.3 |  | --> | 0.598 | 0 | 0 | 0 | 0 | 0.5 | 0 |  | --> | C26 ex KILBARRY | KILBARRY: T43 | KILBARRY |  | 51.9243 | -8.487
MV/LV Substation WE***211Z | 10 kV | 400V(3ph) & 230V(single ph) | LV | 200 kVA :Kiosk Substation | 0.2 | --> | 0.2 | 0 | 0 | Constrained,otherwise capacity available =167kVA. | --> | 0.19 | 0 | 0 | 0 | 0 | 0.204 | 0 |  | --> | C17 ex MORRISTOWN | MORRISTOWN: T41∥T42 | NEWBRIDGE |  | 53.1774 | -6.8028
MV/LV Substation WE***214 | 10 kV | 400V(3ph) & 230V(single ph) | LV | 1000 kVA :Building Structure | 1 | --> | 1 | 0.315 | 2.9 |  | --> | 0.95 | 0 | 0 | 0 | 0.034 | 0.5 | 0 |  | --> | C18 ex WOLFE TONE STREET | WOLFE TONE STREET: T102 | FINGLAS |  | 53.3557 | -6.2666
MV/LV Substation WE***216 | 10 kV | 400V(3ph) & 230V(single ph) | LV | 400 kVA :Kiosk Substation | 0.4 | --> | 0.4 | 0.282 | 2.8 |  | --> | 0.38 | 0 | 0 | 0 | 0.014 | 0.403 | 0 |  | --> | C18 ex SUTTON | SUTTON: T42 | GRANGE (DR) |  | 53.3989 | -6.1295
MV/LV Substation WE***221X | 10 kV | 400V(3ph) & 230V(single ph) | LV | 400 kVA :Building Structure | 0.4 | --> | 0.4 | 0.33 | 2.8 |  | --> | 0.38 | 0 | 0 | 0 | 0.007 | 0.403 | 0 |  | --> | C13 ex INCHICORE NORTH | INCHICORE NORTH: T41 | INCHICORE 220KV |  | 53.3375 | -6.3448
MV/LV Substation WE***222Y | 10 kV | 400V(3ph) & 230V(single ph) | LV | 400 kVA :Kiosk Substation | 0.4 | --> | 0.4 | 0.344 | 9.9 |  | --> | 0.38 | 0 | 0 | 0 | 0.003 | 0.405 | 0 |  | --> | C17 ex ENNIS | ENNIS: T101 | ENNIS |  | 52.8504 | -8.9876
MV/LV Substation WE***225 | 10 kV | 400V(3ph) & 230V(single ph) | LV | 100 kVA :Pole Substation | 0.1 | --> | 0.1 | 0.075 | 1.8 |  | --> | 0.095 | 0 | 0 | 0 | 0.003 | 0.1 | 0 |  | --> | C12 ex CAHERDAVIN | CAHERDAVIN: T42 | ARDNACRUSHA |  | 52.6628 | -8.6472
MV/LV Substation WE***240X | 10 kV | 400V(3ph) & 230V(single ph) | LV | 400 kVA :Kiosk Substation | 0.4 | --> | 0.4 | 0.115 | 2.3 |  | --> | 0.38 | 0 | 0 | 0 | 0.014 | 0.428 | 0 |  | --> | C16 ex GILLOGUE | GILLOGUE: T41∥T42 | ARDNACRUSHA |  | 52.6832 | -8.6024
MV/LV Substation WE***242Y | 20 kV | 400V(3ph) & 230V(single ph) | LV | 50 kVA :Pole Substation | 0.05 | --> | 0.05 | 0 | 0 | Constrained,otherwise capacity available =48kVA. | --> | 0.047 | 0 | 0 | 0 | 0 | 0.049 | 0 |  | --> | C24 ex ATHLONE | ATHLONE: T41 | ATHLONE |  | 53.4056 | -7.9837
MV/LV Substation WE***245X | 10 kV | 400V(3ph) & 230V(single ph) | LV | 630 kVA :Building Structure | 0.63 | --> | 0.63 | 0.5 | 7.6 |  | --> | 0.598 | 0 | 0 | 0 | 0 | 0.5 | 0 |  | --> | C25 ex MISERY HILL | MISERY HILL: T101 | POOLBEG |  | 53.3456 | -6.2579
MV/LV Substation WE***247X | 10 kV | 400V(3ph) & 230V(single ph) | LV | 200 kVA :Kiosk Substation | 0.2 | --> | 0.2 | 0 | 0 | Constrained,otherwise capacity available =153kVA. | --> | 0.19 | 0 | 0 | 0 | 0 | 0.207 | 0 |  | --> | C13 ex TUAM SOUTH | TUAM SOUTH: T42 | CLOON |  | 53.5136 | -8.8612
MV/LV Substation WE***249X | 10 kV | 400V(3ph) & 230V(single ph) | LV | 100 kVA :Building Structure | 0.1 | --> | 0.1 | 0 | 0.9 |  | --> | 0.095 | 0 | 0 | 0 | 0 | 0 | 0 | Constrained,otherwise capacity available =112kW. | --> | C17 ex MILLTOWN MALBAY | MILLTOWN MALBAY: T42 | TULLABRACK |  | 52.7981 | -9.3399
MV/LV Substation WE***256X | 10 kV | 400V(3ph) & 230V(single ph) | LV | 630 kVA :Kiosk Substation | 0.63 | --> | 0.63 | 0 | 0 | Constrained,otherwise capacity available =478kVA. | --> | 0.598 | 0 | 0 | 0 | 0 | 0.5 | 0 |  | --> | C17 ex CRANMORE | CRANMORE: T41∥T42 | SLIGO |  | 54.2697 | -8.4739
MV/LV Substation WE***270X | 20 kV | 400V(3ph) & 230V(single ph) | LV | 50 kVA :Pole Substation | 0.05 | --> | 0.05 | 0 | 0 | Constrained,otherwise capacity available =50kVA. | --> | 0.047 | 0 | 0 | 0 | 0 | 0.049 | 0 |  | --> | C12 ex BALLYHAUNIS | BALLYHAUNIS: T41∥T42 | DALTON |  | 53.7502 | -8.7714
MV/LV Substation WE***271 | 10 kV | 400V(3ph) & 230V(single ph) | LV | 200 kVA :Kiosk Substation | 0.2 | --> | 0.2 | 0 | 0 | Constrained,otherwise capacity available =109kVA. | --> | 0.19 | 0 | 0 | 0 | 0.003 | 0.21 | 0 |  | --> | C18 ex MONEENAGEISHA | MONEENAGEISHA: T42 | GALWAY 110KV |  | 53.2818 | -9.0263
MV/LV Substation WE***273Z | 10 kV | 400V(3ph) & 230V(single ph) | LV | 400 kVA :Building Structure | 0.4 | --> | 0.4 | 0 | 0 | Constrained,otherwise capacity available =236kVA. | --> | 0.38 | 0 | 0 | 0 | 0 | 0.424 | 0 |  | --> | C19 ex SEMPERIT | SEMPERIT: T41 | GRANGE CASTLE |  | 53.3487 | -6.3452
MV/LV Substation WE***274Z | 10 kV | 400V(3ph) & 230V(single ph) | LV | 1000 kVA :Building Structure | 1 | --> | 1 | 0 | 0 | Constrained,otherwise capacity available =500kVA. | --> | 0.95 | 0 | 0 | 0 | 0 | 0.5 | 0 |  | --> | C19 ex SEMPERIT | SEMPERIT: T41 | GRANGE CASTLE |  | 53.3487 | -6.3452
MV/LV Substation WE***293 | 10 kV | 400V(3ph) & 230V(single ph) | LV | 400 kVA :Kiosk Substation | 0.4 | --> | 0.4 | 0.297 | 7.2 |  | --> | 0.38 | 0 | 0 | 0 | 0.002 | 0.413 | 0 |  | --> | C20 ex PELLETSTOWN | PELLETSTOWN: T102 | FINGLAS |  | 53.3828 | -6.3186
MV/LV Substation WE***301Z | 20 kV | 400V(3ph) & 230V(single ph) | LV | 400 kVA :Kiosk Substation | 0.4 | --> | 0.4 | 0.398 | 2.7 |  | --> | 0.38 | 0 | 0 | 0 | 0 | 0.4 | 0 |  | --> | E11 ex LONGFORD | LONGFORD: T421 | RICHMOND |  | 53.7149 | -7.8119
MV/LV Substation WE***302 | 10 kV | 400V(3ph) & 230V(single ph) | LV | 400 kVA :Kiosk Substation | 0.4 | --> | 0.4 | 0 | 0 | Constrained,otherwise capacity available =311kVA. | --> | 0.38 | 0 | 0 | 0 | 0.006 | 0 | 0 | Constrained,otherwise capacity available =407kW. | --> | C24 ex BALLYCOOLIN | BALLYCOOLIN: T42 | FINGLAS |  | 53.4003 | -6.3696
MV/LV Substation WE***305X | 10 kV | 400V(3ph) & 230V(single ph) | LV | 50 kVA :Pole Substation | 0.05 | --> | 0.05 | 0.044 | 3.2 |  | --> | 0.047 | 0 | 0 | 0 | 0 | 0.05 | 0 |  | --> | C12 ex BOYLE | BOYLE: T41∥T42 | CARRICK ON SHANNON |  | 53.8777 | -8.396
MV/LV Substation WE***313 | 20 kV | 400V(3ph) & 230V(single ph) | LV | 50 kVA :Pole Substation | 0.05 | --> | 0.05 | 0.049 | 2.1 |  | --> | 0.047 | 0 | 0 | 0 | 0 | 0.049 | 0 |  | --> | E18 ex NEWPORT | NEWPORT: T421 | CARROWBEG |  | 53.8926 | -9.5472
MV/LV Substation WE***327Z | 10 kV | 400V(3ph) & 230V(single ph) | LV | 1000 kVA :Building Structure | 1 | --> | 1 | 0 | 0 | Constrained,otherwise capacity available =500kVA. | --> | 0.95 | 0 | 0 | 0 | 0 | 0.5 | 0 |  | --> | C20 ex COLLEGE PARK | COLLEGE PARK: T102 | COLLEGE PARK |  | 53.3917 | -6.384
MV/LV Substation WE***336Z | 10 kV | 400V(3ph) & 230V(single ph) | LV | 400 kVA :Kiosk Substation | 0.4 | --> | 0.4 | 0 | 0 | Constrained,otherwise capacity available =296kVA. | --> | 0.38 | 0 | 0 | 0 | 0.024 | 0.39 | 0 |  | --> | C15 ex CARRIGALINE | CARRIGALINE: T41∥T42 | BARNAHELY |  | 51.8192 | -8.4042
MV/LV Substation WE***347Y | 10 kV | 400V(3ph) & 230V(single ph) | LV | 400 kVA :Kiosk Substation | 0.4 | --> | 0.4 | 0 | 0 | Constrained,otherwise capacity available =264kVA. | --> | 0.38 | 0 | 0 | 0 | 0 | 0 | 0 | Constrained,otherwise capacity available =421kW. | --> | C20 ex COLLIGAN | COLLIGAN: T41 | DUNGARVAN |  | 52.0955 | -7.6319
MV/LV Substation WE***350Y | 10 kV | 400V(3ph) & 230V(single ph) | LV | 630 kVA :Kiosk Substation | 0.63 | --> | 0.63 | 0.343 | 9.4 |  | --> | 0.598 | 0 | 0 | 0 | 0 | 0.5 | 0 |  | --> | C17 ex KILLOTERAN | KILLOTERAN: T101 | KILLOTERAN |  | 52.2489 | -7.1633
MV/LV Substation WE***350Z | 20 kV | 400V(3ph) & 230V(single ph) | LV | 400 kVA :Kiosk Substation | 0.4 | --> | 0.4 | 0 | 0 | Constrained,otherwise capacity available =305kVA. | --> | 0.38 | 0 | 0 | 0 | 0.031 | 0.382 | 0 |  | --> | C11 ex LOUGHSHINNY | LOUGHSHINNY: T41 | GLASMORE |  | 53.5264 | -6.1589
MV/LV Substation WE***351Y | 10 kV | 400V(3ph) & 230V(single ph) | LV | 630 kVA :Kiosk Substation | 0.63 | --> | 0.63 | 0.5 | 9.4 |  | --> | 0.598 | 0 | 0 | 0 | 0 | 0.5 | 0 |  | --> | C17 ex KILLOTERAN | KILLOTERAN: T101 | KILLOTERAN |  | 52.2492 | -7.1625
MV/LV Substation WE***355X | 10 kV | 400V(3ph) & 230V(single ph) | LV | 400 kVA :Kiosk Substation | 0.4 | --> | 0.4 | 0.369 | 2.9 |  | --> | 0.38 | 0 | 0 | 0 | 0 | 0.404 | 0 |  | --> | C14 ex SANDYFORD | SANDYFORD: T42 | CARRICKMINES |  | 53.2754 | -6.2421
MV/LV Substation WE***356Z | 10 kV | 400V(3ph) & 230V(single ph) | LV | 200 kVA :Kiosk Substation | 0.2 | --> | 0.2 | 0.144 | 2.7 |  | --> | 0.19 | 0 | 0 | 0 | 0 | 0.208 | 0 |  | --> | C19 ex CALLAN | CALLAN: T41∥T42 | KILKENNY |  | 52.5485 | -7.3926
MV/LV Substation WE***361Z | 10 kV | 400V(3ph) & 230V(single ph) | LV | 400 kVA :Kiosk Substation | 0.4 | --> | 0.4 | 0 | 0 | Constrained,otherwise capacity available =314kVA. | --> | 0.38 | 0 | 0 | 0 | 0.01 | 0.402 | 0 |  | --> | C14 ex ATHGARVAN | ATHGARVAN: T44 | NEWBRIDGE |  | 53.1782 | -6.7808
MV/LV Substation WE***368 | 20 kV | 400V(3ph) & 230V(single ph) | LV | 50 kVA :Pole Substation | 0.05 | --> | 0.05 | 0.038 | 1.5 |  | --> | 0.047 | 0 | 0 | 0 | 0 | 0.051 | 0 |  | --> | C21 ex TRAMORE | TRAMORE: T41 | BUTLERSTOWN |  | 52.1392 | -7.1818
MV/LV Substation WE***373 | 10 kV | 400V(3ph) & 230V(single ph) | LV | 1000 kVA :Building Structure | 1 | --> | 1 | 0.5 | 3.6 |  | --> | 0.95 | 0 | 0 | 0 | 0 | 0.5 | 0 |  | --> | E18 ex KILLINICK | KILLINICK: T421∥T422 | WEXFORD |  | 52.2704 | -6.423
MV/LV Substation WE***382Z | 10 kV | 400V(3ph) & 230V(single ph) | LV | 400 kVA :Kiosk Substation | 0.4 | --> | 0.4 | 0.322 | 4.7 |  | --> | 0.38 | 0 | 0 | 0 | 0 | 0.411 | 0 |  | --> | C18 ex LIFFEY VALLEY | LIFFEY VALLEY: T42 | INCHICORE 220KV |  | 53.3461 | -6.3988
MV/LV Substation WE***383 | 10 kV | 400V(3ph) & 230V(single ph) | LV | 50 kVA :Pole Substation | 0.05 | --> | 0.05 | 0.045 | 0.1 |  | --> | 0.047 | 0 | 0 | 0 | 0 | 0.05 | 0 |  | --> | C22 ex JOHNSTOWN | JOHNSTOWN: T42 | KILTEEL |  | 53.2295 | -6.6168
MV/LV Substation WE***383 | 10 kV | 400V(3ph) & 230V(single ph) | LV | 630 kVA :Kiosk Substation | 0.63 | --> | 0.63 | 0.5 | 10.8 |  | --> | 0.598 | 0 | 0 | 0 | 0.063 | 0.5 | 0 |  | --> | C33 ex SALTHILL | SALTHILL: T101 | SALTHILL |  | 53.2611 | -9.1195
MV/LV Substation WE***385Z | 10 kV | 400V(3ph) & 230V(single ph) | LV | 400 kVA :Kiosk Substation | 0.4 | --> | 0.4 | 0.045 | 0 | Constrained,otherwise capacity available =278kVA. | --> | 0.38 | 0 | 0 | 0 | 0.029 | 0.388 | 0 |  | --> | C21 ex TALBOTS INCH | TALBOTS INCH: T41∥T42 | KILKENNY |  | 52.6744 | -7.2554
MV/LV Substation WE***387X | 20 kV | 400V(3ph) & 230V(single ph) | LV | 200 kVA :Kiosk Substation | 0.2 | --> | 0.2 | 0 | 0 | Constrained,otherwise capacity available =167kVA. | --> | 0.19 | 0 | 0 | 0 | 0 | 0.204 | 0 |  | --> | C15 ex BALLYHAUNIS | BALLYHAUNIS: T41∥T42 | DALTON |  | 53.6907 | -8.7551
MV/LV Substation WE***398Z | 20 kV | 400V(3ph) & 230V(single ph) | LV | 50 kVA :Pole Substation | 0.05 | --> | 0.05 | 0 | 0 | Constrained,otherwise capacity available =50kVA. | --> | 0.047 | 0 | 0 | 0 | 0 | 0 | 0 | Constrained,otherwise capacity available =49kW. | --> | E21 ex ASHBOURNE | ASHBOURNE: T421 | FINGLAS |  | 53.5522 | -6.3626
MV/LV Substation WE***4004 | 10 kV | 400V(3ph) & 230V(single ph) | LV | 1000 kVA :Building Structure | 1 | --> | 1 | 0.5 | 2.8 |  | --> | 0.95 | 0 | 0 | 0 | 0 | 0.5 | 0 |  | --> | C19 ex RINEANNA | RINEANNA: T42 | DRUMLINE |  | 52.7098 | -8.8956
MV/LV Substation WE***4012 | 20 kV | 400V(3ph) & 230V(single ph) | LV | 50 kVA :Pole Substation | 0.05 | --> | 0.05 | 0 | 0 | Constrained,otherwise capacity available =46kVA. | --> | 0.047 | 0 | 0 | 0 | 0 | 0.049 | 0 |  | --> | E23 ex BALTRASNA | BALTRASNA: T121 | BALTRASNA |  | 53.5807 | -6.3054
MV/LV Substation WE***4019 | 10 kV | 400V(3ph) & 230V(single ph) | LV | 630 kVA :Building Structure | 0.63 | --> | 0.63 | 0.343 | 0.3 | Constrained,otherwise capacity available =500kVA. | --> | 0.598 | 0 | 0 | 0 | 0 | 0.5 | 0 |  | --> | C16 ex TUAM NORTH | TUAM NORTH: T41∥T42 | CLOON |  | 53.5215 | -8.8823
MV/LV Substation WE***4031 | 20 kV | 400V(3ph) & 230V(single ph) | LV | 50 kVA :Pole Substation | 0.05 | --> | 0.05 | 0 | 0 | Constrained,otherwise capacity available =45kVA. | --> | 0.047 | 0 | 0 | 0 | 0 | 0.05 | 0 |  | --> | E23 ex BALTRASNA | BALTRASNA: T121 | BALTRASNA |  | 53.5764 | -6.31
MV/LV Substation WE***4033 | 10 kV | 400V(3ph) & 230V(single ph) | LV | 630 kVA :Building Structure | 0.63 | --> | 0.63 | 0.5 | 2.3 |  | --> | 0.598 | 0 | 0 | 0 | 0 | 0.5 | 0 |  | --> | C16 ex RINEANNA | RINEANNA: T41 | DRUMLINE |  | 52.7132 | -8.8926
MV/LV Substation WE***4037 | 10 kV | 400V(3ph) & 230V(single ph) | LV | 630 kVA :Building Structure | 0.63 | --> | 0.63 | 0.5 | 4.4 |  | --> | 0.598 | 0 | 0 | 0 | 0 | 0.5 | 0 |  | --> | C12 ex TYMON | TYMON: T42 | COOKSTOWN |  | 53.3102 | -6.3578
MV/LV Substation WE***4052 | 10 kV | 400V(3ph) & 230V(single ph) | LV | 100 kVA :Pole Substation | 0.1 | --> | 0.1 | 0.082 | 0.3 |  | --> | 0.095 | 0 | 0 | 0 | 0 | 0.102 | 0 |  | --> | C15 ex TUAM NORTH | TUAM NORTH: T41∥T42 | CLOON |  | 53.5189 | -8.876
MV/LV Substation WE***4078 | 10 kV | 400V(3ph) & 230V(single ph) | LV | 1000 kVA :Building Structure | 1 | --> | 1 | 0 | 0 | Constrained,otherwise capacity available =500kVA. | --> | 0.95 | 0 | 0 | 0 | 0 | 0.5 | 0 |  | --> | C17 ex BELGARD | BELGARD: T41 | COOKSTOWN |  | 53.2963 | -6.373
MV/LV Substation WE***407Y | 10 kV | 400V(3ph) & 230V(single ph) | LV | 630 kVA :Building Structure | 0.63 | --> | 0.63 | 0 | 0 | Constrained,otherwise capacity available =500kVA. | --> | 0.598 | 0 | 0 | 0 | 0 | 0.5 | 0 |  | --> | C16 ex COLLEGE PARK | COLLEGE PARK: T102 | COLLEGE PARK |  | 53.3923 | -6.3842
MV/LV Substation WE***409 | 10 kV | 400V(3ph) & 230V(single ph) | LV | 400 kVA :Kiosk Substation | 0.4 | --> | 0.4 | 0.302 | 5.9 |  | --> | 0.38 | 0 | 0 | 0 | 0.007 | 0.407 | 0 |  | --> | C12 ex BALLINCOLLIG | BALLINCOLLIG: T42 | KILBARRY |  | 51.886 | -8.6151
MV/LV Substation WE***409X | 20 kV | 400V(3ph) & 230V(single ph) | LV | 200 kVA :Kiosk Substation | 0.2 | --> | 0.2 | 0 | 0 | Constrained,otherwise capacity available =103kVA. | --> | 0.19 | 0 | 0 | 0 | 0.045 | 0.167 | 0 |  | --> | E17 ex JULIANSTOWN | JULIANSTOWN: T421∥T422 | DRYBRIDGE |  | 53.7031 | -6.2599
MV/LV Substation WE***4100 | 10 kV | 400V(3ph) & 230V(single ph) | LV | 400 kVA :Kiosk Substation | 0.4 | --> | 0.4 | 0.4 | 3.6 |  | --> | 0.38 | 0 | 0 | 0 | 0 | 0.4 | 0 |  | --> | C21 ex DEANSGRANGE | DEANSGRANGE: T41 | CARRICKMINES |  | 53.2732 | -6.1736
MV/LV Substation WE***411Z | 10 kV | 400V(3ph) & 230V(single ph) | LV | 400 kVA :Building Structure | 0.4 | --> | 0.4 | 0 | 0 | Constrained,otherwise capacity available =348kVA. | --> | 0.38 | 0 | 0 | 0 | 0 | 0.407 | 0 |  | --> | C16 ex LEIXLIP | LEIXLIP: T42 | GRIFFINRATH |  | 53.3567 | -6.4903
MV/LV Substation WE***4123 | 20 kV | 400V(3ph) & 230V(single ph) | LV | 50 kVA :Pole Substation | 0.05 | --> | 0.05 | 0.05 | 26.7 |  | --> | 0.047 | 0 | 0 | 0 | 0 | 0.049 | 0 |  | --> | E21 ex WEXFORD | WEXFORD: T121∥T122 | WEXFORD |  | 52.3419 | -6.5379
MV/LV Substation WE***4124 | 10 kV | 400V(3ph) & 230V(single ph) | LV | 630 kVA :Building Structure | 0.63 | --> | 0.63 | 0.43 | 9.4 |  | --> | 0.598 | 0 | 0 | 0 | 0 | 0.5 | 0 |  | --> | C17 ex KILLOTERAN | KILLOTERAN: T101 | KILLOTERAN |  | 52.2496 | -7.1628
MV/LV Substation WE***4134 | 10 kV | 400V(3ph) & 230V(single ph) | LV | 400 kVA :Kiosk Substation | 0.4 | --> | 0.4 | 0 | 0 | Constrained,otherwise capacity available =390kVA. | --> | 0.38 | 0 | 0 | 0 | 0 | 0 | 0 | Constrained,otherwise capacity available =401kW. | --> | C14 ex DONEGAL | DONEGAL: T41∥T42 | CATHALEENS FALL |  | 54.6585 | -8.1159
MV/LV Substation WE***4135 | 10 kV | 400V(3ph) & 230V(single ph) | LV | 400 kVA :Kiosk Substation | 0.4 | --> | 0.4 | 0 | 0 | Constrained,otherwise capacity available =349kVA. | --> | 0.38 | 0 | 0 | 0 | 0 | 0 | 0 | Constrained,otherwise capacity available =407kW. | --> | C14 ex COOLMINE | COOLMINE: T42 | FINGLAS |  | 53.3823 | -6.4182
MV/LV Substation WE***4136 | 10 kV | 400V(3ph) & 230V(single ph) | LV | 1000 kVA :Building Structure | 1 | --> | 1 | 0.5 | 2.9 |  | --> | 0.95 | 0 | 0 | 0 | 0 | 0.5 | 0 |  | --> | C18 ex WOLFE TONE STREET | WOLFE TONE STREET: T102 | FINGLAS |  | 53.3557 | -6.2667
MV/LV Substation WE***415 | 10 kV | 400V(3ph) & 230V(single ph) | LV | 400 kVA :Kiosk Substation | 0.4 | --> | 0.4 | 0 | 0 | Constrained,otherwise capacity available =218kVA. | --> | 0.38 | 0 | 0 | 0 | 0.003 | 0.424 | 0 |  | --> | C14 ex MACETOWN | MACETOWN: T102 | MACETOWN |  | 53.4093 | -6.3956
MV/LV Substation WE***4150 | 10 kV | 400V(3ph) & 230V(single ph) | LV | 630 kVA :Kiosk Substation | 0.63 | --> | 0.63 | 0 | 0 | Constrained,otherwise capacity available =351kVA. | --> | 0.598 | 0 | 0 | 0 | 0.109 | 0.5 | 0 |  | --> | C12 ex MONEYCOOLEY | MONEYCOOLEY: T42 | GRIFFINRATH |  | 53.3668 | -6.5222
MV/LV Substation WE***4158 | 20 kV | 400V(3ph) & 230V(single ph) | LV | 100 kVA :Pole Substation | 0.1 | --> | 0.1 | 0 | 0 | Constrained,otherwise capacity available =100kVA. | --> | 0.095 | 0 | 0 | 0 | 0 | 0.1 | 0 |  | --> | E11 ex KILCOLGAN | KILCOLGAN: T421 | GALWAY 110KV |  | 53.1401 | -8.9239
MV/LV Substation WE***415Y | 10 kV | 400V(3ph) & 230V(single ph) | LV | 400 kVA :Building Structure | 0.4 | --> | 0.4 | 0.343 | 0.3 | Constrained,otherwise capacity available =398kVA. | --> | 0.38 | 0 | 0 | 0 | 0 | 0.4 | 0 |  | --> | C15 ex TUAM NORTH | TUAM NORTH: T41∥T42 | CLOON |  | 53.5074 | -8.874
MV/LV Substation WE***4162 | 20 kV | 400V(3ph) & 230V(single ph) | LV | 50 kVA :Pole Substation | 0.05 | --> | 0.05 | 0.05 | 0.8 |  | --> | 0.047 | 0 | 0 | 0 | 0 | 0 | 0 | Constrained,otherwise capacity available =49kW. | --> | E16 ex KILMACTHOMAS | KILMACTHOMAS: T421∥T422 | DUNGARVAN |  | 52.1541 | -7.4242
MV/LV Substation WE***416Y | 10 kV | 400V(3ph) & 230V(single ph) | LV | 400 kVA :Kiosk Substation | 0.4 | --> | 0.4 | 0.363 | 1.2 |  | --> | 0.38 | 0 | 0 | 0 | 0.007 | 0.398 | 0 |  | --> | C20 ex POLLERTON | POLLERTON: T42 | CARLOW |  | 52.8214 | -6.8946
MV/LV Substation WE***4178 | 10 kV | 400V(3ph) & 230V(single ph) | LV | 630 kVA :Kiosk Substation | 0.63 | --> | 0.63 | 0.5 | 9.8 |  | --> | 0.598 | 0 | 0 | 0 | 0 | 0.5 | 0 |  | --> | C20 ex COOKSTOWN | COOKSTOWN: T102 | CARRICKMINES |  | 53.282 | -6.372
MV/LV Substation WE***4179 | 10 kV | 400V(3ph) & 230V(single ph) | LV | 1000 kVA :Building Structure | 1 | --> | 1 | 0 | 0 | Constrained,otherwise capacity available =500kVA. | --> | 0.95 | 0 | 0 | 0 | 0 | 0.5 | 0 |  | --> | C13 ex GRANGE (DR) | GRANGE (DR): T41 | GRANGE (DR) |  | 53.408 | -6.1664
MV/LV Substation WE***417Z | 10 kV | 400V(3ph) & 230V(single ph) | LV | 400 kVA :Building Structure | 0.4 | --> | 0.4 | 0.067 | 0.1 | Constrained,otherwise capacity available =279kVA. | --> | 0.38 | 0 | 0 | 0 | 0 | 0.418 | 0 |  | --> | C17 ex BISHOPSTOWN | BISHOPSTOWN: T41 | KILBARRY |  | 51.8848 | -8.5805
MV/LV Substation WE***4180 | 10 kV | 400V(3ph) & 230V(single ph) | LV | 1000 kVA :Building Structure | 1 | --> | 1 | 0 | 0 | Constrained,otherwise capacity available =500kVA. | --> | 0.95 | 0 | 0 | 0 | 0 | 0.5 | 0 |  | --> | C13 ex GRANGE (DR) | GRANGE (DR): T41 | GRANGE (DR) |  | 53.4083 | -6.1651
MV/LV Substation WE***4183 | 10 kV | 400V(3ph) & 230V(single ph) | LV | 200 kVA :Kiosk Substation | 0.2 | --> | 0.2 | 0.17 | 12.2 |  | --> | 0.19 | 0 | 0 | 0 | 0 | 0.204 | 0 |  | --> | C34 ex SALTHILL | SALTHILL: T102 | SALTHILL |  | 53.2772 | -9.0754
MV/LV Substation WE***418Z | 20 kV | 400V(3ph) & 230V(single ph) | LV | 400 kVA :Kiosk Substation | 0.4 | --> | 0.4 | 0.39 | 1.3 |  | --> | 0.38 | 0 | 0 | 0 | 0 | 0.401 | 0 |  | --> | C17 ex ROOSKY | ROOSKY: T41 | RICHMOND |  | 53.7743 | -8.1029
MV/LV Substation WE***418Z | 10 kV | 400V(3ph) & 230V(single ph) | LV | 400 kVA :Building Structure | 0.4 | --> | 0.4 | 0.067 | 0.1 | Constrained,otherwise capacity available =398kVA. | --> | 0.38 | 0 | 0 | 0 | 0 | 0.4 | 0 |  | --> | C17 ex BISHOPSTOWN | BISHOPSTOWN: T41 | KILBARRY |  | 51.8859 | -8.581
MV/LV Substation WE***4193 | 20 kV | 400V(3ph) & 230V(single ph) | LV | 400 kVA :Kiosk Substation | 0.4 | --> | 0.4 | 0.393 | 3.9 |  | --> | 0.38 | 0 | 0 | 0 | 0 | 0 | 0 | Constrained,otherwise capacity available =400kW. | --> | E16 ex ASHBOURNE | ASHBOURNE: T422 | FINGLAS |  | 53.5187 | -6.4085
MV/LV Substation WE***4203 | 10 kV | 400V(3ph) & 230V(single ph) | LV | 400 kVA :Kiosk Substation | 0.4 | --> | 0.4 | 0.395 | 3.7 |  | --> | 0.38 | 0 | 0 | 0 | 0 | 0.4 | 0 |  | --> | C17 ex BALLINASLOE | BALLINASLOE: T41∥T42 | SOMERSET |  | 53.3189 | -8.2222
MV/LV Substation WE***420Z | 10 kV | 400V(3ph) & 230V(single ph) | LV | 400 kVA :Building Structure | 0.4 | --> | 0.4 | 0.067 | 0.1 | Constrained,otherwise capacity available =339kVA. | --> | 0.38 | 0 | 0 | 0 | 0 | 0.409 | 0 |  | --> | C17 ex BISHOPSTOWN | BISHOPSTOWN: T41 | KILBARRY |  | 51.8841 | -8.5827
MV/LV Substation WE***421Z | 10 kV | 400V(3ph) & 230V(single ph) | LV | 50 kVA :Pole Substation | 0.05 | --> | 0.05 | 0 | 0 | Constrained,otherwise capacity available =47kVA. | --> | 0.047 | 0 | 0 | 0 | 0 | 0.049 | 0 |  | --> | C16 ex LEIXLIP | LEIXLIP: T42 | GRIFFINRATH |  | 53.3533 | -6.4936
MV/LV Substation WE***4243 | 10 kV | 400V(3ph) & 230V(single ph) | LV | 50 kVA :Pole Substation | 0.05 | --> | 0.05 | 0.031 | 3.6 |  | --> | 0.047 | 0 | 0 | 0 | 0 | 0.051 | 0 |  | --> | C21 ex CASTLEREA | CASTLEREA: T41∥T42 | CARRICK ON SHANNON |  | 53.7412 | -8.4002
MV/LV Substation WE***425Y | 10 kV | 400V(3ph) & 230V(single ph) | LV | 630 kVA :Kiosk Substation | 0.63 | --> | 0.63 | 0.5 | 1.8 |  | --> | 0.598 | 0 | 0 | 0 | 0 | 0.5 | 0 |  | --> | C19 ex WATERFORD | WATERFORD: T41 | WATERFORD |  | 52.2612 | -7.1167
MV/LV Substation WE***4275 | 20 kV | 400V(3ph) & 230V(single ph) | LV | 400 kVA :Kiosk Substation | 0.4 | --> | 0.4 | 0.362 | 12.9 |  | --> | 0.38 | 0 | 0 | 0 | 0 | 0.405 | 0 |  | --> | E18 ex COOLROE | COOLROE: T122 | COOLROE |  | 51.8867 | -8.6086
MV/LV Substation WE***4288 | 10 kV | 400V(3ph) & 230V(single ph) | LV | 50 kVA :Pole Substation | 0.05 | --> | 0.05 | 0.047 | 5.8 |  | --> | 0.047 | 0 | 0 | 0 | 0 | 0.049 | 0 |  | --> | C14 ex CLOON | CLOON: T42 | CLOON |  | 53.4784 | -8.8306
MV/LV Substation WE***4296 | 20 kV | 400V(3ph) & 230V(single ph) | LV | 630 kVA :Kiosk Substation | 0.63 | --> | 0.63 | 0 | 0 | Constrained,otherwise capacity available =500kVA. | --> | 0.598 | 0 | 0 | 0 | 0.06 | 0.5 | 0 |  | --> | E13 ex GLASMORE | GLASMORE: T421 | GLASMORE |  | 53.474 | -6.2451
MV/LV Substation WE***4302 | 10 kV | 400V(3ph) & 230V(single ph) | LV | 400 kVA :Kiosk Substation | 0.4 | --> | 0.4 | 0 | 0 | Constrained,otherwise capacity available =371kVA. | --> | 0.38 | 0 | 0 | 0 | 0.003 | 0.4 | 0 |  | --> | C12 ex MONEYCOOLEY | MONEYCOOLEY: T42 | GRIFFINRATH |  | 53.3653 | -6.5255
MV/LV Substation WE***431 | 10 kV | 400V(3ph) & 230V(single ph) | LV | 50 kVA :Pole Substation | 0.05 | --> | 0.05 | 0 | 0 | Constrained,otherwise capacity available =40kVA. | --> | 0.047 | 0 | 0 | 0 | 0 | 0.051 | 0 |  | --> | C17 ex ROSEHILL | ROSEHILL: T41 | KILKENNY |  | 52.642 | -7.2687
MV/LV Substation WE***434 | 20 kV | 400V(3ph) & 230V(single ph) | LV | 200 kVA :Pole Substation | 0.2 | --> | 0.2 | 0.126 | 1.6 |  | --> | 0.19 | 0 | 0 | 0 | 0.003 | 0 | 0 | Constrained,otherwise capacity available =207kW. | --> | E15 ex CASTLETOWNBERE | CASTLETOWNBERE: T421 | BALLYLICKY |  | 51.6512 | -9.9147
MV/LV Substation WE***436 | 10 kV | 400V(3ph) & 230V(single ph) | LV | 50 kVA :Pole Substation | 0.05 | --> | 0.05 | 0 | 0 | Constrained,otherwise capacity available =43kVA. | --> | 0.047 | 0 | 0 | 0 | 0 | 0.05 | 0 |  | --> | C17 ex ROSEHILL | ROSEHILL: T41 | KILKENNY |  | 52.6419 | -7.267
MV/LV Substation WE***4392 | 10 kV | 400V(3ph) & 230V(single ph) | LV | 50 kVA :Pole Substation | 0.05 | --> | 0.05 | 0.05 | 2.7 |  | --> | 0.047 | 0 | 0 | 0 | 0 | 0.049 | 0 |  | --> | C19 ex CALLAN | CALLAN: T41∥T42 | KILKENNY |  | 52.5552 | -7.4084
MV/LV Substation WE***4404 | 20 kV | 400V(3ph) & 230V(single ph) | LV | 630 kVA :Building Structure | 0.63 | --> | 0.63 | 0.482 | 12.9 |  | --> | 0.598 | 0 | 0 | 0 | 0.007 | 0.5 | 0 |  | --> | E18 ex COOLROE | COOLROE: T122 | COOLROE |  | 51.8885 | -8.5995
MV/LV Substation WE***4442 | 20 kV | 400V(3ph) & 230V(single ph) | LV | 200 kVA :Kiosk Substation | 0.2 | --> | 0.2 | 0.181 | 10.7 |  | --> | 0.19 | 0 | 0 | 0 | 0 | 0.202 | 0 |  | --> | E11 ex COOLROE | COOLROE: T121 | COOLROE |  | 51.8876 | -8.6173
MV/LV Substation WE***4464 | 20 kV | 400V(3ph) & 230V(single ph) | LV | 630 kVA :Kiosk Substation | 0.63 | --> | 0.63 | 0 | 0 | Constrained,otherwise capacity available =500kVA. | --> | 0.598 | 0 | 0 | 0 | 0 | 0.5 | 0 |  | --> | E15 ex DULEEK | DULEEK: T421∥T422 | DRYBRIDGE |  | 53.656 | -6.4235
MV/LV Substation WE***4465 | 20 kV | 400V(3ph) & 230V(single ph) | LV | 630 kVA :Kiosk Substation | 0.63 | --> | 0.63 | 0 | 0 | Constrained,otherwise capacity available =500kVA. | --> | 0.598 | 0 | 0 | 0 | 0 | 0.5 | 0 |  | --> | E15 ex DULEEK | DULEEK: T421∥T422 | DRYBRIDGE |  | 53.6567 | -6.423
MV/LV Substation WE***454Z | 20 kV | 400V(3ph) & 230V(single ph) | LV | 50 kVA :Pole Substation | 0.05 | --> | 0.05 | 0 | 0 | Constrained,otherwise capacity available =44kVA. | --> | 0.047 | 0 | 0 | 0 | 0 | 0 | 0 | Constrained,otherwise capacity available =50kW. | --> | E21 ex ASHBOURNE | ASHBOURNE: T421 | FINGLAS |  | 53.5263 | -6.3025
MV/LV Substation WE***455X | 10 kV | 400V(3ph) & 230V(single ph) | LV | 400 kVA :Kiosk Substation | 0.4 | --> | 0.4 | 0.251 | 3.3 |  | --> | 0.38 | 0 | 0 | 0 | 0.004 | 0 | 0 | Constrained,otherwise capacity available =418kW. | --> | C18 ex PALMERSTOWN | PALMERSTOWN: T42 | FINGLAS |  | 53.3521 | -6.3565
MV/LV Substation WE***468Y | 10 kV | 400V(3ph) & 230V(single ph) | LV | 400 kVA :Kiosk Substation | 0.4 | --> | 0.4 | 0 | 0 | Constrained,otherwise capacity available =268kVA. | --> | 0.38 | 0 | 0 | 0 | 0.007 | 0.412 | 0 |  | --> | C15 ex CARRIGALINE | CARRIGALINE: T41∥T42 | BARNAHELY |  | 51.8198 | -8.3984
MV/LV Substation WE***471 | 10 kV | 400V(3ph) & 230V(single ph) | LV | 100 kVA :Pole Substation | 0.1 | --> | 0.1 | 0 | 0 | Constrained,otherwise capacity available =74kVA. | --> | 0.095 | 0 | 0 | 0 | 0.002 | 0.101 | 0 |  | --> | C17 ex ROSEHILL | ROSEHILL: T41 | KILKENNY |  | 52.6422 | -7.2658
MV/LV Substation WE***478Z | 10 kV | 400V(3ph) & 230V(single ph) | LV | 1000 kVA :Building Structure | 1 | --> | 1 | 0 | 0 | Constrained,otherwise capacity available =500kVA. | --> | 0.95 | 0 | 0 | 0 | 0 | 0.5 | 0 |  | --> | C20 ex COLLEGE PARK | COLLEGE PARK: T102 | COLLEGE PARK |  | 53.3895 | -6.3872
MV/LV Substation WE***480 | 10 kV | 400V(3ph) & 230V(single ph) | LV | 400 kVA :Kiosk Substation | 0.4 | --> | 0.4 | 0.295 | 1.2 |  | --> | 0.38 | 0 | 0 | 0 | 0.015 | 0.4 | 0 |  | --> | C20 ex POLLERTON | POLLERTON: T42 | CARLOW |  | 52.8212 | -6.8964
MV/LV Substation WE***480 | 10 kV | 400V(3ph) & 230V(single ph) | LV | 50 kVA :Pole Substation | 0.05 | --> | 0.05 | 0.029 | 8.9 |  | --> | 0.047 | 0 | 0 | 0 | 0 | 0.052 | 0 |  | --> | C11 ex CARROWBEG | CARROWBEG: T41∥T42 | CARROWBEG |  | 53.8022 | -9.5356
MV/LV Substation WE***481 | 10 kV | 400V(3ph) & 230V(single ph) | LV | 630 kVA :Building Structure | 0.63 | --> | 0.63 | 0.5 | 8.9 |  | --> | 0.598 | 0 | 0 | 0 | 0 | 0.5 | 0 |  | --> | C11 ex CARROWBEG | CARROWBEG: T41∥T42 | CARROWBEG |  | 53.8061 | -9.5397
MV/LV Substation WE***485 | 10 kV | 400V(3ph) & 230V(single ph) | LV | 200 kVA :Pole Substation | 0.2 | --> | 0.2 | 0 | 0 | Constrained,otherwise capacity available =121kVA. | --> | 0.19 | 0 | 0 | 0 | 0.003 | 0.208 | 0 |  | --> | C26 ex CLIFDEN | CLIFDEN: T41∥T42 | GALWAY 110KV |  | 53.4902 | -10.0192
MV/LV Substation WE***489X | 10 kV | 400V(3ph) & 230V(single ph) | LV | 50 kVA :Pole Substation | 0.05 | --> | 0.05 | 0.03 | 1.2 |  | --> | 0.047 | 0 | 0 | 0 | 0 | 0.052 | 0 |  | --> | C24 ex MULLAGH | MULLAGH: T44 | MEATH HILL |  | 53.8112 | -6.9151
MV/LV Substation WE***494Y | 20 kV | 400V(3ph) & 230V(single ph) | LV | 50 kVA :Pole Substation | 0.05 | --> | 0.05 | 0.047 | 1.5 |  | --> | 0.047 | 0 | 0 | 0 | 0 | 0.049 | 0 |  | --> | C21 ex TRAMORE | TRAMORE: T41 | BUTLERSTOWN |  | 52.146 | -7.1824
MV/LV Substation WE***495X | 10 kV | 400V(3ph) & 230V(single ph) | LV | 400 kVA :Kiosk Substation | 0.4 | --> | 0.4 | 0 | 0 | Constrained,otherwise capacity available =340kVA. | --> | 0.38 | 0 | 0 | 0 | 0 | 0.403 | 0 |  | --> | C14 ex GARDEN CITY | GARDEN CITY: T41∥T42 | ARKLOW |  | 52.6804 | -6.276
MV/LV Substation WE***500X | 10 kV | 400V(3ph) & 230V(single ph) | LV | 1000 kVA :Building Structure | 1 | --> | 1 | 0.5 | 1.6 |  | --> | 0.95 | 0 | 0 | 0 | 0.09 | 0.5 | 0 |  | --> | C22 ex BALLYMOUNT | BALLYMOUNT: T42 | INCHICORE 220KV |  | 53.3224 | -6.3694
MV/LV Substation WE***500X | 10 kV | 400V(3ph) & 230V(single ph) | LV | 200 kVA :Kiosk Substation | 0.2 | --> | 0.2 | 0.158 | 3.4 |  | --> | 0.19 | 0 | 0 | 0 | 0 | 0.206 | 0 |  | --> | C12 ex TRAMORE | TRAMORE: T42 | BUTLERSTOWN |  | 52.1618 | -7.1674
MV/LV Substation WE***500Y | 10 kV | 400V(3ph) & 230V(single ph) | LV | 200 kVA :Kiosk Substation | 0.2 | --> | 0.2 | 0.083 | 1.4 |  | --> | 0.19 | 0 | 0 | 0 | 0.031 | 0.184 | 0 |  | --> | C15 ex LEIXLIP | LEIXLIP: T41 | GRIFFINRATH |  | 53.3572 | -6.4716
MV/LV Substation WE***503Y | 10 kV | 400V(3ph) & 230V(single ph) | LV | 200 kVA :Kiosk Substation | 0.2 | --> | 0.2 | 0.174 | 8.9 |  | --> | 0.19 | 0 | 0 | 0 | 0.007 | 0.196 | 0 |  | --> | C17 ex MIDLETON | MIDLETON: T101 | MIDLETON |  | 51.9133 | -8.1799
MV/LV Substation WE***508X | 10 kV | 400V(3ph) & 230V(single ph) | LV | 200 kVA :Pole Substation | 0.2 | --> | 0.2 | 0.112 | 5.6 |  | --> | 0.19 | 0 | 0 | 0 | 0 | 0.213 | 0 |  | --> | E11 ex CRANE | CRANE: T122 | CRANE |  | 52.521 | -6.5584
MV/LV Substation WE***509 | 10 kV | 400V(3ph) & 230V(single ph) | LV | 400 kVA :Kiosk Substation | 0.4 | --> | 0.4 | 0.317 | 1.1 |  | --> | 0.38 | 0 | 0 | 0 | 0.024 | 0.387 | 0 |  | --> | C15 ex CAHIRCALLA | CAHIRCALLA: T41∥T42 | ENNIS |  | 52.8302 | -8.9766
MV/LV Substation WE***509X | 10 kV | 400V(3ph) & 230V(single ph) | LV | 400 kVA :Kiosk Substation | 0.4 | --> | 0.4 | 0 | 0 | Constrained,otherwise capacity available =338kVA. | --> | 0.38 | 0 | 0 | 0 | 0.011 | 0.397 | 0 |  | --> | C17 ex DOUGLAS | DOUGLAS: T42 | TRABEG |  | 51.8619 | -8.4339
MV/LV Substation WE***515X | 10 kV | 400V(3ph) & 230V(single ph) | LV | 630 kVA :Building Structure | 0.63 | --> | 0.63 | 0 | 0 | Constrained,otherwise capacity available =392kVA. | --> | 0.598 | 0 | 0 | 0 | 0 | 0.5 | 0 |  | --> | C16 ex LUCAN EAST | LUCAN EAST: T41∥T42 | GRANGE CASTLE |  | 53.3798 | -6.4427
MV/LV Substation WE***516X | 10 kV | 400V(3ph) & 230V(single ph) | LV | 400 kVA :Building Structure | 0.4 | --> | 0.4 | 0.379 | 1.6 |  | --> | 0.38 | 0 | 0 | 0 | 0 | 0.403 | 0 |  | --> | C22 ex BALLYMOUNT | BALLYMOUNT: T42 | INCHICORE 220KV |  | 53.3222 | -6.3686
MV/LV Substation WE***521Z | 10 kV | 400V(3ph) & 230V(single ph) | LV | 200 kVA :Kiosk Substation | 0.2 | --> | 0.2 | 0.045 | 0 | Constrained,otherwise capacity available =167kVA. | --> | 0.19 | 0 | 0 | 0 | 0 | 0.204 | 0 |  | --> | C21 ex TALBOTS INCH | TALBOTS INCH: T41∥T42 | KILKENNY |  | 52.6762 | -7.2544
MV/LV Substation WE***523X | 10 kV | 400V(3ph) & 230V(single ph) | LV | 630 kVA :Kiosk Substation | 0.63 | --> | 0.63 | 0 | 0 | Constrained,otherwise capacity available =327kVA. | --> | 0.598 | 0 | 0 | 0 | 0.024 | 0.5 | 0 |  | --> | C17 ex BALGADDY | BALGADDY: T41 | GRANGE CASTLE |  | 53.3223 | -6.4192
MV/LV Substation WE***523Y | 10 kV | 400V(3ph) & 230V(single ph) | LV | 400 kVA :Kiosk Substation | 0.4 | --> | 0.4 | 0 | 0 | Constrained,otherwise capacity available =192kVA. | --> | 0.38 | 0 | 0 | 0 | 0 | 0.431 | 0 |  | --> | C16 ex TOGHER | TOGHER: T42 | TRABEG |  | 51.8738 | -8.5105
MV/LV Substation WE***533 | 10 kV | 400V(3ph) & 230V(single ph) | LV | 630 kVA :Building Structure | 0.63 | --> | 0.63 | 0.5 | 2.3 |  | --> | 0.598 | 0 | 0 | 0 | 0.023 | 0.5 | 0 |  | --> | C16 ex RINEANNA | RINEANNA: T41 | DRUMLINE |  | 52.7135 | -8.8916
MV/LV Substation WE***545X | 10 kV | 400V(3ph) & 230V(single ph) | LV | 200 kVA :Kiosk Substation | 0.2 | --> | 0.2 | 0.184 | 8.9 |  | --> | 0.19 | 0 | 0 | 0 | 0 | 0.202 | 0 |  | --> | C14 ex CARROWBEG | CARROWBEG: T41∥T42 | CARROWBEG |  | 53.8128 | -9.5633
MV/LV Substation WE***546 | 10 kV | 400V(3ph) & 230V(single ph) | LV | 50 kVA :Pole Substation | 0.05 | --> | 0.05 | 0 | 0 | Constrained,otherwise capacity available =25kVA. | --> | 0.047 | 0 | 0 | 0 | 0.012 | 0.04 | 0 |  | --> | C17 ex CARRIGALINE | CARRIGALINE: T41∥T42 | BARNAHELY |  | 51.7978 | -8.2768
MV/LV Substation WE***550 | 10 kV | 400V(3ph) & 230V(single ph) | LV | 630 kVA :Building Structure | 0.63 | --> | 0.63 | 0.448 | 2.8 |  | --> | 0.598 | 0 | 0 | 0 | 0 | 0.5 | 0 |  | --> | C19 ex RINEANNA | RINEANNA: T42 | DRUMLINE |  | 52.7092 | -8.8935
MV/LV Substation WE***555Z | 10 kV | 400V(3ph) & 230V(single ph) | LV | 400 kVA :Kiosk Substation | 0.4 | --> | 0.4 | 0 | 0 | Constrained,otherwise capacity available =324kVA. | --> | 0.38 | 0 | 0 | 0 | 0.007 | 0.404 | 0 |  | --> | C18 ex DOUGLAS | DOUGLAS: T41 | TRABEG |  | 51.8697 | -8.4302
MV/LV Substation WE***556 | 10 kV | 400V(3ph) & 230V(single ph) | LV | 400 kVA :Kiosk Substation | 0.4 | --> | 0.4 | 0.255 | 1.6 |  | --> | 0.38 | 0 | 0 | 0 | 0.013 | 0.408 | 0 |  | --> | C16 ex NEWTOWNCUNNINGHAM | NEWTOWNCUNNINGHAM: T41∥T42 | LETTERKENNY |  | 54.9961 | -7.5174
MV/LV Substation WE***562Y | 10 kV | 400V(3ph) & 230V(single ph) | LV | 400 kVA :Kiosk Substation | 0.4 | --> | 0.4 | 0 | 0 | Constrained,otherwise capacity available =305kVA. | --> | 0.38 | 0 | 0 | 0 | 0.003 | 0 | 0 | Constrained,otherwise capacity available =411kW. | --> | C14 ex BELLFIELD | BELLFIELD: T41∥T42 | CRANE |  | 52.5132 | -6.5763
MV/LV Substation WE***563Y | 10 kV | 400V(3ph) & 230V(single ph) | LV | 200 kVA :Kiosk Substation | 0.2 | --> | 0.2 | 0.164 | 5.9 |  | --> | 0.19 | 0 | 0 | 0 | 0.014 | 0.19 | 0 |  | --> | C12 ex BALLINCOLLIG | BALLINCOLLIG: T42 | KILBARRY |  | 51.8867 | -8.6146
MV/LV Substation WE***567X | 10 kV | 400V(3ph) & 230V(single ph) | LV | 400 kVA :Building Structure | 0.4 | --> | 0.4 | 0.283 | 2.8 |  | --> | 0.38 | 0 | 0 | 0 | 0 | 0.417 | 0 |  | --> | C13 ex INCHICORE NORTH | INCHICORE NORTH: T41 | INCHICORE 220KV |  | 53.3362 | -6.3424
MV/LV Substation WE***568 | 20 kV | 400V(3ph) & 230V(single ph) | LV | 100 kVA :Pole Substation | 0.1 | --> | 0.1 | 0 | 0 | Constrained,otherwise capacity available =95kVA. | --> | 0.095 | 0 | 0 | 0 | 0 | 0 | 0 | Constrained,otherwise capacity available =100kW. | --> | E18 ex BEALNABLATH | BEALNABLATH: T421 | BANDON |  | 51.8798 | -8.7632
MV/LV Substation WE***569Y | 10 kV | 400V(3ph) & 230V(single ph) | LV | 200 kVA :Kiosk Substation | 0.2 | --> | 0.2 | 0.083 | 1.4 |  | --> | 0.19 | 0 | 0 | 0 | 0.022 | 0.194 | 0 |  | --> | C15 ex LEIXLIP | LEIXLIP: T41 | GRIFFINRATH |  | 53.3561 | -6.4717
MV/LV Substation WE***570 | 10 kV | 400V(3ph) & 230V(single ph) | LV | 630 kVA :Building Structure | 0.63 | --> | 0.63 | 0.5 | 2.8 |  | --> | 0.598 | 0 | 0 | 0 | 0 | 0.5 | 0 |  | --> | C19 ex RINEANNA | RINEANNA: T42 | DRUMLINE |  | 52.71 | -8.8932
MV/LV Substation WE***570Y | 10 kV | 400V(3ph) & 230V(single ph) | LV | 200 kVA :Kiosk Substation | 0.2 | --> | 0.2 | 0.114 | 1.4 |  | --> | 0.19 | 0 | 0 | 0 | 0.027 | 0.184 | 0 |  | --> | C15 ex LEIXLIP | LEIXLIP: T41 | GRIFFINRATH |  | 53.355 | -6.4736
MV/LV Substation WE***576Y | 10 kV | 400V(3ph) & 230V(single ph) | LV | 400 kVA :Kiosk Substation | 0.4 | --> | 0.4 | 0.389 | 11.5 |  | --> | 0.38 | 0 | 0 | 0 | 0 | 0.401 | 0 |  | --> | C22 ex BALLYBEG | BALLYBEG: T102 | CARRICKMINES |  | 52.982 | -6.0451
MV/LV Substation WE***582 | 20 kV | 400V(3ph) & 230V(single ph) | LV | 200 kVA :Pole Substation | 0.2 | --> | 0.2 | 0.2 | 11.9 |  | --> | 0.19 | 0 | 0 | 0 | 0 | 0 | 0 | Constrained,otherwise capacity available =200kW. | --> | E11 ex WESTPORT | WESTPORT: T421∥T422 | CASTLEBAR |  | 53.7653 | -9.8067
MV/LV Substation WE***590Y | 10 kV | 400V(3ph) & 230V(single ph) | LV | 200 kVA :Kiosk Substation | 0.2 | --> | 0.2 | 0.045 | 0 | Constrained,otherwise capacity available =113kVA. | --> | 0.19 | 0 | 0 | 0 | 0.021 | 0.191 | 0 |  | --> | C21 ex TALBOTS INCH | TALBOTS INCH: T41∥T42 | KILKENNY |  | 52.6723 | -7.2564
MV/LV Substation WE***596 | 10 kV | 400V(3ph) & 230V(single ph) | LV | 400 kVA :Kiosk Substation | 0.4 | --> | 0.4 | 0.267 | 5.4 |  | --> | 0.38 | 0 | 0 | 0 | 0.014 | 0.405 | 0 |  | --> | C20 ex TEMPLEOGUE | TEMPLEOGUE: T41 | MILLTOWN (DR) |  | 53.2875 | -6.3179
MV/LV Substation WE***597X | 20 kV | 400V(3ph) & 230V(single ph) | LV | 50 kVA :Pole Substation | 0.05 | --> | 0.05 | 0.038 | 1.5 |  | --> | 0.047 | 0 | 0 | 0 | 0 | 0.051 | 0 |  | --> | E17 ex ACHILL | ACHILL: T422 | CARROWBEG |  | 53.9777 | -10.0842
MV/LV Substation WE***597Z | 10 kV | 400V(3ph) & 230V(single ph) | LV | 100 kVA :Pole Substation | 0.1 | --> | 0.1 | 0.082 | 5.1 |  | --> | 0.095 | 0 | 0 | 0 | 0 | 0 | 0 | Constrained,otherwise capacity available =102kW. | --> | C12 ex CASTLEKNOCK | CASTLEKNOCK: T41∥T42 | FINGLAS |  | 53.3691 | -6.3777
MV/LV Substation WE***598Z | 20 kV | 400V(3ph) & 230V(single ph) | LV | 200 kVA :Pole Substation | 0.2 | --> | 0.2 | 0.109 | 1.6 |  | --> | 0.19 | 0 | 0 | 0 | 0.004 | 0 | 0 | Constrained,otherwise capacity available =209kW. | --> | E15 ex CASTLETOWNBERE | CASTLETOWNBERE: T421 | BALLYLICKY |  | 51.6484 | -9.9151
MV/LV Substation WE***612X | 20 kV | 400V(3ph) & 230V(single ph) | LV | 100 kVA :Pole Substation | 0.1 | --> | 0.1 | 0 | 0 | Constrained,otherwise capacity available =66kVA. | --> | 0.095 | 0 | 0 | 0 | 0 | 0 | 0 | Constrained,otherwise capacity available =104kW. | --> | E12 ex PORTLAOISE | PORTLAOISE: T423∥T424 | PORTLAOISE |  | 53.0228 | -7.287
MV/LV Substation WE***630X | 10 kV | 400V(3ph) & 230V(single ph) | LV | 50 kVA :Pole Substation | 0.05 | --> | 0.05 | 0.049 | 8.3 |  | --> | 0.047 | 0 | 0 | 0 | 0 | 0.049 | 0 |  | --> | C23 ex BALLYBEG | BALLYBEG: T101 | CARRICKMINES |  | 52.9642 | -6.099
MV/LV Substation WE***631 | 10 kV | 400V(3ph) & 230V(single ph) | LV | 400 kVA :Kiosk Substation | 0.4 | --> | 0.4 | 0.271 | 3.1 |  | --> | 0.38 | 0 | 0 | 0 | 0.045 | 0.372 | 0 |  | --> | C21 ex MONKSTOWN | MONKSTOWN: T41 | BLACKROCK |  | 53.2766 | -6.1893
MV/LV Substation WE***632X | 20 kV | 400V(3ph) & 230V(single ph) | LV | 200 kVA :Kiosk Substation | 0.2 | --> | 0.2 | 0.156 | 10.7 |  | --> | 0.19 | 0 | 0 | 0 | 0.017 | 0.188 | 0 |  | --> | E11 ex COOLROE | COOLROE: T121 | COOLROE |  | 51.8873 | -8.6211
MV/LV Substation WE***638X | 10 kV | 400V(3ph) & 230V(single ph) | LV | 400 kVA :Kiosk Substation | 0.4 | --> | 0.4 | 0 | 0 | Constrained,otherwise capacity available =314kVA. | --> | 0.38 | 0 | 0 | 0 | 0 | 0.413 | 0 |  | --> | C14 ex DENNEHYS CROSS | DENNEHYS CROSS: T42 | TRABEG |  | 51.8946 | -8.504
MV/LV Substation WE***644Y | 10 kV | 400V(3ph) & 230V(single ph) | LV | 200 kVA :Kiosk Substation | 0.2 | --> | 0.2 | 0 | 0 | Constrained,otherwise capacity available =195kVA. | --> | 0.19 | 0 | 0 | 0 | 0 | 0.2 | 0 |  | --> | C16 ex LEIXLIP | LEIXLIP: T42 | GRIFFINRATH |  | 53.3499 | -6.4923
MV/LV Substation WE***645Z | 10 kV | 400V(3ph) & 230V(single ph) | LV | 200 kVA :Kiosk Substation | 0.2 | --> | 0.2 | 0 | 0 | Constrained,otherwise capacity available =167kVA. | --> | 0.19 | 0 | 0 | 0 | 0.003 | 0.201 | 0 |  | --> | C17 ex NAAS | NAAS: T41 | NEWBRIDGE |  | 53.2131 | -6.6868
MV/LV Substation WE***647X | 20 kV | 400V(3ph) & 230V(single ph) | LV | 400 kVA :Kiosk Substation | 0.4 | --> | 0.4 | 0.315 | 10.7 |  | --> | 0.38 | 0 | 0 | 0 | 0.02 | 0.392 | 0 |  | --> | E13 ex COOLROE | COOLROE: T121 | COOLROE |  | 51.8818 | -8.6221
MV/LV Substation WE***647X | 20 kV | 400V(3ph) & 230V(single ph) | LV | 400 kVA :Building Structure | 0.4 | --> | 0.4 | 0.306 | 1.6 |  | --> | 0.38 | 0 | 0 | 0 | 0 | 0.414 | 0 |  | --> | E16 ex MILLTOWN (SR) | MILLTOWN (SR): T422 | OUGHTRAGH |  | 52.1072 | -9.7902
MV/LV Substation WE***654X | 10 kV | 400V(3ph) & 230V(single ph) | LV | 400 kVA :Kiosk Substation | 0.4 | --> | 0.4 | 0 | 0 | Constrained,otherwise capacity available =277kVA. | --> | 0.38 | 0 | 0 | 0 | 0.009 | 0.409 | 0 |  | --> | C22 ex TOGHER | TOGHER: T42 | TRABEG |  | 51.8733 | -8.5024
MV/LV Substation WE***665 | 10 kV | 400V(3ph) & 230V(single ph) | LV | 200 kVA :Pole Substation | 0.2 | --> | 0.2 | 0 | 0 | Constrained,otherwise capacity available =113kVA. | --> | 0.19 | 0 | 0 | 0 | 0 | 0.213 | 0 |  | --> | C16 ex LUCAN EAST | LUCAN EAST: T41∥T42 | GRANGE CASTLE |  | 53.374 | -6.44
MV/LV Substation WE***666Y | 10 kV | 400V(3ph) & 230V(single ph) | LV | 50 kVA :Pole Substation | 0.05 | --> | 0.05 | 0.045 | 2.8 |  | --> | 0.047 | 0 | 0 | 0 | 0 | 0.05 | 0 |  | --> | C16 ex CARRIGLAWN | CARRIGLAWN: T41∥T42 | WEXFORD |  | 52.3508 | -6.4892
MV/LV Substation WE***670Z | 10 kV | 400V(3ph) & 230V(single ph) | LV | 630 kVA :Kiosk Substation | 0.63 | --> | 0.63 | 0.067 | 0.1 | Constrained,otherwise capacity available =500kVA. | --> | 0.598 | 0 | 0 | 0 | 0 | 0.5 | 0 |  | --> | C17 ex BISHOPSTOWN | BISHOPSTOWN: T41 | KILBARRY |  | 51.8853 | -8.5824
MV/LV Substation WE***671 | 10 kV | 400V(3ph) & 230V(single ph) | LV | 630 kVA :Building Structure | 0.63 | --> | 0.63 | 0 | 0.9 |  | --> | 0.598 | 0 | 0 | 0 | 0 | 0.5 | 0 |  | --> | C46 ex BEDFORD ROW | BEDFORD ROW: T41 | FRANCIS STREET |  | 53.3453 | -6.2672
MV/LV Substation WE***683X | 20 kV | 400V(3ph) & 230V(single ph) | LV | 400 kVA :Building Structure | 0.4 | --> | 0.4 | 0 | 0 | Constrained,otherwise capacity available =73kVA. | --> | 0.38 | 0 | 0 | 0 | 0.003 | 0 | 0 | Constrained,otherwise capacity available =441kW. | --> | E21 ex ASHBOURNE | ASHBOURNE: T421 | FINGLAS |  | 53.5286 | -6.303
MV/LV Substation WE***688Z | 10 kV | 400V(3ph) & 230V(single ph) | LV | 630 kVA :Kiosk Substation | 0.63 | --> | 0.63 | 0 | 0 | Constrained,otherwise capacity available =500kVA. | --> | 0.598 | 0 | 0 | 0 | 0 | 0.5 | 0 |  | --> | C22 ex TOGHER | TOGHER: T42 | TRABEG |  | 51.869 | -8.4923
MV/LV Substation WE***702 | 10 kV | 400V(3ph) & 230V(single ph) | LV | 630 kVA :Kiosk Substation | 0.63 | --> | 0.63 | 0 | 0 | Constrained,otherwise capacity available =491kVA. | --> | 0.598 | 0 | 0 | 0 | 0 | 0.5 | 0 |  | --> | C18 ex ORANMORE | ORANMORE: T44 | GALWAY 110KV |  | 53.2771 | -8.9246
MV/LV Substation WE***706X | 10 kV | 400V(3ph) & 230V(single ph) | LV | 400 kVA :Building Structure | 0.4 | --> | 0.4 | 0.169 | 1.1 |  | --> | 0.38 | 0 | 0 | 0 | 0.021 | 0.413 | 0 |  | --> | C20 ex CAHIRCALLA | CAHIRCALLA: T41∥T42 | ENNIS |  | 52.8306 | -8.9968
MV/LV Substation WE***721Y | 10 kV | 400V(3ph) & 230V(single ph) | LV | 400 kVA :Building Structure | 0.4 | --> | 0.4 | 0.369 | 1.8 |  | --> | 0.38 | 0 | 0 | 0 | 0.003 | 0.401 | 0 |  | --> | C20 ex CAHERDAVIN | CAHERDAVIN: T42 | ARDNACRUSHA |  | 52.6748 | -8.6875
MV/LV Substation WE***722X | 10 kV | 400V(3ph) & 230V(single ph) | LV | 630 kVA :Building Structure | 0.63 | --> | 0.63 | 0.413 | 3.1 |  | --> | 0.598 | 0 | 0 | 0 | 0.016 | 0.5 | 0 |  | --> | C19 ex BALLYMOUNT | BALLYMOUNT: T41 | INCHICORE 220KV |  | 53.3134 | -6.3479
MV/LV Substation WE***731X | 10 kV | 400V(3ph) & 230V(single ph) | LV | 100 kVA :Pole Substation | 0.1 | --> | 0.1 | 0 | 0 | Constrained,otherwise capacity available =34kVA. | --> | 0.095 | 0 | 0 | 0 | 0 | 0.109 | 0 |  | --> | C17 ex KINSALE | KINSALE: T41∥T42 | BANDON |  | 51.7803 | -8.6372
MV/LV Substation WE***734X | 10 kV | 400V(3ph) & 230V(single ph) | LV | 1000 kVA :Building Structure | 1 | --> | 1 | 0 | 0 | Constrained,otherwise capacity available =500kVA. | --> | 0.95 | 0 | 0 | 0 | 0 | 0.5 | 0 |  | --> | C22 ex MONEENAGEISHA | MONEENAGEISHA: T42 | GALWAY 110KV |  | 53.2813 | -9.0319
MV/LV Substation WE***735X | 10 kV | 400V(3ph) & 230V(single ph) | LV | 1000 kVA :Building Structure | 1 | --> | 1 | 0 | 0 | Constrained,otherwise capacity available =500kVA. | --> | 0.95 | 0 | 0 | 0 | 0 | 0.5 | 0 |  | --> | C22 ex MONEENAGEISHA | MONEENAGEISHA: T42 | GALWAY 110KV |  | 53.2813 | -9.0319
MV/LV Substation WE***737 | 20 kV | 400V(3ph) & 230V(single ph) | LV | 200 kVA :Kiosk Substation | 0.2 | --> | 0.2 | 0.083 | 1.5 |  | --> | 0.19 | 0 | 0 | 0 | 0.025 | 0.191 | 0 |  | --> | E15 ex BEALISTOWN | BEALISTOWN: T421∥T422 | GREAT ISLAND |  | 52.2652 | -6.7479
MV/LV Substation WE***738 | 20 kV | 400V(3ph) & 230V(single ph) | LV | 100 kVA :Pole Substation | 0.1 | --> | 0.1 | 0.083 | 5.6 |  | --> | 0.095 | 0 | 0 | 0 | 0 | 0.102 | 0 |  | --> | E13 ex BLESSINGTON | BLESSINGTON: T421 | KILTEEL |  | 53.1476 | -6.6235
MV/LV Substation WE***739Z | 10 kV | 400V(3ph) & 230V(single ph) | LV | 200 kVA :Kiosk Substation | 0.2 | --> | 0.2 | 0.045 | 0 | Constrained,otherwise capacity available =165kVA. | --> | 0.19 | 0 | 0 | 0 | 0.017 | 0.187 | 0 |  | --> | C21 ex TALBOTS INCH | TALBOTS INCH: T41∥T42 | KILKENNY |  | 52.6754 | -7.2567
MV/LV Substation WE***743X | 20 kV | 400V(3ph) & 230V(single ph) | LV | 50 kVA :Pole Substation | 0.05 | --> | 0.05 | 0.044 | 6.2 |  | --> | 0.047 | 0 | 0 | 0 | 0 | 0.05 | 0 |  | --> | E12 ex BAGENALSTOWN | BAGENALSTOWN: T421∥T422 | CARLOW |  | 52.6956 | -6.9874
MV/LV Substation WE***760 | 10 kV | 400V(3ph) & 230V(single ph) | LV | 200 kVA :Pole Substation | 0.2 | --> | 0.2 | 0.063 | 0.7 |  | --> | 0.19 | 0 | 0 | 0 | 0.011 | 0.208 | 0 |  | --> | C23 ex GLENTIES | GLENTIES: T41 | BINBANE |  | 54.7619 | -8.4157
MV/LV Substation WE***760X | 10 kV | 400V(3ph) & 230V(single ph) | LV | 100 kVA :Pole Substation | 0.1 | --> | 0.1 | 0 | 0 | Constrained,otherwise capacity available =97kVA. | --> | 0.095 | 0 | 0 | 0 | 0 | 0.1 | 0 |  | --> | C17 ex OUGHTERARD | OUGHTERARD: T41∥T42 | GALWAY 110KV |  | 53.4236 | -9.3102
MV/LV Substation WE***762X | 10 kV | 400V(3ph) & 230V(single ph) | LV | 100 kVA :Pole Substation | 0.1 | --> | 0.1 | 0.078 | 5.5 |  | --> | 0.095 | 0 | 0 | 0 | 0 | 0.103 | 0 |  | --> | C16 ex ABBEYLAND | ABBEYLAND: T42 | NAVAN |  | 53.6553 | -6.696
MV/LV Substation WE***763X | 10 kV | 400V(3ph) & 230V(single ph) | LV | 1000 kVA :Building Structure | 1 | --> | 1 | 0.5 | 7.6 |  | --> | 0.95 | 0 | 0 | 0 | 0 | 0.5 | 0 |  | --> | C25 ex TRINITY | TRINITY: T101 | POOLBEG |  | 53.3438 | -6.2505
MV/LV Substation WE***765 | 10 kV | 400V(3ph) & 230V(single ph) | LV | 200 kVA :Kiosk Substation | 0.2 | --> | 0.2 | 0 | 0 | Constrained,otherwise capacity available =151kVA. | --> | 0.19 | 0 | 0 | 0 | 0.004 | 0.202 | 0 |  | --> | C11 ex MACETOWN | MACETOWN: T101 | MACETOWN |  | 53.4007 | -6.4178
MV/LV Substation WE***777X | 10 kV | 400V(3ph) & 230V(single ph) | LV | 400 kVA :Building Structure | 0.4 | --> | 0.4 | 0.31 | 3.1 |  | --> | 0.38 | 0 | 0 | 0 | 0 | 0.414 | 0 |  | --> | C19 ex BALLYMOUNT | BALLYMOUNT: T41 | INCHICORE 220KV |  | 53.3143 | -6.349
MV/LV Substation WE***778 | 20 kV | 400V(3ph) & 230V(single ph) | LV | 200 kVA :Kiosk Substation | 0.2 | --> | 0.2 | 0.175 | 1.3 |  | --> | 0.19 | 0 | 0 | 0 | 0.003 | 0.2 | 0 |  | --> | E13 ex KILCARRAGH | KILCARRAGH: T421∥T422 | BUTLERSTOWN |  | 52.1455 | -6.9935
MV/LV Substation WE***779Z | 10 kV | 400V(3ph) & 230V(single ph) | LV | 400 kVA :Building Structure | 0.4 | --> | 0.4 | 0.37 | 1.3 |  | --> | 0.38 | 0 | 0 | 0 | 0 | 0.404 | 0 |  | --> | C13 ex MULGANNON | MULGANNON: T41 | WEXFORD |  | 52.3076 | -6.4593
MV/LV Substation WE***783Z | 10 kV | 400V(3ph) & 230V(single ph) | LV | 630 kVA :Building Structure | 0.63 | --> | 0.63 | 0.5 | 4.7 |  | --> | 0.598 | 0 | 0 | 0 | 0 | 0.5 | 0 |  | --> | C26 ex CENTRE PARK ROAD | MARINA: T106 | MARINA |  | 51.8976 | -8.4643
MV/LV Substation WE***785 | 10 kV | 400V(3ph) & 230V(single ph) | LV | 630 kVA :Kiosk Substation | 0.63 | --> | 0.63 | 0 | 0 | Constrained,otherwise capacity available =500kVA. | --> | 0.598 | 0 | 0 | 0 | 0.003 | 0.5 | 0 |  | --> | C17 ex DONNYBROOK | DONNYBROOK: T41 | MILLTOWN (DR) |  | 53.3258 | -6.2088
MV/LV Substation WE***789X | 10 kV | 400V(3ph) & 230V(single ph) | LV | 400 kVA :Kiosk Substation | 0.4 | --> | 0.4 | 0.333 | 1.1 |  | --> | 0.38 | 0 | 0 | 0 | 0 | 0.41 | 0 |  | --> | C16 ex CAHIRCALLA | CAHIRCALLA: T41∥T42 | ENNIS |  | 52.8418 | -8.9947
MV/LV Substation WE***793Y | 20 kV | 400V(3ph) & 230V(single ph) | LV | 400 kVA :Kiosk Substation | 0.4 | --> | 0.4 | 0 | 0 | Constrained,otherwise capacity available =374kVA. | --> | 0.38 | 0 | 0 | 0 | 0 | 0.403 | 0 |  | --> | E12 ex ACADEMY STREET | ACADEMY STREET: T421∥T422 | NAVAN |  | 53.6417 | -6.662
MV/LV Substation WE***796X | 10 kV | 400V(3ph) & 230V(single ph) | LV | 630 kVA :Building Structure | 0.63 | --> | 0.63 | 0.427 | 11.1 |  | --> | 0.598 | 0 | 0 | 0 | 0.001 | 0.5 | 0 |  | --> | C17 ex FORTUNESTOWN | FORTUNESTOWN: T101 | INCHICORE 220KV |  | 53.29 | -6.4385
MV/LV Substation WE***798Z | 20 kV | 400V(3ph) & 230V(single ph) | LV | 400 kVA :Kiosk Substation | 0.4 | --> | 0.4 | 0 | 0 | Constrained,otherwise capacity available =370kVA. | --> | 0.38 | 0 | 0 | 0 | 0.002 | 0 | 0 | Constrained,otherwise capacity available =402kW. | --> | E21 ex ASHBOURNE | ASHBOURNE: T421 | FINGLAS |  | 53.5203 | -6.3156
MV/LV Substation WE***804Y | 20 kV | 400V(3ph) & 230V(single ph) | LV | 400 kVA :Kiosk Substation | 0.4 | --> | 0.4 | 0 | 0 | Constrained,otherwise capacity available =348kVA. | --> | 0.38 | 0 | 0 | 0 | 0 | 0 | 0 | Constrained,otherwise capacity available =407kW. | --> | E17 ex PORTLAOISE | PORTLAOISE: T423∥T424 | PORTLAOISE |  | 52.9129 | -7.3484
MV/LV Substation WE***805Y | 10 kV | 400V(3ph) & 230V(single ph) | LV | 200 kVA :Pole Substation | 0.2 | --> | 0.2 | 0 | 0 | Constrained,otherwise capacity available =200kVA. | --> | 0.19 | 0 | 0 | 0 | 0 | 0.2 | 0 |  | --> | E18 ex FINEA | FINEA: T421∥T422 | SHANKILL |  | 53.7739 | -7.2991
MV/LV Substation WE***805Z | 20 kV | 400V(3ph) & 230V(single ph) | LV | 400 kVA :Kiosk Substation | 0.4 | --> | 0.4 | 0.312 | 3.6 |  | --> | 0.38 | 0 | 0 | 0 | 0.078 | 0.326 | 0 |  | --> | E12 ex KILLINICK | KILLINICK: T421∥T422 | WEXFORD |  | 52.2422 | -6.3421
MV/LV Substation WE***806Y | 20 kV | 400V(3ph) & 230V(single ph) | LV | 100 kVA :Pole Substation | 0.1 | --> | 0.1 | 0.072 | 2.6 |  | --> | 0.095 | 0 | 0 | 0 | 0.016 | 0.087 | 0 |  | --> | C14 ex CASHEL | CASHEL: T42 | CAHIR |  | 52.5676 | -7.8889
MV/LV Substation WE***810 | 10 kV | 400V(3ph) & 230V(single ph) | LV | 1000 kVA :Building Structure | 1 | --> | 1 | 0.5 | 4.6 |  | --> | 0.95 | 0 | 0 | 0 | 0 | 0.5 | 0 |  | --> | C18 ex DUN LAOGHAIRE | DUN LAOGHAIRE: T42 | BLACKROCK |  | 53.2962 | -6.1488
MV/LV Substation WE***810X | 10 kV | 400V(3ph) & 230V(single ph) | LV | 400 kVA :Building Structure | 0.4 | --> | 0.4 | 0.243 | 1.1 |  | --> | 0.38 | 0 | 0 | 0 | 0.003 | 0.42 | 0 |  | --> | C15 ex CAHIRCALLA | CAHIRCALLA: T41∥T42 | ENNIS |  | 52.8311 | -8.9807
MV/LV Substation WE***821X | 10 kV | 400V(3ph) & 230V(single ph) | LV | 1000 kVA :Building Structure | 1 | --> | 1 | 0 | 0 | Constrained,otherwise capacity available =500kVA. | --> | 0.95 | 0 | 0 | 0 | 0 | 0.5 | 0 |  | --> | C22 ex MONEENAGEISHA | MONEENAGEISHA: T42 | GALWAY 110KV |  | 53.2812 | -9.0318
MV/LV Substation WE***837Y | 10 kV | 400V(3ph) & 230V(single ph) | LV | 630 kVA :Building Structure | 0.63 | --> | 0.63 | 0.5 | 6.6 |  | --> | 0.598 | 0 | 0 | 0 | 0 | 0.5 | 0 |  | --> | C12 ex GLEBE | GLEBE: T41∥T42 | RICHMOND |  | 53.7258 | -7.8005
MV/LV Substation WE***837Z | 10 kV | 400V(3ph) & 230V(single ph) | LV | 50 kVA :Pole Substation | 0.05 | --> | 0.05 | 0.05 | 1.3 |  | --> | 0.047 | 0 | 0 | 0 | 0 | 0.049 | 0 |  | --> | C13 ex MULGANNON | MULGANNON: T41 | WEXFORD |  | 52.3181 | -6.468
MV/LV Substation WE***839X | 10 kV | 400V(3ph) & 230V(single ph) | LV | 200 kVA :Building Structure | 0.2 | --> | 0.2 | 0 | 0 | Constrained,otherwise capacity available =200kVA. | --> | 0.19 | 0 | 0 | 0 | 0 | 0.2 | 0 |  | --> | C11 ex ORANMORE | ORANMORE: T41 | GALWAY 110KV |  | 53.2823 | -8.9751
MV/LV Substation WE***857 | 20 kV | 400V(3ph) & 230V(single ph) | LV | 50 kVA :Pole Substation | 0.05 | --> | 0.05 | 0.044 | 6.2 |  | --> | 0.047 | 0 | 0 | 0 | 0.007 | 0.042 | 0 |  | --> | E12 ex BAGENALSTOWN | BAGENALSTOWN: T421∥T422 | CARLOW |  | 52.6856 | -6.9943
MV/LV Substation WE***860Y | 10 kV | 400V(3ph) & 230V(single ph) | LV | 200 kVA :Kiosk Substation | 0.2 | --> | 0.2 | 0.161 | 2.1 |  | --> | 0.19 | 0 | 0 | 0 | 0.011 | 0.193 | 0 |  | --> | C12 ex MORNINGTON ROAD | MORNINGTON ROAD: T42 | DRYBRIDGE |  | 53.7077 | -6.3231
MV/LV Substation WE***869Y | 10 kV | 400V(3ph) & 230V(single ph) | LV | 630 kVA :Kiosk Substation | 0.63 | --> | 0.63 | 0.5 | 1.3 |  | --> | 0.598 | 0 | 0 | 0 | 0 | 0.5 | 0 |  | --> | C11 ex MULGANNON | MULGANNON: T41 | WEXFORD |  | 52.3368 | -6.4733
MV/LV Substation WE***870Y | 10 kV | 400V(3ph) & 230V(single ph) | LV | 400 kVA :Kiosk Substation | 0.4 | --> | 0.4 | 0.322 | 2.8 |  | --> | 0.38 | 0 | 0 | 0 | 0 | 0.411 | 0 |  | --> | C15 ex CARRIGLAWN | CARRIGLAWN: T41∥T42 | WEXFORD |  | 52.341 | -6.4684
MV/LV Substation WE***881 | 10 kV | 400V(3ph) & 230V(single ph) | LV | 630 kVA :Building Structure | 0.63 | --> | 0.63 | 0.086 | 2.1 |  | --> | 0.598 | 0 | 0 | 0 | 0 | 0.5 | 0 |  | --> | C17 ex SOUTH KING STREET | SOUTH KING STREET: T42 | FRANCIS STREET |  | 53.3417 | -6.2609
MV/LV Substation WE***883 | 10 kV | 400V(3ph) & 230V(single ph) | LV | 630 kVA :Building Structure | 0.63 | --> | 0.63 | 0.477 | 12.2 |  | --> | 0.598 | 0 | 0 | 0 | 0 | 0.5 | 0 |  | --> | C34 ex SALTHILL | SALTHILL: T102 | SALTHILL |  | 53.2766 | -9.0772
MV/LV Substation WE***889 | 10 kV | 400V(3ph) & 230V(single ph) | LV | 50 kVA :Pole Substation | 0.05 | --> | 0.05 | 0.05 | 3.7 |  | --> | 0.047 | 0 | 0 | 0 | 0 | 0.049 | 0 |  | --> | C22 ex ROSS CARBERY | ROSS CARBERY: T41∥T42 | DUNMANWAY |  | 51.593 | -9.0749
MV/LV Substation WE***893 | 10 kV | 400V(3ph) & 230V(single ph) | LV | 400 kVA :Kiosk Substation | 0.4 | --> | 0.4 | 0.366 | 9.8 |  | --> | 0.38 | 0 | 0 | 0 | 0.013 | 0.391 | 0 |  | --> | C12 ex KILCOOLE | KILCOOLE: T41∥T42 | FASSAROE |  | 53.1077 | -6.0613
MV/LV Substation WE***893X | 10 kV | 400V(3ph) & 230V(single ph) | LV | 400 kVA :Kiosk Substation | 0.4 | --> | 0.4 | 0.236 | 1.1 |  | --> | 0.38 | 0 | 0 | 0 | 0.005 | 0.419 | 0 |  | --> | C21 ex SCARTEEN | SCARTEEN: T41∥T42 | MALLOW |  | 52.1376 | -8.6504
MV/LV Substation WE***905 | 10 kV | 400V(3ph) & 230V(single ph) | LV | 400 kVA :Kiosk Substation | 0.4 | --> | 0.4 | 0.242 | 0.8 |  | --> | 0.38 | 0 | 0 | 0 | 0 | 0 | 0 | Constrained,otherwise capacity available =424kW. | --> | C16 ex BANTRY | BANTRY: T41∥T42 | BALLYLICKY |  | 51.672 | -9.4738
MV/LV Substation WE***907 | 10 kV | 400V(3ph) & 230V(single ph) | LV | 400 kVA :Building Structure | 0.4 | --> | 0.4 | 0.289 | 0.6 |  | --> | 0.38 | 0 | 0 | 0 | 0 | 0.417 | 0 |  | --> | C13 ex CLONDALKIN | CLONDALKIN: T41 | INCHICORE 220KV |  | 53.3242 | -6.3628
MV/LV Substation WE***908 | 10 kV | 400V(3ph) & 230V(single ph) | LV | 400 kVA :Building Structure | 0.4 | --> | 0.4 | 0.256 | 0.6 |  | --> | 0.38 | 0 | 0 | 0 | 0 | 0.421 | 0 |  | --> | C13 ex CLONDALKIN | CLONDALKIN: T41 | INCHICORE 220KV |  | 53.3232 | -6.3642
MV/LV Substation WE***909 | 10 kV | 400V(3ph) & 230V(single ph) | LV | 400 kVA :Kiosk Substation | 0.4 | --> | 0.4 | 0.148 | 5.6 |  | --> | 0.38 | 0 | 0 | 0 | 0 | 0.438 | 0 |  | --> | C25 ex HAROLDS CROSS | HAROLDS CROSS: T101 | POOLBEG |  | 53.3309 | -6.2761
MV/LV Substation WE***919 | 10 kV | 400V(3ph) & 230V(single ph) | LV | 630 kVA :Building Structure | 0.63 | --> | 0.63 | 0.498 | 1.6 |  | --> | 0.598 | 0 | 0 | 0 | 0.007 | 0.5 | 0 |  | --> | C22 ex BALLYMOUNT | BALLYMOUNT: T42 | INCHICORE 220KV |  | 53.3221 | -6.3663
MV/LV Substation WE***926X | 10 kV | 400V(3ph) & 230V(single ph) | LV | 630 kVA :Kiosk Substation | 0.63 | --> | 0.63 | 0.486 | 8.9 |  | --> | 0.598 | 0 | 0 | 0 | 0.052 | 0.5 | 0 |  | --> | C14 ex CARROWBEG | CARROWBEG: T41∥T42 | CARROWBEG |  | 53.8097 | -9.5393
MV/LV Substation WE***929X | 20 kV | 400V(3ph) & 230V(single ph) | LV | 200 kVA :Pole Substation | 0.2 | --> | 0.2 | 0.191 | 1.5 |  | --> | 0.19 | 0 | 0 | 0 | 0 | 0.2 | 0 |  | --> | E15 ex BEALISTOWN | BEALISTOWN: T421∥T422 | GREAT ISLAND |  | 52.268 | -6.7558
MV/LV Substation WE***934X | 20 kV | 400V(3ph) & 230V(single ph) | LV | 100 kVA :Pole Substation | 0.1 | --> | 0.1 | 0 | 0 | Constrained,otherwise capacity available =77kVA. | --> | 0.095 | 0 | 0 | 0 | 0.003 | 0 | 0 | Constrained,otherwise capacity available =99kW. | --> | E20 ex BIRR | BIRR: T422 | DALLOW |  | 53.0884 | -7.9105
MV/LV Substation WE***940 | 10 kV | 400V(3ph) & 230V(single ph) | LV | 100 kVA :Pole Substation | 0.1 | --> | 0.1 | 0 | 0 | Constrained,otherwise capacity available =64kVA. | --> | 0.095 | 0 | 0 | 0 | 0.004 | 0.101 | 0 |  | --> | C18 ex KILCOLGAN | KILCOLGAN: T42 | GALWAY 110KV |  | 53.2119 | -8.8963
MV/LV Substation WE***942 | 20 kV | 400V(3ph) & 230V(single ph) | LV | 200 kVA :Pole Substation | 0.2 | --> | 0.2 | 0.2 | 4.4 |  | --> | 0.19 | 0 | 0 | 0 | 0 | 0.2 | 0 |  | --> | E16 ex MOHILL | MOHILL: T421∥T422 | CARRICK ON SHANNON |  | 53.8617 | -7.9192
MV/LV Substation WE***943 | 10 kV | 400V(3ph) & 230V(single ph) | LV | 400 kVA :Building Structure | 0.4 | --> | 0.4 | 0.21 | 1.6 |  | --> | 0.38 | 0 | 0 | 0 | 0.062 | 0.364 | 0 |  | --> | C22 ex BALLYMOUNT | BALLYMOUNT: T42 | INCHICORE 220KV |  | 53.3233 | -6.3659
MV/LV Substation WE***944 | 10 kV | 400V(3ph) & 230V(single ph) | LV | 400 kVA :Building Structure | 0.4 | --> | 0.4 | 0.092 | 0.6 |  | --> | 0.38 | 0 | 0 | 0 | 0 | 0.445 | 0 |  | --> | C13 ex CLONDALKIN | CLONDALKIN: T41 | INCHICORE 220KV |  | 53.3216 | -6.3619
MV/LV Substation WE***950 | 20 kV | 400V(3ph) & 230V(single ph) | LV | 50 kVA :Pole Substation | 0.05 | --> | 0.05 | 0.05 | 5.6 |  | --> | 0.047 | 0 | 0 | 0 | 0 | 0.049 | 0 |  | --> | E17 ex CRANE | CRANE: T122 | CRANE |  | 52.5408 | -6.3512
MV/LV Substation WE***955 | 10 kV | 400V(3ph) & 230V(single ph) | LV | 1000 kVA :Building Structure | 1 | --> | 1 | 0.5 | 7.6 |  | --> | 0.95 | 0 | 0 | 0 | 0 | 0.5 | 0 |  | --> | C13 ex TRINITY | TRINITY: T101 | POOLBEG |  | 53.3439 | -6.247
MV/LV Substation WE***958X | 10 kV | 400V(3ph) & 230V(single ph) | LV | 400 kVA :Building Structure | 0.4 | --> | 0.4 | 0 | 0 | Constrained,otherwise capacity available =291kVA. | --> | 0.38 | 0 | 0 | 0 | 0.032 | 0.382 | 0 |  | --> | C22 ex TERMONFECKIN ROAD | TERMONFECKIN ROAD: T41∥T42 | DRYBRIDGE |  | 53.7217 | -6.3326
MV/LV Substation WE***968 | 20 kV | 400V(3ph) & 230V(single ph) | LV | 100 kVA :Pole Substation | 0.1 | --> | 0.1 | 0.083 | 5.6 |  | --> | 0.095 | 0 | 0 | 0 | 0 | 0.102 | 0 |  | --> | E17 ex CRANE | CRANE: T122 | CRANE |  | 52.5296 | -6.3454
MV/LV Substation WE***972 | 10 kV | 400V(3ph) & 230V(single ph) | LV | 100 kVA :Pole Substation | 0.1 | --> | 0.1 | 0.054 | 1.3 |  | --> | 0.095 | 0 | 0 | 0 | 0.008 | 0.098 | 0 |  | --> | C11 ex MULGANNON | MULGANNON: T41 | WEXFORD |  | 52.3268 | -6.4657
MV/LV Substation WE***984X | 10 kV | 400V(3ph) & 230V(single ph) | LV | 400 kVA :Kiosk Substation | 0.4 | --> | 0.4 | 0 | 0 | Constrained,otherwise capacity available =289kVA. | --> | 0.38 | 0 | 0 | 0 | 0 | 0.417 | 0 |  | --> | C13 ex BELGARD | BELGARD: T41 | COOKSTOWN |  | 53.291 | -6.3573
MV/LV Substation WE***985X | 10 kV | 400V(3ph) & 230V(single ph) | LV | 200 kVA :Kiosk Substation | 0.2 | --> | 0.2 | 0.127 | 0.9 |  | --> | 0.19 | 0 | 0 | 0 | 0 | 0.21 | 0 |  | --> | C20 ex MULGANNON | MULGANNON: T42 | WEXFORD |  | 52.3058 | -6.4596
MV/LV Substation WE***992X | 10 kV | 400V(3ph) & 230V(single ph) | LV | 400 kVA :Kiosk Substation | 0.4 | --> | 0.4 | 0 | 0 | Constrained,otherwise capacity available =389kVA. | --> | 0.38 | 0 | 0 | 0 | 0 | 0.401 | 0 |  | --> | C15 ex COBH | COBH: T41∥T42 | COW CROSS |  | 51.8496 | -8.2929
MV/LV Substation WE***994X | 20 kV | 400V(3ph) & 230V(single ph) | LV | 50 kVA :Pole Substation | 0.05 | --> | 0.05 | 0 | 0 | Constrained,otherwise capacity available =41kVA. | --> | 0.047 | 0 | 0 | 0 | 0.007 | 0.042 | 0 |  | --> | E14 ex DALTON | DALTON: T421∥T422 | DALTON |  | 53.8373 | -8.9568
MV/LV Substation WE***997Y | 10 kV | 400V(3ph) & 230V(single ph) | LV | 200 kVA :Kiosk Substation | 0.2 | --> | 0.2 | 0.133 | 2.3 |  | --> | 0.19 | 0 | 0 | 0 | 0.031 | 0.177 | 0 |  | --> | C19 ex TRABEG | TRABEG: T102 | TRABEG |  | 51.8638 | -8.4406
MV/LV Substation WF***306Z | 10 kV | 400V(3ph) & 230V(single ph) | LV | 100 kVA :Pole Substation | 0.1 | --> | 0.1 | 0.099 | 1.2 |  | --> | 0.095 | 0 | 0 | 0 | 0 | 0 | 0 | Constrained,otherwise capacity available =100kW. | --> | C25 ex ROSBERCON | ROSBERCON: T42 | WATERFORD |  | 52.4006 | -6.948
MV/LV Substation WH***001 | 10 kV | 400V(3ph) & 230V(single ph) | LV | 400 kVA :Building Structure | 0.4 | --> | 0.4 | 0.266 | 2.5 |  | --> | 0.38 | 0 | 0 | 0 | 0.028 | 0.39 | 0 |  | --> | C17 ex GREYSTONES | GREYSTONES: T41 | FASSAROE |  | 53.1417 | -6.0647
MV/LV Substation WH***005 | 10 kV | 400V(3ph) & 230V(single ph) | LV | 630 kVA :Building Structure | 0.63 | --> | 0.63 | 0.431 | 1.2 |  | --> | 0.598 | 0 | 0 | 0 | 0.007 | 0.5 | 0 |  | --> | C11 ex TRIMMS LANE | TRIMMS LANE: T41 | SALTHILL |  | 53.2671 | -9.0676
MV/LV Substation WH***007X | 10 kV | 400V(3ph) & 230V(single ph) | LV | 400 kVA :Kiosk Substation | 0.4 | --> | 0.4 | 0.286 | 9.6 |  | --> | 0.38 | 0 | 0 | 0 | 0.02 | 0.396 | 0 |  | --> | C20 ex ARTANE | ARTANE: T102 | FINGLAS |  | 53.3835 | -6.2219
MV/LV Substation WH***010 | 10 kV | 400V(3ph) & 230V(single ph) | LV | 200 kVA :Kiosk Substation | 0.2 | --> | 0.2 | 0.135 | 2.5 |  | --> | 0.19 | 0 | 0 | 0 | 0.021 | 0.188 | 0 |  | --> | C20 ex ATHY | ATHY: T102 | ATHY |  | 52.9984 | -6.985
MV/LV Substation WH***010 | 10 kV | 400V(3ph) & 230V(single ph) | LV | 630 kVA :Building Structure | 0.63 | --> | 0.63 | 0 | 0 | Constrained,otherwise capacity available =344kVA. | --> | 0.598 | 0 | 0 | 0 | 0 | 0.5 | 0 |  | --> | C16 ex HEADFORD ROAD | HEADFORD ROAD: T42 | GALWAY 110KV |  | 53.2725 | -9.0508
MV/LV Substation WH***015X | 10 kV | 400V(3ph) & 230V(single ph) | LV | 50 kVA :Pole Substation | 0.05 | --> | 0.05 | 0 | 0 | Constrained,otherwise capacity available =41kVA. | --> | 0.047 | 0 | 0 | 0 | 0 | 0.05 | 0 |  | --> | C20 ex KILDARE | KILDARE: T41∥T42 | NEWBRIDGE |  | 53.1692 | -6.8948
MV/LV Substation WH***021 | 20 kV | 400V(3ph) & 230V(single ph) | LV | 50 kVA :Pole Substation | 0.05 | --> | 0.05 | 0.045 | 6.9 |  | --> | 0.047 | 0 | 0 | 0 | 0 | 0 | 0 | Constrained,otherwise capacity available =50kW. | --> | E17 ex SPRINGS | SPRINGS: T421∥T422 | DUNGARVAN |  | 52.11 | -7.5969
MV/LV Substation WH***025Y | 10 kV | 400V(3ph) & 230V(single ph) | LV | 100 kVA :Pole Substation | 0.1 | --> | 0.1 | 0.093 | 1.6 |  | --> | 0.095 | 0 | 0 | 0 | 0 | 0.1 | 0 |  | --> | C20 ex CELBRIDGE | CELBRIDGE: T42 | GRIFFINRATH |  | 53.2998 | -6.5759
MV/LV Substation WH***026 | 10 kV | 400V(3ph) & 230V(single ph) | LV | 630 kVA :Building Structure | 0.63 | --> | 0.63 | 0 | 0 | Constrained,otherwise capacity available =487kVA. | --> | 0.598 | 0 | 0 | 0 | 0.023 | 0.5 | 0 |  | --> | C20 ex BALLYMUN | BALLYMUN: T42 | FINGLAS |  | 53.3899 | -6.2502
MV/LV Substation WH***027 | 10 kV | 400V(3ph) & 230V(single ph) | LV | 200 kVA :Pole Substation | 0.2 | --> | 0.2 | 0.129 | 1.9 |  | --> | 0.19 | 0 | 0 | 0 | 0 | 0.21 | 0 |  | --> | C19 ex DRYBRIDGE | DRYBRIDGE: T41 | DRYBRIDGE |  | 53.7248 | -6.3626
MV/LV Substation WH***029 | 10 kV | 400V(3ph) & 230V(single ph) | LV | 200 kVA :Pole Substation | 0.2 | --> | 0.2 | 0 | 0 | Constrained,otherwise capacity available =112kVA. | --> | 0.19 | 0 | 0 | 0 | 0.026 | 0.185 | 0 |  | --> | C19 ex CLONMINCH | CLONMINCH: T41 | THORNSBERRY |  | 53.2768 | -7.4821
MV/LV Substation WH***030X | 10 kV | 400V(3ph) & 230V(single ph) | LV | 630 kVA :Kiosk Substation | 0.63 | --> | 0.63 | 0.5 | 4.8 |  | --> | 0.598 | 0 | 0 | 0 | 0 | 0.5 | 0 |  | --> | C18 ex BREWERY ROAD | BREWERY ROAD: T42 | CARRICKMINES |  | 53.2865 | -6.2089
MV/LV Substation WH***038 | 10 kV | 400V(3ph) & 230V(single ph) | LV | 1000 kVA :Building Structure | 1 | --> | 1 | 0.5 | 9.8 |  | --> | 0.95 | 0 | 0 | 0 | 0 | 0.5 | 0 |  | --> | C20 ex COOKSTOWN | COOKSTOWN: T102 | CARRICKMINES |  | 53.2796 | -6.3747
MV/LV Substation WH***039 | 10 kV | 400V(3ph) & 230V(single ph) | LV | 400 kVA :Building Structure | 0.4 | --> | 0.4 | 0.34 | 9.8 |  | --> | 0.38 | 0 | 0 | 0 | 0 | 0.409 | 0 |  | --> | C20 ex COOKSTOWN | COOKSTOWN: T102 | CARRICKMINES |  | 53.2788 | -6.3754
MV/LV Substation WH***039X | 10 kV | 400V(3ph) & 230V(single ph) | LV | 630 kVA :Kiosk Substation | 0.63 | --> | 0.63 | 0.466 | 1.3 |  | --> | 0.598 | 0 | 0 | 0 | 0.106 | 0.5 | 0 |  | --> | C13 ex MULGANNON | MULGANNON: T41 | WEXFORD |  | 52.3154 | -6.4728
MV/LV Substation WH***040Z | 10 kV | 400V(3ph) & 230V(single ph) | LV | 100 kVA :Pole Substation | 0.1 | --> | 0.1 | 0 | 0 | Constrained,otherwise capacity available =81kVA. | --> | 0.095 | 0 | 0 | 0 | 0 | 0.102 | 0 |  | --> | C13 ex KILDARE | KILDARE: T41∥T42 | NEWBRIDGE |  | 53.1611 | -6.9176
MV/LV Substation WH***043X | 10 kV | 400V(3ph) & 230V(single ph) | LV | 400 kVA :Kiosk Substation | 0.4 | --> | 0.4 | 0.303 | 4.2 |  | --> | 0.38 | 0 | 0 | 0 | 0 | 0 | 0 | Constrained,otherwise capacity available =414kW. | --> | C15 ex BUNDORAN | BUNDORAN: T41∥T42 | CATHALEENS FALL |  | 54.4734 | -8.2786
MV/LV Substation WH***047 | 10 kV | 400V(3ph) & 230V(single ph) | LV | 400 kVA :Kiosk Substation | 0.4 | --> | 0.4 | 0.341 | 9.8 |  | --> | 0.38 | 0 | 0 | 0 | 0 | 0.408 | 0 |  | --> | C20 ex COOKSTOWN | COOKSTOWN: T102 | CARRICKMINES |  | 53.2779 | -6.377
MV/LV Substation WH***062 | 10 kV | 400V(3ph) & 230V(single ph) | LV | 400 kVA :Kiosk Substation | 0.4 | --> | 0.4 | 0.334 | 12.2 |  | --> | 0.38 | 0 | 0 | 0 | 0 | 0.41 | 0 |  | --> | C26 ex SALTHILL | SALTHILL: T102 | SALTHILL |  | 53.268 | -9.1062
MV/LV Substation WH***066 | 10 kV | 400V(3ph) & 230V(single ph) | LV | 200 kVA :Pole Substation | 0.2 | --> | 0.2 | 0 | 0 | Constrained,otherwise capacity available =128kVA. | --> | 0.19 | 0 | 0 | 0 | 0 | 0.21 | 0 |  | --> | C11 ex ROSEHILL | ROSEHILL: T41 | KILKENNY |  | 52.6457 | -7.2647
MV/LV Substation WH***067 | 10 kV | 400V(3ph) & 230V(single ph) | LV | 400 kVA :Building Structure | 0.4 | --> | 0.4 | 0 | 0 | Constrained,otherwise capacity available =309kVA. | --> | 0.38 | 0 | 0 | 0 | 0 | 0.414 | 0 |  | --> | C22 ex POPPINTREE | POPPINTREE: T102 | FINGLAS |  | 53.3974 | -6.2928
MV/LV Substation WH***072 | 10 kV | 400V(3ph) & 230V(single ph) | LV | 630 kVA :Kiosk Substation | 0.63 | --> | 0.63 | 0.427 | 9.6 |  | --> | 0.598 | 0 | 0 | 0 | 0.023 | 0.5 | 0 |  | --> | C20 ex ARTANE | ARTANE: T102 | FINGLAS |  | 53.3821 | -6.2183
MV/LV Substation WH***074 | 10 kV | 400V(3ph) & 230V(single ph) | LV | 630 kVA :Building Structure | 0.63 | --> | 0.63 | 0 | 0 | Constrained,otherwise capacity available =89kVA. | --> | 0.598 | 0 | 0 | 0 | 0.031 | 0.5 | 0 |  | --> | C13 ex WHITEHALL | WHITEHALL: T41 | FINGLAS |  | 53.375 | -6.2503
MV/LV Substation WH***075 | 10 kV | 400V(3ph) & 230V(single ph) | LV | 630 kVA :Building Structure | 0.63 | --> | 0.63 | 0.183 | 2.8 |  | --> | 0.598 | 0 | 0 | 0 | 0.042 | 0.5 | 0 |  | --> | C12 ex CARRIGLAWN | CARRIGLAWN: T41∥T42 | WEXFORD |  | 52.3399 | -6.4632
MV/LV Substation WH***080 | 10 kV | 400V(3ph) & 230V(single ph) | LV | 400 kVA :Building Structure | 0.4 | --> | 0.4 | 0.178 | 8.5 |  | --> | 0.38 | 0 | 0 | 0 | 0.066 | 0.364 | 0 |  | --> | C11 ex MILLTOWN (DR) | MILLTOWN (DR): T101 | POOLBEG |  | 53.3118 | -6.245
MV/LV Substation WH***085X | 10 kV | 400V(3ph) & 230V(single ph) | LV | 50 kVA :Pole Substation | 0.05 | --> | 0.05 | 0.05 | 2.1 |  | --> | 0.047 | 0 | 0 | 0 | 0 | 0.049 | 0 |  | --> | C12 ex KILSARAN | KILSARAN: T42 | DRYBRIDGE |  | 53.8993 | -6.3867
MV/LV Substation WH***086Z | 10 kV | 400V(3ph) & 230V(single ph) | LV | 630 kVA :Building Structure | 0.63 | --> | 0.63 | 0 | 0 | Constrained,otherwise capacity available =483kVA. | --> | 0.598 | 0 | 0 | 0 | 0 | 0.5 | 0 |  | --> | C20 ex SEMPERIT | SEMPERIT: T42 | GRANGE CASTLE |  | 53.3319 | -6.3642
MV/LV Substation WH***088X | 20 kV | 400V(3ph) & 230V(single ph) | LV | 400 kVA :Kiosk Substation | 0.4 | --> | 0.4 | 0.273 | 1.2 |  | --> | 0.38 | 0 | 0 | 0 | 0 | 0 | 0 | Constrained,otherwise capacity available =419kW. | --> | E17 ex BUNCRANA | BUNCRANA: T421∥T422 | TRILLICK |  | 55.0697 | -7.2722
MV/LV Substation WH***090Y | 10 kV | 400V(3ph) & 230V(single ph) | LV | 50 kVA :Pole Substation | 0.05 | --> | 0.05 | 0 | 0 | Constrained,otherwise capacity available =32kVA. | --> | 0.047 | 0 | 0 | 0 | 0.003 | 0 | 0 | Constrained,otherwise capacity available =48kW. | --> | C21 ex BIRR | BIRR: T41 | DALLOW |  | 53.0826 | -7.8936
MV/LV Substation WH***093 | 10 kV | 400V(3ph) & 230V(single ph) | LV | 400 kVA :Building Structure | 0.4 | --> | 0.4 | 0.203 | 5.7 |  | --> | 0.38 | 0 | 0 | 0 | 0.013 | 0.416 | 0 |  | --> | C14 ex DEANSGRANGE | DEANSGRANGE: T42 | CARRICKMINES |  | 53.2786 | -6.1862
MV/LV Substation WH***095 | 10 kV | 400V(3ph) & 230V(single ph) | LV | 630 kVA :Building Structure | 0.63 | --> | 0.63 | 0.296 | 4.7 |  | --> | 0.598 | 0 | 0 | 0 | 0 | 0.5 | 0 |  | --> | C24 ex CENTRE PARK ROAD | MARINA: T106 | MARINA |  | 51.8936 | -8.47
MV/LV Substation WH***101X | 20 kV | 400V(3ph) & 230V(single ph) | LV | 50 kVA :Pole Substation | 0.05 | --> | 0.05 | 0.022 | 1.2 |  | --> | 0.047 | 0 | 0 | 0 | 0 | 0 | 0 | Constrained,otherwise capacity available =53kW. | --> | E17 ex BUNCRANA | BUNCRANA: T421∥T422 | TRILLICK |  | 55.0553 | -7.3288
MV/LV Substation WH***102Z | 10 kV | 400V(3ph) & 230V(single ph) | LV | 50 kVA :Pole Substation | 0.05 | --> | 0.05 | 0 | 0 | Constrained,otherwise capacity available =31kVA. | --> | 0.047 | 0 | 0 | 0 | 0 | 0.051 | 0 |  | --> | C31 ex KILBARRY | KILBARRY: T101 | KILBARRY |  | 51.9364 | -8.4537
MV/LV Substation WH***107Z | 10 kV | 400V(3ph) & 230V(single ph) | LV | 50 kVA :Pole Substation | 0.05 | --> | 0.05 | 0 | 0 | Constrained,otherwise capacity available =47kVA. | --> | 0.047 | 0 | 0 | 0 | 0 | 0 | 0 | Constrained,otherwise capacity available =49kW. | --> | C22 ex PORTLAOISE | PORTLAOISE: T42 | PORTLAOISE |  | 53.0583 | -7.2291
MV/LV Substation WH***110X | 20 kV | 400V(3ph) & 230V(single ph) | LV | 50 kVA :Pole Substation | 0.05 | --> | 0.05 | 0 | 0 | Constrained,otherwise capacity available =44kVA. | --> | 0.047 | 0 | 0 | 0 | 0 | 0.05 | 0 |  | --> | E12 ex BALTINGLASS | BALTINGLASS: T421∥T422 | STRATFORD |  | 53.0074 | -6.6431
MV/LV Substation WH***118 | 10 kV | 400V(3ph) & 230V(single ph) | LV | 400 kVA :Kiosk Substation | 0.4 | --> | 0.4 | 0.309 | 5.4 |  | --> | 0.38 | 0 | 0 | 0 | 0.022 | 0.39 | 0 |  | --> | C12 ex TRIMMS LANE | TRIMMS LANE: T42 | SALTHILL |  | 53.2651 | -9.0637
MV/LV Substation WH***118Y | 10 kV | 400V(3ph) & 230V(single ph) | LV | 50 kVA :Pole Substation | 0.05 | --> | 0.05 | 0.05 | 2.7 |  | --> | 0.047 | 0 | 0 | 0 | 0 | 0.049 | 0 |  | --> | C13 ex OLDCASTLE | OLDCASTLE: T41 | MULLINGAR |  | 53.7685 | -7.1548
MV/LV Substation WH***118Z | 10 kV | 400V(3ph) & 230V(single ph) | LV | 630 kVA :Kiosk Substation | 0.63 | --> | 0.63 | 0 | 0 | Constrained,otherwise capacity available =500kVA. | --> | 0.598 | 0 | 0 | 0 | 0 | 0.5 | 0 |  | --> | C18 ex POPPINTREE | POPPINTREE: T102 | FINGLAS |  | 53.392 | -6.255
MV/LV Substation WH***119X | 20 kV | 400V(3ph) & 230V(single ph) | LV | 400 kVA :Kiosk Substation | 0.4 | --> | 0.4 | 0.333 | 1.2 |  | --> | 0.38 | 0 | 0 | 0 | 0.003 | 0 | 0 | Constrained,otherwise capacity available =407kW. | --> | E17 ex BUNCRANA | BUNCRANA: T421∥T422 | TRILLICK |  | 55.0711 | -7.2674
MV/LV Substation WH***121 | 10 kV | 400V(3ph) & 230V(single ph) | LV | 400 kVA :Kiosk Substation | 0.4 | --> | 0.4 | 0 | 0 | Constrained,otherwise capacity available =342kVA. | --> | 0.38 | 0 | 0 | 0 | 0.01 | 0.398 | 0 |  | --> | C11 ex WOODFORD | WOODFORD: T41∥T42 | KNOCKEARAGH |  | 52.0586 | -9.4774
MV/LV Substation WH***127 | 10 kV | 400V(3ph) & 230V(single ph) | LV | 1000 kVA :Building Structure | 1 | --> | 1 | 0.5 | 9.8 |  | --> | 0.95 | 0 | 0 | 0 | 0 | 0.5 | 0 |  | --> | C20 ex COOKSTOWN | COOKSTOWN: T102 | CARRICKMINES |  | 53.2792 | -6.3782
MV/LV Substation WH***128 | 10 kV | 400V(3ph) & 230V(single ph) | LV | 630 kVA :Building Structure | 0.63 | --> | 0.63 | 0.5 | 9.8 |  | --> | 0.598 | 0 | 0 | 0 | 0 | 0.5 | 0 |  | --> | C20 ex COOKSTOWN | COOKSTOWN: T102 | CARRICKMINES |  | 53.2804 | -6.3764
MV/LV Substation WH***129X | 10 kV | 400V(3ph) & 230V(single ph) | LV | 200 kVA :Pole Substation | 0.2 | --> | 0.2 | 0.103 | 3.3 |  | --> | 0.19 | 0 | 0 | 0 | 0.003 | 0.211 | 0 |  | --> | C18 ex SHERCOCK | SHERCOCK: T41∥T42 | MEATH HILL |  | 54.0129 | -6.8873
MV/LV Substation WH***130Z | 10 kV | 400V(3ph) & 230V(single ph) | LV | 100 kVA :Pole Substation | 0.1 | --> | 0.1 | 0 | 0 | Constrained,otherwise capacity available =63kVA. | --> | 0.095 | 0 | 0 | 0 | 0 | 0.105 | 0 |  | --> | C31 ex KILBARRY | KILBARRY: T101 | KILBARRY |  | 51.9387 | -8.4521
MV/LV Substation WH***140X | 10 kV | 400V(3ph) & 230V(single ph) | LV | 400 kVA :Kiosk Substation | 0.4 | --> | 0.4 | 0.298 | 0.9 |  | --> | 0.38 | 0 | 0 | 0 | 0.028 | 0.386 | 0 |  | --> | C20 ex MULGANNON | MULGANNON: T42 | WEXFORD |  | 52.3198 | -6.4796
MV/LV Substation WH***142 | 10 kV | 400V(3ph) & 230V(single ph) | LV | 100 kVA :Pole Substation | 0.1 | --> | 0.1 | 0.058 | 4.3 |  | --> | 0.095 | 0 | 0 | 0 | 0.011 | 0.094 | 0 |  | --> | C16 ex LAWLESSTOWN | LAWLESSTOWN: T42 | DOON |  | 52.3578 | -7.7315
MV/LV Substation WH***142Y | 10 kV | 400V(3ph) & 230V(single ph) | LV | 100 kVA :Pole Substation | 0.1 | --> | 0.1 | 0.075 | 2.2 |  | --> | 0.095 | 0 | 0 | 0 | 0 | 0.103 | 0 |  | --> | C26 ex KELLS | KELLS: T41∥T42 | NAVAN |  | 53.6864 | -6.8531
MV/LV Substation WH***145 | 20 kV | 400V(3ph) & 230V(single ph) | LV | 50 kVA :Pole Substation | 0.05 | --> | 0.05 | 0 | 0 | Constrained,otherwise capacity available =42kVA. | --> | 0.047 | 0 | 0 | 0 | 0 | 0.05 | 0 |  | --> | E15 ex GLENAMADDY | GLENAMADDY: T422 | ATHLONE |  | 53.6632 | -8.6357
MV/LV Substation WH***145X | 10 kV | 400V(3ph) & 230V(single ph) | LV | 200 kVA :Kiosk Substation | 0.2 | --> | 0.2 | 0.17 | 4 |  | --> | 0.19 | 0 | 0 | 0 | 0.006 | 0.198 | 0 |  | --> | C20 ex OAKFIELD | OAKFIELD: T42 | SLIGO |  | 54.2739 | -8.5122
MV/LV Substation WH***150Z | 10 kV | 400V(3ph) & 230V(single ph) | LV | 50 kVA :Pole Substation | 0.05 | --> | 0.05 | 0 | 0 | Constrained,otherwise capacity available =27kVA. | --> | 0.047 | 0 | 0 | 0 | 0.007 | 0.045 | 0 |  | --> | E20 ex GLASMORE | GLASMORE: T422 | GLASMORE |  | 53.5205 | -6.1108
MV/LV Substation WH***152 | 10 kV | 400V(3ph) & 230V(single ph) | LV | 400 kVA :Kiosk Substation | 0.4 | --> | 0.4 | 0.287 | 3.3 |  | --> | 0.38 | 0 | 0 | 0 | 0.017 | 0 | 0 | Constrained,otherwise capacity available =399kW. | --> | C18 ex PALMERSTOWN | PALMERSTOWN: T42 | FINGLAS |  | 53.3489 | -6.369
MV/LV Substation WH***152Z | 10 kV | 400V(3ph) & 230V(single ph) | LV | 50 kVA :Pole Substation | 0.05 | --> | 0.05 | 0.016 | 0.1 |  | --> | 0.047 | 0 | 0 | 0 | 0.003 | 0.05 | 0 |  | --> | C16 ex JOHNSTOWN | JOHNSTOWN: T42 | KILTEEL |  | 53.2502 | -6.5906
MV/LV Substation WH***164Y | 20 kV | 400V(3ph) & 230V(single ph) | LV | 50 kVA :Pole Substation | 0.05 | --> | 0.05 | 0 | 0 | Constrained,otherwise capacity available =33kVA. | --> | 0.047 | 0 | 0 | 0 | 0 | 0.051 | 0 |  | --> | E12 ex BALTINGLASS | BALTINGLASS: T421∥T422 | STRATFORD |  | 53.0047 | -6.6568
MV/LV Substation WH***172Y | 10 kV | 400V(3ph) & 230V(single ph) | LV | 400 kVA :Kiosk Substation | 0.4 | --> | 0.4 | 0.254 | 2.1 |  | --> | 0.38 | 0 | 0 | 0 | 0.067 | 0.352 | 0 |  | --> | C12 ex MORNINGTON ROAD | MORNINGTON ROAD: T42 | DRYBRIDGE |  | 53.7104 | -6.3273
MV/LV Substation WH***178 | 10 kV | 400V(3ph) & 230V(single ph) | LV | 400 kVA :Kiosk Substation | 0.4 | --> | 0.4 | 0.251 | 4.6 |  | --> | 0.38 | 0 | 0 | 0 | 0.008 | 0.414 | 0 |  | --> | C11 ex BALLYRAINE | BALLYRAINE: T41∥T42 | LETTERKENNY |  | 54.9589 | -7.7224
MV/LV Substation WH***179 | 10 kV | 400V(3ph) & 230V(single ph) | LV | 200 kVA :Pole Substation | 0.2 | --> | 0.2 | 0.2 | 8.9 |  | --> | 0.19 | 0 | 0 | 0 | 0 | 0.2 | 0 |  | --> | C19 ex MIDLETON | MIDLETON: T101 | MIDLETON |  | 51.9463 | -8.2526
MV/LV Substation WH***181X | 20 kV | 400V(3ph) & 230V(single ph) | LV | 50 kVA :Pole Substation | 0.05 | --> | 0.05 | 0.038 | 5.4 |  | --> | 0.047 | 0 | 0 | 0 | 0 | 0.051 | 0 |  | --> | E11 ex ARDNAREE | ARDNAREE: T421 | MOY |  | 54.1072 | -9.0681
MV/LV Substation WH***182X | 10 kV | 400V(3ph) & 230V(single ph) | LV | 50 kVA :Pole Substation | 0.05 | --> | 0.05 | 0.046 | 1.3 |  | --> | 0.047 | 0 | 0 | 0 | 0.005 | 0.044 | 0 |  | --> | C17 ex TYMON | TYMON: T41 | COOKSTOWN |  | 53.3059 | -6.3755
MV/LV Substation WH***204Z | 10 kV | 400V(3ph) & 230V(single ph) | LV | 200 kVA :Kiosk Substation | 0.2 | --> | 0.2 | 0 | 0 | Constrained,otherwise capacity available =140kVA. | --> | 0.19 | 0 | 0 | 0 | 0 | 0.209 | 0 |  | --> | C21 ex KILBARRY | KILBARRY: T101 | KILBARRY |  | 51.9122 | -8.474
MV/LV Substation WH***209Z | 10 kV | 400V(3ph) & 230V(single ph) | LV | 200 kVA :Kiosk Substation | 0.2 | --> | 0.2 | 0 | 0 | Constrained,otherwise capacity available =162kVA. | --> | 0.19 | 0 | 0 | 0 | 0 | 0 | 0 | Constrained,otherwise capacity available =205kW. | --> | C18 ex COOLMINE | COOLMINE: T42 | FINGLAS |  | 53.3946 | -6.3979
MV/LV Substation WH***214 | 10 kV | 400V(3ph) & 230V(single ph) | LV | 630 kVA :Kiosk Substation | 0.63 | --> | 0.63 | 0 | 0.8 |  | --> | 0.598 | 0 | 0 | 0 | 0.071 | 0.5 | 0 |  | --> | C18 ex GARVILLE AVENUE | GARVILLE AVENUE: T42 | MILLTOWN (DR) |  | 53.3122 | -6.2822
MV/LV Substation WH***214X | 10 kV | 400V(3ph) & 230V(single ph) | LV | 400 kVA :Kiosk Substation | 0.4 | --> | 0.4 | 0.065 | 2.1 |  | --> | 0.38 | 0 | 0 | 0 | 0.009 | 0.44 | 0 |  | --> | C11 ex LIFFEY VALLEY | LIFFEY VALLEY: T41 | INCHICORE 220KV |  | 53.3426 | -6.3914
MV/LV Substation WH***215 | 20 kV | 400V(3ph) & 230V(single ph) | LV | 50 kVA :Pole Substation | 0.05 | --> | 0.05 | 0.035 | 2.6 |  | --> | 0.047 | 0 | 0 | 0 | 0.003 | 0.048 | 0 |  | --> | E13 ex AGHADA | AGHADA: T721 | N/A |  | 51.8227 | -8.2356
MV/LV Substation WH***235 | 20 kV | 400V(3ph) & 230V(single ph) | LV | 100 kVA :Pole Substation | 0.1 | --> | 0.1 | 0.052 | 0.1 |  | --> | 0.095 | 0 | 0 | 0 | 0 | 0.106 | 0 |  | --> | C12 ex SCARIFF | SCARIFF: T42 | ENNIS |  | 52.949 | -8.3751
MV/LV Substation WH***240Z | 10 kV | 400V(3ph) & 230V(single ph) | LV | 50 kVA :Pole Substation | 0.05 | --> | 0.05 | 0.043 | 7.6 |  | --> | 0.047 | 0 | 0 | 0 | 0 | 0.05 | 0 |  | --> | C14 ex DRYBRIDGE | DRYBRIDGE: T42 | DRYBRIDGE |  | 53.7938 | -6.4217
MV/LV Substation WH***241Y | 10 kV | 400V(3ph) & 230V(single ph) | LV | 200 kVA :Kiosk Substation | 0.2 | --> | 0.2 | 0.131 | 2.1 |  | --> | 0.19 | 0 | 0 | 0 | 0.024 | 0.184 | 0 |  | --> | C12 ex MORNINGTON ROAD | MORNINGTON ROAD: T42 | DRYBRIDGE |  | 53.709 | -6.3232
MV/LV Substation WH***243 | 20 kV | 400V(3ph) & 230V(single ph) | LV | 50 kVA :Pole Substation | 0.05 | --> | 0.05 | 0.05 | 0.1 |  | --> | 0.047 | 0 | 0 | 0 | 0 | 0.049 | 0 |  | --> | C12 ex SCARIFF | SCARIFF: T42 | ENNIS |  | 52.9437 | -8.4046
MV/LV Substation WH***245 | 10 kV | 400V(3ph) & 230V(single ph) | LV | 200 kVA :Pole Substation | 0.2 | --> | 0.2 | 0 | 0 | Constrained,otherwise capacity available =200kVA. | --> | 0.19 | 0 | 0 | 0 | 0 | 0.2 | 0 |  | --> | C18 ex WOODFORD | WOODFORD: T41∥T42 | KNOCKEARAGH |  | 52.0537 | -9.4704
MV/LV Substation WH***249Y | 10 kV | 400V(3ph) & 230V(single ph) | LV | 100 kVA :Pole Substation | 0.1 | --> | 0.1 | 0.067 | 2.6 |  | --> | 0.095 | 0 | 0 | 0 | 0 | 0.104 | 0 |  | --> | E13 ex AGHADA | AGHADA: T721 | N/A |  | 51.8123 | -8.186
MV/LV Substation WH***253Y | 10 kV | 400V(3ph) & 230V(single ph) | LV | 200 kVA :Kiosk Substation | 0.2 | --> | 0.2 | 0.19 | 5.8 |  | --> | 0.19 | 0 | 0 | 0 | 0 | 0.201 | 0 |  | --> | C19 ex WHITESTOWN | WHITESTOWN: T41 | COOKSTOWN |  | 53.2784 | -6.3803
MV/LV Substation WH***255Y | 20 kV | 400V(3ph) & 230V(single ph) | LV | 200 kVA :Pole Substation | 0.2 | --> | 0.2 | 0 | 0 | Constrained,otherwise capacity available =195kVA. | --> | 0.19 | 0 | 0 | 0 | 0 | 0.2 | 0 |  | --> | E12 ex BALTINGLASS | BALTINGLASS: T421∥T422 | STRATFORD |  | 52.9955 | -6.6481
MV/LV Substation WH***261 | 10 kV | 400V(3ph) & 230V(single ph) | LV | 400 kVA :Kiosk Substation | 0.4 | --> | 0.4 | 0.192 | 1.1 |  | --> | 0.38 | 0 | 0 | 0 | 0.021 | 0.409 | 0 |  | --> | C22 ex KIMMAGE | KIMMAGE: T42 | INCHICORE 220KV |  | 53.3059 | -6.3205
MV/LV Substation WH***263Y | 10 kV | 400V(3ph) & 230V(single ph) | LV | 50 kVA :Pole Substation | 0.05 | --> | 0.05 | 0 | 0 | Constrained,otherwise capacity available =44kVA. | --> | 0.047 | 0 | 0 | 0 | 0 | 0.05 | 0 |  | --> | C22 ex TERMONFECKIN ROAD | TERMONFECKIN ROAD: T41∥T42 | DRYBRIDGE |  | 53.7291 | -6.3424
MV/LV Substation WH***269X | 10 kV | 400V(3ph) & 230V(single ph) | LV | 400 kVA :Kiosk Substation | 0.4 | --> | 0.4 | 0.355 | 5.8 |  | --> | 0.38 | 0 | 0 | 0 | 0 | 0.407 | 0 |  | --> | C19 ex WHITESTOWN | WHITESTOWN: T41 | COOKSTOWN |  | 53.2803 | -6.3838
MV/LV Substation WH***271Z | 10 kV | 400V(3ph) & 230V(single ph) | LV | 50 kVA :Pole Substation | 0.05 | --> | 0.05 | 0 | 0 | Constrained,otherwise capacity available =47kVA. | --> | 0.047 | 0 | 0 | 0 | 0 | 0.049 | 0 |  | --> | C30 ex KINSALE | KINSALE: T41∥T42 | BANDON |  | 51.6451 | -8.574
MV/LV Substation WH***274Z | 20 kV | 400V(3ph) & 230V(single ph) | LV | 200 kVA :Pole Substation | 0.2 | --> | 0.2 | 0.162 | 2.8 |  | --> | 0.19 | 0 | 0 | 0 | 0.002 | 0.203 | 0 |  | --> | E20 ex LONGFORD | LONGFORD: T422 | RICHMOND |  | 53.7406 | -7.7984
MV/LV Substation WH***284 | 10 kV | 400V(3ph) & 230V(single ph) | LV | 400 kVA :Kiosk Substation | 0.4 | --> | 0.4 | 0.306 | 2.8 |  | --> | 0.38 | 0 | 0 | 0 | 0.012 | 0 | 0 | Constrained,otherwise capacity available =401kW. | --> | C13 ex PALMERSTOWN | PALMERSTOWN: T41 | FINGLAS |  | 53.3499 | -6.3746
MV/LV Substation WH***293 | 10 kV | 400V(3ph) & 230V(single ph) | LV | 400 kVA :Kiosk Substation | 0.4 | --> | 0.4 | 0.316 | 1.8 |  | --> | 0.38 | 0 | 0 | 0 | 0.013 | 0.398 | 0 |  | --> | C18 ex CAHERDAVIN | CAHERDAVIN: T42 | ARDNACRUSHA |  | 52.6765 | -8.6663
MV/LV Substation WH***317 | 10 kV | 400V(3ph) & 230V(single ph) | LV | 400 kVA :Kiosk Substation | 0.4 | --> | 0.4 | 0 | 0 | Constrained,otherwise capacity available =283kVA. | --> | 0.38 | 0 | 0 | 0 | 0.003 | 0 | 0 | Constrained,otherwise capacity available =414kW. | --> | C18 ex COOLMINE | COOLMINE: T42 | FINGLAS |  | 53.3898 | -6.4034
MV/LV Substation WH***320 | 20 kV | 400V(3ph) & 230V(single ph) | LV | 100 kVA :Pole Substation | 0.1 | --> | 0.1 | 0.098 | 1.2 |  | --> | 0.095 | 0 | 0 | 0 | 0 | 0.1 | 0 |  | --> | E16 ex BALLYDEHOB | BALLYDEHOB: T421 | DUNMANWAY |  | 51.4644 | -9.7537
MV/LV Substation WH***320Y | 20 kV | 400V(3ph) & 230V(single ph) | LV | 400 kVA :Building Structure | 0.4 | --> | 0.4 | 0.368 | 1.8 |  | --> | 0.38 | 0 | 0 | 0 | 0 | 0.404 | 0 |  | --> | C18 ex ROSCOMMON | ROSCOMMON: T42 | LANESBORO |  | 53.5497 | -8.0693
MV/LV Substation WH***329Z | 20 kV | 400V(3ph) & 230V(single ph) | LV | 200 kVA :Kiosk Substation | 0.2 | --> | 0.2 | 0 | 0 | Constrained,otherwise capacity available =94kVA. | --> | 0.19 | 0 | 0 | 0 | 0.071 | 0.141 | 0 |  | --> | E17 ex JULIANSTOWN | JULIANSTOWN: T421∥T422 | DRYBRIDGE |  | 53.7011 | -6.2675
MV/LV Substation WH***330Z | 20 kV | 400V(3ph) & 230V(single ph) | LV | 200 kVA :Kiosk Substation | 0.2 | --> | 0.2 | 0 | 0 | Constrained,otherwise capacity available =69kVA. | --> | 0.19 | 0 | 0 | 0 | 0.01 | 0.209 | 0 |  | --> | E17 ex JULIANSTOWN | JULIANSTOWN: T421∥T422 | DRYBRIDGE |  | 53.7026 | -6.2656
MV/LV Substation WH***331 | 10 kV | 400V(3ph) & 230V(single ph) | LV | 100 kVA :Pole Substation | 0.1 | --> | 0.1 | 0.059 | 2.3 |  | --> | 0.095 | 0 | 0 | 0 | 0.007 | 0.098 | 0 |  | --> | C15 ex RANDALSTOWN | RANDALSTOWN: T41 | NAVAN |  | 53.6748 | -6.7588
MV/LV Substation WH***331Z | 20 kV | 400V(3ph) & 230V(single ph) | LV | 200 kVA :Kiosk Substation | 0.2 | --> | 0.2 | 0 | 0 | Constrained,otherwise capacity available =74kVA. | --> | 0.19 | 0 | 0 | 0 | 0.03 | 0.187 | 0 |  | --> | E17 ex JULIANSTOWN | JULIANSTOWN: T421∥T422 | DRYBRIDGE |  | 53.7035 | -6.2652
MV/LV Substation WH***364 | 10 kV | 400V(3ph) & 230V(single ph) | LV | 630 kVA :Kiosk Substation | 0.63 | --> | 0.63 | 0 | 0 | Constrained,otherwise capacity available =470kVA. | --> | 0.598 | 0 | 0 | 0 | 0.003 | 0 | 0 | Constrained,otherwise capacity available =500kW. | --> | C24 ex BALLYCOOLIN | BALLYCOOLIN: T42 | FINGLAS |  | 53.3992 | -6.399
MV/LV Substation WH***366 | 10 kV | 400V(3ph) & 230V(single ph) | LV | 100 kVA :Pole Substation | 0.1 | --> | 0.1 | 0.076 | 5.5 |  | --> | 0.095 | 0 | 0 | 0 | 0.019 | 0.083 | 0 |  | --> | C18 ex ABBEYLAND | ABBEYLAND: T42 | NAVAN |  | 53.6594 | -6.7133
MV/LV Substation WH***371 | 10 kV | 400V(3ph) & 230V(single ph) | LV | 50 kVA :Pole Substation | 0.05 | --> | 0.05 | 0.041 | 1 |  | --> | 0.047 | 0 | 0 | 0 | 0.012 | 0 | 0 | Constrained,otherwise capacity available =37kW. | --> | C15 ex KILCLOHER | KILCLOHER: T42 | DUNGARVAN |  | 52.1102 | -7.7682
MV/LV Substation WH***374 | 10 kV | 400V(3ph) & 230V(single ph) | LV | 400 kVA :Kiosk Substation | 0.4 | --> | 0.4 | 0 | 0 | Constrained,otherwise capacity available =279kVA. | --> | 0.38 | 0 | 0 | 0 | 0.003 | 0 | 0 | Constrained,otherwise capacity available =415kW. | --> | C24 ex BALLYCOOLIN | BALLYCOOLIN: T42 | FINGLAS |  | 53.3974 | -6.3949
MV/LV Substation WH***374Z | 20 kV | 400V(3ph) & 230V(single ph) | LV | 50 kVA :Pole Substation | 0.05 | --> | 0.05 | 0.046 | 5.2 |  | --> | 0.047 | 0 | 0 | 0 | 0 | 0.049 | 0 |  | --> | E16 ex WHITECHURCH | WHITECHURCH: T422 | KILBARRY |  | 51.9782 | -8.5044
MV/LV Substation WH***378 | 10 kV | 400V(3ph) & 230V(single ph) | LV | 630 kVA :Kiosk Substation | 0.63 | --> | 0.63 | 0 | 0 | Constrained,otherwise capacity available =500kVA. | --> | 0.598 | 0 | 0 | 0 | 0.004 | 0 | 0 | Constrained,otherwise capacity available =500kW. | --> | C24 ex BALLYCOOLIN | BALLYCOOLIN: T42 | FINGLAS |  | 53.3969 | -6.3979
MV/LV Substation WH***399Z | 10 kV | 400V(3ph) & 230V(single ph) | LV | 400 kVA :Kiosk Substation | 0.4 | --> | 0.4 | 0.263 | 5.1 |  | --> | 0.38 | 0 | 0 | 0 | 0.004 | 0 | 0 | Constrained,otherwise capacity available =416kW. | --> | C15 ex CASTLEKNOCK | CASTLEKNOCK: T41∥T42 | FINGLAS |  | 53.368 | -6.3633
MV/LV Substation WH***4006 | 10 kV | 400V(3ph) & 230V(single ph) | LV | 200 kVA :Kiosk Substation | 0.2 | --> | 0.2 | 0 | 0 | Constrained,otherwise capacity available =136kVA. | --> | 0.19 | 0 | 0 | 0 | 0.003 | 0.206 | 0 |  | --> | C14 ex ATHGARVAN | ATHGARVAN: T44 | NEWBRIDGE |  | 53.151 | -6.7792
MV/LV Substation WH***4008 | 10 kV | 400V(3ph) & 230V(single ph) | LV | 50 kVA :Pole Substation | 0.05 | --> | 0.05 | 0.041 | 0.9 |  | --> | 0.047 | 0 | 0 | 0 | 0 | 0 | 0 | Constrained,otherwise capacity available =50kW. | --> | C15 ex MILLTOWN MALBAY | MILLTOWN MALBAY: T42 | TULLABRACK |  | 52.8034 | -9.4793
MV/LV Substation WH***400Z | 10 kV | 400V(3ph) & 230V(single ph) | LV | 630 kVA :Kiosk Substation | 0.63 | --> | 0.63 | 0.486 | 5.1 |  | --> | 0.598 | 0 | 0 | 0 | 0.01 | 0 | 0 | Constrained,otherwise capacity available =500kW. | --> | C15 ex CASTLEKNOCK | CASTLEKNOCK: T41∥T42 | FINGLAS |  | 53.3678 | -6.361
MV/LV Substation WH***402 | 10 kV | 400V(3ph) & 230V(single ph) | LV | 200 kVA :Kiosk Substation | 0.2 | --> | 0.2 | 0 | 0 | Constrained,otherwise capacity available =140kVA. | --> | 0.19 | 0 | 0 | 0 | 0.003 | 0 | 0 | Constrained,otherwise capacity available =206kW. | --> | C24 ex BALLYCOOLIN | BALLYCOOLIN: T42 | FINGLAS |  | 53.3957 | -6.3987
MV/LV Substation WH***4024 | 10 kV | 400V(3ph) & 230V(single ph) | LV | 50 kVA :Pole Substation | 0.05 | --> | 0.05 | 0.047 | 3.4 |  | --> | 0.047 | 0 | 0 | 0 | 0 | 0.049 | 0 |  | --> | C16 ex STICKILLEN | STICKILLEN: T41∥T42 | DRYBRIDGE |  | 53.7985 | -6.4805
MV/LV Substation WH***4028 | 20 kV | 400V(3ph) & 230V(single ph) | LV | 200 kVA :Kiosk Substation | 0.2 | --> | 0.2 | 0.198 | 5.2 |  | --> | 0.19 | 0 | 0 | 0 | 0 | 0.2 | 0 |  | --> | E18 ex WHITECHURCH | WHITECHURCH: T422 | KILBARRY |  | 51.984 | -8.5335
MV/LV Substation WH***4054 | 20 kV | 400V(3ph) & 230V(single ph) | LV | 400 kVA :Building Structure | 0.4 | --> | 0.4 | 0 | 0 | Constrained,otherwise capacity available =341kVA. | --> | 0.38 | 0 | 0 | 0 | 0 | 0.408 | 0 |  | --> | E20 ex GLASMORE | GLASMORE: T422 | GLASMORE |  | 53.5138 | -6.127
MV/LV Substation WH***4079 | 10 kV | 400V(3ph) & 230V(single ph) | LV | 630 kVA :Kiosk Substation | 0.63 | --> | 0.63 | 0.5 | 2.8 |  | --> | 0.598 | 0 | 0 | 0 | 0 | 0.5 | 0 |  | --> | C14 ex BALLYBODEN | BALLYBODEN: T42 | COOKSTOWN |  | 53.275 | -6.3152
MV/LV Substation WH***4094 | 10 kV | 400V(3ph) & 230V(single ph) | LV | 630 kVA :Kiosk Substation | 0.63 | --> | 0.63 | 0.43 | 0.4 | Constrained,otherwise capacity available =488kVA. | --> | 0.598 | 0 | 0 | 0 | 0 | 0.5 | 0 |  | --> | C17 ex BALLYBODEN | BALLYBODEN: T41 | COOKSTOWN |  | 53.2724 | -6.3157
MV/LV Substation WH***4095 | 10 kV | 400V(3ph) & 230V(single ph) | LV | 630 kVA :Kiosk Substation | 0.63 | --> | 0.63 | 0.43 | 0.4 | Constrained,otherwise capacity available =500kVA. | --> | 0.598 | 0 | 0 | 0 | 0 | 0.5 | 0 |  | --> | C17 ex BALLYBODEN | BALLYBODEN: T41 | COOKSTOWN |  | 53.2717 | -6.3117
MV/LV Substation WH***4127 | 10 kV | 400V(3ph) & 230V(single ph) | LV | 1000 kVA :Building Structure | 1 | --> | 1 | 0.43 | 0.4 | Constrained,otherwise capacity available =500kVA. | --> | 0.95 | 0 | 0 | 0 | 0 | 0.5 | 0 |  | --> | C17 ex BALLYBODEN | BALLYBODEN: T41 | COOKSTOWN |  | 53.2731 | -6.3163
MV/LV Substation WH***4174 | 10 kV | 400V(3ph) & 230V(single ph) | LV | 50 kVA :Pole Substation | 0.05 | --> | 0.05 | 0.05 | 1.6 |  | --> | 0.047 | 0 | 0 | 0 | 0 | 0.049 | 0 |  | --> | C20 ex CAHIR | CAHIR: T42 | CAHIR |  | 52.36 | -7.9863
MV/LV Substation WH***4197 | 10 kV | 400V(3ph) & 230V(single ph) | LV | 400 kVA :Kiosk Substation | 0.4 | --> | 0.4 | 0 | 0 | Constrained,otherwise capacity available =303kVA. | --> | 0.38 | 0 | 0 | 0 | 0 | 0.414 | 0 |  | --> | C15 ex MORRISTOWN | MORRISTOWN: T41∥T42 | NEWBRIDGE |  | 53.1892 | -6.8112
MV/LV Substation WH***4209 | 20 kV | 400V(3ph) & 230V(single ph) | LV | 400 kVA :Kiosk Substation | 0.4 | --> | 0.4 | 0 | 0 | Constrained,otherwise capacity available =369kVA. | --> | 0.38 | 0 | 0 | 0 | 0.035 | 0.367 | 0 |  | --> | E17 ex JULIANSTOWN | JULIANSTOWN: T421∥T422 | DRYBRIDGE |  | 53.7011 | -6.2698
MV/LV Substation WH***4235 | 20 kV | 400V(3ph) & 230V(single ph) | LV | 50 kVA :Pole Substation | 0.05 | --> | 0.05 | 0.05 | 0.7 |  | --> | 0.047 | 0 | 0 | 0 | 0 | 0.049 | 0 |  | --> | C20 ex KNOCKMULLEN | KNOCKMULLEN: T42 | GREAT ISLAND |  | 52.3242 | -6.9789
MV/LV Substation WH***425 | 10 kV | 400V(3ph) & 230V(single ph) | LV | 400 kVA :Kiosk Substation | 0.4 | --> | 0.4 | 0.369 | 12.2 |  | --> | 0.38 | 0 | 0 | 0 | 0.004 | 0.4 | 0 |  | --> | C26 ex SALTHILL | SALTHILL: T102 | SALTHILL |  | 53.2685 | -9.1046
MV/LV Substation WH***425Y | 10 kV | 400V(3ph) & 230V(single ph) | LV | 50 kVA :Pole Substation | 0.05 | --> | 0.05 | 0.041 | 1.6 |  | --> | 0.047 | 0 | 0 | 0 | 0.002 | 0.048 | 0 |  | --> | C20 ex CELBRIDGE | CELBRIDGE: T42 | GRIFFINRATH |  | 53.2988 | -6.6034
MV/LV Substation WH***4287 | 10 kV | 400V(3ph) & 230V(single ph) | LV | 50 kVA :Pole Substation | 0.05 | --> | 0.05 | 0 | 0 | Constrained,otherwise capacity available =50kVA. | --> | 0.047 | 0 | 0 | 0 | 0 | 0 | 0 | Constrained,otherwise capacity available =49kW. | --> | C11 ex PORTARLINGTON | PORTARLINGTON: T41∥T42 | PORTLAOISE |  | 53.2164 | -7.1363
MV/LV Substation WH***4296 | 10 kV | 400V(3ph) & 230V(single ph) | LV | 630 kVA :Kiosk Substation | 0.63 | --> | 0.63 | 0 | 0 | Constrained,otherwise capacity available =500kVA. | --> | 0.598 | 0 | 0 | 0 | 0.011 | 0.5 | 0 |  | --> | C17 ex NAAS | NAAS: T41 | NEWBRIDGE |  | 53.2096 | -6.6753
MV/LV Substation WH***4297 | 10 kV | 400V(3ph) & 230V(single ph) | LV | 630 kVA :Kiosk Substation | 0.63 | --> | 0.63 | 0 | 0 | Constrained,otherwise capacity available =473kVA. | --> | 0.598 | 0 | 0 | 0 | 0.013 | 0.5 | 0 |  | --> | C17 ex NAAS | NAAS: T41 | NEWBRIDGE |  | 53.2096 | -6.6735
MV/LV Substation WH***4309 | 10 kV | 400V(3ph) & 230V(single ph) | LV | 1000 kVA :Building Structure | 1 | --> | 1 | 0.5 | 6.6 |  | --> | 0.95 | 0 | 0 | 0 | 0.006 | 0.5 | 0 |  | --> | C23 ex PELLETSTOWN | PELLETSTOWN: T101 | FINGLAS |  | 53.3713 | -6.3822
MV/LV Substation WH***4310 | 10 kV | 400V(3ph) & 230V(single ph) | LV | 1000 kVA :Building Structure | 1 | --> | 1 | 0.5 | 6.6 |  | --> | 0.95 | 0 | 0 | 0 | 0.01 | 0.5 | 0 |  | --> | C23 ex PELLETSTOWN | PELLETSTOWN: T101 | FINGLAS |  | 53.3713 | -6.3822
MV/LV Substation WH***4371 | 10 kV | 400V(3ph) & 230V(single ph) | LV | 200 kVA :Pole Substation | 0.2 | --> | 0.2 | 0.191 | 2.2 |  | --> | 0.19 | 0 | 0 | 0 | 0 | 0 | 0 | Constrained,otherwise capacity available =200kW. | --> | C19 ex NEWCASTLEWEST | NEWCASTLEWEST: T41∥T42 | RATHKEALE |  | 52.3469 | -9.0064
MV/LV Substation WH***440X | 10 kV | 400V(3ph) & 230V(single ph) | LV | 1000 kVA :Building Structure | 1 | --> | 1 | 0.5 | 7 |  | --> | 0.95 | 0 | 0 | 0 | 0 | 0.5 | 0 |  | --> | C11 ex WOLFE TONE STREET | WOLFE TONE STREET: T101 | FINGLAS |  | 53.3465 | -6.2692
MV/LV Substation WH***463X | 10 kV | 400V(3ph) & 230V(single ph) | LV | 50 kVA :Pole Substation | 0.05 | --> | 0.05 | 0 | 0 | Constrained,otherwise capacity available =39kVA. | --> | 0.047 | 0 | 0 | 0 | 0 | 0.051 | 0 |  | --> | E20 ex GLASMORE | GLASMORE: T422 | GLASMORE |  | 53.5186 | -6.1196
MV/LV Substation WH***471X | 10 kV | 400V(3ph) & 230V(single ph) | LV | 200 kVA :Pole Substation | 0.2 | --> | 0.2 | 0.077 | 5.5 |  | --> | 0.19 | 0 | 0 | 0 | 0 | 0.218 | 0 |  | --> | C18 ex ABBEYLAND | ABBEYLAND: T42 | NAVAN |  | 53.6602 | -6.7231
MV/LV Substation WH***472Z | 10 kV | 400V(3ph) & 230V(single ph) | LV | 200 kVA :Kiosk Substation | 0.2 | --> | 0.2 | 0.13 | 2.8 |  | --> | 0.19 | 0 | 0 | 0 | 0.021 | 0.188 | 0 |  | --> | C15 ex CLONARD | CLONARD: T41∥T42 | WEXFORD |  | 52.3265 | -6.4718
MV/LV Substation WH***490X | 10 kV | 400V(3ph) & 230V(single ph) | LV | 200 kVA :Pole Substation | 0.2 | --> | 0.2 | 0.164 | 3.6 |  | --> | 0.19 | 0 | 0 | 0 | 0.008 | 0.197 | 0 |  | --> | E18 ex KILLINICK | KILLINICK: T421∥T422 | WEXFORD |  | 52.2772 | -6.3949
MV/LV Substation WH***506 | 10 kV | 400V(3ph) & 230V(single ph) | LV | 400 kVA :Kiosk Substation | 0.4 | --> | 0.4 | 0.314 | 2.8 |  | --> | 0.38 | 0 | 0 | 0 | 0.037 | 0.374 | 0 |  | --> | C18 ex BALLYBODEN | BALLYBODEN: T42 | COOKSTOWN |  | 53.2845 | -6.2885
MV/LV Substation WH***509Z | 10 kV | 400V(3ph) & 230V(single ph) | LV | 200 kVA :Kiosk Substation | 0.2 | --> | 0.2 | 0 | 0 | Constrained,otherwise capacity available =173kVA. | --> | 0.19 | 0 | 0 | 0 | 0.015 | 0.188 | 0 |  | --> | C23 ex GORESBRIDGE | GORESBRIDGE: T41∥T42 | KILKENNY |  | 52.6803 | -7.0283
MV/LV Substation WH***517 | 10 kV | 400V(3ph) & 230V(single ph) | LV | 400 kVA :Kiosk Substation | 0.4 | --> | 0.4 | 0.254 | 2.8 |  | --> | 0.38 | 0 | 0 | 0 | 0.067 | 0.352 | 0 |  | --> | C18 ex BALLYBODEN | BALLYBODEN: T42 | COOKSTOWN |  | 53.2824 | -6.2884
MV/LV Substation WH***540Z | 10 kV | 400V(3ph) & 230V(single ph) | LV | 400 kVA :Kiosk Substation | 0.4 | --> | 0.4 | 0.326 | 5.1 |  | --> | 0.38 | 0 | 0 | 0 | 0.016 | 0 | 0 | Constrained,otherwise capacity available =394kW. | --> | C15 ex CASTLEKNOCK | CASTLEKNOCK: T41∥T42 | FINGLAS |  | 53.3678 | -6.3578
MV/LV Substation WH***541Z | 10 kV | 400V(3ph) & 230V(single ph) | LV | 200 kVA :Kiosk Substation | 0.2 | --> | 0.2 | 0.178 | 5.1 |  | --> | 0.19 | 0 | 0 | 0 | 0.022 | 0 | 0 | Constrained,otherwise capacity available =180kW. | --> | C15 ex CASTLEKNOCK | CASTLEKNOCK: T41∥T42 | FINGLAS |  | 53.3664 | -6.3533
MV/LV Substation WH***576X | 10 kV | 400V(3ph) & 230V(single ph) | LV | 400 kVA :Kiosk Substation | 0.4 | --> | 0.4 | 0.282 | 2.8 |  | --> | 0.38 | 0 | 0 | 0 | 0.007 | 0 | 0 | Constrained,otherwise capacity available =410kW. | --> | C17 ex PALMERSTOWN | PALMERSTOWN: T41 | FINGLAS |  | 53.3447 | -6.3824
MV/LV Substation WH***577X | 10 kV | 400V(3ph) & 230V(single ph) | LV | 200 kVA :Kiosk Substation | 0.2 | --> | 0.2 | 0.106 | 2.8 |  | --> | 0.19 | 0 | 0 | 0 | 0.003 | 0 | 0 | Constrained,otherwise capacity available =210kW. | --> | C17 ex PALMERSTOWN | PALMERSTOWN: T41 | FINGLAS |  | 53.344 | -6.3813
MV/LV Substation WH***582Y | 10 kV | 400V(3ph) & 230V(single ph) | LV | 200 kVA :Kiosk Substation | 0.2 | --> | 0.2 | 0.121 | 2.1 |  | --> | 0.19 | 0 | 0 | 0 | 0.022 | 0.188 | 0 |  | --> | C12 ex MORNINGTON ROAD | MORNINGTON ROAD: T42 | DRYBRIDGE |  | 53.7087 | -6.3193
MV/LV Substation WH***599Z | 20 kV | 400V(3ph) & 230V(single ph) | LV | 100 kVA :Pole Substation | 0.1 | --> | 0.1 | 0.086 | 1.5 |  | --> | 0.095 | 0 | 0 | 0 | 0.002 | 0.099 | 0 |  | --> | E16 ex BEALISTOWN | BEALISTOWN: T421∥T422 | GREAT ISLAND |  | 52.2517 | -6.9632
MV/LV Substation WH***600 | 10 kV | 400V(3ph) & 230V(single ph) | LV | 100 kVA :Pole Substation | 0.1 | --> | 0.1 | 0.081 | 1.1 |  | --> | 0.095 | 0 | 0 | 0 | 0 | 0.102 | 0 |  | --> | C15 ex TRIM | TRIM: T41∥T42 | NAVAN |  | 53.562 | -6.7948
MV/LV Substation WH***610Y | 10 kV | 400V(3ph) & 230V(single ph) | LV | 400 kVA :Kiosk Substation | 0.4 | --> | 0.4 | 0.304 | 2.1 |  | --> | 0.38 | 0 | 0 | 0 | 0 | 0.414 | 0 |  | --> | C12 ex MORNINGTON ROAD | MORNINGTON ROAD: T42 | DRYBRIDGE |  | 53.7094 | -6.3292
MV/LV Substation WH***612X | 20 kV | 400V(3ph) & 230V(single ph) | LV | 100 kVA :Pole Substation | 0.1 | --> | 0.1 | 0 | 0 | Constrained,otherwise capacity available =96kVA. | --> | 0.095 | 0 | 0 | 0 | 0 | 0.1 | 0 |  | --> | E16 ex JULIANSTOWN | JULIANSTOWN: T421∥T422 | DRYBRIDGE |  | 53.6641 | -6.2726
MV/LV Substation WH***633 | 20 kV | 400V(3ph) & 230V(single ph) | LV | 50 kVA :Pole Substation | 0.05 | --> | 0.05 | 0.032 | 1.4 |  | --> | 0.047 | 0 | 0 | 0 | 0 | 0.051 | 0 |  | --> | E18 ex GARRANACANTY | GARRANACANTY: T422 | TIPPERARY |  | 52.5097 | -8.1757
MV/LV Substation WH***654 | 20 kV | 400V(3ph) & 230V(single ph) | LV | 50 kVA :Pole Substation | 0.05 | --> | 0.05 | 0.029 | 0.1 |  | --> | 0.047 | 0 | 0 | 0 | 0 | 0.052 | 0 |  | --> | C12 ex SCARIFF | SCARIFF: T42 | ENNIS |  | 52.9458 | -8.3725
MV/LV Substation WH***654X | 20 kV | 400V(3ph) & 230V(single ph) | LV | 100 kVA :Pole Substation | 0.1 | --> | 0.1 | 0 | 0 | Constrained,otherwise capacity available =94kVA. | --> | 0.095 | 0 | 0 | 0 | 0 | 0.1 | 0 |  | --> | C24 ex MACETOWN | MACETOWN: T102 | MACETOWN |  | 53.4702 | -6.4148
MV/LV Substation WH***654X | 10 kV | 400V(3ph) & 230V(single ph) | LV | 200 kVA :Pole Substation | 0.2 | --> | 0.2 | 0.121 | 2.6 |  | --> | 0.19 | 0 | 0 | 0 | 0 | 0.211 | 0 |  | --> | C12 ex CASHEL | CASHEL: T42 | CAHIR |  | 52.5068 | -7.8921
MV/LV Substation WH***660Y | 10 kV | 400V(3ph) & 230V(single ph) | LV | 200 kVA :Kiosk Substation | 0.2 | --> | 0.2 | 0 | 0 | Constrained,otherwise capacity available =109kVA. | --> | 0.19 | 0 | 0 | 0 | 0.019 | 0.193 | 0 |  | --> | C15 ex BLAKE | BLAKE: T41∥T42 | BLAKE |  | 53.2847 | -6.8615
MV/LV Substation WH***665 | 20 kV | 400V(3ph) & 230V(single ph) | LV | 50 kVA :Pole Substation | 0.05 | --> | 0.05 | 0.048 | 0.1 |  | --> | 0.047 | 0 | 0 | 0 | 0 | 0.049 | 0 |  | --> | C12 ex SCARIFF | SCARIFF: T42 | ENNIS |  | 52.9507 | -8.3738
MV/LV Substation WH***665Y | 10 kV | 400V(3ph) & 230V(single ph) | LV | 200 kVA :Kiosk Substation | 0.2 | --> | 0.2 | 0 | 0 | Constrained,otherwise capacity available =177kVA. | --> | 0.19 | 0 | 0 | 0 | 0.007 | 0 | 0 | Constrained,otherwise capacity available =195kW. | --> | C17 ex ROSCREA | ROSCREA: T41 | IKERRIN |  | 52.9464 | -7.7863
MV/LV Substation WH***676X | 10 kV | 400V(3ph) & 230V(single ph) | LV | 100 kVA :Pole Substation | 0.1 | --> | 0.1 | 0.083 | 9.9 |  | --> | 0.095 | 0 | 0 | 0 | 0 | 0.102 | 0 |  | --> | C21 ex ENNIS | ENNIS: T101 | ENNIS |  | 52.8976 | -8.9385
MV/LV Substation WH***687 | 20 kV | 400V(3ph) & 230V(single ph) | LV | 50 kVA :Pole Substation | 0.05 | --> | 0.05 | 0 | 0 | Constrained,otherwise capacity available =50kVA. | --> | 0.047 | 0 | 0 | 0 | 0 | 0 | 0 | Constrained,otherwise capacity available =49kW. | --> | E18 ex BUNCLODY | BUNCLODY: T421∥T422 | CRANE |  | 52.5713 | -6.7194
MV/LV Substation WH***691Y | 10 kV | 400V(3ph) & 230V(single ph) | LV | 400 kVA :Kiosk Substation | 0.4 | --> | 0.4 | 0.316 | 2.8 |  | --> | 0.38 | 0 | 0 | 0 | 0.039 | 0.371 | 0 |  | --> | C19 ex CLONARD | CLONARD: T41∥T42 | WEXFORD |  | 52.3243 | -6.5007
MV/LV Substation WH***691Z | 20 kV | 400V(3ph) & 230V(single ph) | LV | 400 kVA :Kiosk Substation | 0.4 | --> | 0.4 | 0 | 0 | Constrained,otherwise capacity available =282kVA. | --> | 0.38 | 0 | 0 | 0 | 0.085 | 0.328 | 0 |  | --> | E21 ex BALTRASNA | BALTRASNA: T121 | BALTRASNA |  | 53.5074 | -6.3856
MV/LV Substation WH***692Y | 10 kV | 400V(3ph) & 230V(single ph) | LV | 630 kVA :Kiosk Substation | 0.63 | --> | 0.63 | 0 | 0 | Constrained,otherwise capacity available =460kVA. | --> | 0.598 | 0 | 0 | 0 | 0.01 | 0.5 | 0 |  | --> | C21 ex PORTARLINGTON | PORTARLINGTON: T43 | BLAKE |  | 53.1509 | -7.1864
MV/LV Substation WH***698X | 10 kV | 400V(3ph) & 230V(single ph) | LV | 50 kVA :Pole Substation | 0.05 | --> | 0.05 | 0.042 | 0.9 |  | --> | 0.047 | 0 | 0 | 0 | 0.008 | 0.041 | 0 |  | --> | C20 ex MULGANNON | MULGANNON: T42 | WEXFORD |  | 52.3183 | -6.479
MV/LV Substation WH***707 | 10 kV | 400V(3ph) & 230V(single ph) | LV | 50 kVA :Pole Substation | 0.05 | --> | 0.05 | 0 | 0 | Constrained,otherwise capacity available =22kVA. | --> | 0.047 | 0 | 0 | 0 | 0.015 | 0.037 | 0 |  | --> | C13 ex SANDYFORD | SANDYFORD: T41 | CARRICKMINES |  | 53.261 | -6.2943
MV/LV Substation WH***707Z | 20 kV | 400V(3ph) & 230V(single ph) | LV | 200 kVA :Kiosk Substation | 0.2 | --> | 0.2 | 0 | 0 | Constrained,otherwise capacity available =125kVA. | --> | 0.19 | 0 | 0 | 0 | 0 | 0.211 | 0 |  | --> | E13 ex BALTINGLASS | BALTINGLASS: T421∥T422 | STRATFORD |  | 52.9338 | -6.6963
MV/LV Substation WH***708X | 20 kV | 400V(3ph) & 230V(single ph) | LV | 200 kVA :Kiosk Substation | 0.2 | --> | 0.2 | 0.188 | 2.1 |  | --> | 0.19 | 0 | 0 | 0 | 0.003 | 0.198 | 0 |  | --> | E18 ex NEWPORT | NEWPORT: T421 | CARROWBEG |  | 53.8869 | -9.5501
MV/LV Substation WH***717 | 10 kV | 400V(3ph) & 230V(single ph) | LV | 630 kVA :Kiosk Substation | 0.63 | --> | 0.63 | 0.48 | 4.1 |  | --> | 0.598 | 0 | 0 | 0 | 0 | 0.5 | 0 |  | --> | C13 ex KIMMAGE | KIMMAGE: T41 | INCHICORE 220KV |  | 53.3092 | -6.3123
MV/LV Substation WH***727X | 20 kV | 400V(3ph) & 230V(single ph) | LV | 200 kVA :Pole Substation | 0.2 | --> | 0.2 | 0.2 | 1.4 |  | --> | 0.19 | 0 | 0 | 0 | 0 | 0 | 0 | Constrained,otherwise capacity available =200kW. | --> | C18 ex DEERPARK | DEERPARK: T41∥T42 | BALLYDINE |  | 52.3732 | -7.3805
MV/LV Substation WH***734X | 10 kV | 400V(3ph) & 230V(single ph) | LV | 400 kVA :Kiosk Substation | 0.4 | --> | 0.4 | 0.322 | 3.8 |  | --> | 0.38 | 0 | 0 | 0 | 0 | 0 | 0 | Constrained,otherwise capacity available =411kW. | --> | C13 ex TURLOUGH ROAD | TURLOUGH ROAD: T41∥T42 | CASTLEBAR |  | 53.8675 | -9.2832
MV/LV Substation WH***737 | 10 kV | 400V(3ph) & 230V(single ph) | LV | 400 kVA :Kiosk Substation | 0.4 | --> | 0.4 | 0 | 0 | Constrained,otherwise capacity available =397kVA. | --> | 0.38 | 0 | 0 | 0 | 0 | 0.4 | 0 |  | --> | C11 ex WHITEHALL | WHITEHALL: T41 | FINGLAS |  | 53.3769 | -6.2511
MV/LV Substation WH***739 | 20 kV | 400V(3ph) & 230V(single ph) | LV | 50 kVA :Pole Substation | 0.05 | --> | 0.05 | 0 | 0 | Constrained,otherwise capacity available =44kVA. | --> | 0.047 | 0 | 0 | 0 | 0.003 | 0.047 | 0 |  | --> | E20 ex GLASMORE | GLASMORE: T422 | GLASMORE |  | 53.5185 | -6.1282
MV/LV Substation WH***742Z | 10 kV | 400V(3ph) & 230V(single ph) | LV | 400 kVA :Kiosk Substation | 0.4 | --> | 0.4 | 0 | 0 | Constrained,otherwise capacity available =283kVA. | --> | 0.38 | 0 | 0 | 0 | 0.042 | 0.373 | 0 |  | --> | C22 ex KILMONEY | KILMONEY: T41∥T42 | TRABEG |  | 51.8033 | -8.4054
MV/LV Substation WH***750Z | 10 kV | 400V(3ph) & 230V(single ph) | LV | 200 kVA :Pole Substation | 0.2 | --> | 0.2 | 0 | 0 | Constrained,otherwise capacity available =145kVA. | --> | 0.19 | 0 | 0 | 0 | 0 | 0.208 | 0 |  | --> | C14 ex GORESBRIDGE | GORESBRIDGE: T41∥T42 | KILKENNY |  | 52.6045 | -6.9228
MV/LV Substation WH***763X | 20 kV | 400V(3ph) & 230V(single ph) | LV | 50 kVA :Pole Substation | 0.05 | --> | 0.05 | 0 | 0 | Constrained,otherwise capacity available =21kVA. | --> | 0.047 | 0 | 0 | 0 | 0 | 0.053 | 0 |  | --> | E12 ex BALTINGLASS | BALTINGLASS: T421∥T422 | STRATFORD |  | 53.0121 | -6.662
MV/LV Substation WH***765X | 10 kV | 400V(3ph) & 230V(single ph) | LV | 400 kVA :Kiosk Substation | 0.4 | --> | 0.4 | 0 | 0 | Constrained,otherwise capacity available =286kVA. | --> | 0.38 | 0 | 0 | 0 | 0.008 | 0.408 | 0 |  | --> | C16 ex TOGHER | TOGHER: T42 | TRABEG |  | 51.8745 | -8.5066
MV/LV Substation WH***768Y | 20 kV | 400V(3ph) & 230V(single ph) | LV | 50 kVA :Pole Substation | 0.05 | --> | 0.05 | 0.046 | 2.3 |  | --> | 0.047 | 0 | 0 | 0 | 0.005 | 0.044 | 0 |  | --> | E14 ex BLESSINGTON | BLESSINGTON: T422 | KILTEEL |  | 53.1124 | -6.6196
MV/LV Substation WH***784 | 10 kV | 400V(3ph) & 230V(single ph) | LV | 50 kVA :Pole Substation | 0.05 | --> | 0.05 | 0.042 | 1 |  | --> | 0.047 | 0 | 0 | 0 | 0 | 0 | 0 | Constrained,otherwise capacity available =50kW. | --> | C15 ex KILCLOHER | KILCLOHER: T42 | DUNGARVAN |  | 52.1109 | -7.7531
MV/LV Substation WH***786 | 10 kV | 400V(3ph) & 230V(single ph) | LV | 630 kVA :Building Structure | 0.63 | --> | 0.63 | 0.5 | 1 |  | --> | 0.598 | 0 | 0 | 0 | 0 | 0 | 0 | Constrained,otherwise capacity available =500kW. | --> | C15 ex KILCLOHER | KILCLOHER: T42 | DUNGARVAN |  | 52.1084 | -7.7459
MV/LV Substation WH***788 | 10 kV | 400V(3ph) & 230V(single ph) | LV | 400 kVA :Kiosk Substation | 0.4 | --> | 0.4 | 0.286 | 0.9 |  | --> | 0.38 | 0 | 0 | 0 | 0.024 | 0.391 | 0 |  | --> | C19 ex BRAY | BRAY: T41 | FASSAROE |  | 53.1901 | -6.114
MV/LV Substation WH***791X | 10 kV | 400V(3ph) & 230V(single ph) | LV | 100 kVA :Pole Substation | 0.1 | --> | 0.1 | 0.089 | 5.5 |  | --> | 0.095 | 0 | 0 | 0 | 0 | 0.101 | 0 |  | --> | C18 ex ABBEYLAND | ABBEYLAND: T42 | NAVAN |  | 53.6595 | -6.7205
MV/LV Substation WH***794Y | 10 kV | 400V(3ph) & 230V(single ph) | LV | 200 kVA :Kiosk Substation | 0.2 | --> | 0.2 | 0 | 0 | Constrained,otherwise capacity available =123kVA. | --> | 0.19 | 0 | 0 | 0 | 0.015 | 0.195 | 0 |  | --> | C21 ex PORTARLINGTON | PORTARLINGTON: T43 | BLAKE |  | 53.1526 | -7.1867
MV/LV Substation WH***805Y | 10 kV | 400V(3ph) & 230V(single ph) | LV | 100 kVA :Pole Substation | 0.1 | --> | 0.1 | 0.1 | 2.2 |  | --> | 0.095 | 0 | 0 | 0 | 0 | 0 | 0 | Constrained,otherwise capacity available =100kW. | --> | C19 ex NEWCASTLEWEST | NEWCASTLEWEST: T41∥T42 | RATHKEALE |  | 52.3372 | -9.0096
MV/LV Substation WH***812 | 10 kV | 400V(3ph) & 230V(single ph) | LV | 400 kVA :Kiosk Substation | 0.4 | --> | 0.4 | 0.211 | 2.4 |  | --> | 0.38 | 0 | 0 | 0 | 0.037 | 0.389 | 0 |  | --> | C18 ex DUNDRUM | DUNDRUM: T42 | BLACKROCK |  | 53.3031 | -6.2348
MV/LV Substation WH***820Z | 10 kV | 400V(3ph) & 230V(single ph) | LV | 1000 kVA :Building Structure | 1 | --> | 1 | 0 | 0 | Constrained,otherwise capacity available =500kVA. | --> | 0.95 | 0 | 0 | 0 | 0 | 0.5 | 0 |  | --> | C20 ex ATHGARVAN | ATHGARVAN: T44 | NEWBRIDGE |  | 53.1788 | -6.7981
MV/LV Substation WH***821Z | 10 kV | 400V(3ph) & 230V(single ph) | LV | 1000 kVA :Building Structure | 1 | --> | 1 | 0 | 0 | Constrained,otherwise capacity available =500kVA. | --> | 0.95 | 0 | 0 | 0 | 0 | 0.5 | 0 |  | --> | C20 ex ATHGARVAN | ATHGARVAN: T44 | NEWBRIDGE |  | 53.1788 | -6.7982
MV/LV Substation WH***854X | 10 kV | 400V(3ph) & 230V(single ph) | LV | 1000 kVA :Building Structure | 1 | --> | 1 | 0.5 | 7 |  | --> | 0.95 | 0 | 0 | 0 | 0 | 0.5 | 0 |  | --> | C11 ex WOLFE TONE STREET | WOLFE TONE STREET: T101 | FINGLAS |  | 53.3466 | -6.2692
MV/LV Substation WH***855Z | 10 kV | 400V(3ph) & 230V(single ph) | LV | 400 kVA :Kiosk Substation | 0.4 | --> | 0.4 | 0.293 | 0.9 |  | --> | 0.38 | 0 | 0 | 0 | 0.028 | 0.386 | 0 |  | --> | C20 ex MULGANNON | MULGANNON: T42 | WEXFORD |  | 52.3215 | -6.4796
MV/LV Substation WH***864Y | 20 kV | 400V(3ph) & 230V(single ph) | LV | 50 kVA :Pole Substation | 0.05 | --> | 0.05 | 0.045 | 3.6 |  | --> | 0.047 | 0 | 0 | 0 | 0.007 | 0.042 | 0 |  | --> | E15 ex JENKINSTOWN | JENKINSTOWN: T421∥T422 | DUNDALK |  | 54.0397 | -6.3946
MV/LV Substation WH***872 | 10 kV | 400V(3ph) & 230V(single ph) | LV | 100 kVA :Pole Substation | 0.1 | --> | 0.1 | 0.081 | 3.4 |  | --> | 0.095 | 0 | 0 | 0 | 0 | 0.102 | 0 |  | --> | C18 ex TRAMORE | TRAMORE: T42 | BUTLERSTOWN |  | 52.2329 | -7.2158
MV/LV Substation WH***873 | 10 kV | 400V(3ph) & 230V(single ph) | LV | 630 kVA :Building Structure | 0.63 | --> | 0.63 | 0.465 | 9.8 |  | --> | 0.598 | 0 | 0 | 0 | 0.007 | 0.5 | 0 |  | --> | C12 ex KILCOOLE | KILCOOLE: T41∥T42 | FASSAROE |  | 53.1102 | -6.0642
MV/LV Substation WH***875X | 10 kV | 400V(3ph) & 230V(single ph) | LV | 50 kVA :Pole Substation | 0.05 | --> | 0.05 | 0.05 | 1.3 |  | --> | 0.047 | 0 | 0 | 0 | 0 | 0 | 0 | Constrained,otherwise capacity available =49kW. | --> | C23 ex KILKEE | KILKEE: T41 | TULLABRACK |  | 52.6477 | -9.6727
MV/LV Substation WH***883 | 10 kV | 400V(3ph) & 230V(single ph) | LV | 100 kVA :Pole Substation | 0.1 | --> | 0.1 | 0 | 0 | Constrained,otherwise capacity available =77kVA. | --> | 0.095 | 0 | 0 | 0 | 0.004 | 0.098 | 0 |  | --> | C28 ex CLAREGALWAY | CLAREGALWAY: T42 | GALWAY 110KV |  | 53.3255 | -8.9674
MV/LV Substation WH***892 | 10 kV | 400V(3ph) & 230V(single ph) | LV | 200 kVA :Kiosk Substation | 0.2 | --> | 0.2 | 0.145 | 11.4 |  | --> | 0.19 | 0 | 0 | 0 | 0.006 | 0.202 | 0 |  | --> | C23 ex COOKSTOWN | COOKSTOWN: T101 | CARRICKMINES |  | 53.2847 | -6.3914
MV/LV Substation WH***901 | 10 kV | 400V(3ph) & 230V(single ph) | LV | 200 kVA :Pole Substation | 0.2 | --> | 0.2 | 0.199 | 3.4 |  | --> | 0.19 | 0 | 0 | 0 | 0 | 0.2 | 0 |  | --> | C16 ex STICKILLEN | STICKILLEN: T41∥T42 | DRYBRIDGE |  | 53.8108 | -6.461
MV/LV Substation WH***909Y | 10 kV | 400V(3ph) & 230V(single ph) | LV | 200 kVA :Kiosk Substation | 0.2 | --> | 0.2 | 0.163 | 4.8 |  | --> | 0.19 | 0 | 0 | 0 | 0.003 | 0.202 | 0 |  | --> | C23 ex ATHY | ATHY: T101 | ATHY |  | 52.9459 | -7.0364
MV/LV Substation WH***931X | 10 kV | 400V(3ph) & 230V(single ph) | LV | 400 kVA :Building Structure | 0.4 | --> | 0.4 | 0.255 | 4.4 |  | --> | 0.38 | 0 | 0 | 0 | 0 | 0.422 | 0 |  | --> | C12 ex TYMON | TYMON: T42 | COOKSTOWN |  | 53.3082 | -6.3546
MV/LV Substation WH***931X | 10 kV | 400V(3ph) & 230V(single ph) | LV | 200 kVA :Pole Substation | 0.2 | --> | 0.2 | 0.158 | 0.4 |  | --> | 0.19 | 0 | 0 | 0 | 0 | 0 | 0 | Constrained,otherwise capacity available =206kW. | --> | C16 ex GARRYSPILLANE | GARRYSPILLANE: T41 | TIPPERARY |  | 52.3296 | -8.4728
MV/LV Substation WH***932X | 20 kV | 400V(3ph) & 230V(single ph) | LV | 200 kVA :Pole Substation | 0.2 | --> | 0.2 | 0.152 | 0.4 |  | --> | 0.19 | 0 | 0 | 0 | 0 | 0.207 | 0 |  | --> | C17 ex KYLEERAGH | KYLEERAGH: T41 | NENAGH |  | 52.9932 | -8.1236
MV/LV Substation WH***955Y | 20 kV | 400V(3ph) & 230V(single ph) | LV | 100 kVA :Pole Substation | 0.1 | --> | 0.1 | 0 | 0 | Constrained,otherwise capacity available =97kVA. | --> | 0.095 | 0 | 0 | 0 | 0 | 0.1 | 0 |  | --> | E12 ex BALTINGLASS | BALTINGLASS: T421∥T422 | STRATFORD |  | 52.9947 | -6.6472
MV/LV Substation WH***957 | 10 kV | 400V(3ph) & 230V(single ph) | LV | 50 kVA :Pole Substation | 0.05 | --> | 0.05 | 0.046 | 3.4 |  | --> | 0.047 | 0 | 0 | 0 | 0 | 0.049 | 0 |  | --> | C16 ex STICKILLEN | STICKILLEN: T41∥T42 | DRYBRIDGE |  | 53.8064 | -6.4627
MV/LV Substation WH***985 | 10 kV | 400V(3ph) & 230V(single ph) | LV | 100 kVA :Pole Substation | 0.1 | --> | 0.1 | 0 | 0 | Constrained,otherwise capacity available =92kVA. | --> | 0.095 | 0 | 0 | 0 | 0.004 | 0 | 0 | Constrained,otherwise capacity available =96kW. | --> | C11 ex TEMPLEMORE | TEMPLEMORE: T41 | IKERRIN |  | 52.7761 | -7.8399
MV/LV Substation WI***002 | 10 kV | 400V(3ph) & 230V(single ph) | LV | 400 kVA :Kiosk Substation | 0.4 | --> | 0.4 | 0.204 | 0.8 |  | --> | 0.38 | 0 | 0 | 0 | 0 | 0.43 | 0 |  | --> | C11 ex SMEARLA | SMEARLA: T41 | TRIEN |  | 52.4475 | -9.4865
MV/LV Substation WI***002 | 10 kV | 400V(3ph) & 230V(single ph) | LV | 630 kVA :Kiosk Substation | 0.63 | --> | 0.63 | 0 | 0 | Constrained,otherwise capacity available =287kVA. | --> | 0.598 | 0 | 0 | 0 | 0.007 | 0.5 | 0 |  | --> | C17 ex CRANMORE | CRANMORE: T41∥T42 | SLIGO |  | 54.2719 | -8.478
MV/LV Substation WI***003Y | 10 kV | 400V(3ph) & 230V(single ph) | LV | 400 kVA :Building Structure | 0.4 | --> | 0.4 | 0.356 | 2.2 |  | --> | 0.38 | 0 | 0 | 0 | 0 | 0.406 | 0 |  | --> | C16 ex MANOR STREET | MANOR STREET: T42 | WATERFORD |  | 52.2591 | -7.1045
MV/LV Substation WI***004Y | 10 kV | 400V(3ph) & 230V(single ph) | LV | 50 kVA :Pole Substation | 0.05 | --> | 0.05 | 0 | 0 | Constrained,otherwise capacity available =50kVA. | --> | 0.047 | 0 | 0 | 0 | 0 | 0.049 | 0 |  | --> | C14 ex ATHGARVAN | ATHGARVAN: T44 | NEWBRIDGE |  | 53.2015 | -6.7537
MV/LV Substation WI***007 | 10 kV | 400V(3ph) & 230V(single ph) | LV | 400 kVA :Kiosk Substation | 0.4 | --> | 0.4 | 0.274 | 8.5 |  | --> | 0.38 | 0 | 0 | 0 | 0.014 | 0.404 | 0 |  | --> | C12 ex ARDGEEHA | ARDGEEHA: T41∥T42 | DOON |  | 52.3664 | -7.6979
MV/LV Substation WI***010 | 10 kV | 400V(3ph) & 230V(single ph) | LV | 200 kVA :Pole Substation | 0.2 | --> | 0.2 | 0.123 | 4.3 |  | --> | 0.19 | 0 | 0 | 0 | 0 | 0.211 | 0 |  | --> | C24 ex BAILIEBORO | BAILIEBORO: T41∥T42 | MEATH HILL |  | 53.9155 | -6.9737
MV/LV Substation WI***013 | 10 kV | 400V(3ph) & 230V(single ph) | LV | 630 kVA :Kiosk Substation | 0.63 | --> | 0.63 | 0.476 | 7.4 |  | --> | 0.598 | 0 | 0 | 0 | 0.019 | 0.5 | 0 |  | --> | C17 ex BALLYMUN | BALLYMUN: T41 | FINGLAS |  | 53.3903 | -6.2695
MV/LV Substation WI***019Y | 10 kV | 400V(3ph) & 230V(single ph) | LV | 200 kVA :Kiosk Substation | 0.2 | --> | 0.2 | 0.111 | 1.3 |  | --> | 0.19 | 0 | 0 | 0 | 0.031 | 0.18 | 0 |  | --> | C17 ex GRANGE (SR) | GRANGE (SR): T41∥T42 | BUTLERSTOWN |  | 52.242 | -7.0967
MV/LV Substation WI***030 | 10 kV | 400V(3ph) & 230V(single ph) | LV | 630 kVA :Building Structure | 0.63 | --> | 0.63 | 0.273 | 1.8 |  | --> | 0.598 | 0 | 0 | 0 | 0.014 | 0.5 | 0 |  | --> | C19 ex DUNDRUM | DUNDRUM: T41 | BLACKROCK |  | 53.3012 | -6.2451
MV/LV Substation WI***034 | 20 kV | 400V(3ph) & 230V(single ph) | LV | 200 kVA :Pole Substation | 0.2 | --> | 0.2 | 0.195 | 2.5 |  | --> | 0.19 | 0 | 0 | 0 | 0 | 0.2 | 0 |  | --> | E19 ex TULLOW | TULLOW: T421 | CARLOW |  | 52.8007 | -6.6837
MV/LV Substation WI***034 | 10 kV | 400V(3ph) & 230V(single ph) | LV | 100 kVA :Pole Substation | 0.1 | --> | 0.1 | 0.066 | 4.2 |  | --> | 0.095 | 0 | 0 | 0 | 0.009 | 0 | 0 | Constrained,otherwise capacity available =95kW. | --> | C16 ex BUNDORAN | BUNDORAN: T41∥T42 | CATHALEENS FALL |  | 54.4971 | -8.2088
MV/LV Substation WI***035 | 10 kV | 400V(3ph) & 230V(single ph) | LV | 400 kVA :Kiosk Substation | 0.4 | --> | 0.4 | 0.396 | 0.7 |  | --> | 0.38 | 0 | 0 | 0 | 0 | 0.4 | 0 |  | --> | C18 ex KNOCKMULLEN | KNOCKMULLEN: T42 | GREAT ISLAND |  | 52.3904 | -6.9432
MV/LV Substation WI***040X | 10 kV | 400V(3ph) & 230V(single ph) | LV | 50 kVA :Pole Substation | 0.05 | --> | 0.05 | 0 | 0 | Constrained,otherwise capacity available =41kVA. | --> | 0.047 | 0 | 0 | 0 | 0 | 0 | 0 | Constrained,otherwise capacity available =50kW. | --> | C11 ex DONEGAL | DONEGAL: T41∥T42 | CATHALEENS FALL |  | 54.6504 | -8.1407
MV/LV Substation WI***041 | 10 kV | 400V(3ph) & 230V(single ph) | LV | 630 kVA :Kiosk Substation | 0.63 | --> | 0.63 | 0 | 0 | Constrained,otherwise capacity available =500kVA. | --> | 0.598 | 0 | 0 | 0 | 0.024 | 0.5 | 0 |  | --> | C12 ex COBH | COBH: T41∥T42 | COW CROSS |  | 51.8557 | -8.2828
MV/LV Substation WI***041 | 10 kV | 400V(3ph) & 230V(single ph) | LV | 630 kVA :Building Structure | 0.63 | --> | 0.63 | 0.466 | 3.4 |  | --> | 0.598 | 0 | 0 | 0 | 0.007 | 0.5 | 0 |  | --> | C18 ex STICKILLEN | STICKILLEN: T41∥T42 | DRYBRIDGE |  | 53.8527 | -6.5366
MV/LV Substation WI***044 | 10 kV | 400V(3ph) & 230V(single ph) | LV | 200 kVA :Kiosk Substation | 0.2 | --> | 0.2 | 0 | 5.5 |  | --> | 0.19 | 0 | 0 | 0 | 0.008 | 0.222 | 0 |  | --> | C13 ex MCDONAGH | MCDONAGH: T41 | KILKENNY |  | 52.655 | -7.2402
MV/LV Substation WI***058 | 10 kV | 400V(3ph) & 230V(single ph) | LV | 630 kVA :Kiosk Substation | 0.63 | --> | 0.63 | 0.5 | 1.8 |  | --> | 0.598 | 0 | 0 | 0 | 0.045 | 0.5 | 0 |  | --> | C19 ex DUNDALK | DUNDALK: T41 | DUNDALK |  | 53.9985 | -6.4259
MV/LV Substation WI***065X | 20 kV | 400V(3ph) & 230V(single ph) | LV | 50 kVA :Pole Substation | 0.05 | --> | 0.05 | 0.038 | 26.7 |  | --> | 0.047 | 0 | 0 | 0 | 0 | 0.051 | 0 |  | --> | E12 ex WEXFORD | WEXFORD: T121∥T122 | WEXFORD |  | 52.3738 | -6.6533
MV/LV Substation WI***074 | 10 kV | 400V(3ph) & 230V(single ph) | LV | 400 kVA :Kiosk Substation | 0.4 | --> | 0.4 | 0 | 0 | Constrained,otherwise capacity available =213kVA. | --> | 0.38 | 0 | 0 | 0 | 0.028 | 0.399 | 0 |  | --> | C22 ex POPPINTREE | POPPINTREE: T102 | FINGLAS |  | 53.3922 | -6.2787
MV/LV Substation WI***077Y | 10 kV | 400V(3ph) & 230V(single ph) | LV | 200 kVA :Kiosk Substation | 0.2 | --> | 0.2 | 0.193 | 1.3 |  | --> | 0.19 | 0 | 0 | 0 | 0.002 | 0.198 | 0 |  | --> | E12 ex KILCARRAGH | KILCARRAGH: T421∥T422 | BUTLERSTOWN |  | 52.2354 | -7.0747
MV/LV Substation WI***081 | 10 kV | 400V(3ph) & 230V(single ph) | LV | 400 kVA :Kiosk Substation | 0.4 | --> | 0.4 | 0.241 | 11.5 |  | --> | 0.38 | 0 | 0 | 0 | 0.028 | 0.394 | 0 |  | --> | C20 ex BALLYBEG | BALLYBEG: T102 | CARRICKMINES |  | 52.9751 | -6.0474
MV/LV Substation WI***085 | 10 kV | 400V(3ph) & 230V(single ph) | LV | 100 kVA :Pole Substation | 0.1 | --> | 0.1 | 0.05 | 1.9 |  | --> | 0.095 | 0 | 0 | 0 | 0 | 0.107 | 0 |  | --> | C11 ex DRYBRIDGE | DRYBRIDGE: T41 | DRYBRIDGE |  | 53.7188 | -6.3647
MV/LV Substation WI***086X | 20 kV | 400V(3ph) & 230V(single ph) | LV | 50 kVA :Pole Substation | 0.05 | --> | 0.05 | 0.035 | 4.4 |  | --> | 0.047 | 0 | 0 | 0 | 0.002 | 0.049 | 0 |  | --> | E15 ex MOHILL | MOHILL: T421∥T422 | CARRICK ON SHANNON |  | 54.0521 | -7.7952
MV/LV Substation WI***088 | 10 kV | 400V(3ph) & 230V(single ph) | LV | 200 kVA :Kiosk Substation | 0.2 | --> | 0.2 | 0 | 0 | Constrained,otherwise capacity available =130kVA. | --> | 0.19 | 0 | 0 | 0 | 0.003 | 0.207 | 0 |  | --> | C11 ex GARDEN CITY | GARDEN CITY: T41∥T42 | ARKLOW |  | 52.6822 | -6.2968
MV/LV Substation WI***109Z | 10 kV | 400V(3ph) & 230V(single ph) | LV | 400 kVA :Kiosk Substation | 0.4 | --> | 0.4 | 0.381 | 2.6 |  | --> | 0.38 | 0 | 0 | 0 | 0 | 0.402 | 0 |  | --> | C18 ex CASHEL | CASHEL: T42 | CAHIR |  | 52.5117 | -7.8015
MV/LV Substation WI***122 | 10 kV | 400V(3ph) & 230V(single ph) | LV | 400 kVA :Kiosk Substation | 0.4 | --> | 0.4 | 0.347 | 11.5 |  | --> | 0.38 | 0 | 0 | 0 | 0.016 | 0.391 | 0 |  | --> | C20 ex BALLYBEG | BALLYBEG: T102 | CARRICKMINES |  | 52.9745 | -6.0447
MV/LV Substation WI***126Z | 10 kV | 400V(3ph) & 230V(single ph) | LV | 630 kVA :Building Structure | 0.63 | --> | 0.63 | 0.46 | 0.6 |  | --> | 0.598 | 0 | 0 | 0 | 0 | 0.5 | 0 |  | --> | C13 ex CLONDALKIN | CLONDALKIN: T41 | INCHICORE 220KV |  | 53.3253 | -6.3623
MV/LV Substation WI***134 | 10 kV | 400V(3ph) & 230V(single ph) | LV | 400 kVA :Kiosk Substation | 0.4 | --> | 0.4 | 0.243 | 2.3 |  | --> | 0.38 | 0 | 0 | 0 | 0 | 0.424 | 0 |  | --> | C11 ex TRABEG | TRABEG: T102 | TRABEG |  | 51.8911 | -8.4682
MV/LV Substation WI***136X | 10 kV | 400V(3ph) & 230V(single ph) | LV | 200 kVA :Kiosk Substation | 0.2 | --> | 0.2 | 0 | 0 | Constrained,otherwise capacity available =141kVA. | --> | 0.19 | 0 | 0 | 0 | 0.003 | 0.205 | 0 |  | --> | C20 ex DENNEHYS CROSS | DENNEHYS CROSS: T42 | TRABEG |  | 51.8792 | -8.5049
MV/LV Substation WI***139Z | 10 kV | 400V(3ph) & 230V(single ph) | LV | 400 kVA :Kiosk Substation | 0.4 | --> | 0.4 | 0.356 | 2.2 |  | --> | 0.38 | 0 | 0 | 0 | 0.003 | 0 | 0 | Constrained,otherwise capacity available =403kW. | --> | C15 ex NEWCASTLEWEST | NEWCASTLEWEST: T41∥T42 | RATHKEALE |  | 52.4467 | -9.0447
MV/LV Substation WI***140Y | 10 kV | 400V(3ph) & 230V(single ph) | LV | 400 kVA :Kiosk Substation | 0.4 | --> | 0.4 | 0 | 0 | Constrained,otherwise capacity available =327kVA. | --> | 0.38 | 0 | 0 | 0 | 0.017 | 0.393 | 0 |  | --> | C12 ex MONEYCOOLEY | MONEYCOOLEY: T42 | GRIFFINRATH |  | 53.346 | -6.5487
MV/LV Substation WI***149X | 10 kV | 400V(3ph) & 230V(single ph) | LV | 630 kVA :Building Structure | 0.63 | --> | 0.63 | 0.288 | 4.3 |  | --> | 0.598 | 0 | 0 | 0 | 0 | 0.5 | 0 |  | --> | C13 ex SHERIFF STREET | SHERIFF STREET: T41 | FRANCIS STREET |  | 53.3455 | -6.2445
MV/LV Substation WI***153Y | 10 kV | 400V(3ph) & 230V(single ph) | LV | 200 kVA :Kiosk Substation | 0.2 | --> | 0.2 | 0 | 0 | Constrained,otherwise capacity available =144kVA. | --> | 0.19 | 0 | 0 | 0 | 0.012 | 0.195 | 0 |  | --> | C22 ex MIDLETON | MIDLETON: T102 | MIDLETON |  | 51.9251 | -8.1834
MV/LV Substation WI***154 | 10 kV | 400V(3ph) & 230V(single ph) | LV | 100 kVA :Pole Substation | 0.1 | --> | 0.1 | 0.036 | 0.6 |  | --> | 0.095 | 0 | 0 | 0 | 0 | 0.109 | 0 |  | --> | C18 ex ATHBOY | ATHBOY: T42 | NAVAN |  | 53.619 | -6.9253
MV/LV Substation WI***157X | 10 kV | 400V(3ph) & 230V(single ph) | LV | 1000 kVA :Building Structure | 1 | --> | 1 | 0.5 | 4.3 |  | --> | 0.95 | 0 | 0 | 0 | 0 | 0.5 | 0 |  | --> | C13 ex SHERIFF STREET | SHERIFF STREET: T41 | FRANCIS STREET |  | 53.3446 | -6.2431
MV/LV Substation WI***163X | 10 kV | 400V(3ph) & 230V(single ph) | LV | 200 kVA :Kiosk Substation | 0.2 | --> | 0.2 | 0.185 | 4.9 |  | --> | 0.19 | 0 | 0 | 0 | 0.003 | 0.199 | 0 |  | --> | C13 ex DUNDALK | DUNDALK: T42 | DUNDALK |  | 53.9978 | -6.4222
MV/LV Substation WI***166Y | 20 kV | 400V(3ph) & 230V(single ph) | LV | 400 kVA :Kiosk Substation | 0.4 | --> | 0.4 | 0.272 | 1.8 |  | --> | 0.38 | 0 | 0 | 0 | 0.035 | 0.382 | 0 |  | --> | E21 ex CURRALEIGH | CURRALEIGH: T421∥T422 | KILBARRY |  | 51.9287 | -8.5907
MV/LV Substation WI***168 | 10 kV | 400V(3ph) & 230V(single ph) | LV | 400 kVA :Kiosk Substation | 0.4 | --> | 0.4 | 0 | 0 | Constrained,otherwise capacity available =104kVA. | --> | 0.38 | 0 | 0 | 0 | 0.01 | 0.434 | 0 |  | --> | C13 ex TOGHER | TOGHER: T41 | TRABEG |  | 51.8829 | -8.5066
MV/LV Substation WI***169 | 10 kV | 400V(3ph) & 230V(single ph) | LV | 400 kVA :Kiosk Substation | 0.4 | --> | 0.4 | 0 | 0 | Constrained,otherwise capacity available =112kVA. | --> | 0.38 | 0 | 0 | 0 | 0 | 0.443 | 0 |  | --> | C12 ex ROCHES STREET | ROCHES STREET: T42 | LIMERICK |  | 52.6617 | -8.6232
MV/LV Substation WI***169 | 10 kV | 400V(3ph) & 230V(single ph) | LV | 400 kVA :Kiosk Substation | 0.4 | --> | 0.4 | 0.067 | 0.1 | Constrained,otherwise capacity available =310kVA. | --> | 0.38 | 0 | 0 | 0 | 0.016 | 0.397 | 0 |  | --> | C21 ex BISHOPSTOWN | BISHOPSTOWN: T41 | KILBARRY |  | 51.8849 | -8.5098
MV/LV Substation WI***170 | 10 kV | 400V(3ph) & 230V(single ph) | LV | 200 kVA :Kiosk Substation | 0.2 | --> | 0.2 | 0.067 | 0.1 | Constrained,otherwise capacity available =168kVA. | --> | 0.19 | 0 | 0 | 0 | 0 | 0.204 | 0 |  | --> | C21 ex BISHOPSTOWN | BISHOPSTOWN: T41 | KILBARRY |  | 51.8832 | -8.5139
MV/LV Substation WI***170Z | 10 kV | 400V(3ph) & 230V(single ph) | LV | 200 kVA :Kiosk Substation | 0.2 | --> | 0.2 | 0.148 | 2.6 |  | --> | 0.19 | 0 | 0 | 0 | 0 | 0.207 | 0 |  | --> | C12 ex CASHEL | CASHEL: T42 | CAHIR |  | 52.5058 | -7.8956
MV/LV Substation WI***171 | 10 kV | 400V(3ph) & 230V(single ph) | LV | 200 kVA :Kiosk Substation | 0.2 | --> | 0.2 | 0.133 | 2.4 |  | --> | 0.19 | 0 | 0 | 0 | 0.016 | 0.193 | 0 |  | --> | C20 ex DUNDRUM | DUNDRUM: T42 | BLACKROCK |  | 53.2844 | -6.2396
MV/LV Substation WI***175Z | 10 kV | 400V(3ph) & 230V(single ph) | LV | 400 kVA :Building Structure | 0.4 | --> | 0.4 | 0 | 0 | Constrained,otherwise capacity available =99kVA. | --> | 0.38 | 0 | 0 | 0 | 0 | 0.445 | 0 |  | --> | C17 ex MACETOWN | MACETOWN: T101 | MACETOWN |  | 53.4143 | -6.412
MV/LV Substation WI***186Z | 10 kV | 400V(3ph) & 230V(single ph) | LV | 400 kVA :Kiosk Substation | 0.4 | --> | 0.4 | 0.328 | 1.3 |  | --> | 0.38 | 0 | 0 | 0 | 0.003 | 0.407 | 0 |  | --> | C11 ex MULGANNON | MULGANNON: T41 | WEXFORD |  | 52.3372 | -6.4765
MV/LV Substation WI***189 | 10 kV | 400V(3ph) & 230V(single ph) | LV | 400 kVA :Kiosk Substation | 0.4 | --> | 0.4 | 0 | 0 | Constrained,otherwise capacity available =250kVA. | --> | 0.38 | 0 | 0 | 0 | 0.031 | 0.39 | 0 |  | --> | C20 ex UNIDARE | UNIDARE: T42 | FINGLAS |  | 53.3939 | -6.2825
MV/LV Substation WI***189 | 10 kV | 400V(3ph) & 230V(single ph) | LV | 400 kVA :Kiosk Substation | 0.4 | --> | 0.4 | 0.324 | 12.2 |  | --> | 0.38 | 0 | 0 | 0 | 0.016 | 0.394 | 0 |  | --> | C26 ex SALTHILL | SALTHILL: T102 | SALTHILL |  | 53.2662 | -9.1092
MV/LV Substation WI***193 | 20 kV | 400V(3ph) & 230V(single ph) | LV | 100 kVA :Pole Substation | 0.1 | --> | 0.1 | 0.098 | 8.4 |  | --> | 0.095 | 0 | 0 | 0 | 0.004 | 0.095 | 0 |  | --> | C25 ex MULLINGAR | MULLINGAR: T101 | MULLINGAR |  | 53.5897 | -7.5306
MV/LV Substation WI***193Z | 10 kV | 400V(3ph) & 230V(single ph) | LV | 400 kVA :Kiosk Substation | 0.4 | --> | 0.4 | 0.302 | 5.9 |  | --> | 0.38 | 0 | 0 | 0 | 0.024 | 0.389 | 0 |  | --> | C22 ex BALLINCOLLIG | BALLINCOLLIG: T42 | KILBARRY |  | 51.883 | -8.6124
MV/LV Substation WI***194 | 10 kV | 400V(3ph) & 230V(single ph) | LV | 630 kVA :Kiosk Substation | 0.63 | --> | 0.63 | 0.313 | 1.1 |  | --> | 0.598 | 0 | 0 | 0 | 0.015 | 0.5 | 0 |  | --> | C16 ex KIMMAGE | KIMMAGE: T42 | INCHICORE 220KV |  | 53.3249 | -6.3098
MV/LV Substation WI***197X | 10 kV | 400V(3ph) & 230V(single ph) | LV | 630 kVA :Kiosk Substation | 0.63 | --> | 0.63 | 0.5 | 5.6 |  | --> | 0.598 | 0 | 0 | 0 | 0 | 0.5 | 0 |  | --> | C26 ex MILLTOWN (DR) | MILLTOWN (DR): T102 | INCHICORE 220KV |  | 53.3013 | -6.2454
MV/LV Substation WI***200Y | 10 kV | 400V(3ph) & 230V(single ph) | LV | 200 kVA :Kiosk Substation | 0.2 | --> | 0.2 | 0 | 0 | Constrained,otherwise capacity available =140kVA. | --> | 0.19 | 0 | 0 | 0 | 0.015 | 0.193 | 0 |  | --> | C22 ex MIDLETON | MIDLETON: T102 | MIDLETON |  | 51.9266 | -8.1853
MV/LV Substation WI***201Y | 20 kV | 400V(3ph) & 230V(single ph) | LV | 100 kVA :Pole Substation | 0.1 | --> | 0.1 | 0.069 | 0.7 |  | --> | 0.095 | 0 | 0 | 0 | 0 | 0.104 | 0 |  | --> | C17 ex MONEYCOOLEY | MONEYCOOLEY: T41 | GRIFFINRATH |  | 53.4362 | -6.5331
MV/LV Substation WI***207X | 20 kV | 400V(3ph) & 230V(single ph) | LV | 400 kVA :Kiosk Substation | 0.4 | --> | 0.4 | 0.357 | 4.4 |  | --> | 0.38 | 0 | 0 | 0 | 0.014 | 0.391 | 0 |  | --> | E15 ex MOHILL | MOHILL: T421∥T422 | CARRICK ON SHANNON |  | 54.0504 | -7.7919
MV/LV Substation WI***209X | 20 kV | 400V(3ph) & 230V(single ph) | LV | 50 kVA :Pole Substation | 0.05 | --> | 0.05 | 0.01 | 4.5 |  | --> | 0.047 | 0 | 0 | 0 | 0.003 | 0.052 | 0 |  | --> | E12 ex CLARA | CLARA: T422 | THORNSBERRY |  | 53.369 | -7.48
MV/LV Substation WI***209Y | 10 kV | 400V(3ph) & 230V(single ph) | LV | 400 kVA :Kiosk Substation | 0.4 | --> | 0.4 | 0 | 0 | Constrained,otherwise capacity available =334kVA. | --> | 0.38 | 0 | 0 | 0 | 0.009 | 0.4 | 0 |  | --> | C20 ex GARRYOWEN | GARRYOWEN: T42 | LIMERICK |  | 52.6455 | -8.5907
MV/LV Substation WI***211Y | 10 kV | 400V(3ph) & 230V(single ph) | LV | 400 kVA :Kiosk Substation | 0.4 | --> | 0.4 | 0 | 0 | Constrained,otherwise capacity available =260kVA. | --> | 0.38 | 0 | 0 | 0 | 0.015 | 0.406 | 0 |  | --> | C23 ex POLLERTON | POLLERTON: T41 | CARLOW |  | 52.8268 | -6.9067
MV/LV Substation WI***216X | 20 kV | 400V(3ph) & 230V(single ph) | LV | 200 kVA :Kiosk Substation | 0.2 | --> | 0.2 | 0.141 | 1.3 |  | --> | 0.19 | 0 | 0 | 0 | 0.024 | 0.183 | 0 |  | --> | E12 ex KILCARRAGH | KILCARRAGH: T421∥T422 | BUTLERSTOWN |  | 52.2377 | -7.0957
MV/LV Substation WI***217Z | 10 kV | 400V(3ph) & 230V(single ph) | LV | 400 kVA :Kiosk Substation | 0.4 | --> | 0.4 | 0.315 | 0.8 |  | --> | 0.38 | 0 | 0 | 0 | 0.007 | 0.406 | 0 |  | --> | C13 ex SMEARLA | SMEARLA: T41 | TRIEN |  | 52.4496 | -9.4802
MV/LV Substation WI***221X | 10 kV | 400V(3ph) & 230V(single ph) | LV | 400 kVA :Kiosk Substation | 0.4 | --> | 0.4 | 0.316 | 9.6 |  | --> | 0.38 | 0 | 0 | 0 | 0.004 | 0.408 | 0 |  | --> | C14 ex GORTLEE | GORTLEE: T41∥T42 | LETTERKENNY |  | 54.9666 | -7.7582
MV/LV Substation WI***223 | 10 kV | 400V(3ph) & 230V(single ph) | LV | 630 kVA :Kiosk Substation | 0.63 | --> | 0.63 | 0 | 1.3 |  | --> | 0.598 | 0 | 0 | 0 | 0.062 | 0.5 | 0 |  | --> | C16 ex DODDER ROAD | DODDER ROAD: T42 | MILLTOWN (DR) |  | 53.2966 | -6.2608
MV/LV Substation WI***225Z | 10 kV | 400V(3ph) & 230V(single ph) | LV | 400 kVA :Kiosk Substation | 0.4 | --> | 0.4 | 0.331 | 1.6 |  | --> | 0.38 | 0 | 0 | 0 | 0 | 0.41 | 0 |  | --> | C18 ex CELBRIDGE | CELBRIDGE: T42 | GRIFFINRATH |  | 53.3336 | -6.5275
MV/LV Substation WI***226Z | 10 kV | 400V(3ph) & 230V(single ph) | LV | 400 kVA :Kiosk Substation | 0.4 | --> | 0.4 | 0.297 | 1.6 |  | --> | 0.38 | 0 | 0 | 0 | 0.024 | 0.39 | 0 |  | --> | C18 ex CELBRIDGE | CELBRIDGE: T42 | GRIFFINRATH |  | 53.3354 | -6.5295
MV/LV Substation WI***228Z | 10 kV | 400V(3ph) & 230V(single ph) | LV | 400 kVA :Kiosk Substation | 0.4 | --> | 0.4 | 0.28 | 1.6 |  | --> | 0.38 | 0 | 0 | 0 | 0.007 | 0.411 | 0 |  | --> | C18 ex CELBRIDGE | CELBRIDGE: T42 | GRIFFINRATH |  | 53.3352 | -6.5262
MV/LV Substation WI***230 | 10 kV | 400V(3ph) & 230V(single ph) | LV | 630 kVA :Kiosk Substation | 0.63 | --> | 0.63 | 0.219 | 3 |  | --> | 0.598 | 0 | 0 | 0 | 0.003 | 0.5 | 0 |  | --> | C14 ex CRUMLIN | CRUMLIN: T42 | INCHICORE 220KV |  | 53.3199 | -6.3149
MV/LV Substation WI***233Z | 10 kV | 400V(3ph) & 230V(single ph) | LV | 400 kVA :Kiosk Substation | 0.4 | --> | 0.4 | 0.274 | 0.9 |  | --> | 0.38 | 0 | 0 | 0 | 0.003 | 0.416 | 0 |  | --> | C15 ex RIVERSTOWN | RIVERSTOWN: T41∥T42 | KILBARRY |  | 51.9325 | -8.3796
MV/LV Substation WI***238X | 10 kV | 400V(3ph) & 230V(single ph) | LV | 400 kVA :Kiosk Substation | 0.4 | --> | 0.4 | 0.274 | 0.6 |  | --> | 0.38 | 0 | 0 | 0 | 0.014 | 0.404 | 0 |  | --> | C19 ex CLONDALKIN | CLONDALKIN: T41 | INCHICORE 220KV |  | 53.3124 | -6.4012
MV/LV Substation WI***247Y | 10 kV | 400V(3ph) & 230V(single ph) | LV | 200 kVA :Kiosk Substation | 0.2 | --> | 0.2 | 0.19 | 8.3 |  | --> | 0.19 | 0 | 0 | 0 | 0 | 0.201 | 0 |  | --> | C25 ex BALLYBEG | BALLYBEG: T101 | CARRICKMINES |  | 52.9864 | -6.0531
MV/LV Substation WI***256Z | 10 kV | 400V(3ph) & 230V(single ph) | LV | 400 kVA :Kiosk Substation | 0.4 | --> | 0.4 | 0.34 | 1.6 |  | --> | 0.38 | 0 | 0 | 0 | 0 | 0.409 | 0 |  | --> | C18 ex CELBRIDGE | CELBRIDGE: T42 | GRIFFINRATH |  | 53.3363 | -6.5299
MV/LV Substation WI***261 | 20 kV | 400V(3ph) & 230V(single ph) | LV | 200 kVA :Pole Substation | 0.2 | --> | 0.2 | 0 | 0 | Constrained,otherwise capacity available =121kVA. | --> | 0.19 | 0 | 0 | 0 | 0.01 | 0.201 | 0 |  | --> | E13 ex BALTINGLASS | BALTINGLASS: T421∥T422 | STRATFORD |  | 52.9084 | -6.8454
MV/LV Substation WI***261X | 10 kV | 400V(3ph) & 230V(single ph) | LV | 400 kVA :Building Structure | 0.4 | --> | 0.4 | 0.142 | 15.8 |  | --> | 0.38 | 0 | 0 | 0 | 0.054 | 0.381 | 0 |  | --> | C36 ex CASTLEVIEW | CASTLEVIEW: T102 | CASTLEVIEW |  | 51.9008 | -8.346
MV/LV Substation WI***267 | 10 kV | 400V(3ph) & 230V(single ph) | LV | 150 kVA :Pole Substation | 0.15 | --> | 0.15 | 0.139 | 2.8 |  | --> | 0.142 | 0 | 0 | 0 | 0.003 | 0.147 | 0 |  | --> | C20 ex SUTTON | SUTTON: T42 | GRANGE (DR) |  | 53.3689 | -6.0669
MV/LV Substation WI***274Y | 20 kV | 400V(3ph) & 230V(single ph) | LV | 50 kVA :Pole Substation | 0.05 | --> | 0.05 | 0.049 | 1.3 |  | --> | 0.047 | 0 | 0 | 0 | 0 | 0.049 | 0 |  | --> | E12 ex KILCARRAGH | KILCARRAGH: T421∥T422 | BUTLERSTOWN |  | 52.2365 | -7.0837
MV/LV Substation WI***280 | 10 kV | 400V(3ph) & 230V(single ph) | LV | 400 kVA :Building Structure | 0.4 | --> | 0.4 | 0.352 | 5 |  | --> | 0.38 | 0 | 0 | 0 | 0 | 0.407 | 0 |  | --> | C26 ex GALWAY 110KV | GALWAY 110KV: T102 | GALWAY 110KV |  | 53.2903 | -9.011
MV/LV Substation WI***280Y | 20 kV | 400V(3ph) & 230V(single ph) | LV | 50 kVA :Pole Substation | 0.05 | --> | 0.05 | 0.038 | 1 |  | --> | 0.047 | 0 | 0 | 0 | 0 | 0.051 | 0 |  | --> | E14 ex RANDALSTOWN | RANDALSTOWN: T422 | NAVAN |  | 53.7324 | -6.7105
MV/LV Substation WI***281Y | 20 kV | 400V(3ph) & 230V(single ph) | LV | 100 kVA :Pole Substation | 0.1 | --> | 0.1 | 0.063 | 1 |  | --> | 0.095 | 0 | 0 | 0 | 0.008 | 0.097 | 0 |  | --> | E14 ex RANDALSTOWN | RANDALSTOWN: T422 | NAVAN |  | 53.7338 | -6.712
MV/LV Substation WI***283 | 10 kV | 400V(3ph) & 230V(single ph) | LV | 400 kVA :Kiosk Substation | 0.4 | --> | 0.4 | 0.288 | 4.2 |  | --> | 0.38 | 0 | 0 | 0 | 0.04 | 0.375 | 0 |  | --> | C19 ex SWORDS | SWORDS: T41 | GLASMORE |  | 53.4598 | -6.2305
MV/LV Substation WI***287Y | 20 kV | 400V(3ph) & 230V(single ph) | LV | 200 kVA :Kiosk Substation | 0.2 | --> | 0.2 | 0.177 | 1.3 |  | --> | 0.19 | 0 | 0 | 0 | 0 | 0.203 | 0 |  | --> | E11 ex KILCARRAGH | KILCARRAGH: T421∥T422 | BUTLERSTOWN |  | 52.2601 | -7.0257
MV/LV Substation WI***289X | 20 kV | 400V(3ph) & 230V(single ph) | LV | 200 kVA :Pole Substation | 0.2 | --> | 0.2 | 0.145 | 4.7 |  | --> | 0.19 | 0 | 0 | 0 | 0 | 0.208 | 0 |  | --> | E18 ex EDGEWORTHSTOWN | EDGEWORTHSTOWN: T421∥T422 | RICHMOND |  | 53.6584 | -7.5215
MV/LV Substation WI***292X | 10 kV | 400V(3ph) & 230V(single ph) | LV | 630 kVA :Building Structure | 0.63 | --> | 0.63 | 0.5 | 4.5 |  | --> | 0.598 | 0 | 0 | 0 | 0.004 | 0.5 | 0 |  | --> | C19 ex KILMORE | KILMORE: T101 | FINGLAS |  | 53.4066 | -6.2222
MV/LV Substation WI***319 | 10 kV | 400V(3ph) & 230V(single ph) | LV | 100 kVA :Pole Substation | 0.1 | --> | 0.1 | 0.074 | 2.8 |  | --> | 0.095 | 0 | 0 | 0 | 0.015 | 0.088 | 0 |  | --> | C20 ex SUTTON | SUTTON: T42 | GRANGE (DR) |  | 53.3691 | -6.068
MV/LV Substation WI***320Y | 10 kV | 400V(3ph) & 230V(single ph) | LV | 400 kVA :Building Structure | 0.4 | --> | 0.4 | 0.338 | 7.7 |  | --> | 0.38 | 0 | 0 | 0 | 0 | 0.409 | 0 |  | --> | C12 ex GARRYCASTLE | GARRYCASTLE: T42 | ATHLONE |  | 53.4119 | -7.8964
MV/LV Substation WI***322Y | 20 kV | 400V(3ph) & 230V(single ph) | LV | 400 kVA :Kiosk Substation | 0.4 | --> | 0.4 | 0 | 0 | Constrained,otherwise capacity available =388kVA. | --> | 0.38 | 0 | 0 | 0 | 0 | 0.401 | 0 |  | --> | E20 ex COLLOONEY | COLLOONEY: T422 | SLIGO |  | 54.2077 | -8.5103
MV/LV Substation WI***337Y | 20 kV | 400V(3ph) & 230V(single ph) | LV | 50 kVA :Pole Substation | 0.05 | --> | 0.05 | 0 | 1 |  | --> | 0.047 | 0 | 0 | 0 | 0.008 | 0.054 | 0 |  | --> | E14 ex RANDALSTOWN | RANDALSTOWN: T422 | NAVAN |  | 53.74 | -6.715
MV/LV Substation WI***339Y | 10 kV | 400V(3ph) & 230V(single ph) | LV | 400 kVA :Building Structure | 0.4 | --> | 0.4 | 0 | 0 | Constrained,otherwise capacity available =285kVA. | --> | 0.38 | 0 | 0 | 0 | 0 | 0.417 | 0 |  | --> | C20 ex BALLINACURRA | BALLINACURRA: T42 | LIMERICK |  | 52.6597 | -8.635
MV/LV Substation WI***342X | 10 kV | 400V(3ph) & 230V(single ph) | LV | 50 kVA :Pole Substation | 0.05 | --> | 0.05 | 0.05 | 2.1 |  | --> | 0.047 | 0 | 0 | 0 | 0 | 0.049 | 0 |  | --> | C11 ex KILSARAN | KILSARAN: T42 | DRYBRIDGE |  | 53.8755 | -6.407
MV/LV Substation WI***358 | 10 kV | 400V(3ph) & 230V(single ph) | LV | 630 kVA :Kiosk Substation | 0.63 | --> | 0.63 | 0.412 | 5.6 |  | --> | 0.598 | 0 | 0 | 0 | 0.011 | 0.5 | 0 |  | --> | C12 ex MILLTOWN (DR) | MILLTOWN (DR): T102 | INCHICORE 220KV |  | 53.3173 | -6.2551
MV/LV Substation WI***363Z | 10 kV | 400V(3ph) & 230V(single ph) | LV | 200 kVA :Kiosk Substation | 0.2 | --> | 0.2 | 0 | 0 | Constrained,otherwise capacity available =148kVA. | --> | 0.19 | 0 | 0 | 0 | 0.003 | 0.204 | 0 |  | --> | C22 ex MACETOWN | MACETOWN: T102 | MACETOWN |  | 53.395 | -6.4429
MV/LV Substation WI***364Z | 10 kV | 400V(3ph) & 230V(single ph) | LV | 400 kVA :Kiosk Substation | 0.4 | --> | 0.4 | 0 | 0 | Constrained,otherwise capacity available =330kVA. | --> | 0.38 | 0 | 0 | 0 | 0.004 | 0.406 | 0 |  | --> | C22 ex MACETOWN | MACETOWN: T102 | MACETOWN |  | 53.3943 | -6.4428
MV/LV Substation WI***376 | 10 kV | 400V(3ph) & 230V(single ph) | LV | 400 kVA :Kiosk Substation | 0.4 | --> | 0.4 | 0.191 | 0.6 |  | --> | 0.38 | 0 | 0 | 0 | 0.004 | 0.427 | 0 |  | --> | C14 ex BELFIELD | BELFIELD: T42 | BLACKROCK |  | 53.3062 | -6.1976
MV/LV Substation WI***382Z | 20 kV | 400V(3ph) & 230V(single ph) | LV | 630 kVA :Kiosk Substation | 0.63 | --> | 0.63 | 0.447 | 8.3 |  | --> | 0.598 | 0 | 0 | 0 | 0 | 0.5 | 0 |  | --> | E20 ex BALTRASNA | BALTRASNA: T122 | BALTRASNA |  | 53.5227 | -6.4131
MV/LV Substation WI***383 | 10 kV | 400V(3ph) & 230V(single ph) | LV | 400 kVA :Kiosk Substation | 0.4 | --> | 0.4 | 0.208 | 2.1 |  | --> | 0.38 | 0 | 0 | 0 | 0.051 | 0.375 | 0 |  | --> | C14 ex TEMPLEOGUE | TEMPLEOGUE: T42 | MILLTOWN (DR) |  | 53.3017 | -6.3265
MV/LV Substation WI***389Y | 20 kV | 400V(3ph) & 230V(single ph) | LV | 200 kVA :Pole Substation | 0.2 | --> | 0.2 | 0.116 | 7.4 |  | --> | 0.19 | 0 | 0 | 0 | 0 | 0.212 | 0 |  | --> | C24 ex MULLINGAR | MULLINGAR: T102 | MULLINGAR |  | 53.6124 | -7.42
MV/LV Substation WI***391X | 10 kV | 400V(3ph) & 230V(single ph) | LV | 400 kVA :Kiosk Substation | 0.4 | --> | 0.4 | 0.305 | 4.5 |  | --> | 0.38 | 0 | 0 | 0 | 0 | 0.414 | 0 |  | --> | C17 ex KILMORE | KILMORE: T101 | FINGLAS |  | 53.3978 | -6.1949
MV/LV Substation WI***396Y | 20 kV | 400V(3ph) & 230V(single ph) | LV | 50 kVA :Pole Substation | 0.05 | --> | 0.05 | 0.028 | 1.3 |  | --> | 0.047 | 0 | 0 | 0 | 0.014 | 0.037 | 0 |  | --> | E11 ex KILCARRAGH | KILCARRAGH: T421∥T422 | BUTLERSTOWN |  | 52.2302 | -7.0697
MV/LV Substation WI***400 | 10 kV | 400V(3ph) & 230V(single ph) | LV | 630 kVA :Kiosk Substation | 0.63 | --> | 0.63 | 0 | 0 | Constrained,otherwise capacity available =457kVA. | --> | 0.598 | 0 | 0 | 0 | 0.007 | 0.5 | 0 |  | --> | C22 ex POPPINTREE | POPPINTREE: T102 | FINGLAS |  | 53.3942 | -6.2794
MV/LV Substation WI***4021 | 20 kV | 400V(3ph) & 230V(single ph) | LV | 50 kVA :Pole Substation | 0.05 | --> | 0.05 | 0 | 0 | Constrained,otherwise capacity available =27kVA. | --> | 0.047 | 0 | 0 | 0 | 0 | 0.052 | 0 |  | --> | E18 ex GLASMORE | GLASMORE: T422 | GLASMORE |  | 53.5304 | -6.2362
MV/LV Substation WI***4032 | 20 kV | 400V(3ph) & 230V(single ph) | LV | 50 kVA :Pole Substation | 0.05 | --> | 0.05 | 0.029 | 3.2 |  | --> | 0.047 | 0 | 0 | 0 | 0 | 0.052 | 0 |  | --> | C18 ex BOYLE | BOYLE: T41∥T42 | CARRICK ON SHANNON |  | 53.8479 | -8.2059
MV/LV Substation WI***4047 | 10 kV | 400V(3ph) & 230V(single ph) | LV | 50 kVA :Pole Substation | 0.05 | --> | 0.05 | 0.05 | 3.6 |  | --> | 0.047 | 0 | 0 | 0 | 0 | 0.049 | 0 |  | --> | C21 ex CASTLEREA | CASTLEREA: T41∥T42 | CARRICK ON SHANNON |  | 53.7287 | -8.4696
MV/LV Substation WI***4049 | 10 kV | 400V(3ph) & 230V(single ph) | LV | 630 kVA :Kiosk Substation | 0.63 | --> | 0.63 | 0.5 | 2.6 |  | --> | 0.598 | 0 | 0 | 0 | 0.041 | 0.5 | 0 |  | --> | C20 ex GREENHILLS | GREENHILLS: T42 | INCHICORE 220KV |  | 53.3068 | -6.3309
MV/LV Substation WI***4056 | 10 kV | 400V(3ph) & 230V(single ph) | LV | 100 kVA :Pole Substation | 0.1 | --> | 0.1 | 0.063 | 2 |  | --> | 0.095 | 0 | 0 | 0 | 0 | 0.105 | 0 |  | --> | C25 ex TYCOR | TYCOR: T41∥T42 | WATERFORD |  | 52.2498 | -7.1748
MV/LV Substation WI***4060 | 20 kV | 400V(3ph) & 230V(single ph) | LV | 100 kVA :Pole Substation | 0.1 | --> | 0.1 | 0 | 0 | Constrained,otherwise capacity available =100kVA. | --> | 0.095 | 0 | 0 | 0 | 0 | 0.1 | 0 |  | --> | E15 ex GLENAMADDY | GLENAMADDY: T422 | ATHLONE |  | 53.6787 | -8.5461
MV/LV Substation WI***4063 | 10 kV | 400V(3ph) & 230V(single ph) | LV | 630 kVA :Kiosk Substation | 0.63 | --> | 0.63 | 0 | 0 | Constrained,otherwise capacity available =464kVA. | --> | 0.598 | 0 | 0 | 0 | 0.018 | 0.5 | 0 |  | --> | C12 ex SAGGART | SAGGART: T41∥T42 | GRANGE CASTLE |  | 53.2802 | -6.4777
MV/LV Substation WI***4064 | 10 kV | 400V(3ph) & 230V(single ph) | LV | 50 kVA :Pole Substation | 0.05 | --> | 0.05 | 0.05 | 2.5 |  | --> | 0.047 | 0 | 0 | 0 | 0 | 0.049 | 0 |  | --> | C26 ex ATHY | ATHY: T102 | ATHY |  | 53.0174 | -6.9899
MV/LV Substation WI***4065 | 10 kV | 400V(3ph) & 230V(single ph) | LV | 630 kVA :Kiosk Substation | 0.63 | --> | 0.63 | 0.5 | 2.6 |  | --> | 0.598 | 0 | 0 | 0 | 0.067 | 0.5 | 0 |  | --> | C13 ex GREENHILLS | GREENHILLS: T42 | INCHICORE 220KV |  | 53.3093 | -6.3308
MV/LV Substation WI***4074 | 10 kV | 400V(3ph) & 230V(single ph) | LV | 200 kVA :Pole Substation | 0.2 | --> | 0.2 | 0.163 | 9.8 |  | --> | 0.19 | 0 | 0 | 0 | 0 | 0.205 | 0 |  | --> | C11 ex KILCOOLE | KILCOOLE: T41∥T42 | FASSAROE |  | 53.0714 | -6.1105
MV/LV Substation WI***4077 | 10 kV | 400V(3ph) & 230V(single ph) | LV | 630 kVA :Kiosk Substation | 0.63 | --> | 0.63 | 0 | 0 | Constrained,otherwise capacity available =500kVA. | --> | 0.598 | 0 | 0 | 0 | 0.052 | 0.5 | 0 |  | --> | C17 ex CARRICKMINES | CARRICKMINES: T41 | CARRICKMINES |  | 53.2448 | -6.1881
MV/LV Substation WI***4094 | 10 kV | 400V(3ph) & 230V(single ph) | LV | 50 kVA :Pole Substation | 0.05 | --> | 0.05 | 0 | 0 | Constrained,otherwise capacity available =50kVA. | --> | 0.047 | 0 | 0 | 0 | 0 | 0 | 0 | Constrained,otherwise capacity available =49kW. | --> | C11 ex DONEGAL | DONEGAL: T41∥T42 | CATHALEENS FALL |  | 54.6504 | -8.2213
MV/LV Substation WI***4099 | 20 kV | 400V(3ph) & 230V(single ph) | LV | 200 kVA :Pole Substation | 0.2 | --> | 0.2 | 0.157 | 3.6 |  | --> | 0.19 | 0 | 0 | 0 | 0.117 | 0.083 | 0 |  | --> | C22 ex CASTLEREA | CASTLEREA: T41∥T42 | CARRICK ON SHANNON |  | 53.8347 | -8.3207
MV/LV Substation WI***4101 | 10 kV | 400V(3ph) & 230V(single ph) | LV | 50 kVA :Pole Substation | 0.05 | --> | 0.05 | 0.022 | 0 | Constrained,otherwise capacity available =50kVA. | --> | 0.047 | 0 | 0 | 0 | 0 | 0.049 | 0 |  | --> | C11 ex RATHDRUM | RATHDRUM: T42 | ARKLOW |  | 52.9492 | -6.2057
MV/LV Substation WI***410Z | 10 kV | 400V(3ph) & 230V(single ph) | LV | 200 kVA :Kiosk Substation | 0.2 | --> | 0.2 | 0 | 0 | Constrained,otherwise capacity available =166kVA. | --> | 0.19 | 0 | 0 | 0 | 0.005 | 0.199 | 0 |  | --> | C22 ex MACETOWN | MACETOWN: T102 | MACETOWN |  | 53.3951 | -6.4408
MV/LV Substation WI***4121 | 10 kV | 400V(3ph) & 230V(single ph) | LV | 200 kVA :Pole Substation | 0.2 | --> | 0.2 | 0.157 | 2.3 |  | --> | 0.19 | 0 | 0 | 0 | 0 | 0.206 | 0 |  | --> | C15 ex CASTLECOMER | CASTLECOMER: T41∥T42 | BALLYRAGGET |  | 52.8452 | -7.0838
MV/LV Substation WI***4132 | 10 kV | 400V(3ph) & 230V(single ph) | LV | 400 kVA :Kiosk Substation | 0.4 | --> | 0.4 | 0.296 | 1.5 |  | --> | 0.38 | 0 | 0 | 0 | 0.039 | 0.374 | 0 |  | --> | C11 ex SALLINS | SALLINS: T41 | GRIFFINRATH |  | 53.2503 | -6.657
MV/LV Substation WI***4167 | 10 kV | 400V(3ph) & 230V(single ph) | LV | 200 kVA :Pole Substation | 0.2 | --> | 0.2 | 0.149 | 1.6 |  | --> | 0.19 | 0 | 0 | 0 | 0 | 0.207 | 0 |  | --> | C20 ex CELBRIDGE | CELBRIDGE: T42 | GRIFFINRATH |  | 53.2978 | -6.5708
MV/LV Substation WI***417 | 20 kV | 400V(3ph) & 230V(single ph) | LV | 50 kVA :Pole Substation | 0.05 | --> | 0.05 | 0.042 | 7.4 |  | --> | 0.047 | 0 | 0 | 0 | 0 | 0 | 0 | Constrained,otherwise capacity available =50kW. | --> | E14 ex ARIGNA | ARIGNA: T121 | ARIGNA |  | 54.0549 | -8.0185
MV/LV Substation WI***4174 | 10 kV | 400V(3ph) & 230V(single ph) | LV | 400 kVA :Kiosk Substation | 0.4 | --> | 0.4 | 0.287 | 5.1 |  | --> | 0.38 | 0 | 0 | 0 | 0.01 | 0.406 | 0 |  | --> | C11 ex LLOYD | LLOYD: T41∥T42 | NAVAN |  | 53.735 | -6.8846
MV/LV Substation WI***417X | 10 kV | 400V(3ph) & 230V(single ph) | LV | 50 kVA :Pole Substation | 0.05 | --> | 0.05 | 0.037 | 0.7 |  | --> | 0.047 | 0 | 0 | 0 | 0 | 0.051 | 0 |  | --> | C15 ex KILMAGIG | KILMAGIG: T42 | ARKLOW |  | 52.8396 | -6.3124
MV/LV Substation WI***4189 | 10 kV | 400V(3ph) & 230V(single ph) | LV | 400 kVA :Kiosk Substation | 0.4 | --> | 0.4 | 0 | 0 | Constrained,otherwise capacity available =400kVA. | --> | 0.38 | 0 | 0 | 0 | 0 | 0.4 | 0 |  | --> | C17 ex CARRICKMINES | CARRICKMINES: T41 | CARRICKMINES |  | 53.2405 | -6.1984
MV/LV Substation WI***4191 | 10 kV | 400V(3ph) & 230V(single ph) | LV | 200 kVA :Pole Substation | 0.2 | --> | 0.2 | 0.2 | 8.3 |  | --> | 0.19 | 0 | 0 | 0 | 0 | 0.2 | 0 |  | --> | C17 ex BALLYBEG | BALLYBEG: T101 | CARRICKMINES |  | 52.9336 | -6.0311
MV/LV Substation WI***4199 | 20 kV | 400V(3ph) & 230V(single ph) | LV | 200 kVA :Pole Substation | 0.2 | --> | 0.2 | 0.2 | 3.6 |  | --> | 0.19 | 0 | 0 | 0 | 0 | 0.2 | 0 |  | --> | E21 ex CLARA | CLARA: T421 | THORNSBERRY |  | 53.35 | -7.6236
MV/LV Substation WI***420Y | 20 kV | 400V(3ph) & 230V(single ph) | LV | 50 kVA :Pole Substation | 0.05 | --> | 0.05 | 0 | 0 | Constrained,otherwise capacity available =46kVA. | --> | 0.047 | 0 | 0 | 0 | 0 | 0.049 | 0 |  | --> | E17 ex ACADEMY STREET | ACADEMY STREET: T421∥T422 | NAVAN |  | 53.6115 | -6.6923
MV/LV Substation WI***4217 | 10 kV | 400V(3ph) & 230V(single ph) | LV | 630 kVA :Kiosk Substation | 0.63 | --> | 0.63 | 0 | 0 | Constrained,otherwise capacity available =500kVA. | --> | 0.598 | 0 | 0 | 0 | 0.003 | 0.5 | 0 |  | --> | C23 ex MACETOWN | MACETOWN: T101 | MACETOWN |  | 53.4006 | -6.4457
MV/LV Substation WI***4223 | 20 kV | 400V(3ph) & 230V(single ph) | LV | 200 kVA :Pole Substation | 0.2 | --> | 0.2 | 0 | 0 | Constrained,otherwise capacity available =129kVA. | --> | 0.19 | 0 | 0 | 0 | 0 | 0.203 | 0 |  | --> | E14 ex KILCOCK | KILCOCK: T422 | GRIFFINRATH |  | 53.5148 | -6.7111
MV/LV Substation WI***4250 | 10 kV | 400V(3ph) & 230V(single ph) | LV | 1000 kVA :Building Structure | 1 | --> | 1 | 0.15 | 0.2 | Constrained,otherwise capacity available =500kVA. | --> | 0.95 | 0 | 0 | 0 | 0 | 0 | 0 | Constrained,otherwise capacity available =500kW. | --> | C11 ex COOLMINE | COOLMINE: T41 | FINGLAS |  | 53.3796 | -6.4004
MV/LV Substation WI***4251 | 10 kV | 400V(3ph) & 230V(single ph) | LV | 630 kVA :Building Structure | 0.63 | --> | 0.63 | 0.15 | 0.2 | Constrained,otherwise capacity available =500kVA. | --> | 0.598 | 0 | 0 | 0 | 0 | 0 | 0 | Constrained,otherwise capacity available =500kW. | --> | C11 ex COOLMINE | COOLMINE: T41 | FINGLAS |  | 53.38 | -6.4012
MV/LV Substation WI***4291 | 10 kV | 400V(3ph) & 230V(single ph) | LV | 630 kVA :Kiosk Substation | 0.63 | --> | 0.63 | 0 | 0 | Constrained,otherwise capacity available =500kVA. | --> | 0.598 | 0 | 0 | 0 | 0.11 | 0.5 | 0 |  | --> | C39 ex COLLEGE PARK | COLLEGE PARK: T103 | COLLEGE PARK |  | 53.4254 | -6.3757
MV/LV Substation WI***4363 | 10 kV | 400V(3ph) & 230V(single ph) | LV | 1000 kVA :Building Structure | 1 | --> | 1 | 0.5 | 2.6 |  | --> | 0.95 | 0 | 0 | 0 | 0 | 0.5 | 0 |  | --> | C22 ex LEESON STREET | LEESON STREET: T42 | MILLTOWN (DR) |  | 53.3328 | -6.2515
MV/LV Substation WI***437X | 10 kV | 400V(3ph) & 230V(single ph) | LV | 100 kVA :Pole Substation | 0.1 | --> | 0.1 | 0 | 0 | Constrained,otherwise capacity available =67kVA. | --> | 0.095 | 0 | 0 | 0 | 0.019 | 0.084 | 0 |  | --> | C16 ex KILLACLOYNE | KILLACLOYNE: T41∥T42 | MIDLETON |  | 51.9199 | -8.3134
MV/LV Substation WI***446Z | 10 kV | 400V(3ph) & 230V(single ph) | LV | 200 kVA :Kiosk Substation | 0.2 | --> | 0.2 | 0 | 0 | Constrained,otherwise capacity available =150kVA. | --> | 0.19 | 0 | 0 | 0 | 0 | 0.207 | 0 |  | --> | C20 ex KILDARE | KILDARE: T41∥T42 | NEWBRIDGE |  | 53.1688 | -6.9089
MV/LV Substation WI***449Y | 20 kV | 400V(3ph) & 230V(single ph) | LV | 630 kVA :Kiosk Substation | 0.63 | --> | 0.63 | 0.5 | 1.3 |  | --> | 0.598 | 0 | 0 | 0 | 0.013 | 0.5 | 0 |  | --> | E12 ex KILCARRAGH | KILCARRAGH: T421∥T422 | BUTLERSTOWN |  | 52.2397 | -7.0886
MV/LV Substation WI***451X | 10 kV | 400V(3ph) & 230V(single ph) | LV | 200 kVA :Kiosk Substation | 0.2 | --> | 0.2 | 0.137 | 0.7 |  | --> | 0.19 | 0 | 0 | 0 | 0.007 | 0.202 | 0 |  | --> | C14 ex KNOCKMULLEN | KNOCKMULLEN: T42 | GREAT ISLAND |  | 52.4078 | -6.9363
MV/LV Substation WI***468Z | 10 kV | 400V(3ph) & 230V(single ph) | LV | 400 kVA :Kiosk Substation | 0.4 | --> | 0.4 | 0 | 0 | Constrained,otherwise capacity available =334kVA. | --> | 0.38 | 0 | 0 | 0 | 0 | 0.41 | 0 |  | --> | C22 ex MACETOWN | MACETOWN: T102 | MACETOWN |  | 53.3943 | -6.4404
MV/LV Substation WI***469Z | 10 kV | 400V(3ph) & 230V(single ph) | LV | 630 kVA :Kiosk Substation | 0.63 | --> | 0.63 | 0.5 | 12.2 |  | --> | 0.598 | 0 | 0 | 0 | 0 | 0.5 | 0 |  | --> | C23 ex MONREAD | MONREAD: T101 | MONREAD |  | 53.2533 | -6.6676
MV/LV Substation WI***489 | 10 kV | 400V(3ph) & 230V(single ph) | LV | 50 kVA :Pole Substation | 0.05 | --> | 0.05 | 0.049 | 4.5 |  | --> | 0.047 | 0 | 0 | 0 | 0 | 0.049 | 0 |  | --> | C16 ex BRAY | BRAY: T42 | FASSAROE |  | 53.1814 | -6.1429
MV/LV Substation WI***489Z | 10 kV | 400V(3ph) & 230V(single ph) | LV | 400 kVA :Kiosk Substation | 0.4 | --> | 0.4 | 0.15 | 0.2 | Constrained,otherwise capacity available =286kVA. | --> | 0.38 | 0 | 0 | 0 | 0 | 0 | 0 | Constrained,otherwise capacity available =417kW. | --> | C11 ex COOLMINE | COOLMINE: T41 | FINGLAS |  | 53.3804 | -6.3993
MV/LV Substation WI***491X | 20 kV | 400V(3ph) & 230V(single ph) | LV | 630 kVA :Building Structure | 0.63 | --> | 0.63 | 0.5 | 1.6 |  | --> | 0.598 | 0 | 0 | 0 | 0 | 0.5 | 0 |  | --> | E17 ex GURRANEBANE | GURRANEBANE: T421∥T422 | OUGHTRAGH |  | 51.9354 | -10.2402
MV/LV Substation WI***492 | 10 kV | 400V(3ph) & 230V(single ph) | LV | 50 kVA :Pole Substation | 0.05 | --> | 0.05 | 0.05 | 2.1 |  | --> | 0.047 | 0 | 0 | 0 | 0 | 0.049 | 0 |  | --> | C11 ex KILSARAN | KILSARAN: T42 | DRYBRIDGE |  | 53.8831 | -6.4094
MV/LV Substation WI***492Y | 10 kV | 400V(3ph) & 230V(single ph) | LV | 400 kVA :Kiosk Substation | 0.4 | --> | 0.4 | 0.287 | 8.3 |  | --> | 0.38 | 0 | 0 | 0 | 0.016 | 0.4 | 0 |  | --> | C21 ex BALLYBEG | BALLYBEG: T101 | CARRICKMINES |  | 52.9872 | -6.0797
MV/LV Substation WI***496X | 10 kV | 400V(3ph) & 230V(single ph) | LV | 630 kVA :Building Structure | 0.63 | --> | 0.63 | 0.5 | 9.6 |  | --> | 0.598 | 0 | 0 | 0 | 0 | 0.5 | 0 |  | --> | C13 ex GORTLEE | GORTLEE: T41∥T42 | LETTERKENNY |  | 54.9668 | -7.7327
MV/LV Substation WI***504 | 10 kV | 400V(3ph) & 230V(single ph) | LV | 400 kVA :Kiosk Substation | 0.4 | --> | 0.4 | 0.308 | 2.8 |  | --> | 0.38 | 0 | 0 | 0 | 0.028 | 0.384 | 0 |  | --> | C18 ex BALLYBODEN | BALLYBODEN: T42 | COOKSTOWN |  | 53.2868 | -6.2888
MV/LV Substation WI***508 | 10 kV | 400V(3ph) & 230V(single ph) | LV | 400 kVA :Kiosk Substation | 0.4 | --> | 0.4 | 0.289 | 1.7 |  | --> | 0.38 | 0 | 0 | 0 | 0.007 | 0.409 | 0 |  | --> | C19 ex PEMBROKE | PEMBROKE: T42 | RINGSEND |  | 53.3265 | -6.2158
MV/LV Substation WI***520Z | 20 kV | 400V(3ph) & 230V(single ph) | LV | 630 kVA :Kiosk Substation | 0.63 | --> | 0.63 | 0 | 0 | Constrained,otherwise capacity available =500kVA. | --> | 0.598 | 0 | 0 | 0 | 0 | 0.5 | 0 |  | --> | E13 ex GLASMORE | GLASMORE: T421 | GLASMORE |  | 53.474 | -6.2324
MV/LV Substation WI***521Z | 20 kV | 400V(3ph) & 230V(single ph) | LV | 400 kVA :Kiosk Substation | 0.4 | --> | 0.4 | 0 | 0 | Constrained,otherwise capacity available =351kVA. | --> | 0.38 | 0 | 0 | 0 | 0.018 | 0.388 | 0 |  | --> | E11 ex GLASMORE | GLASMORE: T421 | GLASMORE |  | 53.4926 | -6.138
MV/LV Substation WI***542 | 10 kV | 400V(3ph) & 230V(single ph) | LV | 1000 kVA :Building Structure | 1 | --> | 1 | 0.5 | 0.8 |  | --> | 0.95 | 0 | 0 | 0 | 0.003 | 0.5 | 0 |  | --> | C17 ex GARVILLE AVENUE | GARVILLE AVENUE: T42 | MILLTOWN (DR) |  | 53.3254 | -6.2656
MV/LV Substation WI***546 | 10 kV | 400V(3ph) & 230V(single ph) | LV | 200 kVA :Building Structure | 0.2 | --> | 0.2 | 0.168 | 2.1 |  | --> | 0.19 | 0 | 0 | 0 | 0 | 0.204 | 0 |  | --> | C14 ex TEMPLEOGUE | TEMPLEOGUE: T42 | MILLTOWN (DR) |  | 53.2975 | -6.3268
MV/LV Substation WI***548X | 10 kV | 400V(3ph) & 230V(single ph) | LV | 100 kVA :Pole Substation | 0.1 | --> | 0.1 | 0.095 | 2.5 |  | --> | 0.095 | 0 | 0 | 0 | 0 | 0.1 | 0 |  | --> | C26 ex ATHY | ATHY: T102 | ATHY |  | 53.0219 | -6.994
MV/LV Substation WI***550X | 10 kV | 400V(3ph) & 230V(single ph) | LV | 200 kVA :Kiosk Substation | 0.2 | --> | 0.2 | 0.176 | 1.1 |  | --> | 0.19 | 0 | 0 | 0 | 0.001 | 0.202 | 0 |  | --> | C15 ex SCARTEEN | SCARTEEN: T41∥T42 | MALLOW |  | 52.1299 | -8.6643
MV/LV Substation WI***553X | 10 kV | 400V(3ph) & 230V(single ph) | LV | 200 kVA :Pole Substation | 0.2 | --> | 0.2 | 0.191 | 2.8 |  | --> | 0.19 | 0 | 0 | 0 | 0.011 | 0.189 | 0 |  | --> | C18 ex TULLYNAMALRA | TULLYNAMALRA: T41∥T42 | MEATH HILL |  | 54.0816 | -6.8252
MV/LV Substation WI***561 | 10 kV | 400V(3ph) & 230V(single ph) | LV | 400 kVA :Kiosk Substation | 0.4 | --> | 0.4 | 0.15 | 0.2 | Constrained,otherwise capacity available =247kVA. | --> | 0.38 | 0 | 0 | 0 | 0.019 | 0 | 0 | Constrained,otherwise capacity available =403kW. | --> | C15 ex COOLMINE | COOLMINE: T41 | FINGLAS |  | 53.3905 | -6.4197
MV/LV Substation WI***567Z | 10 kV | 400V(3ph) & 230V(single ph) | LV | 200 kVA :Kiosk Substation | 0.2 | --> | 0.2 | 0 | 0 | Constrained,otherwise capacity available =165kVA. | --> | 0.19 | 0 | 0 | 0 | 0 | 0.205 | 0 |  | --> | C20 ex DENNEHYS CROSS | DENNEHYS CROSS: T42 | TRABEG |  | 51.8769 | -8.5078
MV/LV Substation WI***570 | 20 kV | 400V(3ph) & 230V(single ph) | LV | 100 kVA :Pole Substation | 0.1 | --> | 0.1 | 0 | 0 | Constrained,otherwise capacity available =85kVA. | --> | 0.095 | 0 | 0 | 0 | 0.004 | 0.098 | 0 |  | --> | E13 ex EDENDERRY | EDENDERRY: T421∥T422 | BLAKE |  | 53.3851 | -7.0017
MV/LV Substation WI***575Y | 10 kV | 400V(3ph) & 230V(single ph) | LV | 200 kVA :Kiosk Substation | 0.2 | --> | 0.2 | 0.138 | 3.3 |  | --> | 0.19 | 0 | 0 | 0 | 0.018 | 0.19 | 0 |  | --> | C17 ex CELBRIDGE | CELBRIDGE: T41 | GRIFFINRATH |  | 53.3469 | -6.547
MV/LV Substation WI***580X | 10 kV | 400V(3ph) & 230V(single ph) | LV | 200 kVA :Kiosk Substation | 0.2 | --> | 0.2 | 0.104 | 2.1 |  | --> | 0.19 | 0 | 0 | 0 | 0.017 | 0.196 | 0 |  | --> | C13 ex LIFFEY VALLEY | LIFFEY VALLEY: T41 | INCHICORE 220KV |  | 53.3555 | -6.4231
MV/LV Substation WI***586 | 10 kV | 400V(3ph) & 230V(single ph) | LV | 200 kVA :Kiosk Substation | 0.2 | --> | 0.2 | 0.146 | 1.7 |  | --> | 0.19 | 0 | 0 | 0 | 0.002 | 0.205 | 0 |  | --> | C19 ex PEMBROKE | PEMBROKE: T42 | RINGSEND |  | 53.3266 | -6.217
MV/LV Substation WI***588X | 10 kV | 400V(3ph) & 230V(single ph) | LV | 400 kVA :Kiosk Substation | 0.4 | --> | 0.4 | 0.268 | 2.1 |  | --> | 0.38 | 0 | 0 | 0 | 0.038 | 0.38 | 0 |  | --> | C13 ex LIFFEY VALLEY | LIFFEY VALLEY: T41 | INCHICORE 220KV |  | 53.3554 | -6.4267
MV/LV Substation WI***594 | 10 kV | 400V(3ph) & 230V(single ph) | LV | 200 kVA :Kiosk Substation | 0.2 | --> | 0.2 | 0 | 0 | Constrained,otherwise capacity available =107kVA. | --> | 0.19 | 0 | 0 | 0 | 0 | 0.213 | 0 |  | --> | C13 ex LOUGHLINSTOWN | LOUGHLINSTOWN: T41 | CARRICKMINES |  | 53.2552 | -6.1361
MV/LV Substation WI***599X | 10 kV | 400V(3ph) & 230V(single ph) | LV | 200 kVA :Kiosk Substation | 0.2 | --> | 0.2 | 0.157 | 1.1 |  | --> | 0.19 | 0 | 0 | 0 | 0.036 | 0.168 | 0 |  | --> | C20 ex CAHIRCALLA | CAHIRCALLA: T41∥T42 | ENNIS |  | 52.836 | -9.0003
MV/LV Substation WI***612 | 10 kV | 400V(3ph) & 230V(single ph) | LV | 100 kVA :Pole Substation | 0.1 | --> | 0.1 | 0.039 | 4.5 |  | --> | 0.095 | 0 | 0 | 0 | 0.013 | 0.095 | 0 |  | --> | C16 ex BRAY | BRAY: T42 | FASSAROE |  | 53.1777 | -6.1457
MV/LV Substation WI***612Y | 10 kV | 400V(3ph) & 230V(single ph) | LV | 630 kVA :Kiosk Substation | 0.63 | --> | 0.63 | 0.5 | 8.3 |  | --> | 0.598 | 0 | 0 | 0 | 0 | 0.5 | 0 |  | --> | C21 ex BALLYBEG | BALLYBEG: T101 | CARRICKMINES |  | 52.9876 | -6.0767
MV/LV Substation WI***612Y | 10 kV | 400V(3ph) & 230V(single ph) | LV | 200 kVA :Kiosk Substation | 0.2 | --> | 0.2 | 0.157 | 1.5 |  | --> | 0.19 | 0 | 0 | 0 | 0.006 | 0.199 | 0 |  | --> | C11 ex DERRYCRAMPH | DERRYCRAMPH: T41∥T42 | SHANKILL |  | 53.9737 | -7.348
MV/LV Substation WI***615 | 10 kV | 400V(3ph) & 230V(single ph) | LV | 630 kVA :Building Structure | 0.63 | --> | 0.63 | 0.427 | 3.7 |  | --> | 0.598 | 0 | 0 | 0 | 0.015 | 0.5 | 0 |  | --> | C11 ex MERRION SQUARE | MERRION SQUARE: T42 | RINGSEND |  | 53.3344 | -6.2471
MV/LV Substation WI***624 | 10 kV | 400V(3ph) & 230V(single ph) | LV | 50 kVA :Pole Substation | 0.05 | --> | 0.05 | 0.022 | 0.9 |  | --> | 0.047 | 0 | 0 | 0 | 0.007 | 0.045 | 0 |  | --> | C18 ex BALLYHALE | BALLYHALE: T42 | KILKENNY |  | 52.4608 | -7.3986
MV/LV Substation WI***625 | 10 kV | 400V(3ph) & 230V(single ph) | LV | 100 kVA :Pole Substation | 0.1 | --> | 0.1 | 0.082 | 0.9 |  | --> | 0.095 | 0 | 0 | 0 | 0.017 | 0.084 | 0 |  | --> | C18 ex BALLYHALE | BALLYHALE: T42 | KILKENNY |  | 52.461 | -7.3947
MV/LV Substation WI***642Z | 10 kV | 400V(3ph) & 230V(single ph) | LV | 200 kVA :Kiosk Substation | 0.2 | --> | 0.2 | 0.126 | 1.3 |  | --> | 0.19 | 0 | 0 | 0 | 0.001 | 0.209 | 0 |  | --> | C11 ex MULGANNON | MULGANNON: T41 | WEXFORD |  | 52.3363 | -6.476
MV/LV Substation WI***652Z | 10 kV | 400V(3ph) & 230V(single ph) | LV | 50 kVA :Pole Substation | 0.05 | --> | 0.05 | 0.05 | 0.7 |  | --> | 0.047 | 0 | 0 | 0 | 0 | 0.049 | 0 |  | --> | C15 ex MONEYCOOLEY | MONEYCOOLEY: T41 | GRIFFINRATH |  | 53.34 | -6.6029
MV/LV Substation WI***654 | 20 kV | 400V(3ph) & 230V(single ph) | LV | 200 kVA :Kiosk Substation | 0.2 | --> | 0.2 | 0 | 0 | Constrained,otherwise capacity available =148kVA. | --> | 0.19 | 0 | 0 | 0 | 0.003 | 0.204 | 0 |  | --> | E15 ex GLENAMADDY | GLENAMADDY: T422 | ATHLONE |  | 53.6774 | -8.5811
MV/LV Substation WI***655 | 20 kV | 400V(3ph) & 230V(single ph) | LV | 50 kVA :Pole Substation | 0.05 | --> | 0.05 | 0 | 0 | Constrained,otherwise capacity available =18kVA. | --> | 0.047 | 0 | 0 | 0 | 0 | 0.054 | 0 |  | --> | E15 ex GLENAMADDY | GLENAMADDY: T422 | ATHLONE |  | 53.6777 | -8.5777
MV/LV Substation WI***658 | 20 kV | 400V(3ph) & 230V(single ph) | LV | 50 kVA :Pole Substation | 0.05 | --> | 0.05 | 0.042 | 5.3 |  | --> | 0.047 | 0 | 0 | 0 | 0 | 0.05 | 0 |  | --> | E16 ex BUSH | BUSH: T421∥T422 | DUNDALK |  | 53.9915 | -6.1431
MV/LV Substation WI***665X | 20 kV | 400V(3ph) & 230V(single ph) | LV | 50 kVA :Pole Substation | 0.05 | --> | 0.05 | 0.046 | 2.4 |  | --> | 0.047 | 0 | 0 | 0 | 0.004 | 0.045 | 0 |  | --> | C22 ex BUSHFIELD | BUSHFIELD: T42 | ATHLONE |  | 53.4379 | -7.8999
MV/LV Substation WI***668Z | 10 kV | 400V(3ph) & 230V(single ph) | LV | 50 kVA :Pole Substation | 0.05 | --> | 0.05 | 0.048 | 1.7 |  | --> | 0.047 | 0 | 0 | 0 | 0 | 0.049 | 0 |  | --> | C26 ex BISHOPSTOWN | BISHOPSTOWN: T42 | KILBARRY |  | 51.8978 | -8.5335
MV/LV Substation WI***682 | 10 kV | 400V(3ph) & 230V(single ph) | LV | 50 kVA :Pole Substation | 0.05 | --> | 0.05 | 0.042 | 2.1 |  | --> | 0.047 | 0 | 0 | 0 | 0 | 0.05 | 0 |  | --> | C11 ex KILSARAN | KILSARAN: T42 | DRYBRIDGE |  | 53.8753 | -6.3985
MV/LV Substation WI***684 | 20 kV | 400V(3ph) & 230V(single ph) | LV | 50 kVA :Pole Substation | 0.05 | --> | 0.05 | 0 | 0 | Constrained,otherwise capacity available =35kVA. | --> | 0.047 | 0 | 0 | 0 | 0.006 | 0.045 | 0 |  | --> | E16 ex ACADEMY STREET | ACADEMY STREET: T421∥T422 | NAVAN |  | 53.6127 | -6.6754
MV/LV Substation WI***694Z | 20 kV | 400V(3ph) & 230V(single ph) | LV | 50 kVA :Pole Substation | 0.05 | --> | 0.05 | 0 | 0 | Constrained,otherwise capacity available =50kVA. | --> | 0.047 | 0 | 0 | 0 | 0 | 0.049 | 0 |  | --> | E15 ex GLENAMADDY | GLENAMADDY: T422 | ATHLONE |  | 53.6747 | -8.5842
MV/LV Substation WI***701X | 10 kV | 400V(3ph) & 230V(single ph) | LV | 630 kVA :Building Structure | 0.63 | --> | 0.63 | 0 | 0 | Constrained,otherwise capacity available =438kVA. | --> | 0.598 | 0 | 0 | 0 | 0 | 0.5 | 0 |  | --> | C20 ex DENNEHYS CROSS | DENNEHYS CROSS: T42 | TRABEG |  | 51.881 | -8.5076
MV/LV Substation WI***712Y | 20 kV | 400V(3ph) & 230V(single ph) | LV | 50 kVA :Pole Substation | 0.05 | --> | 0.05 | 0 | 0 | Constrained,otherwise capacity available =39kVA. | --> | 0.047 | 0 | 0 | 0 | 0 | 0.051 | 0 |  | --> | E15 ex GLENAMADDY | GLENAMADDY: T422 | ATHLONE |  | 53.6763 | -8.5911
MV/LV Substation WI***720Y | 10 kV | 400V(3ph) & 230V(single ph) | LV | 200 kVA :Kiosk Substation | 0.2 | --> | 0.2 | 0.156 | 2.8 |  | --> | 0.19 | 0 | 0 | 0 | 0.01 | 0.195 | 0 |  | --> | C15 ex COES ROAD | COES ROAD: T41∥T42 | DUNDALK |  | 54.0045 | -6.3566
MV/LV Substation WI***724X | 10 kV | 400V(3ph) & 230V(single ph) | LV | 100 kVA :Pole Substation | 0.1 | --> | 0.1 | 0 | 0 | Constrained,otherwise capacity available =99kVA. | --> | 0.095 | 0 | 0 | 0 | 0 | 0.1 | 0 |  | --> | C17 ex DOUGLAS | DOUGLAS: T42 | TRABEG |  | 51.8577 | -8.4503
MV/LV Substation WI***749 | 10 kV | 400V(3ph) & 230V(single ph) | LV | 630 kVA :Building Structure | 0.63 | --> | 0.63 | 0.5 | 5 |  | --> | 0.598 | 0 | 0 | 0 | 0 | 0.5 | 0 |  | --> | C18 ex BALLYRICKARD | BALLYRICKARD: T41∥T42 | TRALEE |  | 52.2851 | -9.7079
MV/LV Substation WI***749 | 10 kV | 400V(3ph) & 230V(single ph) | LV | 200 kVA :Pole Substation | 0.2 | --> | 0.2 | 0 | 0 | Constrained,otherwise capacity available =160kVA. | --> | 0.19 | 0 | 0 | 0 | 0.035 | 0.169 | 0 |  | --> | C16 ex KILLACLOYNE | KILLACLOYNE: T41∥T42 | MIDLETON |  | 51.9201 | -8.3191
MV/LV Substation WI***753X | 10 kV | 400V(3ph) & 230V(single ph) | LV | 50 kVA :Pole Substation | 0.05 | --> | 0.05 | 0.038 | 2.3 |  | --> | 0.047 | 0 | 0 | 0 | 0.003 | 0.047 | 0 |  | --> | C17 ex RANDALSTOWN | RANDALSTOWN: T41 | NAVAN |  | 53.6703 | -6.7039
MV/LV Substation WI***770 | 20 kV | 400V(3ph) & 230V(single ph) | LV | 50 kVA :Pole Substation | 0.05 | --> | 0.05 | 0.032 | 0.2 |  | --> | 0.047 | 0 | 0 | 0 | 0.01 | 0.041 | 0 |  | --> | C15 ex MOATE | MOATE: T42 | ATHLONE |  | 53.3971 | -7.738
MV/LV Substation WI***773X | 10 kV | 400V(3ph) & 230V(single ph) | LV | 630 kVA :Building Structure | 0.63 | --> | 0.63 | 0.5 | 6 |  | --> | 0.598 | 0 | 0 | 0 | 0 | 0.5 | 0 |  | --> | C22 ex MALLOW | MALLOW: T42 | MALLOW |  | 52.1371 | -8.643
MV/LV Substation WI***806X | 20 kV | 400V(3ph) & 230V(single ph) | LV | 100 kVA :Pole Substation | 0.1 | --> | 0.1 | 0.087 | 26.7 |  | --> | 0.095 | 0 | 0 | 0 | 0.011 | 0.09 | 0 |  | --> | E21 ex WEXFORD | WEXFORD: T121∥T122 | WEXFORD |  | 52.3887 | -6.3661
MV/LV Substation WI***828X | 10 kV | 400V(3ph) & 230V(single ph) | LV | 50 kVA :Pole Substation | 0.05 | --> | 0.05 | 0.042 | 4.9 |  | --> | 0.047 | 0 | 0 | 0 | 0.007 | 0.042 | 0 |  | --> | C11 ex BALLINCOLLIG | BALLINCOLLIG: T41 | KILBARRY |  | 51.8453 | -8.6104
MV/LV Substation WI***836 | 10 kV | 400V(3ph) & 230V(single ph) | LV | 50 kVA :Pole Substation | 0.05 | --> | 0.05 | 0 | 0 |  | --> | 0.047 | 0 | 0 | 0 | 0 | 0.057 | 0 |  | --> | C22 ex GREYSTONES | GREYSTONES: T42 | FASSAROE |  | 53.1223 | -6.109
MV/LV Substation WI***838 | 10 kV | 400V(3ph) & 230V(single ph) | LV | 50 kVA :Pole Substation | 0.05 | --> | 0.05 | 0 | 0 | Constrained,otherwise capacity available =49kVA. | --> | 0.047 | 0 | 0 | 0 | 0 | 0.049 | 0 |  | --> | C22 ex GREYSTONES | GREYSTONES: T42 | FASSAROE |  | 53.1239 | -6.1066
MV/LV Substation WI***840X | 10 kV | 400V(3ph) & 230V(single ph) | LV | 400 kVA :Kiosk Substation | 0.4 | --> | 0.4 | 0.257 | 8.3 |  | --> | 0.38 | 0 | 0 | 0 | 0.003 | 0.418 | 0 |  | --> | C25 ex BALLYBEG | BALLYBEG: T101 | CARRICKMINES |  | 52.9821 | -6.0495
MV/LV Substation WI***862Y | 10 kV | 400V(3ph) & 230V(single ph) | LV | 400 kVA :Kiosk Substation | 0.4 | --> | 0.4 | 0.343 | 7.3 |  | --> | 0.38 | 0 | 0 | 0 | 0 | 0.408 | 0 |  | --> | C11 ex GARRYCASTLE | GARRYCASTLE: T41 | ATHLONE |  | 53.4161 | -7.907
MV/LV Substation WI***876Y | 10 kV | 400V(3ph) & 230V(single ph) | LV | 200 kVA :Pole Substation | 0.2 | --> | 0.2 | 0 | 0 | Constrained,otherwise capacity available =153kVA. | --> | 0.19 | 0 | 0 | 0 | 0.001 | 0 | 0 | Constrained,otherwise capacity available =206kW. | --> | C16 ex MOUNTMELLICK | MOUNTMELLICK: T41∥T42 | PORTLAOISE |  | 53.1135 | -7.3158
MV/LV Substation WI***882 | 10 kV | 400V(3ph) & 230V(single ph) | LV | 50 kVA :Pole Substation | 0.05 | --> | 0.05 | 0 | 0 | Constrained,otherwise capacity available =41kVA. | --> | 0.047 | 0 | 0 | 0 | 0 | 0.05 | 0 |  | --> | C11 ex ATHENRY | ATHENRY: T41∥T42 | GALWAY 110KV |  | 53.2714 | -8.7745
MV/LV Substation WI***882Z | 20 kV | 400V(3ph) & 230V(single ph) | LV | 100 kVA :Pole Substation | 0.1 | --> | 0.1 | 0 | 0 | Constrained,otherwise capacity available =73kVA. | --> | 0.095 | 0 | 0 | 0 | 0 | 0.103 | 0 |  | --> | E15 ex GLENAMADDY | GLENAMADDY: T422 | ATHLONE |  | 53.6755 | -8.5793
MV/LV Substation WI***887Y | 10 kV | 400V(3ph) & 230V(single ph) | LV | 200 kVA :Kiosk Substation | 0.2 | --> | 0.2 | 0.094 | 5.5 |  | --> | 0.19 | 0 | 0 | 0 | 0.002 | 0.214 | 0 |  | --> | C12 ex ABBEYLAND | ABBEYLAND: T42 | NAVAN |  | 53.6666 | -6.699
MV/LV Substation WI***888Y | 10 kV | 400V(3ph) & 230V(single ph) | LV | 400 kVA :Kiosk Substation | 0.4 | --> | 0.4 | 0.344 | 5.5 |  | --> | 0.38 | 0 | 0 | 0 | 0 | 0.408 | 0 |  | --> | C12 ex ABBEYLAND | ABBEYLAND: T42 | NAVAN |  | 53.6686 | -6.6956
MV/LV Substation WI***934 | 10 kV | 400V(3ph) & 230V(single ph) | LV | 400 kVA :Building Structure | 0.4 | --> | 0.4 | 0.348 | 9.8 |  | --> | 0.38 | 0 | 0 | 0 | 0 | 0.407 | 0 |  | --> | C12 ex KILCOOLE | KILCOOLE: T41∥T42 | FASSAROE |  | 53.1052 | -6.0638
MV/LV Substation WI***950Y | 10 kV | 400V(3ph) & 230V(single ph) | LV | 200 kVA :Kiosk Substation | 0.2 | --> | 0.2 | 0 | 0 | Constrained,otherwise capacity available =117kVA. | --> | 0.19 | 0 | 0 | 0 | 0.028 | 0.182 | 0 |  | --> | C16 ex DOUGLAS | DOUGLAS: T41 | TRABEG |  | 51.8924 | -8.4217
MV/LV Substation WI***974 | 20 kV | 400V(3ph) & 230V(single ph) | LV | 100 kVA :Pole Substation | 0.1 | --> | 0.1 | 0.099 | 1 |  | --> | 0.095 | 0 | 0 | 0 | 0 | 0.1 | 0 |  | --> | E14 ex RANDALSTOWN | RANDALSTOWN: T422 | NAVAN |  | 53.7387 | -6.7183
MV/LV Substation WI***989 | 10 kV | 400V(3ph) & 230V(single ph) | LV | 200 kVA :Pole Substation | 0.2 | --> | 0.2 | 0.134 | 1.3 |  | --> | 0.19 | 0 | 0 | 0 | 0.022 | 0.186 | 0 |  | --> | C15 ex ENNIS NORTH | ENNIS NORTH: T41∥T42 | ENNIS |  | 52.8531 | -8.9932
MV/LV Substation WK***760Z | 10 kV | 400V(3ph) & 230V(single ph) | LV | 200 kVA :Kiosk Substation | 0.2 | --> | 0.2 | 0.153 | 5.6 |  | --> | 0.19 | 0 | 0 | 0 | 0.031 | 0.174 | 0 |  | --> | C18 ex PURCELLS INCH | PURCELLS INCH: T42 | KILKENNY |  | 52.6462 | -7.2133
MV/LV Substation WO***001 | 20 kV | 400V(3ph) & 230V(single ph) | LV | 630 kVA :Building Structure | 0.63 | --> | 0.63 | 0.356 | 3 |  | --> | 0.598 | 0 | 0 | 0 | 0 | 0 | 0 | Constrained,otherwise capacity available =500kW. | --> | C21 ex SWINFORD | SWINFORD: T41∥T42 | CASTLEBAR |  | 53.9826 | -9.1134
MV/LV Substation WO***001 | 10 kV | 400V(3ph) & 230V(single ph) | LV | 200 kVA :Kiosk Substation | 0.2 | --> | 0.2 | 0.185 | 9.9 |  | --> | 0.19 | 0 | 0 | 0 | 0 | 0.202 | 0 |  | --> | C17 ex CONVOY | CONVOY: T41∥T42 | LETTERKENNY |  | 54.8585 | -7.659
MV/LV Substation WO***001Y | 10 kV | 400V(3ph) & 230V(single ph) | LV | 400 kVA :Kiosk Substation | 0.4 | --> | 0.4 | 0 | 0 | Constrained,otherwise capacity available =325kVA. | --> | 0.38 | 0 | 0 | 0 | 0.012 | 0.399 | 0 |  | --> | C22 ex COBH | COBH: T41∥T42 | COW CROSS |  | 51.8513 | -8.3154
MV/LV Substation WO***002Z | 10 kV | 400V(3ph) & 230V(single ph) | LV | 630 kVA :Building Structure | 0.63 | --> | 0.63 | 0.495 | 4.5 |  | --> | 0.598 | 0 | 0 | 0 | 0 | 0.5 | 0 |  | --> | C19 ex KILMORE | KILMORE: T101 | FINGLAS |  | 53.4095 | -6.2361
MV/LV Substation WO***005 | 10 kV | 400V(3ph) & 230V(single ph) | LV | 50 kVA :Pole Substation | 0.05 | --> | 0.05 | 0 | 0 | Constrained,otherwise capacity available =27kVA. | --> | 0.047 | 0 | 0 | 0 | 0.004 | 0.048 | 0 |  | --> | C16 ex LOUGHREA | LOUGHREA: T41∥T42 | SOMERSET |  | 53.1929 | -8.5646
MV/LV Substation WO***007 | 20 kV | 400V(3ph) & 230V(single ph) | LV | 630 kVA :Kiosk Substation | 0.63 | --> | 0.63 | 0 | 0 | Constrained,otherwise capacity available =500kVA. | --> | 0.598 | 0 | 0 | 0 | 0.003 | 0.5 | 0 |  | --> | E15 ex PATRICKSWELL | PATRICKSWELL: T421∥T422 | LIMERICK |  | 52.5626 | -8.7662
MV/LV Substation WO***007X | 10 kV | 400V(3ph) & 230V(single ph) | LV | 50 kVA :Pole Substation | 0.05 | --> | 0.05 | 0.05 | 3.6 |  | --> | 0.047 | 0 | 0 | 0 | 0 | 0.049 | 0 |  | --> | E16 ex BALLYCROSSAUN | BALLYCROSSAUN: T421∥T422 | SOMERSET |  | 53.1008 | -8.2846
MV/LV Substation WO***008 | 10 kV | 400V(3ph) & 230V(single ph) | LV | 400 kVA :Kiosk Substation | 0.4 | --> | 0.4 | 0 | 0 | Constrained,otherwise capacity available =354kVA. | --> | 0.38 | 0 | 0 | 0 | 0 | 0.407 | 0 |  | --> | C22 ex MIDLETON | MIDLETON: T102 | MIDLETON |  | 51.9014 | -8.1709
MV/LV Substation WO***008 | 20 kV | 400V(3ph) & 230V(single ph) | LV | 100 kVA :Pole Substation | 0.1 | --> | 0.1 | 0.098 | 3.3 |  | --> | 0.095 | 0 | 0 | 0 | 0 | 0.1 | 0 |  | --> | E12 ex BIRDHILL | BIRDHILL: T422 | ARDNACRUSHA |  | 52.8089 | -8.4818
MV/LV Substation WO***008Y | 10 kV | 400V(3ph) & 230V(single ph) | LV | 400 kVA :Kiosk Substation | 0.4 | --> | 0.4 | 0.359 | 4.9 |  | --> | 0.38 | 0 | 0 | 0 | 0 | 0.406 | 0 |  | --> | C12 ex DUNDALK | DUNDALK: T42 | DUNDALK |  | 54.0139 | -6.4136
MV/LV Substation WO***012X | 10 kV | 400V(3ph) & 230V(single ph) | LV | 200 kVA :Kiosk Substation | 0.2 | --> | 0.2 | 0.176 | 2.7 |  | --> | 0.19 | 0 | 0 | 0 | 0 | 0.203 | 0 |  | --> | C11 ex BALLYARD | BALLYARD: T41∥T42 | TRALEE |  | 52.262 | -9.7032
MV/LV Substation WO***013 | 10 kV | 400V(3ph) & 230V(single ph) | LV | 100 kVA :Pole Substation | 0.1 | --> | 0.1 | 0.068 | 1.3 |  | --> | 0.095 | 0 | 0 | 0 | 0.012 | 0.092 | 0 |  | --> | C15 ex ENNIS NORTH | ENNIS NORTH: T41∥T42 | ENNIS |  | 52.8523 | -9.0137
MV/LV Substation WO***013X | 20 kV | 400V(3ph) & 230V(single ph) | LV | 400 kVA :Kiosk Substation | 0.4 | --> | 0.4 | 0.298 | 3.7 |  | --> | 0.38 | 0 | 0 | 0 | 0.022 | 0 | 0 | Constrained,otherwise capacity available =392kW. | --> | E20 ex FOXHOLE | FOXHOLE: T421∥T422 | DUNGARVAN |  | 51.9393 | -7.9924
MV/LV Substation WO***014 | 10 kV | 400V(3ph) & 230V(single ph) | LV | 100 kVA :Pole Substation | 0.1 | --> | 0.1 | 0.1 | 1.3 |  | --> | 0.095 | 0 | 0 | 0 | 0 | 0.1 | 0 |  | --> | C15 ex ENNIS NORTH | ENNIS NORTH: T41∥T42 | ENNIS |  | 52.8539 | -9.0095
MV/LV Substation WO***016 | 10 kV | 400V(3ph) & 230V(single ph) | LV | 400 kVA :Kiosk Substation | 0.4 | --> | 0.4 | 0 | 0 | Constrained,otherwise capacity available =279kVA. | --> | 0.38 | 0 | 0 | 0 | 0.007 | 0.411 | 0 |  | --> | C17 ex KILDARE | KILDARE: T41∥T42 | NEWBRIDGE |  | 53.1625 | -6.903
MV/LV Substation WO***016Y | 10 kV | 400V(3ph) & 230V(single ph) | LV | 200 kVA :Kiosk Substation | 0.2 | --> | 0.2 | 0.127 | 3.5 |  | --> | 0.19 | 0 | 0 | 0 | 0.006 | 0.204 | 0 |  | --> | C12 ex MARSHES | MARSHES: T42 | DUNDALK |  | 53.9909 | -6.3914
MV/LV Substation WO***022Y | 10 kV | 400V(3ph) & 230V(single ph) | LV | 100 kVA :Pole Substation | 0.1 | --> | 0.1 | 0.076 | 3.5 |  | --> | 0.095 | 0 | 0 | 0 | 0 | 0.103 | 0 |  | --> | C18 ex MARSHES | MARSHES: T42 | DUNDALK |  | 53.9816 | -6.3842
MV/LV Substation WO***024Y | 10 kV | 400V(3ph) & 230V(single ph) | LV | 400 kVA :Kiosk Substation | 0.4 | --> | 0.4 | 0 | 0 | Constrained,otherwise capacity available =321kVA. | --> | 0.38 | 0 | 0 | 0 | 0.006 | 0.405 | 0 |  | --> | C11 ex GARDEN CITY | GARDEN CITY: T41∥T42 | ARKLOW |  | 52.6849 | -6.2921
MV/LV Substation WO***025Y | 10 kV | 400V(3ph) & 230V(single ph) | LV | 630 kVA :Kiosk Substation | 0.63 | --> | 0.63 | 0 | 0 | Constrained,otherwise capacity available =500kVA. | --> | 0.598 | 0 | 0 | 0 | 0 | 0.5 | 0 |  | --> | C11 ex GARDEN CITY | GARDEN CITY: T41∥T42 | ARKLOW |  | 52.684 | -6.291
MV/LV Substation WO***028 | 20 kV | 400V(3ph) & 230V(single ph) | LV | 200 kVA :Pole Substation | 0.2 | --> | 0.2 | 0.042 | 1 |  | --> | 0.19 | 0 | 0 | 0 | 0 | 0.223 | 0 |  | --> | E19 ex SHILLELAGH | SHILLELAGH: T421∥T422 | CARLOW |  | 52.7079 | -6.4972
MV/LV Substation WO***030 | 10 kV | 400V(3ph) & 230V(single ph) | LV | 100 kVA :Pole Substation | 0.1 | --> | 0.1 | 0.082 | 2.4 |  | --> | 0.095 | 0 | 0 | 0 | 0 | 0.102 | 0 |  | --> | C12 ex PORTLAW | PORTLAW: T41∥T42 | BUTLERSTOWN |  | 52.2943 | -7.3103
MV/LV Substation WO***030 | 10 kV | 400V(3ph) & 230V(single ph) | LV | 400 kVA :Kiosk Substation | 0.4 | --> | 0.4 | 0 | 0 | Constrained,otherwise capacity available =243kVA. | --> | 0.38 | 0 | 0 | 0 | 0.015 | 0.408 | 0 |  | --> | C18 ex MONEENAGEISHA | MONEENAGEISHA: T42 | GALWAY 110KV |  | 53.2808 | -9.0253
MV/LV Substation WO***030 | 20 kV | 400V(3ph) & 230V(single ph) | LV | 630 kVA :Kiosk Substation | 0.63 | --> | 0.63 | 0.421 | 1 |  | --> | 0.598 | 0 | 0 | 0 | 0.016 | 0.5 | 0 |  | --> | E19 ex SHILLELAGH | SHILLELAGH: T421∥T422 | CARLOW |  | 52.7101 | -6.5016
MV/LV Substation WO***030X | 10 kV | 400V(3ph) & 230V(single ph) | LV | 400 kVA :Kiosk Substation | 0.4 | --> | 0.4 | 0.289 | 1.1 |  | --> | 0.38 | 0 | 0 | 0 | 0.015 | 0.401 | 0 |  | --> | C17 ex TRIM | TRIM: T41∥T42 | NAVAN |  | 53.5598 | -6.7745
MV/LV Substation WO***030Y | 10 kV | 400V(3ph) & 230V(single ph) | LV | 100 kVA :Pole Substation | 0.1 | --> | 0.1 | 0 | 0 | Constrained,otherwise capacity available =77kVA. | --> | 0.095 | 0 | 0 | 0 | 0.008 | 0 | 0 | Constrained,otherwise capacity available =94kW. | --> | C17 ex BIRR | BIRR: T41 | DALLOW |  | 53.0869 | -7.9002
MV/LV Substation WO***032 | 10 kV | 400V(3ph) & 230V(single ph) | LV | 50 kVA :Pole Substation | 0.05 | --> | 0.05 | 0 | 0 | Constrained,otherwise capacity available =33kVA. | --> | 0.047 | 0 | 0 | 0 | 0 | 0.051 | 0 |  | --> | E15 ex WHITECHURCH | WHITECHURCH: T421 | KILBARRY |  | 51.9381 | -8.5603
MV/LV Substation WO***033Y | 10 kV | 400V(3ph) & 230V(single ph) | LV | 400 kVA :Kiosk Substation | 0.4 | --> | 0.4 | 0 | 0 | Constrained,otherwise capacity available =349kVA. | --> | 0.38 | 0 | 0 | 0 | 0 | 0.407 | 0 |  | --> | C20 ex TOGHER | TOGHER: T42 | TRABEG |  | 51.8772 | -8.4901
MV/LV Substation WO***034 | 10 kV | 400V(3ph) & 230V(single ph) | LV | 400 kVA :Kiosk Substation | 0.4 | --> | 0.4 | 0 | 0 | Constrained,otherwise capacity available =301kVA. | --> | 0.38 | 0 | 0 | 0 | 0 | 0.414 | 0 |  | --> | C17 ex BALLYBEGGAN | BALLYBEGGAN: T43∥T44 | TRALEE |  | 52.2859 | -9.6914
MV/LV Substation WO***034Y | 10 kV | 400V(3ph) & 230V(single ph) | LV | 200 kVA :Building Structure | 0.2 | --> | 0.2 | 0.148 | 4.2 |  | --> | 0.19 | 0 | 0 | 0 | 0 | 0.207 | 0 |  | --> | C17 ex SWORDS | SWORDS: T41 | GLASMORE |  | 53.4619 | -6.2115
MV/LV Substation WO***039 | 20 kV | 400V(3ph) & 230V(single ph) | LV | 200 kVA :Pole Substation | 0.2 | --> | 0.2 | 0.134 | 5.6 |  | --> | 0.19 | 0 | 0 | 0 | 0.014 | 0.195 | 0 |  | --> | E18 ex CRANE | CRANE: T122 | CRANE |  | 52.6447 | -6.2345
MV/LV Substation WO***040 | 20 kV | 400V(3ph) & 230V(single ph) | LV | 200 kVA :Pole Substation | 0.2 | --> | 0.2 | 0 | 0 | Constrained,otherwise capacity available =166kVA. | --> | 0.19 | 0 | 0 | 0 | 0.01 | 0.194 | 0 |  | --> | E17 ex CREAGH | CREAGH: T421∥T422 | ATHLONE |  | 53.3295 | -8.1933
MV/LV Substation WO***040 | 10 kV | 400V(3ph) & 230V(single ph) | LV | 50 kVA :Pole Substation | 0.05 | --> | 0.05 | 0.021 | 2.8 |  | --> | 0.047 | 0 | 0 | 0 | 0.003 | 0.05 | 0 |  | --> | C14 ex BALLYBODEN | BALLYBODEN: T42 | COOKSTOWN |  | 53.2692 | -6.3139
MV/LV Substation WO***042 | 10 kV | 400V(3ph) & 230V(single ph) | LV | 400 kVA :Kiosk Substation | 0.4 | --> | 0.4 | 0.336 | 1.6 |  | --> | 0.38 | 0 | 0 | 0 | 0 | 0.409 | 0 |  | --> | C20 ex CAHIR | CAHIR: T42 | CAHIR |  | 52.3813 | -7.9318
MV/LV Substation WO***042X | 10 kV | 400V(3ph) & 230V(single ph) | LV | 400 kVA :Building Structure | 0.4 | --> | 0.4 | 0.28 | 3.6 |  | --> | 0.38 | 0 | 0 | 0 | 0.039 | 0.377 | 0 |  | --> | C19 ex BOGHALL ROAD | BOGHALL ROAD: T41 | FASSAROE |  | 53.1798 | -6.1287
MV/LV Substation WO***043Y | 10 kV | 400V(3ph) & 230V(single ph) | LV | 400 kVA :Kiosk Substation | 0.4 | --> | 0.4 | 0 | 0 | Constrained,otherwise capacity available =233kVA. | --> | 0.38 | 0 | 0 | 0 | 0.005 | 0.42 | 0 |  | --> | C16 ex SANTRY | SANTRY: T42 | FINGLAS |  | 53.399 | -6.2309
MV/LV Substation WO***044Y | 10 kV | 400V(3ph) & 230V(single ph) | LV | 400 kVA :Kiosk Substation | 0.4 | --> | 0.4 | 0 | 0 | Constrained,otherwise capacity available =253kVA. | --> | 0.38 | 0 | 0 | 0 | 0.003 | 0.419 | 0 |  | --> | C16 ex SANTRY | SANTRY: T42 | FINGLAS |  | 53.4011 | -6.2308
MV/LV Substation WO***045 | 10 kV | 400V(3ph) & 230V(single ph) | LV | 400 kVA :Kiosk Substation | 0.4 | --> | 0.4 | 0.326 | 4.7 |  | --> | 0.38 | 0 | 0 | 0 | 0.011 | 0.399 | 0 |  | --> | C11 ex OAKFIELD | OAKFIELD: T41 | SLIGO |  | 54.2552 | -8.4668
MV/LV Substation WO***046 | 10 kV | 400V(3ph) & 230V(single ph) | LV | 200 kVA :Kiosk Substation | 0.2 | --> | 0.2 | 0.125 | 2.3 |  | --> | 0.19 | 0 | 0 | 0 | 0 | 0 | 0 | Constrained,otherwise capacity available =211kW. | --> | C15 ex KILRUSH | KILRUSH: T41∥T42 | TULLABRACK |  | 52.64 | -9.4731
MV/LV Substation WO***046 | 10 kV | 400V(3ph) & 230V(single ph) | LV | 100 kVA :Pole Substation | 0.1 | --> | 0.1 | 0 | 0 | Constrained,otherwise capacity available =79kVA. | --> | 0.095 | 0 | 0 | 0 | 0 | 0.103 | 0 |  | --> | C19 ex MILFORD (NR) | MILFORD (NR): T41∥T42 | LETTERKENNY |  | 55.072 | -7.6787
MV/LV Substation WO***048 | 10 kV | 400V(3ph) & 230V(single ph) | LV | 630 kVA :Kiosk Substation | 0.63 | --> | 0.63 | 0 | 0 | Constrained,otherwise capacity available =500kVA. | --> | 0.598 | 0 | 0 | 0 | 0.032 | 0.5 | 0 |  | --> | C18 ex WOODFORD | WOODFORD: T41∥T42 | KNOCKEARAGH |  | 52.05 | -9.503
MV/LV Substation WO***050 | 20 kV | 400V(3ph) & 230V(single ph) | LV | 100 kVA :Pole Substation | 0.1 | --> | 0.1 | 0 | 0 | Constrained,otherwise capacity available =48kVA. | --> | 0.095 | 0 | 0 | 0 | 0 | 0 | 0 | Constrained,otherwise capacity available =107kW. | --> | E12 ex PORTLAOISE | PORTLAOISE: T423∥T424 | PORTLAOISE |  | 53.0127 | -7.1478
MV/LV Substation WO***055 | 10 kV | 400V(3ph) & 230V(single ph) | LV | 200 kVA :Kiosk Substation | 0.2 | --> | 0.2 | 0.149 | 8.9 |  | --> | 0.19 | 0 | 0 | 0 | 0 | 0.207 | 0 |  | --> | C11 ex CARROWBEG | CARROWBEG: T41∥T42 | CARROWBEG |  | 53.7966 | -9.5413
MV/LV Substation WO***056X | 20 kV | 400V(3ph) & 230V(single ph) | LV | 100 kVA :Pole Substation | 0.1 | --> | 0.1 | 0 | 0 | Constrained,otherwise capacity available =88kVA. | --> | 0.095 | 0 | 0 | 0 | 0.003 | 0.098 | 0 |  | --> | C14 ex CARRICK ON SHANNON | CARRICK ON SHANNON: T41∥T42 | CARRICK ON SHANNON |  | 53.9953 | -8.0658
MV/LV Substation WO***056Z | 10 kV | 400V(3ph) & 230V(single ph) | LV | 200 kVA :Kiosk Substation | 0.2 | --> | 0.2 | 0 | 0 | Constrained,otherwise capacity available =108kVA. | --> | 0.19 | 0 | 0 | 0 | 0 | 0.213 | 0 |  | --> | C21 ex DOUGLAS | DOUGLAS: T42 | TRABEG |  | 51.8757 | -8.3913
MV/LV Substation WO***059 | 10 kV | 400V(3ph) & 230V(single ph) | LV | 400 kVA :Building Structure | 0.4 | --> | 0.4 | 0 | 0 | Constrained,otherwise capacity available =233kVA. | --> | 0.38 | 0 | 0 | 0 | 0.19 | 0.225 | 0 |  | --> | C17 ex LUCAN EAST | LUCAN EAST: T41∥T42 | GRANGE CASTLE |  | 53.3609 | -6.4453
MV/LV Substation WO***059Z | 10 kV | 400V(3ph) & 230V(single ph) | LV | 200 kVA :Kiosk Substation | 0.2 | --> | 0.2 | 0.168 | 4.8 |  | --> | 0.19 | 0 | 0 | 0 | 0 | 0.204 | 0 |  | --> | C19 ex ATHY | ATHY: T101 | ATHY |  | 52.9925 | -7.0013
MV/LV Substation WO***062 | 10 kV | 400V(3ph) & 230V(single ph) | LV | 100 kVA :Pole Substation | 0.1 | --> | 0.1 | 0.087 | 0.7 |  | --> | 0.095 | 0 | 0 | 0 | 0 | 0.101 | 0 |  | --> | C12 ex KILMAGIG | KILMAGIG: T42 | ARKLOW |  | 52.8303 | -6.2346
MV/LV Substation WO***062Z | 10 kV | 400V(3ph) & 230V(single ph) | LV | 400 kVA :Kiosk Substation | 0.4 | --> | 0.4 | 0 | 0 | Constrained,otherwise capacity available =239kVA. | --> | 0.38 | 0 | 0 | 0 | 0.021 | 0.402 | 0 |  | --> | C12 ex MONEYCOOLEY | MONEYCOOLEY: T42 | GRIFFINRATH |  | 53.3424 | -6.5529
MV/LV Substation WO***063Z | 10 kV | 400V(3ph) & 230V(single ph) | LV | 400 kVA :Kiosk Substation | 0.4 | --> | 0.4 | 0 | 0 | Constrained,otherwise capacity available =257kVA. | --> | 0.38 | 0 | 0 | 0 | 0.029 | 0.391 | 0 |  | --> | C12 ex MONEYCOOLEY | MONEYCOOLEY: T42 | GRIFFINRATH |  | 53.3425 | -6.5508
MV/LV Substation WO***067 | 10 kV | 400V(3ph) & 230V(single ph) | LV | 400 kVA :Kiosk Substation | 0.4 | --> | 0.4 | 0 | 0 | Constrained,otherwise capacity available =286kVA. | --> | 0.38 | 0 | 0 | 0 | 0.024 | 0.391 | 0 |  | --> | C12 ex CULLION | CULLION: T41∥T42 | LETTERKENNY |  | 54.9349 | -7.7353
MV/LV Substation WO***067X | 20 kV | 400V(3ph) & 230V(single ph) | LV | 200 kVA :Kiosk Substation | 0.2 | --> | 0.2 | 0 | 0 | Constrained,otherwise capacity available =147kVA. | --> | 0.19 | 0 | 0 | 0 | 0.014 | 0.193 | 0 |  | --> | E47 ex CLAREGALWAY | CLAREGALWAY: T421 | GALWAY 110KV |  | 53.3669 | -8.8892
MV/LV Substation WO***070Z | 20 kV | 400V(3ph) & 230V(single ph) | LV | 200 kVA :Pole Substation | 0.2 | --> | 0.2 | 0 | 0 | Constrained,otherwise capacity available =131kVA. | --> | 0.19 | 0 | 0 | 0 | 0.039 | 0.169 | 0 |  | --> | C14 ex KILDARE | KILDARE: T41∥T42 | NEWBRIDGE |  | 53.2371 | -7.0115
MV/LV Substation WO***071 | 10 kV | 400V(3ph) & 230V(single ph) | LV | 400 kVA :Kiosk Substation | 0.4 | --> | 0.4 | 0.289 | 8.3 |  | --> | 0.38 | 0 | 0 | 0 | 0.002 | 0.415 | 0 |  | --> | C12 ex MONREAD | MONREAD: T102 | MONREAD |  | 53.2258 | -6.6592
MV/LV Substation WO***074Z | 10 kV | 400V(3ph) & 230V(single ph) | LV | 630 kVA :Building Structure | 0.63 | --> | 0.63 | 0.452 | 4.5 |  | --> | 0.598 | 0 | 0 | 0 | 0 | 0.5 | 0 |  | --> | C19 ex KILMORE | KILMORE: T101 | FINGLAS |  | 53.4085 | -6.2363
MV/LV Substation WO***078X | 20 kV | 400V(3ph) & 230V(single ph) | LV | 50 kVA :Pole Substation | 0.05 | --> | 0.05 | 0.046 | 2.2 |  | --> | 0.047 | 0 | 0 | 0 | 0 | 0 | 0 | Constrained,otherwise capacity available =49kW. | --> | E17 ex BALLYMACARRY | BALLYMACARRY: T421 | TRILLICK |  | 55.0768 | -7.4506
MV/LV Substation WO***081 | 10 kV | 400V(3ph) & 230V(single ph) | LV | 400 kVA :Kiosk Substation | 0.4 | --> | 0.4 | 0.264 | 5 |  | --> | 0.38 | 0 | 0 | 0 | 0.022 | 0.397 | 0 |  | --> | C11 ex BALLYRICKARD | BALLYRICKARD: T41∥T42 | TRALEE |  | 52.2781 | -9.7022
MV/LV Substation WO***081Y | 20 kV | 400V(3ph) & 230V(single ph) | LV | 100 kVA :Pole Substation | 0.1 | --> | 0.1 | 0 | 0 | Constrained,otherwise capacity available =80kVA. | --> | 0.095 | 0 | 0 | 0 | 0 | 0.103 | 0 |  | --> | C21 ex MACETOWN | MACETOWN: T101 | MACETOWN |  | 53.4464 | -6.4829
MV/LV Substation WO***082Y | 20 kV | 400V(3ph) & 230V(single ph) | LV | 50 kVA :Pole Substation | 0.05 | --> | 0.05 | 0 | 0 | Constrained,otherwise capacity available =45kVA. | --> | 0.047 | 0 | 0 | 0 | 0 | 0.05 | 0 |  | --> | C21 ex MACETOWN | MACETOWN: T101 | MACETOWN |  | 53.4442 | -6.4839
MV/LV Substation WO***085 | 10 kV | 400V(3ph) & 230V(single ph) | LV | 200 kVA :Pole Substation | 0.2 | --> | 0.2 | 0 | 0 | Constrained,otherwise capacity available =200kVA. | --> | 0.19 | 0 | 0 | 0 | 0 | 0.2 | 0 |  | --> | C11 ex LITTLE BRAY | LITTLE BRAY: T41 | FASSAROE |  | 53.2167 | -6.1135
MV/LV Substation WO***085 | 10 kV | 400V(3ph) & 230V(single ph) | LV | 630 kVA :Building Structure | 0.63 | --> | 0.63 | 0.285 | 0.6 |  | --> | 0.598 | 0 | 0 | 0 | 0.06 | 0.5 | 0 |  | --> | C14 ex BELFIELD | BELFIELD: T42 | BLACKROCK |  | 53.3089 | -6.209
MV/LV Substation WO***089X | 10 kV | 400V(3ph) & 230V(single ph) | LV | 100 kVA :Pole Substation | 0.1 | --> | 0.1 | 0.06 | 1.5 |  | --> | 0.095 | 0 | 0 | 0 | 0 | 0 | 0 | Constrained,otherwise capacity available =106kW. | --> | C11 ex FOYNES | FOYNES: T41 | RATHKEALE |  | 52.61 | -9.1073
MV/LV Substation WO***090 | 10 kV | 400V(3ph) & 230V(single ph) | LV | 200 kVA :Pole Substation | 0.2 | --> | 0.2 | 0.159 | 0.7 |  | --> | 0.19 | 0 | 0 | 0 | 0 | 0.206 | 0 |  | --> | C12 ex KILMAGIG | KILMAGIG: T42 | ARKLOW |  | 52.8327 | -6.2322
MV/LV Substation WO***091 | 10 kV | 400V(3ph) & 230V(single ph) | LV | 100 kVA :Pole Substation | 0.1 | --> | 0.1 | 0.006 | 4.6 |  | --> | 0.095 | 0 | 0 | 0 | 0.002 | 0.111 | 0 |  | --> | E16 ex BALLYRAGGET | BALLYRAGGET: T421∥T422 | BALLYRAGGET |  | 52.8434 | -7.3936
MV/LV Substation WO***094 | 10 kV | 400V(3ph) & 230V(single ph) | LV | 630 kVA :Building Structure | 0.63 | --> | 0.63 | 0.429 | 5 |  | --> | 0.598 | 0 | 0 | 0 | 0.009 | 0.5 | 0 |  | --> | C17 ex POTTERY ROAD | POTTERY ROAD: T101 | CARRICKMINES |  | 53.2761 | -6.143
MV/LV Substation WO***096 | 10 kV | 400V(3ph) & 230V(single ph) | LV | 50 kVA :Pole Substation | 0.05 | --> | 0.05 | 0.035 | 25.2 |  | --> | 0.047 | 0 | 0 | 0 | 0 | 0.051 | 0 |  | --> | C13 ex ARKLOW | ARKLOW: T101∥T102 | ARKLOW |  | 52.8136 | -6.1579
MV/LV Substation WO***096 | 10 kV | 400V(3ph) & 230V(single ph) | LV | 50 kVA :Pole Substation | 0.05 | --> | 0.05 | 0.022 | 0 | Constrained,otherwise capacity available =27kVA. | --> | 0.047 | 0 | 0 | 0 | 0 | 0.052 | 0 |  | --> | C16 ex RATHDRUM | RATHDRUM: T42 | ARKLOW |  | 52.934 | -6.2424
MV/LV Substation WO***096 | 10 kV | 400V(3ph) & 230V(single ph) | LV | 400 kVA :Kiosk Substation | 0.4 | --> | 0.4 | 0.324 | 7.3 |  | --> | 0.38 | 0 | 0 | 0 | 0 | 0.411 | 0 |  | --> | E41 ex KINSALE | KINSALE: T423 | BANDON |  | 51.6985 | -8.5194
MV/LV Substation WO***097 | 20 kV | 400V(3ph) & 230V(single ph) | LV | 50 kVA :Pole Substation | 0.05 | --> | 0.05 | 0 | 0 | Constrained,otherwise capacity available =34kVA. | --> | 0.047 | 0 | 0 | 0 | 0 | 0 | 0 | Constrained,otherwise capacity available =51kW. | --> | E11 ex BEALNABLATH | BEALNABLATH: T421 | BANDON |  | 51.8237 | -8.7616
MV/LV Substation WO***098Y | 10 kV | 400V(3ph) & 230V(single ph) | LV | 400 kVA :Kiosk Substation | 0.4 | --> | 0.4 | 0.29 | 7 |  | --> | 0.38 | 0 | 0 | 0 | 0.019 | 0.397 | 0 |  | --> | C17 ex BUSHFIELD | BUSHFIELD: T41 | ATHLONE |  | 53.4332 | -7.8987
MV/LV Substation WO***100Y | 10 kV | 400V(3ph) & 230V(single ph) | LV | 200 kVA :Kiosk Substation | 0.2 | --> | 0.2 | 0.137 | 3.3 |  | --> | 0.19 | 0 | 0 | 0 | 0.039 | 0.168 | 0 |  | --> | C11 ex COOLOCK | COOLOCK: T41 | FINGLAS |  | 53.3956 | -6.1911
MV/LV Substation WO***102X | 10 kV | 400V(3ph) & 230V(single ph) | LV | 100 kVA :Pole Substation | 0.1 | --> | 0.1 | 0.079 | 2.2 |  | --> | 0.095 | 0 | 0 | 0 | 0 | 0.103 | 0 |  | --> | C16 ex ROSSGEIR | ROSSGEIR: T41∥T42 | LETTERKENNY |  | 54.876 | -7.5785
MV/LV Substation WO***104X | 10 kV | 400V(3ph) & 230V(single ph) | LV | 400 kVA :Building Structure | 0.4 | --> | 0.4 | 0.321 | 2.3 |  | --> | 0.38 | 0 | 0 | 0 | 0 | 0.411 | 0 |  | --> | C18 ex MOUNT MERRION | MOUNT MERRION: T42 | CARRICKMINES |  | 53.3003 | -6.1884
MV/LV Substation WO***106Y | 20 kV | 400V(3ph) & 230V(single ph) | LV | 400 kVA :Kiosk Substation | 0.4 | --> | 0.4 | 0.352 | 2 |  | --> | 0.38 | 0 | 0 | 0 | 0 | 0.407 | 0 |  | --> | E15 ex BALLYCONNELL | BALLYCONNELL: T421∥T422 | GORTAWEE |  | 54.1134 | -7.5839
MV/LV Substation WO***106Z | 20 kV | 400V(3ph) & 230V(single ph) | LV | 200 kVA :Kiosk Substation | 0.2 | --> | 0.2 | 0.1 | 8.3 |  | --> | 0.19 | 0 | 0 | 0 | 0.017 | 0.197 | 0 |  | --> | E18 ex BALTRASNA | BALTRASNA: T122 | BALTRASNA |  | 53.5078 | -6.4719
MV/LV Substation WO***107Y | 20 kV | 400V(3ph) & 230V(single ph) | LV | 200 kVA :Pole Substation | 0.2 | --> | 0.2 | 0 | 0 | Constrained,otherwise capacity available =192kVA. | --> | 0.19 | 0 | 0 | 0 | 0.003 | 0.197 | 0 |  | --> | E20 ex COLLOONEY | COLLOONEY: T422 | SLIGO |  | 54.2131 | -8.5159
MV/LV Substation WO***112X | 20 kV | 400V(3ph) & 230V(single ph) | LV | 50 kVA :Pole Substation | 0.05 | --> | 0.05 | 0 | 0 | Constrained,otherwise capacity available =41kVA. | --> | 0.047 | 0 | 0 | 0 | 0 | 0 | 0 | Constrained,otherwise capacity available =50kW. | --> | E24 ex BIRR | BIRR: T422 | DALLOW |  | 53.1081 | -7.8964
MV/LV Substation WO***112Z | 10 kV | 400V(3ph) & 230V(single ph) | LV | 200 kVA :Kiosk Substation | 0.2 | --> | 0.2 | 0.144 | 2.2 |  | --> | 0.19 | 0 | 0 | 0 | 0.003 | 0 | 0 | Constrained,otherwise capacity available =205kW. | --> | C15 ex NEWCASTLEWEST | NEWCASTLEWEST: T41∥T42 | RATHKEALE |  | 52.4441 | -9.0486
MV/LV Substation WO***116 | 20 kV | 400V(3ph) & 230V(single ph) | LV | 50 kVA :Pole Substation | 0.05 | --> | 0.05 | 0.05 | 1.8 |  | --> | 0.047 | 0 | 0 | 0 | 0 | 0.049 | 0 |  | --> | E11 ex CARRIGALLEN | CARRIGALLEN: T421 | CARRICK ON SHANNON |  | 54.0557 | -7.6929
MV/LV Substation WO***116 | 10 kV | 400V(3ph) & 230V(single ph) | LV | 400 kVA :Kiosk Substation | 0.4 | --> | 0.4 | 0.261 | 1.3 |  | --> | 0.38 | 0 | 0 | 0 | 0.01 | 0.41 | 0 |  | --> | C15 ex TYMON | TYMON: T41 | COOKSTOWN |  | 53.2834 | -6.3378
MV/LV Substation WO***117 | 10 kV | 400V(3ph) & 230V(single ph) | LV | 400 kVA :Kiosk Substation | 0.4 | --> | 0.4 | 0.236 | 1.3 |  | --> | 0.38 | 0 | 0 | 0 | 0.021 | 0.402 | 0 |  | --> | C15 ex TYMON | TYMON: T41 | COOKSTOWN |  | 53.2812 | -6.3345
MV/LV Substation WO***118X | 10 kV | 400V(3ph) & 230V(single ph) | LV | 630 kVA :Building Structure | 0.63 | --> | 0.63 | 0.483 | 2.8 |  | --> | 0.598 | 0 | 0 | 0 | 0 | 0.5 | 0 |  | --> | C20 ex INCHICORE NORTH | INCHICORE NORTH: T41 | INCHICORE 220KV |  | 53.3288 | -6.3543
MV/LV Substation WO***121 | 10 kV | 400V(3ph) & 230V(single ph) | LV | 200 kVA :Kiosk Substation | 0.2 | --> | 0.2 | 0.107 | 0.6 |  | --> | 0.19 | 0 | 0 | 0 | 0.024 | 0.188 | 0 |  | --> | C28 ex ACADEMY STREET | ACADEMY STREET: T44 | NAVAN |  | 53.6473 | -6.6842
MV/LV Substation WO***122X | 10 kV | 400V(3ph) & 230V(single ph) | LV | 400 kVA :Building Structure | 0.4 | --> | 0.4 | 0.37 | 4.6 |  | --> | 0.38 | 0 | 0 | 0 | 0 | 0.404 | 0 |  | --> | C18 ex DUN LAOGHAIRE | DUN LAOGHAIRE: T42 | BLACKROCK |  | 53.294 | -6.1412
MV/LV Substation WO***132 | 10 kV | 400V(3ph) & 230V(single ph) | LV | 400 kVA :Kiosk Substation | 0.4 | --> | 0.4 | 0.316 | 3.9 |  | --> | 0.38 | 0 | 0 | 0 | 0.014 | 0.397 | 0 |  | --> | C16 ex BOGHALL ROAD | BOGHALL ROAD: T42 | FASSAROE |  | 53.1894 | -6.1119
MV/LV Substation WO***136 | 10 kV | 400V(3ph) & 230V(single ph) | LV | 200 kVA :Kiosk Substation | 0.2 | --> | 0.2 | 0.157 | 3.4 |  | --> | 0.19 | 0 | 0 | 0 | 0.032 | 0.172 | 0 |  | --> | C12 ex MAYFIELD | MAYFIELD: T42 | KILBARRY |  | 51.9058 | -8.4341
MV/LV Substation WO***136 | 10 kV | 400V(3ph) & 230V(single ph) | LV | 400 kVA :Kiosk Substation | 0.4 | --> | 0.4 | 0 | 0 | Constrained,otherwise capacity available =317kVA. | --> | 0.38 | 0 | 0 | 0 | 0.011 | 0.401 | 0 |  | --> | C19 ex SANDYFORD | SANDYFORD: T41 | CARRICKMINES |  | 53.2721 | -6.2493
MV/LV Substation WO***136X | 10 kV | 400V(3ph) & 230V(single ph) | LV | 50 kVA :Pole Substation | 0.05 | --> | 0.05 | 0 | 0 | Constrained,otherwise capacity available =46kVA. | --> | 0.047 | 0 | 0 | 0 | 0 | 0.049 | 0 |  | --> | C12 ex CULLION | CULLION: T41∥T42 | LETTERKENNY |  | 54.9301 | -7.7203
MV/LV Substation WO***138 | 10 kV | 400V(3ph) & 230V(single ph) | LV | 630 kVA :Building Structure | 0.63 | --> | 0.63 | 0.358 | 2.3 |  | --> | 0.598 | 0 | 0 | 0 | 0.021 | 0.5 | 0 |  | --> | C11 ex TRABEG | TRABEG: T102 | TRABEG |  | 51.8851 | -8.4504
MV/LV Substation WO***143X | 20 kV | 400V(3ph) & 230V(single ph) | LV | 50 kVA :Pole Substation | 0.05 | --> | 0.05 | 0.044 | 1 |  | --> | 0.047 | 0 | 0 | 0 | 0 | 0 | 0 | Constrained,otherwise capacity available =50kW. | --> | E12 ex CARNDONAGH | CARNDONAGH: T421∥T422 | TRILLICK |  | 55.2687 | -7.2686
MV/LV Substation WO***145X | 10 kV | 400V(3ph) & 230V(single ph) | LV | 630 kVA :Building Structure | 0.63 | --> | 0.63 | 0.386 | 7 |  | --> | 0.598 | 0 | 0 | 0 | 0 | 0.5 | 0 |  | --> | C19 ex WOLFE TONE STREET | WOLFE TONE STREET: T101 | FINGLAS |  | 53.3494 | -6.2675
MV/LV Substation WO***145Z | 10 kV | 400V(3ph) & 230V(single ph) | LV | 400 kVA :Kiosk Substation | 0.4 | --> | 0.4 | 0.277 | 0.7 |  | --> | 0.38 | 0 | 0 | 0 | 0.015 | 0.402 | 0 |  | --> | C14 ex KNOCKMULLEN | KNOCKMULLEN: T42 | GREAT ISLAND |  | 52.3868 | -6.9286
MV/LV Substation WO***147 | 10 kV | 400V(3ph) & 230V(single ph) | LV | 630 kVA :Kiosk Substation | 0.63 | --> | 0.63 | 0.428 | 2.3 |  | --> | 0.598 | 0 | 0 | 0 | 0.015 | 0.5 | 0 |  | --> | C21 ex CENTRAL PARK | CENTRAL PARK: T101 | CARRICKMINES |  | 53.2922 | -6.202
MV/LV Substation WO***148X | 10 kV | 400V(3ph) & 230V(single ph) | LV | 200 kVA :Pole Substation | 0.2 | --> | 0.2 | 0 | 0 | Constrained,otherwise capacity available =95kVA. | --> | 0.19 | 0 | 0 | 0 | 0.008 | 0 | 0 | Constrained,otherwise capacity available =207kW. | --> | C15 ex TOOMEVARA | TOOMEVARA: T42 | NENAGH |  | 52.889 | -8.0515
MV/LV Substation WO***151X | 10 kV | 400V(3ph) & 230V(single ph) | LV | 400 kVA :Kiosk Substation | 0.4 | --> | 0.4 | 0.362 | 3 |  | --> | 0.38 | 0 | 0 | 0 | 0.028 | 0 | 0 | Constrained,otherwise capacity available =376kW. | --> | C13 ex SWINFORD | SWINFORD: T41∥T42 | CASTLEBAR |  | 53.9387 | -8.9441
MV/LV Substation WO***151Y | 10 kV | 400V(3ph) & 230V(single ph) | LV | 630 kVA :Building Structure | 0.63 | --> | 0.63 | 0.451 | 11.5 |  | --> | 0.598 | 0 | 0 | 0 | 0 | 0.5 | 0 |  | --> | C14 ex BALLYBEG | BALLYBEG: T102 | CARRICKMINES |  | 52.994 | -6.0867
MV/LV Substation WO***152X | 10 kV | 400V(3ph) & 230V(single ph) | LV | 200 kVA :Kiosk Substation | 0.2 | --> | 0.2 | 0 | 0 | Constrained,otherwise capacity available =139kVA. | --> | 0.19 | 0 | 0 | 0 | 0.01 | 0.198 | 0 |  | --> | C12 ex LUCAN EAST | LUCAN EAST: T41∥T42 | GRANGE CASTLE |  | 53.3541 | -6.4612
MV/LV Substation WO***155X | 10 kV | 400V(3ph) & 230V(single ph) | LV | 630 kVA :Building Structure | 0.63 | --> | 0.63 | 0.5 | 4.6 |  | --> | 0.598 | 0 | 0 | 0 | 0 | 0.5 | 0 |  | --> | C24 ex CABRA | CABRA: T101 | FINGLAS |  | 53.3753 | -6.3052
MV/LV Substation WO***157X | 20 kV | 400V(3ph) & 230V(single ph) | LV | 200 kVA :Kiosk Substation | 0.2 | --> | 0.2 | 0.095 | 5.4 |  | --> | 0.19 | 0 | 0 | 0 | 0 | 0.216 | 0 |  | --> | E14 ex MOY | MOY: T421∥T422 | MOY |  | 54.2103 | -9.2221
MV/LV Substation WO***158Y | 10 kV | 400V(3ph) & 230V(single ph) | LV | 200 kVA :Pole Substation | 0.2 | --> | 0.2 | 0.067 | 0.1 | Constrained,otherwise capacity available =150kVA. | --> | 0.19 | 0 | 0 | 0 | 0.014 | 0.193 | 0 |  | --> | C21 ex BISHOPSTOWN | BISHOPSTOWN: T41 | KILBARRY |  | 51.8861 | -8.5195
MV/LV Substation WO***161X | 20 kV | 400V(3ph) & 230V(single ph) | LV | 200 kVA :Kiosk Substation | 0.2 | --> | 0.2 | 0.089 | 3.6 |  | --> | 0.19 | 0 | 0 | 0 | 0.002 | 0.214 | 0 |  | --> | C22 ex CASTLEREA | CASTLEREA: T41∥T42 | CARRICK ON SHANNON |  | 53.7694 | -8.5058
MV/LV Substation WO***162Z | 10 kV | 400V(3ph) & 230V(single ph) | LV | 630 kVA :Kiosk Substation | 0.63 | --> | 0.63 | 0 | 0 | Constrained,otherwise capacity available =479kVA. | --> | 0.598 | 0 | 0 | 0 | 0 | 0 | 0 | Constrained,otherwise capacity available =500kW. | --> | C12 ex COOLMINE | COOLMINE: T42 | FINGLAS |  | 53.3881 | -6.3917
MV/LV Substation WO***166X | 10 kV | 400V(3ph) & 230V(single ph) | LV | 200 kVA :Pole Substation | 0.2 | --> | 0.2 | 0.2 | 2.9 |  | --> | 0.19 | 0 | 0 | 0 | 0 | 0.2 | 0 |  | --> | C18 ex DUNLEER | DUNLEER: T41∥T42 | DRYBRIDGE |  | 53.8213 | -6.4026
MV/LV Substation WO***166Y | 10 kV | 400V(3ph) & 230V(single ph) | LV | 50 kVA :Pole Substation | 0.05 | --> | 0.05 | 0 | 0 | Constrained,otherwise capacity available =37kVA. | --> | 0.047 | 0 | 0 | 0 | 0.006 | 0 | 0 | Constrained,otherwise capacity available =44kW. | --> | C13 ex FERMOY NORTH | FERMOY NORTH: T41∥T42 | BARRYMORE |  | 52.1453 | -8.2685
MV/LV Substation WO***169X | 20 kV | 400V(3ph) & 230V(single ph) | LV | 200 kVA :Kiosk Substation | 0.2 | --> | 0.2 | 0.045 | 0 | Constrained,otherwise capacity available =171kVA. | --> | 0.19 | 0 | 0 | 0 | 0 | 0.203 | 0 |  | --> | E25 ex TALBOTS INCH | TALBOTS INCH: T41∥T42 | KILKENNY |  | 52.7306 | -7.4055
MV/LV Substation WO***180Y | 10 kV | 400V(3ph) & 230V(single ph) | LV | 400 kVA :Kiosk Substation | 0.4 | --> | 0.4 | 0.302 | 25.2 |  | --> | 0.38 | 0 | 0 | 0 | 0.008 | 0.406 | 0 |  | --> | C22 ex ARKLOW | ARKLOW: T101∥T102 | ARKLOW |  | 52.7947 | -6.1778
MV/LV Substation WO***182 | 10 kV | 400V(3ph) & 230V(single ph) | LV | 630 kVA :Kiosk Substation | 0.63 | --> | 0.63 | 0.384 | 5.4 |  | --> | 0.598 | 0 | 0 | 0 | 0.067 | 0.5 | 0 |  | --> | C18 ex TEMPLEOGUE | TEMPLEOGUE: T41 | MILLTOWN (DR) |  | 53.2904 | -6.3093
MV/LV Substation WO***184 | 10 kV | 400V(3ph) & 230V(single ph) | LV | 200 kVA :Kiosk Substation | 0.2 | --> | 0.2 | 0.05 | 8.3 |  | --> | 0.19 | 0 | 0 | 0 | 0.01 | 0.212 | 0 |  | --> | C21 ex BALLYBEG | BALLYBEG: T101 | CARRICKMINES |  | 52.9947 | -6.0796
MV/LV Substation WO***189 | 20 kV | 400V(3ph) & 230V(single ph) | LV | 50 kVA :Pole Substation | 0.05 | --> | 0.05 | 0.049 | 1.8 |  | --> | 0.047 | 0 | 0 | 0 | 0 | 0.049 | 0 |  | --> | E11 ex CARRIGALLEN | CARRIGALLEN: T421 | CARRICK ON SHANNON |  | 54.097 | -7.7835
MV/LV Substation WO***189X | 20 kV | 400V(3ph) & 230V(single ph) | LV | 200 kVA :Pole Substation | 0.2 | --> | 0.2 | 0 | 0 | Constrained,otherwise capacity available =183kVA. | --> | 0.19 | 0 | 0 | 0 | 0 | 0.202 | 0 |  | --> | C14 ex CARRICK ON SHANNON | CARRICK ON SHANNON: T41∥T42 | CARRICK ON SHANNON |  | 53.9913 | -8.0672
MV/LV Substation WO***195Z | 10 kV | 400V(3ph) & 230V(single ph) | LV | 50 kVA :Pole Substation | 0.05 | --> | 0.05 | 0 | 1 |  | --> | 0.047 | 0 | 0 | 0 | 0.006 | 0 | 0 | Constrained,otherwise capacity available =51kW. | --> | C15 ex KILCLOHER | KILCLOHER: T42 | DUNGARVAN |  | 52.0904 | -7.8523
MV/LV Substation WO***196X | 10 kV | 400V(3ph) & 230V(single ph) | LV | 200 kVA :Kiosk Substation | 0.2 | --> | 0.2 | 0.171 | 2.9 |  | --> | 0.19 | 0 | 0 | 0 | 0 | 0.203 | 0 |  | --> | C16 ex DUNLEER | DUNLEER: T41∥T42 | DRYBRIDGE |  | 53.8316 | -6.3896
MV/LV Substation WO***197Y | 10 kV | 400V(3ph) & 230V(single ph) | LV | 400 kVA :Kiosk Substation | 0.4 | --> | 0.4 | 0.314 | 25.2 |  | --> | 0.38 | 0 | 0 | 0 | 0.004 | 0.409 | 0 |  | --> | C22 ex ARKLOW | ARKLOW: T101∥T102 | ARKLOW |  | 52.797 | -6.1768
MV/LV Substation WO***197Y | 20 kV | 400V(3ph) & 230V(single ph) | LV | 50 kVA :Pole Substation | 0.05 | --> | 0.05 | 0 | 0 | Constrained,otherwise capacity available =44kVA. | --> | 0.047 | 0 | 0 | 0 | 0 | 0.05 | 0 |  | --> | C21 ex MACETOWN | MACETOWN: T101 | MACETOWN |  | 53.4413 | -6.4784
MV/LV Substation WO***201X | 10 kV | 400V(3ph) & 230V(single ph) | LV | 400 kVA :Building Structure | 0.4 | --> | 0.4 | 0 | 0 | Constrained,otherwise capacity available =379kVA. | --> | 0.38 | 0 | 0 | 0 | 0 | 0.403 | 0 |  | --> | C13 ex CARRICKMINES | CARRICKMINES: T41 | CARRICKMINES |  | 53.25 | -6.1873
MV/LV Substation WO***204X | 20 kV | 400V(3ph) & 230V(single ph) | LV | 400 kVA :Kiosk Substation | 0.4 | --> | 0.4 | 0.292 | 2.4 |  | --> | 0.38 | 0 | 0 | 0 | 0 | 0.416 | 0 |  | --> | E19 ex KENMARE | KENMARE: T421 | KNOCKEARAGH |  | 51.8201 | -9.8765
MV/LV Substation WO***206 | 10 kV | 400V(3ph) & 230V(single ph) | LV | 100 kVA :Pole Substation | 0.1 | --> | 0.1 | 0 | 0 | Constrained,otherwise capacity available =95kVA. | --> | 0.095 | 0 | 0 | 0 | 0 | 0.1 | 0 |  | --> | C11 ex WOODFORD | WOODFORD: T41∥T42 | KNOCKEARAGH |  | 52.0568 | -9.471
MV/LV Substation WO***208 | 10 kV | 400V(3ph) & 230V(single ph) | LV | 400 kVA :Kiosk Substation | 0.4 | --> | 0.4 | 0.283 | 1.3 |  | --> | 0.38 | 0 | 0 | 0 | 0.013 | 0.404 | 0 |  | --> | C13 ex DODDER ROAD | DODDER ROAD: T42 | MILLTOWN (DR) |  | 53.2998 | -6.274
MV/LV Substation WO***212Z | 10 kV | 400V(3ph) & 230V(single ph) | LV | 50 kVA :Pole Substation | 0.05 | --> | 0.05 | 0.05 | 2.7 |  | --> | 0.047 | 0 | 0 | 0 | 0 | 0.049 | 0 |  | --> | C13 ex OLDCASTLE | OLDCASTLE: T41 | MULLINGAR |  | 53.7683 | -7.1361
MV/LV Substation WO***213 | 10 kV | 400V(3ph) & 230V(single ph) | LV | 400 kVA :Kiosk Substation | 0.4 | --> | 0.4 | 0.202 | 3.3 |  | --> | 0.38 | 0 | 0 | 0 | 0.005 | 0.424 | 0 |  | --> | C13 ex MOYLISH | MOYLISH: T41∥T42 | ARDNACRUSHA |  | 52.6772 | -8.6532
MV/LV Substation WO***214Y | 20 kV | 400V(3ph) & 230V(single ph) | LV | 50 kVA :Pole Substation | 0.05 | --> | 0.05 | 0 | 0 | Constrained,otherwise capacity available =38kVA. | --> | 0.047 | 0 | 0 | 0 | 0 | 0.051 | 0 |  | --> | E18 ex DALTON | DALTON: T421∥T422 | DALTON |  | 53.6852 | -8.9339
MV/LV Substation WO***215 | 10 kV | 400V(3ph) & 230V(single ph) | LV | 630 kVA :Kiosk Substation | 0.63 | --> | 0.63 | 0 | 0 | Constrained,otherwise capacity available =473kVA. | --> | 0.598 | 0 | 0 | 0 | 0.029 | 0.5 | 0 |  | --> | C13 ex GARRYOWEN | GARRYOWEN: T41 | LIMERICK |  | 52.6539 | -8.6016
MV/LV Substation WO***218 | 10 kV | 400V(3ph) & 230V(single ph) | LV | 400 kVA :Kiosk Substation | 0.4 | --> | 0.4 | 0.284 | 3.3 |  | --> | 0.38 | 0 | 0 | 0 | 0.013 | 0.404 | 0 |  | --> | C13 ex CAHERDAVIN | CAHERDAVIN: T41 | ARDNACRUSHA |  | 52.6753 | -8.6628
MV/LV Substation WO***221X | 10 kV | 400V(3ph) & 230V(single ph) | LV | 200 kVA :Kiosk Substation | 0.2 | --> | 0.2 | 0.15 | 2.8 |  | --> | 0.19 | 0 | 0 | 0 | 0.033 | 0.173 | 0 |  | --> | C20 ex SUTTON | SUTTON: T42 | GRANGE (DR) |  | 53.3792 | -6.0601
MV/LV Substation WO***228X | 20 kV | 400V(3ph) & 230V(single ph) | LV | 200 kVA :Kiosk Substation | 0.2 | --> | 0.2 | 0 | 0 | Constrained,otherwise capacity available =172kVA. | --> | 0.19 | 0 | 0 | 0 | 0.007 | 0.196 | 0 |  | --> | E47 ex CLAREGALWAY | CLAREGALWAY: T421 | GALWAY 110KV |  | 53.3665 | -8.8907
MV/LV Substation WO***231X | 10 kV | 400V(3ph) & 230V(single ph) | LV | 50 kVA :Pole Substation | 0.05 | --> | 0.05 | 0.047 | 2 |  | --> | 0.047 | 0 | 0 | 0 | 0 | 0.049 | 0 |  | --> | C17 ex KILCAR | KILCAR: T41 | BINBANE |  | 54.6978 | -8.7701
MV/LV Substation WO***232 | 10 kV | 400V(3ph) & 230V(single ph) | LV | 100 kVA :Pole Substation | 0.1 | --> | 0.1 | 0.081 | 4.6 |  | --> | 0.095 | 0 | 0 | 0 | 0 | 0.102 | 0 |  | --> | C21 ex BALLYRAINE | BALLYRAINE: T41∥T42 | LETTERKENNY |  | 54.9831 | -7.6955
MV/LV Substation WO***232 | 10 kV | 400V(3ph) & 230V(single ph) | LV | 400 kVA :Kiosk Substation | 0.4 | --> | 0.4 | 0.209 | 1.1 |  | --> | 0.38 | 0 | 0 | 0 | 0.038 | 0.389 | 0 |  | --> | C19 ex BREWERY ROAD | BREWERY ROAD: T41 | CARRICKMINES |  | 53.2744 | -6.2003
MV/LV Substation WO***233 | 20 kV | 400V(3ph) & 230V(single ph) | LV | 33 kVA :Pole Substation | 0.033 | --> | 0.033 | 0.027 | 3.3 |  | --> | 0.031 | 0 | 0 | 0 | 0.003 | 0.03 | 0 |  | --> | E18 ex BIRDHILL | BIRDHILL: T422 | ARDNACRUSHA |  | 52.7068 | -8.4837
MV/LV Substation WO***234 | 10 kV | 400V(3ph) & 230V(single ph) | LV | 630 kVA :Building Structure | 0.63 | --> | 0.63 | 0 | 0 | Constrained,otherwise capacity available =500kVA. | --> | 0.598 | 0 | 0 | 0 | 0.024 | 0.5 | 0 |  | --> | C11 ex COOLCORCORAN | COOLCORCORAN: T41∥T42 | KNOCKEARAGH |  | 52.0616 | -9.4827
MV/LV Substation WO***234 | 20 kV | 400V(3ph) & 230V(single ph) | LV | 50 kVA :Pole Substation | 0.05 | --> | 0.05 | 0.047 | 3.3 |  | --> | 0.047 | 0 | 0 | 0 | 0 | 0.049 | 0 |  | --> | E18 ex BIRDHILL | BIRDHILL: T422 | ARDNACRUSHA |  | 52.7077 | -8.4853
MV/LV Substation WO***238 | 10 kV | 400V(3ph) & 230V(single ph) | LV | 100 kVA :Pole Substation | 0.1 | --> | 0.1 | 0 | 0 | Constrained,otherwise capacity available =69kVA. | --> | 0.095 | 0 | 0 | 0 | 0.003 | 0.101 | 0 |  | --> | C11 ex LITTLE BRAY | LITTLE BRAY: T41 | FASSAROE |  | 53.2185 | -6.1221
MV/LV Substation WO***238Y | 10 kV | 400V(3ph) & 230V(single ph) | LV | 200 kVA :Kiosk Substation | 0.2 | --> | 0.2 | 0.111 | 25.2 |  | --> | 0.19 | 0 | 0 | 0 | 0.009 | 0.203 | 0 |  | --> | C22 ex ARKLOW | ARKLOW: T101∥T102 | ARKLOW |  | 52.7982 | -6.1766
MV/LV Substation WO***240Y | 10 kV | 400V(3ph) & 230V(single ph) | LV | 100 kVA :Pole Substation | 0.1 | --> | 0.1 | 0.061 | 0.7 |  | --> | 0.095 | 0 | 0 | 0 | 0 | 0.105 | 0 |  | --> | C12 ex KILMAGIG | KILMAGIG: T42 | ARKLOW |  | 52.8319 | -6.2389
MV/LV Substation WO***240Z | 10 kV | 400V(3ph) & 230V(single ph) | LV | 200 kVA :Kiosk Substation | 0.2 | --> | 0.2 | 0.165 | 4.9 |  | --> | 0.19 | 0 | 0 | 0 | 0.007 | 0.198 | 0 |  | --> | C11 ex BALLINCOLLIG | BALLINCOLLIG: T41 | KILBARRY |  | 51.8545 | -8.5641
MV/LV Substation WO***243Z | 20 kV | 400V(3ph) & 230V(single ph) | LV | 100 kVA :Pole Substation | 0.1 | --> | 0.1 | 0.069 | 5.3 |  | --> | 0.095 | 0 | 0 | 0 | 0 | 0.104 | 0 |  | --> | C14 ex SMEARLA | SMEARLA: T42 | TRIEN |  | 52.5754 | -9.3795
MV/LV Substation WO***246 | 10 kV | 400V(3ph) & 230V(single ph) | LV | 400 kVA :Kiosk Substation | 0.4 | --> | 0.4 | 0.295 | 3.3 |  | --> | 0.38 | 0 | 0 | 0 | 0.004 | 0.412 | 0 |  | --> | C14 ex MOYLISH | MOYLISH: T41∥T42 | ARDNACRUSHA |  | 52.6791 | -8.6509
MV/LV Substation WO***249X | 10 kV | 400V(3ph) & 230V(single ph) | LV | 200 kVA :Kiosk Substation | 0.2 | --> | 0.2 | 0 | 0 | Constrained,otherwise capacity available =140kVA. | --> | 0.19 | 0 | 0 | 0 | 0.003 | 0.206 | 0 |  | --> | C34 ex CLONDALKIN | CLONDALKIN: T44 | INCHICORE 220KV |  | 53.3212 | -6.3793
MV/LV Substation WO***250X | 10 kV | 400V(3ph) & 230V(single ph) | LV | 400 kVA :Kiosk Substation | 0.4 | --> | 0.4 | 0 | 0 | Constrained,otherwise capacity available =229kVA. | --> | 0.38 | 0 | 0 | 0 | 0.021 | 0.404 | 0 |  | --> | C34 ex CLONDALKIN | CLONDALKIN: T44 | INCHICORE 220KV |  | 53.3213 | -6.3777
MV/LV Substation WO***250Z | 10 kV | 400V(3ph) & 230V(single ph) | LV | 400 kVA :Kiosk Substation | 0.4 | --> | 0.4 | 0.291 | 6.6 |  | --> | 0.38 | 0 | 0 | 0 | 0 | 0.416 | 0 |  | --> | C23 ex PELLETSTOWN | PELLETSTOWN: T101 | FINGLAS |  | 53.3849 | -6.3705
MV/LV Substation WO***253X | 10 kV | 400V(3ph) & 230V(single ph) | LV | 630 kVA :Kiosk Substation | 0.63 | --> | 0.63 | 0.5 | 4.5 |  | --> | 0.598 | 0 | 0 | 0 | 0 | 0.5 | 0 |  | --> | C19 ex KILMORE | KILMORE: T101 | FINGLAS |  | 53.4117 | -6.2399
MV/LV Substation WO***257Z | 10 kV | 400V(3ph) & 230V(single ph) | LV | 50 kVA :Pole Substation | 0.05 | --> | 0.05 | 0.05 | 2.7 |  | --> | 0.047 | 0 | 0 | 0 | 0 | 0.049 | 0 |  | --> | C17 ex OLDCASTLE | OLDCASTLE: T41 | MULLINGAR |  | 53.784 | -7.1372
MV/LV Substation WO***258X | 10 kV | 400V(3ph) & 230V(single ph) | LV | 630 kVA :Building Structure | 0.63 | --> | 0.63 | 0.141 | 2.9 |  | --> | 0.598 | 0 | 0 | 0 | 0 | 0.5 | 0 |  | --> | C28 ex WOLFE TONE STREET | WOLFE TONE STREET: T102 | FINGLAS |  | 53.3497 | -6.2679
MV/LV Substation WO***260Y | 20 kV | 400V(3ph) & 230V(single ph) | LV | 200 kVA :Kiosk Substation | 0.2 | --> | 0.2 | 0 | 0 | Constrained,otherwise capacity available =174kVA. | --> | 0.19 | 0 | 0 | 0 | 0 | 0.203 | 0 |  | --> | E20 ex EDENDERRY | EDENDERRY: T421∥T422 | BLAKE |  | 53.3561 | -7.1967
MV/LV Substation WO***264Y | 10 kV | 400V(3ph) & 230V(single ph) | LV | 630 kVA :Kiosk Substation | 0.63 | --> | 0.63 | 0 | 0 | Constrained,otherwise capacity available =500kVA. | --> | 0.598 | 0 | 0 | 0 | 0.043 | 0.5 | 0 |  | --> | C19 ex JOHNSTOWN | JOHNSTOWN: T41 | KILTEEL |  | 53.2221 | -6.6516
MV/LV Substation WO***267X | 10 kV | 400V(3ph) & 230V(single ph) | LV | 630 kVA :Building Structure | 0.63 | --> | 0.63 | 0.5 | 4 |  | --> | 0.598 | 0 | 0 | 0 | 0 | 0.5 | 0 |  | --> | C14 ex OAKFIELD | OAKFIELD: T42 | SLIGO |  | 54.25 | -8.469
MV/LV Substation WO***268 | 10 kV | 400V(3ph) & 230V(single ph) | LV | 400 kVA :Building Structure | 0.4 | --> | 0.4 | 0.318 | 13.1 |  | --> | 0.38 | 0 | 0 | 0 | 0.012 | 0.399 | 0 |  | --> | C20 ex POTTERY ROAD | POTTERY ROAD: T102 | CARRICKMINES |  | 53.2657 | -6.1452
MV/LV Substation WO***269X | 20 kV | 400V(3ph) & 230V(single ph) | LV | 50 kVA :Pole Substation | 0.05 | --> | 0.05 | 0 | 0 | Constrained,otherwise capacity available =44kVA. | --> | 0.047 | 0 | 0 | 0 | 0 | 0.05 | 0 |  | --> | C12 ex BALLAGHADERREEN | BALLAGHADERREEN: T41∥T42 | TONROE |  | 53.8221 | -8.5654
MV/LV Substation WO***269X | 10 kV | 400V(3ph) & 230V(single ph) | LV | 200 kVA :Kiosk Substation | 0.2 | --> | 0.2 | 0.149 | 2.9 |  | --> | 0.19 | 0 | 0 | 0 | 0.016 | 0.19 | 0 |  | --> | C18 ex DUNLEER | DUNLEER: T41∥T42 | DRYBRIDGE |  | 53.8258 | -6.3993
MV/LV Substation WO***270X | 10 kV | 400V(3ph) & 230V(single ph) | LV | 200 kVA :Kiosk Substation | 0.2 | --> | 0.2 | 0.189 | 2.9 |  | --> | 0.19 | 0 | 0 | 0 | 0 | 0.201 | 0 |  | --> | C18 ex DUNLEER | DUNLEER: T41∥T42 | DRYBRIDGE |  | 53.8265 | -6.3967
MV/LV Substation WO***272X | 10 kV | 400V(3ph) & 230V(single ph) | LV | 400 kVA :Kiosk Substation | 0.4 | --> | 0.4 | 0.328 | 2.7 |  | --> | 0.38 | 0 | 0 | 0 | 0.004 | 0.406 | 0 |  | --> | C11 ex RAMPARTS | RAMPARTS: T41 | DUNDALK |  | 53.9934 | -6.393
MV/LV Substation WO***272X | 20 kV | 400V(3ph) & 230V(single ph) | LV | 100 kVA :Pole Substation | 0.1 | --> | 0.1 | 0.081 | 2.7 |  | --> | 0.095 | 0 | 0 | 0 | 0 | 0.102 | 0 |  | --> | E17 ex LONGFORD | LONGFORD: T421 | RICHMOND |  | 53.7448 | -7.7178
MV/LV Substation WO***275 | 20 kV | 400V(3ph) & 230V(single ph) | LV | 100 kVA :Pole Substation | 0.1 | --> | 0.1 | 0.091 | 1.1 |  | --> | 0.095 | 0 | 0 | 0 | 0 | 0.1 | 0 |  | --> | E19 ex LAWLESSTOWN | LAWLESSTOWN: T421 | DOON |  | 52.5232 | -7.7552
MV/LV Substation WO***276Y | 10 kV | 400V(3ph) & 230V(single ph) | LV | 1000 kVA :Building Structure | 1 | --> | 1 | 0.463 | 11.3 |  | --> | 0.95 | 0 | 0 | 0 | 0 | 0.5 | 0 |  | --> | C20 ex ENNIS | ENNIS: T102 | ENNIS |  | 52.8445 | -8.9842
MV/LV Substation WO***284X | 10 kV | 400V(3ph) & 230V(single ph) | LV | 630 kVA :Building Structure | 0.63 | --> | 0.63 | 0.481 | 2 |  | --> | 0.598 | 0 | 0 | 0 | 0 | 0.5 | 0 |  | --> | C15 ex FAIRVIEW | FAIRVIEW: T41 | MCDERMOTT |  | 53.3711 | -6.2093
MV/LV Substation WO***284Z | 20 kV | 400V(3ph) & 230V(single ph) | LV | 50 kVA :Pole Substation | 0.05 | --> | 0.05 | 0 | 0 | Constrained,otherwise capacity available =47kVA. | --> | 0.047 | 0 | 0 | 0 | 0 | 0.049 | 0 |  | --> | E18 ex GLASMORE | GLASMORE: T422 | GLASMORE |  | 53.5232 | -6.2115
MV/LV Substation WO***287Y | 20 kV | 400V(3ph) & 230V(single ph) | LV | 200 kVA :Pole Substation | 0.2 | --> | 0.2 | 0.14 | 2.7 |  | --> | 0.19 | 0 | 0 | 0 | 0.034 | 0.173 | 0 |  | --> | E18 ex TULLOW | TULLOW: T422 | CARLOW |  | 52.8539 | -6.5631
MV/LV Substation WO***288Z | 20 kV | 400V(3ph) & 230V(single ph) | LV | 400 kVA :Kiosk Substation | 0.4 | --> | 0.4 | 0.3 | 8.3 |  | --> | 0.38 | 0 | 0 | 0 | 0.01 | 0.405 | 0 |  | --> | E18 ex BALTRASNA | BALTRASNA: T122 | BALTRASNA |  | 53.507 | -6.4683
MV/LV Substation WO***292X | 20 kV | 400V(3ph) & 230V(single ph) | LV | 100 kVA :Pole Substation | 0.1 | --> | 0.1 | 0.082 | 1.8 |  | --> | 0.095 | 0 | 0 | 0 | 0 | 0.102 | 0 |  | --> | E11 ex CARRIGALLEN | CARRIGALLEN: T421 | CARRICK ON SHANNON |  | 54.043 | -7.6789
MV/LV Substation WO***292Z | 10 kV | 400V(3ph) & 230V(single ph) | LV | 400 kVA :Kiosk Substation | 0.4 | --> | 0.4 | 0.15 | 0.2 | Constrained,otherwise capacity available =341kVA. | --> | 0.38 | 0 | 0 | 0 | 0 | 0 | 0 | Constrained,otherwise capacity available =408kW. | --> | C11 ex COOLMINE | COOLMINE: T41 | FINGLAS |  | 53.3764 | -6.4034
MV/LV Substation WO***293Z | 20 kV | 400V(3ph) & 230V(single ph) | LV | 100 kVA :Pole Substation | 0.1 | --> | 0.1 | 0 | 0 | Constrained,otherwise capacity available =94kVA. | --> | 0.095 | 0 | 0 | 0 | 0 | 0.1 | 0 |  | --> | C24 ex MACETOWN | MACETOWN: T102 | MACETOWN |  | 53.4732 | -6.3756
MV/LV Substation WO***297X | 10 kV | 400V(3ph) & 230V(single ph) | LV | 400 kVA :Kiosk Substation | 0.4 | --> | 0.4 | 0.327 | 0.3 |  | --> | 0.38 | 0 | 0 | 0 | 0.002 | 0.408 | 0 |  | --> | C15 ex TUAM NORTH | TUAM NORTH: T41∥T42 | CLOON |  | 53.5111 | -8.8693
MV/LV Substation WO***298 | 10 kV | 400V(3ph) & 230V(single ph) | LV | 400 kVA :Kiosk Substation | 0.4 | --> | 0.4 | 0.306 | 3.3 |  | --> | 0.38 | 0 | 0 | 0 | 0.007 | 0.406 | 0 |  | --> | C19 ex COOLOCK | COOLOCK: T41 | FINGLAS |  | 53.3877 | -6.1761
MV/LV Substation WO***298 | 10 kV | 400V(3ph) & 230V(single ph) | LV | 400 kVA :Kiosk Substation | 0.4 | --> | 0.4 | 0.283 | 7.2 |  | --> | 0.38 | 0 | 0 | 0 | 0 | 0.417 | 0 |  | --> | C20 ex PELLETSTOWN | PELLETSTOWN: T102 | FINGLAS |  | 53.3817 | -6.3195
MV/LV Substation WO***299 | 10 kV | 400V(3ph) & 230V(single ph) | LV | 400 kVA :Kiosk Substation | 0.4 | --> | 0.4 | 0.267 | 4.5 |  | --> | 0.38 | 0 | 0 | 0 | 0.007 | 0.412 | 0 |  | --> | C22 ex COOLOCK | COOLOCK: T42 | FINGLAS |  | 53.3896 | -6.1742
MV/LV Substation WO***304 | 10 kV | 400V(3ph) & 230V(single ph) | LV | 630 kVA :Building Structure | 0.63 | --> | 0.63 | 0.476 | 2.5 |  | --> | 0.598 | 0 | 0 | 0 | 0 | 0.5 | 0 |  | --> | C11 ex GRAIGUE | GRAIGUE: T41 | CARLOW |  | 52.8307 | -6.9272
MV/LV Substation WO***304Z | 10 kV | 400V(3ph) & 230V(single ph) | LV | 200 kVA :Pole Substation | 0.2 | --> | 0.2 | 0 | 0 | Constrained,otherwise capacity available =145kVA. | --> | 0.19 | 0 | 0 | 0 | 0.014 | 0.193 | 0 |  | --> | C15 ex MALAHIDE | MALAHIDE: T41 | GLASMORE |  | 53.4295 | -6.1367
MV/LV Substation WO***307X | 10 kV | 400V(3ph) & 230V(single ph) | LV | 400 kVA :Kiosk Substation | 0.4 | --> | 0.4 | 0 | 0 | Constrained,otherwise capacity available =291kVA. | --> | 0.38 | 0 | 0 | 0 | 0.019 | 0.396 | 0 |  | --> | C15 ex LUCAN EAST | LUCAN EAST: T41∥T42 | GRANGE CASTLE |  | 53.352 | -6.465
MV/LV Substation WO***310X | 10 kV | 400V(3ph) & 230V(single ph) | LV | 200 kVA :Kiosk Substation | 0.2 | --> | 0.2 | 0.019 | 3.3 |  | --> | 0.19 | 0 | 0 | 0 | 0.014 | 0 | 0 | Constrained,otherwise capacity available =212kW. | --> | C18 ex PALMERSTOWN | PALMERSTOWN: T42 | FINGLAS |  | 53.352 | -6.3707
MV/LV Substation WO***312X | 10 kV | 400V(3ph) & 230V(single ph) | LV | 50 kVA :Pole Substation | 0.05 | --> | 0.05 | 0.05 | 3 |  | --> | 0.047 | 0 | 0 | 0 | 0 | 0.049 | 0 |  | --> | C11 ex CROSSMOLINA | CROSSMOLINA: T41∥T42 | MOY |  | 54.0891 | -9.314
MV/LV Substation WO***315X | 20 kV | 400V(3ph) & 230V(single ph) | LV | 50 kVA :Pole Substation | 0.05 | --> | 0.05 | 0.025 | 1.8 |  | --> | 0.047 | 0 | 0 | 0 | 0 | 0.053 | 0 |  | --> | E18 ex CURRALEIGH | CURRALEIGH: T421∥T422 | KILBARRY |  | 51.9141 | -8.5731
MV/LV Substation WO***317Z | 10 kV | 400V(3ph) & 230V(single ph) | LV | 630 kVA :Kiosk Substation | 0.63 | --> | 0.63 | 0.5 | 2.2 |  | --> | 0.598 | 0 | 0 | 0 | 0 | 0 | 0 | Constrained,otherwise capacity available =500kW. | --> | C19 ex NEWCASTLEWEST | NEWCASTLEWEST: T41∥T42 | RATHKEALE |  | 52.4412 | -9.05
MV/LV Substation WO***321Y | 10 kV | 400V(3ph) & 230V(single ph) | LV | 50 kVA :Pole Substation | 0.05 | --> | 0.05 | 0 | 0 | Constrained,otherwise capacity available =50kVA. | --> | 0.047 | 0 | 0 | 0 | 0 | 0.049 | 0 |  | --> | C15 ex BLAKE | BLAKE: T41∥T42 | BLAKE |  | 53.2961 | -6.8232
MV/LV Substation WO***323X | 10 kV | 400V(3ph) & 230V(single ph) | LV | 400 kVA :Kiosk Substation | 0.4 | --> | 0.4 | 0.224 | 3.3 |  | --> | 0.38 | 0 | 0 | 0 | 0.025 | 0 | 0 | Constrained,otherwise capacity available =400kW. | --> | C20 ex PALMERSTOWN | PALMERSTOWN: T42 | FINGLAS |  | 53.3538 | -6.3781
MV/LV Substation WO***324X | 10 kV | 400V(3ph) & 230V(single ph) | LV | 200 kVA :Kiosk Substation | 0.2 | --> | 0.2 | 0.114 | 3.3 |  | --> | 0.19 | 0 | 0 | 0 | 0.013 | 0 | 0 | Constrained,otherwise capacity available =199kW. | --> | C20 ex PALMERSTOWN | PALMERSTOWN: T42 | FINGLAS |  | 53.3543 | -6.38
MV/LV Substation WO***325 | 10 kV | 400V(3ph) & 230V(single ph) | LV | 200 kVA :Kiosk Substation | 0.2 | --> | 0.2 | 0 | 0 | Constrained,otherwise capacity available =136kVA. | --> | 0.19 | 0 | 0 | 0 | 0 | 0 | 0 | Constrained,otherwise capacity available =209kW. | --> | C18 ex MOUNTRATH | MOUNTRATH: T41∥T42 | PORTLAOISE |  | 52.9958 | -7.4656
MV/LV Substation WO***326 | 20 kV | 400V(3ph) & 230V(single ph) | LV | 50 kVA :Pole Substation | 0.05 | --> | 0.05 | 0 | 0 | Constrained,otherwise capacity available =34kVA. | --> | 0.047 | 0 | 0 | 0 | 0.003 | 0 | 0 | Constrained,otherwise capacity available =48kW. | --> | C14 ex FERMOY NORTH | FERMOY NORTH: T41∥T42 | BARRYMORE |  | 52.1874 | -8.354
MV/LV Substation WO***334X | 10 kV | 400V(3ph) & 230V(single ph) | LV | 200 kVA :Kiosk Substation | 0.2 | --> | 0.2 | 0.186 | 2.8 |  | --> | 0.19 | 0 | 0 | 0 | 0.003 | 0.198 | 0 |  | --> | C20 ex SUTTON | SUTTON: T42 | GRANGE (DR) |  | 53.3775 | -6.0648
MV/LV Substation WO***334Z | 10 kV | 400V(3ph) & 230V(single ph) | LV | 630 kVA :Building Structure | 0.63 | --> | 0.63 | 0.5 | 4.5 |  | --> | 0.598 | 0 | 0 | 0 | 0 | 0.5 | 0 |  | --> | C19 ex KILMORE | KILMORE: T101 | FINGLAS |  | 53.4089 | -6.236
MV/LV Substation WO***335X | 20 kV | 400V(3ph) & 230V(single ph) | LV | 50 kVA :Pole Substation | 0.05 | --> | 0.05 | 0.05 | 2.2 |  | --> | 0.047 | 0 | 0 | 0 | 0 | 0.049 | 0 |  | --> | C12 ex ROSSGEIR | ROSSGEIR: T41∥T42 | LETTERKENNY |  | 54.8408 | -7.5824
MV/LV Substation WO***336 | 20 kV | 400V(3ph) & 230V(single ph) | LV | 50 kVA :Pole Substation | 0.05 | --> | 0.05 | 0.05 | 3.5 |  | --> | 0.047 | 0 | 0 | 0 | 0 | 0.049 | 0 |  | --> | E19 ex STRANORLAR | STRANORLAR: T421 | LETTERKENNY |  | 54.864 | -8.0336
MV/LV Substation WO***339Y | 10 kV | 400V(3ph) & 230V(single ph) | LV | 200 kVA :Kiosk Substation | 0.2 | --> | 0.2 | 0 | 0 | Constrained,otherwise capacity available =131kVA. | --> | 0.19 | 0 | 0 | 0 | 0.001 | 0.209 | 0 |  | --> | C15 ex BLAKE | BLAKE: T41∥T42 | BLAKE |  | 53.2908 | -6.8167
MV/LV Substation WO***340 | 10 kV | 400V(3ph) & 230V(single ph) | LV | 630 kVA :Building Structure | 0.63 | --> | 0.63 | 0 | 0 | Constrained,otherwise capacity available =500kVA. | --> | 0.598 | 0 | 0 | 0 | 0 | 0.5 | 0 |  | --> | C18 ex NAAS | NAAS: T42 | NEWBRIDGE |  | 53.1977 | -6.7455
MV/LV Substation WO***341 | 20 kV | 400V(3ph) & 230V(single ph) | LV | 630 kVA :Kiosk Substation | 0.63 | --> | 0.63 | 0.494 | 7.4 |  | --> | 0.598 | 0 | 0 | 0 | 0 | 0.5 | 0 |  | --> | C06 ex AHANE | AHANE: T102 | AHANE |  | 52.6672 | -8.5207
MV/LV Substation WO***341X | 10 kV | 400V(3ph) & 230V(single ph) | LV | 200 kVA :Pole Substation | 0.2 | --> | 0.2 | 0.2 | 2.1 |  | --> | 0.19 | 0 | 0 | 0 | 0 | 0.2 | 0 |  | --> | C11 ex KILSARAN | KILSARAN: T42 | DRYBRIDGE |  | 53.9016 | -6.4307
MV/LV Substation WO***347 | 20 kV | 400V(3ph) & 230V(single ph) | LV | 50 kVA :Pole Substation | 0.05 | --> | 0.05 | 0.036 | 1 |  | --> | 0.047 | 0 | 0 | 0 | 0 | 0 | 0 | Constrained,otherwise capacity available =51kW. | --> | E11 ex MACROOM | MACROOM: T422 | MACROOM |  | 51.9469 | -8.8241
MV/LV Substation WO***347Z | 10 kV | 400V(3ph) & 230V(single ph) | LV | 400 kVA :Kiosk Substation | 0.4 | --> | 0.4 | 0.15 | 0.2 | Constrained,otherwise capacity available =400kVA. | --> | 0.38 | 0 | 0 | 0 | 0 | 0 | 0 | Constrained,otherwise capacity available =400kW. | --> | C11 ex COOLMINE | COOLMINE: T41 | FINGLAS |  | 53.3768 | -6.4027
MV/LV Substation WO***357 | 20 kV | 400V(3ph) & 230V(single ph) | LV | 400 kVA :Kiosk Substation | 0.4 | --> | 0.4 | 0.268 | 10.8 |  | --> | 0.38 | 0 | 0 | 0 | 0.021 | 0.398 | 0 |  | --> | C27 ex SALTHILL | SALTHILL: T101 | SALTHILL |  | 53.3402 | -9.179
MV/LV Substation WO***369Z | 20 kV | 400V(3ph) & 230V(single ph) | LV | 200 kVA :Pole Substation | 0.2 | --> | 0.2 | 0.2 | 0.2 |  | --> | 0.19 | 0 | 0 | 0 | 0 | 0.2 | 0 |  | --> | C18 ex NEWBROOK | NEWBROOK: T42 | MULLINGAR |  | 53.5059 | -7.4521
MV/LV Substation WO***385Y | 10 kV | 400V(3ph) & 230V(single ph) | LV | 400 kVA :Kiosk Substation | 0.4 | --> | 0.4 | 0.333 | 7 |  | --> | 0.38 | 0 | 0 | 0 | 0.021 | 0.388 | 0 |  | --> | C17 ex BUSHFIELD | BUSHFIELD: T41 | ATHLONE |  | 53.4341 | -7.8977
MV/LV Substation WO***387Y | 10 kV | 400V(3ph) & 230V(single ph) | LV | 200 kVA :Kiosk Substation | 0.2 | --> | 0.2 | 0 | 0 | Constrained,otherwise capacity available =134kVA. | --> | 0.19 | 0 | 0 | 0 | 0.003 | 0.206 | 0 |  | --> | C17 ex CARRIGSHANE | CARRIGSHANE: T41 | MIDLETON |  | 51.8679 | -8.1631
MV/LV Substation WO***389Y | 10 kV | 400V(3ph) & 230V(single ph) | LV | 400 kVA :Kiosk Substation | 0.4 | --> | 0.4 | 0 | 0 | Constrained,otherwise capacity available =42kVA. | --> | 0.38 | 0 | 0 | 0 | 0.057 | 0.392 | 0 |  | --> | C15 ex BLAKE | BLAKE: T41∥T42 | BLAKE |  | 53.2844 | -6.8588
MV/LV Substation WO***391 | 10 kV | 400V(3ph) & 230V(single ph) | LV | 200 kVA :Kiosk Substation | 0.2 | --> | 0.2 | 0.126 | 5 |  | --> | 0.19 | 0 | 0 | 0 | 0.003 | 0.207 | 0 |  | --> | C11 ex BALLYRICKARD | BALLYRICKARD: T41∥T42 | TRALEE |  | 52.2796 | -9.7012
MV/LV Substation WO***393 | 10 kV | 400V(3ph) & 230V(single ph) | LV | 400 kVA :Kiosk Substation | 0.4 | --> | 0.4 | 0.282 | 10.8 |  | --> | 0.38 | 0 | 0 | 0 | 0.009 | 0.408 | 0 |  | --> | C33 ex SALTHILL | SALTHILL: T101 | SALTHILL |  | 53.2612 | -9.1254
MV/LV Substation WO***395 | 10 kV | 400V(3ph) & 230V(single ph) | LV | 400 kVA :Kiosk Substation | 0.4 | --> | 0.4 | 0.366 | 5 |  | --> | 0.38 | 0 | 0 | 0 | 0.003 | 0.401 | 0 |  | --> | C24 ex GALWAY 110KV | GALWAY 110KV: T102 | GALWAY 110KV |  | 53.2776 | -9.0045
MV/LV Substation WO***398Z | 10 kV | 400V(3ph) & 230V(single ph) | LV | 200 kVA :Kiosk Substation | 0.2 | --> | 0.2 | 0 | 0 | Constrained,otherwise capacity available =187kVA. | --> | 0.19 | 0 | 0 | 0 | 0 | 0.201 | 0 |  | --> | C12 ex LUCAN EAST | LUCAN EAST: T41∥T42 | GRANGE CASTLE |  | 53.3536 | -6.4604
MV/LV Substation WO***4002 | 10 kV | 400V(3ph) & 230V(single ph) | LV | 200 kVA :Kiosk Substation | 0.2 | --> | 0.2 | 0.112 | 1.1 |  | --> | 0.19 | 0 | 0 | 0 | 0.013 | 0.199 | 0 |  | --> | C21 ex SCARTEEN | SCARTEEN: T41∥T42 | MALLOW |  | 52.1403 | -8.6594
MV/LV Substation WO***4009 | 20 kV | 400V(3ph) & 230V(single ph) | LV | 50 kVA :Pole Substation | 0.05 | --> | 0.05 | 0 | 0 | Constrained,otherwise capacity available =49kVA. | --> | 0.047 | 0 | 0 | 0 | 0 | 0 | 0 | Constrained,otherwise capacity available =49kW. | --> | E11 ex ASHBOURNE | ASHBOURNE: T421 | FINGLAS |  | 53.4738 | -6.3652
MV/LV Substation WO***4020 | 10 kV | 400V(3ph) & 230V(single ph) | LV | 200 kVA :Pole Substation | 0.2 | --> | 0.2 | 0 | 0 | Constrained,otherwise capacity available =200kVA. | --> | 0.19 | 0 | 0 | 0 | 0 | 0.2 | 0 |  | --> | C13 ex WOODFORD | WOODFORD: T41∥T42 | KNOCKEARAGH |  | 52.0441 | -9.4224
MV/LV Substation WO***403 | 20 kV | 400V(3ph) & 230V(single ph) | LV | 50 kVA :Pole Substation | 0.05 | --> | 0.05 | 0 | 0 | Constrained,otherwise capacity available =50kVA. | --> | 0.047 | 0 | 0 | 0 | 0 | 0.049 | 0 |  | --> | C17 ex CHARLESTOWN | CHARLESTOWN: T41 | TONROE |  | 53.9341 | -8.7881
MV/LV Substation WO***4039 | 20 kV | 400V(3ph) & 230V(single ph) | LV | 50 kVA :Pole Substation | 0.05 | --> | 0.05 | 0.042 | 12.2 |  | --> | 0.047 | 0 | 0 | 0 | 0 | 0.05 | 0 |  | --> | C36 ex SALTHILL | SALTHILL: T102 | SALTHILL |  | 53.309 | -9.1333
MV/LV Substation WO***4047 | 20 kV | 400V(3ph) & 230V(single ph) | LV | 200 kVA :Pole Substation | 0.2 | --> | 0.2 | 0.2 | 1.6 |  | --> | 0.19 | 0 | 0 | 0 | 0 | 0.2 | 0 |  | --> | E12 ex MILLTOWN (SR) | MILLTOWN (SR): T422 | OUGHTRAGH |  | 52.084 | -9.8175
MV/LV Substation WO***4047 | 20 kV | 400V(3ph) & 230V(single ph) | LV | 100 kVA :Pole Substation | 0.1 | --> | 0.1 | 0 | 0 | Constrained,otherwise capacity available =100kVA. | --> | 0.095 | 0 | 0 | 0 | 0 | 0.1 | 0 |  | --> | E12 ex KILCOCK | KILCOCK: T422 | GRIFFINRATH |  | 53.4706 | -6.5691
MV/LV Substation WO***4052 | 20 kV | 400V(3ph) & 230V(single ph) | LV | 50 kVA :Pole Substation | 0.05 | --> | 0.05 | 0.049 | 1.8 |  | --> | 0.047 | 0 | 0 | 0 | 0 | 0.049 | 0 |  | --> | E11 ex CARRIGALLEN | CARRIGALLEN: T421 | CARRICK ON SHANNON |  | 54.0528 | -7.6872
MV/LV Substation WO***4054 | 20 kV | 400V(3ph) & 230V(single ph) | LV | 100 kVA :Pole Substation | 0.1 | --> | 0.1 | 0.084 | 3.6 |  | --> | 0.095 | 0 | 0 | 0 | 0 | 0.102 | 0 |  | --> | E13 ex CLARA | CLARA: T421 | THORNSBERRY |  | 53.4424 | -7.4843
MV/LV Substation WO***405Y | 10 kV | 400V(3ph) & 230V(single ph) | LV | 50 kVA :Pole Substation | 0.05 | --> | 0.05 | 0.026 | 3.3 |  | --> | 0.047 | 0 | 0 | 0 | 0.003 | 0.049 | 0 |  | --> | E16 ex CRATLOE | CRATLOE: T421∥T422 | ARDNACRUSHA |  | 52.6951 | -8.7324
MV/LV Substation WO***4064 | 10 kV | 400V(3ph) & 230V(single ph) | LV | 400 kVA :Kiosk Substation | 0.4 | --> | 0.4 | 0.348 | 2.1 |  | --> | 0.38 | 0 | 0 | 0 | 0.01 | 0.397 | 0 |  | --> | C16 ex LITTLE BRAY | LITTLE BRAY: T42 | FASSAROE |  | 53.2363 | -6.1269
MV/LV Substation WO***4070 | 10 kV | 400V(3ph) & 230V(single ph) | LV | 630 kVA :Kiosk Substation | 0.63 | --> | 0.63 | 0 | 0 | Constrained,otherwise capacity available =500kVA. | --> | 0.598 | 0 | 0 | 0 | 0 | 0.5 | 0 |  | --> | C17 ex SANDYFORD | SANDYFORD: T41 | CARRICKMINES |  | 53.2616 | -6.2255
MV/LV Substation WO***4072 | 10 kV | 400V(3ph) & 230V(single ph) | LV | 200 kVA :Pole Substation | 0.2 | --> | 0.2 | 0.195 | 1 |  | --> | 0.19 | 0 | 0 | 0 | 0 | 0 | 0 | Constrained,otherwise capacity available =200kW. | --> | C15 ex KILCLOHER | KILCLOHER: T42 | DUNGARVAN |  | 52.0822 | -7.7718
MV/LV Substation WO***407X | 10 kV | 400V(3ph) & 230V(single ph) | LV | 100 kVA :Pole Substation | 0.1 | --> | 0.1 | 0.065 | 1.2 |  | --> | 0.095 | 0 | 0 | 0 | 0.035 | 0.068 | 0 |  | --> | C26 ex KYLEERAGH | KYLEERAGH: T42 | NENAGH |  | 52.9015 | -8.2399
MV/LV Substation WO***4086 | 10 kV | 400V(3ph) & 230V(single ph) | LV | 50 kVA :Pole Substation | 0.05 | --> | 0.05 | 0 | 0 | Constrained,otherwise capacity available =46kVA. | --> | 0.047 | 0 | 0 | 0 | 0 | 0.049 | 0 |  | --> | C12 ex CULLION | CULLION: T41∥T42 | LETTERKENNY |  | 54.9394 | -7.7375
MV/LV Substation WO***4096 | 20 kV | 400V(3ph) & 230V(single ph) | LV | 50 kVA :Pole Substation | 0.05 | --> | 0.05 | 0 | 0 | Constrained,otherwise capacity available =50kVA. | --> | 0.047 | 0 | 0 | 0 | 0 | 0.049 | 0 |  | --> | C17 ex BALLYGAR | BALLYGAR: T41 | ATHLONE |  | 53.5114 | -8.4328
MV/LV Substation WO***4096 | 20 kV | 400V(3ph) & 230V(single ph) | LV | 50 kVA :Pole Substation | 0.05 | --> | 0.05 | 0.019 | 0.4 |  | --> | 0.047 | 0 | 0 | 0 | 0 | 0.054 | 0 |  | --> | E31 ex TRIM | TRIM: T421 | NAVAN |  | 53.5505 | -6.8932
MV/LV Substation WO***4097 | 10 kV | 400V(3ph) & 230V(single ph) | LV | 400 kVA :Building Structure | 0.4 | --> | 0.4 | 0.38 | 4.5 |  | --> | 0.38 | 0 | 0 | 0 | 0 | 0.403 | 0 |  | --> | C22 ex COOLOCK | COOLOCK: T42 | FINGLAS |  | 53.3909 | -6.1754
MV/LV Substation WO***409X | 10 kV | 400V(3ph) & 230V(single ph) | LV | 400 kVA :Kiosk Substation | 0.4 | --> | 0.4 | 0 | 0 | Constrained,otherwise capacity available =250kVA. | --> | 0.38 | 0 | 0 | 0 | 0.014 | 0.408 | 0 |  | --> | C34 ex CLONDALKIN | CLONDALKIN: T44 | INCHICORE 220KV |  | 53.325 | -6.3791
MV/LV Substation WO***4111 | 10 kV | 400V(3ph) & 230V(single ph) | LV | 200 kVA :Pole Substation | 0.2 | --> | 0.2 | 0.195 | 0.9 |  | --> | 0.19 | 0 | 0 | 0 | 0.003 | 0 | 0 | Constrained,otherwise capacity available =197kW. | --> | C18 ex MILLTOWN MALBAY | MILLTOWN MALBAY: T42 | TULLABRACK |  | 52.8475 | -9.4293
MV/LV Substation WO***411Y | 10 kV | 400V(3ph) & 230V(single ph) | LV | 100 kVA :Pole Substation | 0.1 | --> | 0.1 | 0.071 | 0.7 |  | --> | 0.095 | 0 | 0 | 0 | 0.002 | 0.101 | 0 |  | --> | C14 ex KNOCKMULLEN | KNOCKMULLEN: T42 | GREAT ISLAND |  | 52.3834 | -6.9419
MV/LV Substation WO***4120 | 10 kV | 400V(3ph) & 230V(single ph) | LV | 1000 kVA :Building Structure | 1 | --> | 1 | 0 | 0 | Constrained,otherwise capacity available =500kVA. | --> | 0.95 | 0 | 0 | 0 | 0 | 0.5 | 0 |  | --> | C17 ex SANDYFORD | SANDYFORD: T41 | CARRICKMINES |  | 53.2673 | -6.2069
MV/LV Substation WO***4156 | 10 kV | 400V(3ph) & 230V(single ph) | LV | 200 kVA :Pole Substation | 0.2 | --> | 0.2 | 0.134 | 8.3 |  | --> | 0.19 | 0 | 0 | 0 | 0 | 0.21 | 0 |  | --> | C19 ex BALLYBEG | BALLYBEG: T101 | CARRICKMINES |  | 53.0195 | -6.1018
MV/LV Substation WO***4162 | 10 kV | 400V(3ph) & 230V(single ph) | LV | 50 kVA :Pole Substation | 0.05 | --> | 0.05 | 0.022 | 0 | Constrained,otherwise capacity available =46kVA. | --> | 0.047 | 0 | 0 | 0 | 0 | 0.049 | 0 |  | --> | C16 ex RATHDRUM | RATHDRUM: T42 | ARKLOW |  | 53.0091 | -6.3087
MV/LV Substation WO***4163 | 10 kV | 400V(3ph) & 230V(single ph) | LV | 50 kVA :Pole Substation | 0.05 | --> | 0.05 | 0.05 | 1 |  | --> | 0.047 | 0 | 0 | 0 | 0 | 0 | 0 | Constrained,otherwise capacity available =49kW. | --> | C16 ex KILCLOHER | KILCLOHER: T42 | DUNGARVAN |  | 52.1026 | -7.8099
MV/LV Substation WO***4163 | 10 kV | 400V(3ph) & 230V(single ph) | LV | 630 kVA :Kiosk Substation | 0.63 | --> | 0.63 | 0.5 | 11.4 |  | --> | 0.598 | 0 | 0 | 0 | 0.006 | 0.5 | 0 |  | --> | C23 ex COOKSTOWN | COOKSTOWN: T101 | CARRICKMINES |  | 53.2895 | -6.385
MV/LV Substation WO***4165 | 10 kV | 400V(3ph) & 230V(single ph) | LV | 400 kVA :Kiosk Substation | 0.4 | --> | 0.4 | 0.022 | 0 | Constrained,otherwise capacity available =309kVA. | --> | 0.38 | 0 | 0 | 0 | 0.01 | 0.191 | 0 | Constrained,otherwise capacity available =403kW. | --> | C16 ex RATHDRUM | RATHDRUM: T42 | ARKLOW |  | 52.9365 | -6.2381
MV/LV Substation WO***4168 | 10 kV | 400V(3ph) & 230V(single ph) | LV | 50 kVA :Pole Substation | 0.05 | --> | 0.05 | 0.05 | 1.4 |  | --> | 0.047 | 0 | 0 | 0 | 0 | 0 | 0 | Constrained,otherwise capacity available =49kW. | --> | C11 ex DEERPARK | DEERPARK: T41∥T42 | BALLYDINE |  | 52.3297 | -7.4067
MV/LV Substation WO***416Z | 10 kV | 400V(3ph) & 230V(single ph) | LV | 400 kVA :Kiosk Substation | 0.4 | --> | 0.4 | 0 | 0 | Constrained,otherwise capacity available =330kVA. | --> | 0.38 | 0 | 0 | 0 | 0.007 | 0.403 | 0 |  | --> | C22 ex KILMONEY | KILMONEY: T41∥T42 | TRABEG |  | 51.8089 | -8.3993
MV/LV Substation WO***4170 | 10 kV | 400V(3ph) & 230V(single ph) | LV | 630 kVA :Kiosk Substation | 0.63 | --> | 0.63 | 0 | 0 | Constrained,otherwise capacity available =500kVA. | --> | 0.598 | 0 | 0 | 0 | 0 | 0.5 | 0 |  | --> | C11 ex LITTLE BRAY | LITTLE BRAY: T41 | FASSAROE |  | 53.2172 | -6.1179
MV/LV Substation WO***4171 | 10 kV | 400V(3ph) & 230V(single ph) | LV | 630 kVA :Kiosk Substation | 0.63 | --> | 0.63 | 0 | 0 | Constrained,otherwise capacity available =500kVA. | --> | 0.598 | 0 | 0 | 0 | 0 | 0.5 | 0 |  | --> | C11 ex LITTLE BRAY | LITTLE BRAY: T41 | FASSAROE |  | 53.2179 | -6.1179
MV/LV Substation WO***4172 | 10 kV | 400V(3ph) & 230V(single ph) | LV | 630 kVA :Kiosk Substation | 0.63 | --> | 0.63 | 0 | 0 | Constrained,otherwise capacity available =500kVA. | --> | 0.598 | 0 | 0 | 0 | 0 | 0.5 | 0 |  | --> | C11 ex LITTLE BRAY | LITTLE BRAY: T41 | FASSAROE |  | 53.2178 | -6.1156
MV/LV Substation WO***4173 | 10 kV | 400V(3ph) & 230V(single ph) | LV | 630 kVA :Kiosk Substation | 0.63 | --> | 0.63 | 0 | 0 | Constrained,otherwise capacity available =500kVA. | --> | 0.598 | 0 | 0 | 0 | 0 | 0.5 | 0 |  | --> | C11 ex LITTLE BRAY | LITTLE BRAY: T41 | FASSAROE |  | 53.2181 | -6.1136
MV/LV Substation WO***4174 | 10 kV | 400V(3ph) & 230V(single ph) | LV | 50 kVA :Pole Substation | 0.05 | --> | 0.05 | 0 | 0 | Constrained,otherwise capacity available =50kVA. | --> | 0.047 | 0 | 0 | 0 | 0 | 0.049 | 0 |  | --> | C24 ex GORESBRIDGE | GORESBRIDGE: T41∥T42 | KILKENNY |  | 52.6411 | -7.0581
MV/LV Substation WO***418 | 10 kV | 400V(3ph) & 230V(single ph) | LV | 100 kVA :Pole Substation | 0.1 | --> | 0.1 | 0 | 0 | Constrained,otherwise capacity available =92kVA. | --> | 0.095 | 0 | 0 | 0 | 0 | 0.1 | 0 |  | --> | C15 ex CARRICK ON SHANNON | CARRICK ON SHANNON: T41∥T42 | CARRICK ON SHANNON |  | 53.9425 | -8.1131
MV/LV Substation WO***4206 | 10 kV | 400V(3ph) & 230V(single ph) | LV | 400 kVA :Kiosk Substation | 0.4 | --> | 0.4 | 0 | 0 | Constrained,otherwise capacity available =362kVA. | --> | 0.38 | 0 | 0 | 0 | 0 | 0 | 0 | Constrained,otherwise capacity available =405kW. | --> | C19 ex BIRR | BIRR: T41 | DALLOW |  | 53.1036 | -7.9121
MV/LV Substation WO***421 | 10 kV | 400V(3ph) & 230V(single ph) | LV | 100 kVA :Pole Substation | 0.1 | --> | 0.1 | 0.046 | 0.7 |  | --> | 0.095 | 0 | 0 | 0 | 0 | 0.107 | 0 |  | --> | C12 ex KILMAGIG | KILMAGIG: T42 | ARKLOW |  | 52.8325 | -6.2349
MV/LV Substation WO***4211 | 10 kV | 400V(3ph) & 230V(single ph) | LV | 50 kVA :Pole Substation | 0.05 | --> | 0.05 | 0 | 0 | Constrained,otherwise capacity available =50kVA. | --> | 0.047 | 0 | 0 | 0 | 0 | 0 | 0 | Constrained,otherwise capacity available =49kW. | --> | C18 ex FERMOY NORTH | FERMOY NORTH: T41∥T42 | BARRYMORE |  | 52.1555 | -8.3452
MV/LV Substation WO***4211 | 20 kV | 400V(3ph) & 230V(single ph) | LV | 50 kVA :Pole Substation | 0.05 | --> | 0.05 | 0.05 | 2.3 |  | --> | 0.047 | 0 | 0 | 0 | 0 | 0.049 | 0 |  | --> | E14 ex BLESSINGTON | BLESSINGTON: T422 | KILTEEL |  | 53.1232 | -6.5563
MV/LV Substation WO***4245 | 10 kV | 400V(3ph) & 230V(single ph) | LV | 630 kVA :Building Structure | 0.63 | --> | 0.63 | 0 | 0 | Constrained,otherwise capacity available =500kVA. | --> | 0.598 | 0 | 0 | 0 | 0 | 0.5 | 0 |  | --> | C18 ex WATLING STREET | WATLING STREET: T42 | FRANCIS STREET |  | 53.3478 | -6.2829
MV/LV Substation WO***424Y | 20 kV | 400V(3ph) & 230V(single ph) | LV | 400 kVA :Kiosk Substation | 0.4 | --> | 0.4 | 0 | 0 | Constrained,otherwise capacity available =339kVA. | --> | 0.38 | 0 | 0 | 0 | 0.006 | 0.403 | 0 |  | --> | E14 ex COLLOONEY | COLLOONEY: T422 | SLIGO |  | 54.1672 | -8.6085
MV/LV Substation WO***4259 | 10 kV | 400V(3ph) & 230V(single ph) | LV | 400 kVA :Kiosk Substation | 0.4 | --> | 0.4 | 0.4 | 7.7 |  | --> | 0.38 | 0 | 0 | 0 | 0 | 0.4 | 0 |  | --> | C20 ex GARRYCASTLE | GARRYCASTLE: T42 | ATHLONE |  | 53.4257 | -7.8942
MV/LV Substation WO***431X | 10 kV | 400V(3ph) & 230V(single ph) | LV | 200 kVA :Kiosk Substation | 0.2 | --> | 0.2 | 0.101 | 1.6 |  | --> | 0.19 | 0 | 0 | 0 | 0.002 | 0.212 | 0 |  | --> | C14 ex CLONDALKIN | CLONDALKIN: T42 | INCHICORE 220KV |  | 53.3374 | -6.404
MV/LV Substation WO***4404 | 10 kV | 400V(3ph) & 230V(single ph) | LV | 50 kVA :Pole Substation | 0.05 | --> | 0.05 | 0.05 | 5.6 |  | --> | 0.047 | 0 | 0 | 0 | 0 | 0.049 | 0 |  | --> | E14 ex CRANE | CRANE: T122 | CRANE |  | 52.5325 | -6.6319
MV/LV Substation WO***4404 | 10 kV | 400V(3ph) & 230V(single ph) | LV | 400 kVA :Kiosk Substation | 0.4 | --> | 0.4 | 0.356 | 2.2 |  | --> | 0.38 | 0 | 0 | 0 | 0 | 0 | 0 | Constrained,otherwise capacity available =406kW. | --> | C19 ex NEWCASTLEWEST | NEWCASTLEWEST: T41∥T42 | RATHKEALE |  | 52.4419 | -9.0527
MV/LV Substation WO***443 | 10 kV | 400V(3ph) & 230V(single ph) | LV | 50 kVA :Pole Substation | 0.05 | --> | 0.05 | 0 | 0 | Constrained,otherwise capacity available =46kVA. | --> | 0.047 | 0 | 0 | 0 | 0 | 0 | 0 | Constrained,otherwise capacity available =49kW. | --> | E12 ex KILLYBEGS | KILLYBEGS: | N/A |  | 54.6524 | -8.2674
MV/LV Substation WO***4446 | 10 kV | 400V(3ph) & 230V(single ph) | LV | 630 kVA :Kiosk Substation | 0.63 | --> | 0.63 | 0.5 | 0.6 |  | --> | 0.598 | 0 | 0 | 0 | 0.002 | 0.5 | 0 |  | --> | C30 ex ACADEMY STREET | ACADEMY STREET: T44 | NAVAN |  | 53.6499 | -6.6531
MV/LV Substation WO***4457 | 20 kV | 400V(3ph) & 230V(single ph) | LV | 50 kVA :Pole Substation | 0.05 | --> | 0.05 | 0 | 0 | Constrained,otherwise capacity available =49kVA. | --> | 0.047 | 0 | 0 | 0 | 0 | 0.049 | 0 |  | --> | E13 ex BALTINGLASS | BALTINGLASS: T421∥T422 | STRATFORD |  | 52.9126 | -6.8586
MV/LV Substation WO***448 | 10 kV | 400V(3ph) & 230V(single ph) | LV | 400 kVA :Kiosk Substation | 0.4 | --> | 0.4 | 0 | 0 | Constrained,otherwise capacity available =255kVA. | --> | 0.38 | 0 | 0 | 0 | 0.018 | 0.403 | 0 |  | --> | C16 ex DOUGLAS | DOUGLAS: T41 | TRABEG |  | 51.8893 | -8.4235
MV/LV Substation WO***449 | 10 kV | 400V(3ph) & 230V(single ph) | LV | 50 kVA :Pole Substation | 0.05 | --> | 0.05 | 0.033 | 1.3 |  | --> | 0.047 | 0 | 0 | 0 | 0.007 | 0.044 | 0 |  | --> | C15 ex ENNIS NORTH | ENNIS NORTH: T41∥T42 | ENNIS |  | 52.8419 | -9.0277
MV/LV Substation WO***452 | 10 kV | 400V(3ph) & 230V(single ph) | LV | 50 kVA :Pole Substation | 0.05 | --> | 0.05 | 0.033 | 2.2 |  | --> | 0.047 | 0 | 0 | 0 | 0.008 | 0.043 | 0 |  | --> | C16 ex ROSSGEIR | ROSSGEIR: T41∥T42 | LETTERKENNY |  | 54.893 | -7.5436
MV/LV Substation WO***452X | 10 kV | 400V(3ph) & 230V(single ph) | LV | 400 kVA :Kiosk Substation | 0.4 | --> | 0.4 | 0 | 0 | Constrained,otherwise capacity available =225kVA. | --> | 0.38 | 0 | 0 | 0 | 0.009 | 0.417 | 0 |  | --> | C34 ex CLONDALKIN | CLONDALKIN: T44 | INCHICORE 220KV |  | 53.3235 | -6.3829
MV/LV Substation WO***452Y | 10 kV | 400V(3ph) & 230V(single ph) | LV | 50 kVA :Pole Substation | 0.05 | --> | 0.05 | 0.049 | 0.7 |  | --> | 0.047 | 0 | 0 | 0 | 0 | 0.049 | 0 |  | --> | C12 ex KILMAGIG | KILMAGIG: T42 | ARKLOW |  | 52.8312 | -6.2316
MV/LV Substation WO***459Y | 10 kV | 400V(3ph) & 230V(single ph) | LV | 400 kVA :Kiosk Substation | 0.4 | --> | 0.4 | 0.276 | 25.2 |  | --> | 0.38 | 0 | 0 | 0 | 0 | 0.418 | 0 |  | --> | C22 ex ARKLOW | ARKLOW: T101∥T102 | ARKLOW |  | 52.7975 | -6.1787
MV/LV Substation WO***460 | 10 kV | 400V(3ph) & 230V(single ph) | LV | 100 kVA :Pole Substation | 0.1 | --> | 0.1 | 0.059 | 9.8 |  | --> | 0.095 | 0 | 0 | 0 | 0.004 | 0.101 | 0 |  | --> | C12 ex KILCOOLE | KILCOOLE: T41∥T42 | FASSAROE |  | 53.0952 | -6.0689
MV/LV Substation WO***461X | 10 kV | 400V(3ph) & 230V(single ph) | LV | 400 kVA :Kiosk Substation | 0.4 | --> | 0.4 | 0 | 0 | Constrained,otherwise capacity available =208kVA. | --> | 0.38 | 0 | 0 | 0 | 0 | 0.429 | 0 |  | --> | C34 ex CLONDALKIN | CLONDALKIN: T44 | INCHICORE 220KV |  | 53.3235 | -6.3799
MV/LV Substation WO***462 | 10 kV | 400V(3ph) & 230V(single ph) | LV | 50 kVA :Pole Substation | 0.05 | --> | 0.05 | 0.049 | 1.6 |  | --> | 0.047 | 0 | 0 | 0 | 0 | 0.049 | 0 |  | --> | C24 ex CAHIR | CAHIR: T42 | CAHIR |  | 52.3789 | -7.8204
MV/LV Substation WO***481Y | 20 kV | 400V(3ph) & 230V(single ph) | LV | 200 kVA :Kiosk Substation | 0.2 | --> | 0.2 | 0.19 | 2.7 |  | --> | 0.19 | 0 | 0 | 0 | 0 | 0.201 | 0 |  | --> | E12 ex TULLOW | TULLOW: T422 | CARLOW |  | 52.7892 | -6.729
MV/LV Substation WO***492Z | 10 kV | 400V(3ph) & 230V(single ph) | LV | 200 kVA :Kiosk Substation | 0.2 | --> | 0.2 | 0.137 | 0.7 |  | --> | 0.19 | 0 | 0 | 0 | 0.019 | 0.189 | 0 |  | --> | C14 ex KNOCKMULLEN | KNOCKMULLEN: T42 | GREAT ISLAND |  | 52.3875 | -6.9298
MV/LV Substation WO***496Y | 10 kV | 400V(3ph) & 230V(single ph) | LV | 630 kVA :Building Structure | 0.63 | --> | 0.63 | 0.443 | 1.2 |  | --> | 0.598 | 0 | 0 | 0 | 0 | 0.5 | 0 |  | --> | C12 ex KYLEERAGH | KYLEERAGH: T42 | NENAGH |  | 52.8623 | -8.2181
MV/LV Substation WO***498X | 20 kV | 400V(3ph) & 230V(single ph) | LV | 100 kVA :Pole Substation | 0.1 | --> | 0.1 | 0 | 0 | Constrained,otherwise capacity available =76kVA. | --> | 0.095 | 0 | 0 | 0 | 0.01 | 0.092 | 0 |  | --> | E18 ex EDENDERRY | EDENDERRY: T421∥T422 | BLAKE |  | 53.3372 | -7.0538
MV/LV Substation WO***499Y | 10 kV | 400V(3ph) & 230V(single ph) | LV | 50 kVA :Pole Substation | 0.05 | --> | 0.05 | 0 | 0 | Constrained,otherwise capacity available =46kVA. | --> | 0.047 | 0 | 0 | 0 | 0 | 0.049 | 0 |  | --> | C17 ex CARRIGSHANE | CARRIGSHANE: T41 | MIDLETON |  | 51.9037 | -8.1479
MV/LV Substation WO***504Z | 20 kV | 400V(3ph) & 230V(single ph) | LV | 400 kVA :Kiosk Substation | 0.4 | --> | 0.4 | 0 | 0 | Constrained,otherwise capacity available =292kVA. | --> | 0.38 | 0 | 0 | 0 | 0.003 | 0.413 | 0 |  | --> | E15 ex WHITECHURCH | WHITECHURCH: T421 | KILBARRY |  | 51.9415 | -8.5622
MV/LV Substation WO***508X | 10 kV | 400V(3ph) & 230V(single ph) | LV | 400 kVA :Kiosk Substation | 0.4 | --> | 0.4 | 0 | 0 | Constrained,otherwise capacity available =132kVA. | --> | 0.38 | 0 | 0 | 0 | 0.031 | 0.407 | 0 |  | --> | C18 ex LUCAN EAST | LUCAN EAST: T41∥T42 | GRANGE CASTLE |  | 53.3577 | -6.428
MV/LV Substation WO***510Y | 10 kV | 400V(3ph) & 230V(single ph) | LV | 400 kVA :Kiosk Substation | 0.4 | --> | 0.4 | 0 | 0 | Constrained,otherwise capacity available =310kVA. | --> | 0.38 | 0 | 0 | 0 | 0.014 | 0.399 | 0 |  | --> | C22 ex MIDLETON | MIDLETON: T102 | MIDLETON |  | 51.9024 | -8.1604
MV/LV Substation WO***513 | 20 kV | 400V(3ph) & 230V(single ph) | LV | 200 kVA :Building Structure | 0.2 | --> | 0.2 | 0.2 | 0.3 |  | --> | 0.19 | 0 | 0 | 0 | 0.003 | 0.196 | 0 |  | --> | C23 ex TUAM NORTH | TUAM NORTH: T41∥T42 | CLOON |  | 53.5755 | -9.0043
MV/LV Substation WO***517Y | 10 kV | 400V(3ph) & 230V(single ph) | LV | 400 kVA :Kiosk Substation | 0.4 | --> | 0.4 | 0 | 0 | Constrained,otherwise capacity available =233kVA. | --> | 0.38 | 0 | 0 | 0 | 0.017 | 0.407 | 0 |  | --> | C21 ex CASTLETROY | CASTLETROY: T41∥T42 | ARDNACRUSHA |  | 52.6645 | -8.5473
MV/LV Substation WO***520Z | 20 kV | 400V(3ph) & 230V(single ph) | LV | 400 kVA :Kiosk Substation | 0.4 | --> | 0.4 | 0.343 | 26.7 |  | --> | 0.38 | 0 | 0 | 0 | 0.013 | 0.395 | 0 |  | --> | E21 ex WEXFORD | WEXFORD: T121∥T122 | WEXFORD |  | 52.3896 | -6.4441
MV/LV Substation WO***522Z | 10 kV | 400V(3ph) & 230V(single ph) | LV | 1000 kVA :Building Structure | 1 | --> | 1 | 0 | 0 | Constrained,otherwise capacity available =500kVA. | --> | 0.95 | 0 | 0 | 0 | 0 | 0.5 | 0 |  | --> | C20 ex ROSEHILL | ROSEHILL: T42 | KILKENNY |  | 52.6342 | -7.2434
MV/LV Substation WO***523 | 10 kV | 400V(3ph) & 230V(single ph) | LV | 400 kVA :Kiosk Substation | 0.4 | --> | 0.4 | 0.282 | 2.3 |  | --> | 0.38 | 0 | 0 | 0 | 0.028 | 0.388 | 0 |  | --> | C21 ex CENTRAL PARK | CENTRAL PARK: T101 | CARRICKMINES |  | 53.2864 | -6.1964
MV/LV Substation WO***524Y | 10 kV | 400V(3ph) & 230V(single ph) | LV | 630 kVA :Kiosk Substation | 0.63 | --> | 0.63 | 0.5 | 11.5 |  | --> | 0.598 | 0 | 0 | 0 | 0 | 0.5 | 0 |  | --> | C14 ex BALLYBEG | BALLYBEG: T102 | CARRICKMINES |  | 52.9937 | -6.087
MV/LV Substation WO***533X | 10 kV | 400V(3ph) & 230V(single ph) | LV | 50 kVA :Pole Substation | 0.05 | --> | 0.05 | 0 | 0 | Constrained,otherwise capacity available =50kVA. | --> | 0.047 | 0 | 0 | 0 | 0 | 0.049 | 0 |  | --> | C15 ex CARRICK ON SHANNON | CARRICK ON SHANNON: T41∥T42 | CARRICK ON SHANNON |  | 53.9579 | -8.1689
MV/LV Substation WO***538X | 10 kV | 400V(3ph) & 230V(single ph) | LV | 200 kVA :Kiosk Substation | 0.2 | --> | 0.2 | 0.146 | 1.1 |  | --> | 0.19 | 0 | 0 | 0 | 0.008 | 0.199 | 0 |  | --> | C16 ex CAHIRCALLA | CAHIRCALLA: T41∥T42 | ENNIS |  | 52.8355 | -8.9953
MV/LV Substation WO***539Y | 10 kV | 400V(3ph) & 230V(single ph) | LV | 400 kVA :Kiosk Substation | 0.4 | --> | 0.4 | 0 | 0 | Constrained,otherwise capacity available =316kVA. | --> | 0.38 | 0 | 0 | 0 | 0.011 | 0 | 0 | Constrained,otherwise capacity available =401kW. | --> | C15 ex PALLAS | PALLAS: T41∥T42 | PORTLAOISE |  | 53.0437 | -7.3193
MV/LV Substation WO***540Y | 20 kV | 400V(3ph) & 230V(single ph) | LV | 50 kVA :Pole Substation | 0.05 | --> | 0.05 | 0.046 | 1.3 |  | --> | 0.047 | 0 | 0 | 0 | 0 | 0.049 | 0 |  | --> | E11 ex KILCARRAGH | KILCARRAGH: T421∥T422 | BUTLERSTOWN |  | 52.1932 | -6.9872
MV/LV Substation WO***541 | 10 kV | 400V(3ph) & 230V(single ph) | LV | 100 kVA :Pole Substation | 0.1 | --> | 0.1 | 0.083 | 0.7 |  | --> | 0.095 | 0 | 0 | 0 | 0 | 0.102 | 0 |  | --> | C23 ex GLENTIES | GLENTIES: T41 | BINBANE |  | 54.7592 | -8.4041
MV/LV Substation WO***541X | 20 kV | 400V(3ph) & 230V(single ph) | LV | 50 kVA :Pole Substation | 0.05 | --> | 0.05 | 0.043 | 0.8 |  | --> | 0.047 | 0 | 0 | 0 | 0 | 0 | 0 | Constrained,otherwise capacity available =50kW. | --> | E16 ex KILMACTHOMAS | KILMACTHOMAS: T421∥T422 | DUNGARVAN |  | 52.1255 | -7.4801
MV/LV Substation WO***541Y | 20 kV | 400V(3ph) & 230V(single ph) | LV | 50 kVA :Pole Substation | 0.05 | --> | 0.05 | 0.045 | 1.3 |  | --> | 0.047 | 0 | 0 | 0 | 0 | 0.05 | 0 |  | --> | E11 ex KILCARRAGH | KILCARRAGH: T421∥T422 | BUTLERSTOWN |  | 52.1918 | -6.9879
MV/LV Substation WO***542 | 20 kV | 400V(3ph) & 230V(single ph) | LV | 50 kVA :Pole Substation | 0.05 | --> | 0.05 | 0.049 | 1 |  | --> | 0.047 | 0 | 0 | 0 | 0 | 0 | 0 | Constrained,otherwise capacity available =49kW. | --> | E12 ex CARNDONAGH | CARNDONAGH: T421∥T422 | TRILLICK |  | 55.2597 | -7.3159
MV/LV Substation WO***542X | 20 kV | 400V(3ph) & 230V(single ph) | LV | 50 kVA :Pole Substation | 0.05 | --> | 0.05 | 0.036 | 0.8 |  | --> | 0.047 | 0 | 0 | 0 | 0 | 0 | 0 | Constrained,otherwise capacity available =51kW. | --> | E16 ex KILMACTHOMAS | KILMACTHOMAS: T421∥T422 | DUNGARVAN |  | 52.126 | -7.474
MV/LV Substation WO***547Z | 20 kV | 400V(3ph) & 230V(single ph) | LV | 400 kVA :Kiosk Substation | 0.4 | --> | 0.4 | 0.308 | 5.6 |  | --> | 0.38 | 0 | 0 | 0 | 0.002 | 0.412 | 0 |  | --> | E13 ex BLESSINGTON | BLESSINGTON: T421 | KILTEEL |  | 53.1779 | -6.5302
MV/LV Substation WO***550 | 10 kV | 400V(3ph) & 230V(single ph) | LV | 400 kVA :Kiosk Substation | 0.4 | --> | 0.4 | 0.244 | 1.6 |  | --> | 0.38 | 0 | 0 | 0 | 0.005 | 0.418 | 0 |  | --> | C16 ex NEWTOWNCUNNINGHAM | NEWTOWNCUNNINGHAM: T41∥T42 | LETTERKENNY |  | 54.9967 | -7.5059
MV/LV Substation WO***550Y | 20 kV | 400V(3ph) & 230V(single ph) | LV | 50 kVA :Pole Substation | 0.05 | --> | 0.05 | 0 | 0 | Constrained,otherwise capacity available =43kVA. | --> | 0.047 | 0 | 0 | 0 | 0 | 0.05 | 0 |  | --> | E14 ex EDENDERRY | EDENDERRY: T421∥T422 | BLAKE |  | 53.3397 | -6.9304
MV/LV Substation WO***552Z | 10 kV | 400V(3ph) & 230V(single ph) | LV | 400 kVA :Kiosk Substation | 0.4 | --> | 0.4 | 0.332 | 15.8 |  | --> | 0.38 | 0 | 0 | 0 | 0.015 | 0.394 | 0 |  | --> | C18 ex CASTLEVIEW | CASTLEVIEW: T102 | CASTLEVIEW |  | 51.912 | -8.3922
MV/LV Substation WO***554Z | 10 kV | 400V(3ph) & 230V(single ph) | LV | 400 kVA :Kiosk Substation | 0.4 | --> | 0.4 | 0.234 | 1.5 |  | --> | 0.38 | 0 | 0 | 0 | 0.02 | 0.404 | 0 |  | --> | C17 ex SALLINS | SALLINS: T41 | GRIFFINRATH |  | 53.294 | -6.6857
MV/LV Substation WO***557X | 10 kV | 400V(3ph) & 230V(single ph) | LV | 400 kVA :Building Structure | 0.4 | --> | 0.4 | 0 | 0 | Constrained,otherwise capacity available =310kVA. | --> | 0.38 | 0 | 0 | 0 | 0 | 0.414 | 0 |  | --> | C17 ex CARRICK ON SHANNON | CARRICK ON SHANNON: T41∥T42 | CARRICK ON SHANNON |  | 53.946 | -8.0812
MV/LV Substation WO***561Y | 10 kV | 400V(3ph) & 230V(single ph) | LV | 200 kVA :Kiosk Substation | 0.2 | --> | 0.2 | 0 | 0 | Constrained,otherwise capacity available =162kVA. | --> | 0.19 | 0 | 0 | 0 | 0.012 | 0.192 | 0 |  | --> | C20 ex MONEYCOOLEY | MONEYCOOLEY: T42 | GRIFFINRATH |  | 53.3758 | -6.6013
MV/LV Substation WO***562 | 20 kV | 400V(3ph) & 230V(single ph) | LV | 100 kVA :Pole Substation | 0.1 | --> | 0.1 | 0.071 | 1.8 |  | --> | 0.095 | 0 | 0 | 0 | 0.008 | 0.095 | 0 |  | --> | E18 ex CURRALEIGH | CURRALEIGH: T421∥T422 | KILBARRY |  | 51.9155 | -8.5777
MV/LV Substation WO***565Y | 20 kV | 400V(3ph) & 230V(single ph) | LV | 200 kVA :Kiosk Substation | 0.2 | --> | 0.2 | 0 | 0 | Constrained,otherwise capacity available =200kVA. | --> | 0.19 | 0 | 0 | 0 | 0 | 0 | 0 | Constrained,otherwise capacity available =200kW. | --> | E12 ex BUNCLODY | BUNCLODY: T421∥T422 | CRANE |  | 52.6595 | -6.6614
MV/LV Substation WO***565Z | 20 kV | 400V(3ph) & 230V(single ph) | LV | 400 kVA :Kiosk Substation | 0.4 | --> | 0.4 | 0.362 | 8.3 |  | --> | 0.38 | 0 | 0 | 0 | 0 | 0.405 | 0 |  | --> | E18 ex BALTRASNA | BALTRASNA: T122 | BALTRASNA |  | 53.5055 | -6.4688
MV/LV Substation WO***568Y | 10 kV | 400V(3ph) & 230V(single ph) | LV | 400 kVA :Kiosk Substation | 0.4 | --> | 0.4 | 0.37 | 5.9 |  | --> | 0.38 | 0 | 0 | 0 | 0 | 0.404 | 0 |  | --> | C14 ex BANDON | BANDON: T101 | BANDON |  | 51.7435 | -8.7336
MV/LV Substation WO***573Y | 20 kV | 400V(3ph) & 230V(single ph) | LV | 50 kVA :Pole Substation | 0.05 | --> | 0.05 | 0.043 | 1.3 |  | --> | 0.047 | 0 | 0 | 0 | 0 | 0.05 | 0 |  | --> | E11 ex KILCARRAGH | KILCARRAGH: T421∥T422 | BUTLERSTOWN |  | 52.1974 | -7.0089
MV/LV Substation WO***576Y | 10 kV | 400V(3ph) & 230V(single ph) | LV | 200 kVA :Kiosk Substation | 0.2 | --> | 0.2 | 0 | 0 | Constrained,otherwise capacity available =137kVA. | --> | 0.19 | 0 | 0 | 0 | 0.01 | 0.198 | 0 |  | --> | C12 ex LEIXLIP | LEIXLIP: T42 | GRIFFINRATH |  | 53.3732 | -6.4997
MV/LV Substation WO***579X | 20 kV | 400V(3ph) & 230V(single ph) | LV | 200 kVA :Pole Substation | 0.2 | --> | 0.2 | 0.185 | 1.8 |  | --> | 0.19 | 0 | 0 | 0 | 0 | 0.202 | 0 |  | --> | E18 ex CURRALEIGH | CURRALEIGH: T421∥T422 | KILBARRY |  | 51.912 | -8.5743
MV/LV Substation WO***580Y | 10 kV | 400V(3ph) & 230V(single ph) | LV | 200 kVA :Pole Substation | 0.2 | --> | 0.2 | 0 | 0 | Constrained,otherwise capacity available =199kVA. | --> | 0.19 | 0 | 0 | 0 | 0 | 0.2 | 0 |  | --> | C15 ex BLAKE | BLAKE: T41∥T42 | BLAKE |  | 53.2945 | -6.8203
MV/LV Substation WO***581X | 10 kV | 400V(3ph) & 230V(single ph) | LV | 100 kVA :Pole Substation | 0.1 | --> | 0.1 | 0.095 | 3.3 |  | --> | 0.095 | 0 | 0 | 0 | 0.004 | 0.096 | 0 |  | --> | E16 ex CRATLOE | CRATLOE: T421∥T422 | ARDNACRUSHA |  | 52.703 | -8.7014
MV/LV Substation WO***583X | 20 kV | 400V(3ph) & 230V(single ph) | LV | 50 kVA :Pole Substation | 0.05 | --> | 0.05 | 0.038 | 2.5 |  | --> | 0.047 | 0 | 0 | 0 | 0 | 0.051 | 0 |  | --> | C16 ex CURRA | CURRA: T41 | SOMERSET |  | 53.0525 | -8.4053
MV/LV Substation WO***586Y | 10 kV | 400V(3ph) & 230V(single ph) | LV | 400 kVA :Kiosk Substation | 0.4 | --> | 0.4 | 0 | 0 | Constrained,otherwise capacity available =353kVA. | --> | 0.38 | 0 | 0 | 0 | 0.011 | 0.395 | 0 |  | --> | C21 ex CARRICKMACROSS | CARRICKMACROSS: T41 | MEATH HILL |  | 53.9708 | -6.7261
MV/LV Substation WO***589 | 10 kV | 400V(3ph) & 230V(single ph) | LV | 33 kVA :Pole Substation | 0.033 | --> | 0.033 | 0.024 | 4.6 |  | --> | 0.031 | 0 | 0 | 0 | 0.004 | 0.029 | 0 |  | --> | C21 ex BALLYRAINE | BALLYRAINE: T41∥T42 | LETTERKENNY |  | 54.9825 | -7.6987
MV/LV Substation WO***591 | 20 kV | 400V(3ph) & 230V(single ph) | LV | 100 kVA :Pole Substation | 0.1 | --> | 0.1 | 0.095 | 3.6 |  | --> | 0.095 | 0 | 0 | 0 | 0 | 0.1 | 0 |  | --> | E11 ex KILLINICK | KILLINICK: T421∥T422 | WEXFORD |  | 52.223 | -6.5425
MV/LV Substation WO***595 | 20 kV | 400V(3ph) & 230V(single ph) | LV | 200 kVA :Pole Substation | 0.2 | --> | 0.2 | 0.198 | 4.3 |  | --> | 0.19 | 0 | 0 | 0 | 0 | 0 | 0 | Constrained,otherwise capacity available =200kW. | --> | E14 ex MOVILLE | MOVILLE: T421∥T422 | TRILLICK |  | 55.1905 | -7.0444
MV/LV Substation WO***609 | 10 kV | 400V(3ph) & 230V(single ph) | LV | 50 kVA :Pole Substation | 0.05 | --> | 0.05 | 0.037 | 6.9 |  | --> | 0.047 | 0 | 0 | 0 | 0.002 | 0 | 0 | Constrained,otherwise capacity available =48kW. | --> | E18 ex RATHKEALE | RATHKEALE: T421∥T422 | RATHKEALE |  | 52.5286 | -8.9473
MV/LV Substation WO***615 | 10 kV | 400V(3ph) & 230V(single ph) | LV | 200 kVA :Kiosk Substation | 0.2 | --> | 0.2 | 0.068 | 1.8 |  | --> | 0.19 | 0 | 0 | 0 | 0.032 | 0.186 | 0 |  | --> | C15 ex DUNDRUM | DUNDRUM: T41 | BLACKROCK |  | 53.2885 | -6.2207
MV/LV Substation WO***617X | 10 kV | 400V(3ph) & 230V(single ph) | LV | 400 kVA :Kiosk Substation | 0.4 | --> | 0.4 | 0.362 | 7.4 |  | --> | 0.38 | 0 | 0 | 0 | 0.01 | 0.395 | 0 |  | --> | E24 ex BANOGE | BANOGE: T122 | BANOGE |  | 52.6455 | -6.2389
MV/LV Substation WO***619Y | 20 kV | 400V(3ph) & 230V(single ph) | LV | 50 kVA :Pole Substation | 0.05 | --> | 0.05 | 0.05 | 6.7 |  | --> | 0.047 | 0 | 0 | 0 | 0 | 0 | 0 | Constrained,otherwise capacity available =49kW. | --> | E12 ex DUNFIRTH | DUNFIRTH: T122 | DUNFIRTH |  | 53.4137 | -6.8101
MV/LV Substation WO***624 | 10 kV | 400V(3ph) & 230V(single ph) | LV | 400 kVA :Kiosk Substation | 0.4 | --> | 0.4 | 0.266 | 2.8 |  | --> | 0.38 | 0 | 0 | 0 | 0.021 | 0.398 | 0 |  | --> | C12 ex BALLYBODEN | BALLYBODEN: T42 | COOKSTOWN |  | 53.2778 | -6.3127
MV/LV Substation WO***626 | 10 kV | 400V(3ph) & 230V(single ph) | LV | 50 kVA :Pole Substation | 0.05 | --> | 0.05 | 0.044 | 2.6 |  | --> | 0.047 | 0 | 0 | 0 | 0 | 0.05 | 0 |  | --> | C12 ex CLOONBANNIN | CLOONBANNIN: T42 | GLENLARA |  | 52.1435 | -9.123
MV/LV Substation WO***626X | 10 kV | 400V(3ph) & 230V(single ph) | LV | 100 kVA :Pole Substation | 0.1 | --> | 0.1 | 0 | 0 | Constrained,otherwise capacity available =80kVA. | --> | 0.095 | 0 | 0 | 0 | 0 | 0.103 | 0 |  | --> | C15 ex CARRICK ON SHANNON | CARRICK ON SHANNON: T41∥T42 | CARRICK ON SHANNON |  | 53.9432 | -8.1153
MV/LV Substation WO***628 | 20 kV | 400V(3ph) & 230V(single ph) | LV | 50 kVA :Pole Substation | 0.05 | --> | 0.05 | 0 | 0 | Constrained,otherwise capacity available =47kVA. | --> | 0.047 | 0 | 0 | 0 | 0 | 0.049 | 0 |  | --> | E22 ex COLLOONEY | COLLOONEY: T422 | SLIGO |  | 54.183 | -8.4682
MV/LV Substation WO***628 | 20 kV | 400V(3ph) & 230V(single ph) | LV | 50 kVA :Pole Substation | 0.05 | --> | 0.05 | 0.033 | 6.7 |  | --> | 0.047 | 0 | 0 | 0 | 0 | 0 | 0 | Constrained,otherwise capacity available =51kW. | --> | E28 ex MILFORD (MWR) | MILFORD (MWR): T422 | CHARLEVILLE |  | 52.3422 | -8.8656
MV/LV Substation WO***636 | 20 kV | 400V(3ph) & 230V(single ph) | LV | 100 kVA :Pole Substation | 0.1 | --> | 0.1 | 0.057 | 0.9 |  | --> | 0.095 | 0 | 0 | 0 | 0.008 | 0 | 0 | Constrained,otherwise capacity available =97kW. | --> | E23 ex ATHBOY | ATHBOY: T423 | NAVAN |  | 53.5338 | -6.9701
MV/LV Substation WO***637Z | 20 kV | 400V(3ph) & 230V(single ph) | LV | 400 kVA :Kiosk Substation | 0.4 | --> | 0.4 | 0.357 | 6.2 |  | --> | 0.38 | 0 | 0 | 0 | 0.006 | 0.4 | 0 |  | --> | E18 ex BAGENALSTOWN | BAGENALSTOWN: T421∥T422 | CARLOW |  | 52.7159 | -6.8485
MV/LV Substation WO***639X | 10 kV | 400V(3ph) & 230V(single ph) | LV | 400 kVA :Kiosk Substation | 0.4 | --> | 0.4 | 0.325 | 5.1 |  | --> | 0.38 | 0 | 0 | 0 | 0.017 | 0 | 0 | Constrained,otherwise capacity available =393kW. | --> | C17 ex CASTLEKNOCK | CASTLEKNOCK: T41∥T42 | FINGLAS |  | 53.3748 | -6.3781
MV/LV Substation WO***644 | 10 kV | 400V(3ph) & 230V(single ph) | LV | 400 kVA :Kiosk Substation | 0.4 | --> | 0.4 | 0.316 | 2.8 |  | --> | 0.38 | 0 | 0 | 0 | 0.01 | 0.402 | 0 |  | --> | C12 ex BALLYBODEN | BALLYBODEN: T42 | COOKSTOWN |  | 53.2777 | -6.3098
MV/LV Substation WO***645 | 10 kV | 400V(3ph) & 230V(single ph) | LV | 400 kVA :Kiosk Substation | 0.4 | --> | 0.4 | 0.345 | 2.8 |  | --> | 0.38 | 0 | 0 | 0 | 0.011 | 0.397 | 0 |  | --> | C12 ex BALLYBODEN | BALLYBODEN: T42 | COOKSTOWN |  | 53.2763 | -6.309
MV/LV Substation WO***649X | 10 kV | 400V(3ph) & 230V(single ph) | LV | 400 kVA :Building Structure | 0.4 | --> | 0.4 | 0 | 0 | Constrained,otherwise capacity available =279kVA. | --> | 0.38 | 0 | 0 | 0 | 0 | 0.418 | 0 |  | --> | C18 ex LUCAN EAST | LUCAN EAST: T41∥T42 | GRANGE CASTLE |  | 53.3587 | -6.4251
MV/LV Substation WO***654X | 10 kV | 400V(3ph) & 230V(single ph) | LV | 400 kVA :Kiosk Substation | 0.4 | --> | 0.4 | 0.295 | 1.1 |  | --> | 0.38 | 0 | 0 | 0 | 0.011 | 0.404 | 0 |  | --> | C20 ex CAHIRCALLA | CAHIRCALLA: T41∥T42 | ENNIS |  | 52.8322 | -8.9983
MV/LV Substation WO***654Y | 10 kV | 400V(3ph) & 230V(single ph) | LV | 100 kVA :Pole Substation | 0.1 | --> | 0.1 | 0 | 0 | Constrained,otherwise capacity available =16kVA. | --> | 0.095 | 0 | 0 | 0 | 0 | 0.112 | 0 |  | --> | C14 ex GORESBRIDGE | GORESBRIDGE: T41∥T42 | KILKENNY |  | 52.6041 | -6.9338
MV/LV Substation WO***655X | 10 kV | 400V(3ph) & 230V(single ph) | LV | 50 kVA :Pole Substation | 0.05 | --> | 0.05 | 0.05 | 0.9 |  | --> | 0.047 | 0 | 0 | 0 | 0 | 0.049 | 0 |  | --> | C15 ex CRANNY | CRANNY: T41 | ENNIS |  | 52.7159 | -9.3322
MV/LV Substation WO***661 | 10 kV | 400V(3ph) & 230V(single ph) | LV | 400 kVA :Kiosk Substation | 0.4 | --> | 0.4 | 0.306 | 1.3 |  | --> | 0.38 | 0 | 0 | 0 | 0.033 | 0.379 | 0 |  | --> | C13 ex DODDER ROAD | DODDER ROAD: T42 | MILLTOWN (DR) |  | 53.3014 | -6.275
MV/LV Substation WO***661 | 10 kV | 400V(3ph) & 230V(single ph) | LV | 50 kVA :Pole Substation | 0.05 | --> | 0.05 | 0 | 0 | Constrained,otherwise capacity available =23kVA. | --> | 0.047 | 0 | 0 | 0 | 0.003 | 0.05 | 0 |  | --> | C19 ex MILFORD (NR) | MILFORD (NR): T41∥T42 | LETTERKENNY |  | 55.1059 | -7.5304
MV/LV Substation WO***687 | 20 kV | 400V(3ph) & 230V(single ph) | LV | 100 kVA :Pole Substation | 0.1 | --> | 0.1 | 0.064 | 2.5 |  | --> | 0.095 | 0 | 0 | 0 | 0.003 | 0.102 | 0 |  | --> | C16 ex CURRA | CURRA: T41 | SOMERSET |  | 53.0533 | -8.4016
MV/LV Substation WO***687Z | 10 kV | 400V(3ph) & 230V(single ph) | LV | 400 kVA :Building Structure | 0.4 | --> | 0.4 | 0.268 | 5.5 |  | --> | 0.38 | 0 | 0 | 0 | 0 | 0.42 | 0 |  | --> | C11 ex MCDONAGH | MCDONAGH: T41 | KILKENNY |  | 52.6555 | -7.2423
MV/LV Substation WO***690 | 20 kV | 400V(3ph) & 230V(single ph) | LV | 200 kVA :Pole Substation | 0.2 | --> | 0.2 | 0.169 | 2.5 |  | --> | 0.19 | 0 | 0 | 0 | 0 | 0.204 | 0 |  | --> | C16 ex CURRA | CURRA: T41 | SOMERSET |  | 53.0478 | -8.3988
MV/LV Substation WO***691X | 20 kV | 400V(3ph) & 230V(single ph) | LV | 630 kVA :Building Structure | 0.63 | --> | 0.63 | 0 | 0 | Constrained,otherwise capacity available =500kVA. | --> | 0.598 | 0 | 0 | 0 | 0 | 0.5 | 0 |  | --> | E14 ex EMYVALE | EMYVALE: T422 | LISDRUM |  | 54.3348 | -6.9715
MV/LV Substation WO***697 | 10 kV | 400V(3ph) & 230V(single ph) | LV | 100 kVA :Pole Substation | 0.1 | --> | 0.1 | 0 | 0 | Constrained,otherwise capacity available =78kVA. | --> | 0.095 | 0 | 0 | 0 | 0.009 | 0.093 | 0 |  | --> | C13 ex SANDYFORD | SANDYFORD: T41 | CARRICKMINES |  | 53.2659 | -6.3131
MV/LV Substation WO***697X | 20 kV | 400V(3ph) & 230V(single ph) | LV | 200 kVA :Pole Substation | 0.2 | --> | 0.2 | 0 | 0 | Constrained,otherwise capacity available =155kVA. | --> | 0.19 | 0 | 0 | 0 | 0.001 | 0.206 | 0 |  | --> | E20 ex COLLOONEY | COLLOONEY: T422 | SLIGO |  | 54.2126 | -8.5145
MV/LV Substation WO***701X | 10 kV | 400V(3ph) & 230V(single ph) | LV | 200 kVA :Kiosk Substation | 0.2 | --> | 0.2 | 0.148 | 1.3 |  | --> | 0.19 | 0 | 0 | 0 | 0.01 | 0.197 | 0 |  | --> | C15 ex ENNIS NORTH | ENNIS NORTH: T41∥T42 | ENNIS |  | 52.8414 | -9.0322
MV/LV Substation WO***703X | 10 kV | 400V(3ph) & 230V(single ph) | LV | 400 kVA :Kiosk Substation | 0.4 | --> | 0.4 | 0.274 | 1.3 |  | --> | 0.38 | 0 | 0 | 0 | 0 | 0.419 | 0 |  | --> | C15 ex ENNIS NORTH | ENNIS NORTH: T41∥T42 | ENNIS |  | 52.8407 | -9.0282
MV/LV Substation WO***711Z | 10 kV | 400V(3ph) & 230V(single ph) | LV | 630 kVA :Building Structure | 0.63 | --> | 0.63 | 0.428 | 2.3 |  | --> | 0.598 | 0 | 0 | 0 | 0.039 | 0.5 | 0 |  | --> | C13 ex TRABEG | TRABEG: T102 | TRABEG |  | 51.8799 | -8.4664
MV/LV Substation WO***713 | 10 kV | 400V(3ph) & 230V(single ph) | LV | 100 kVA :Pole Substation | 0.1 | --> | 0.1 | 0.043 | 1.5 |  | --> | 0.095 | 0 | 0 | 0 | 0 | 0.108 | 0 |  | --> | C15 ex TUBBERCURRY | TUBBERCURRY: T42 | TONROE |  | 54.1284 | -8.7371
MV/LV Substation WO***718X | 20 kV | 400V(3ph) & 230V(single ph) | LV | 200 kVA :Pole Substation | 0.2 | --> | 0.2 | 0.129 | 2.5 |  | --> | 0.19 | 0 | 0 | 0 | 0 | 0.21 | 0 |  | --> | C16 ex CURRA | CURRA: T41 | SOMERSET |  | 53.051 | -8.4009
MV/LV Substation WO***722X | 20 kV | 400V(3ph) & 230V(single ph) | LV | 400 kVA :Kiosk Substation | 0.4 | --> | 0.4 | 0.274 | 2.7 |  | --> | 0.38 | 0 | 0 | 0 | 0 | 0.401 | 0 |  | --> | C17 ex KILLESHANDRA | KILLESHANDRA: T41∥T42 | GORTAWEE |  | 54.0547 | -7.6162
MV/LV Substation WO***722X | 20 kV | 400V(3ph) & 230V(single ph) | LV | 50 kVA :Pole Substation | 0.05 | --> | 0.05 | 0 | 0 | Constrained,otherwise capacity available =38kVA. | --> | 0.047 | 0 | 0 | 0 | 0 | 0.051 | 0 |  | --> | C24 ex MACETOWN | MACETOWN: T102 | MACETOWN |  | 53.4782 | -6.3698
MV/LV Substation WO***723X | 10 kV | 400V(3ph) & 230V(single ph) | LV | 400 kVA :Kiosk Substation | 0.4 | --> | 0.4 | 0 | 0 | Constrained,otherwise capacity available =219kVA. | --> | 0.38 | 0 | 0 | 0 | 0.024 | 0.402 | 0 |  | --> | C22 ex OLDBAWN | OLDBAWN: T42 | COOKSTOWN |  | 53.2755 | -6.3341
MV/LV Substation WO***732Y | 10 kV | 400V(3ph) & 230V(single ph) | LV | 400 kVA :Kiosk Substation | 0.4 | --> | 0.4 | 0.306 | 2.2 |  | --> | 0.38 | 0 | 0 | 0 | 0.007 | 0 | 0 | Constrained,otherwise capacity available =406kW. | --> | C19 ex NEWCASTLEWEST | NEWCASTLEWEST: T41∥T42 | RATHKEALE |  | 52.4418 | -9.0465
MV/LV Substation WO***735X | 20 kV | 400V(3ph) & 230V(single ph) | LV | 200 kVA :Pole Substation | 0.2 | --> | 0.2 | 0.182 | 2.5 |  | --> | 0.19 | 0 | 0 | 0 | 0 | 0.202 | 0 |  | --> | E18 ex CONG | CONG: T421∥T422 | CLOON |  | 53.5441 | -9.3624
MV/LV Substation WO***736 | 20 kV | 400V(3ph) & 230V(single ph) | LV | 50 kVA :Pole Substation | 0.05 | --> | 0.05 | 0.017 | 4.6 |  | --> | 0.047 | 0 | 0 | 0 | 0 | 0.054 | 0 |  | --> | E13 ex BALLYRAGGET | BALLYRAGGET: T421∥T422 | BALLYRAGGET |  | 52.7198 | -7.5108
MV/LV Substation WO***747 | 20 kV | 400V(3ph) & 230V(single ph) | LV | 400 kVA :Kiosk Substation | 0.4 | --> | 0.4 | 0.377 | 0.8 |  | --> | 0.38 | 0 | 0 | 0 | 0 | 0 | 0 | Constrained,otherwise capacity available =403kW. | --> | E16 ex KILMACTHOMAS | KILMACTHOMAS: T421∥T422 | DUNGARVAN |  | 52.125 | -7.4757
MV/LV Substation WO***749Z | 20 kV | 400V(3ph) & 230V(single ph) | LV | 200 kVA :Kiosk Substation | 0.2 | --> | 0.2 | 0.186 | 6.2 |  | --> | 0.19 | 0 | 0 | 0 | 0 | 0.201 | 0 |  | --> | E18 ex BAGENALSTOWN | BAGENALSTOWN: T421∥T422 | CARLOW |  | 52.7172 | -6.8496
MV/LV Substation WO***752 | 10 kV | 400V(3ph) & 230V(single ph) | LV | 100 kVA :Pole Substation | 0.1 | --> | 0.1 | 0.094 | 3.4 |  | --> | 0.095 | 0 | 0 | 0 | 0.007 | 0.093 | 0 |  | --> | C20 ex GRAIGUE | GRAIGUE: T42 | CARLOW |  | 52.8327 | -6.9711
MV/LV Substation WO***753X | 10 kV | 400V(3ph) & 230V(single ph) | LV | 400 kVA :Kiosk Substation | 0.4 | --> | 0.4 | 0.226 | 8.3 |  | --> | 0.38 | 0 | 0 | 0 | 0.165 | 0.252 | 0 |  | --> | C19 ex BALLYBEG | BALLYBEG: T101 | CARRICKMINES |  | 53.0039 | -6.1079
MV/LV Substation WO***754Z | 20 kV | 400V(3ph) & 230V(single ph) | LV | 50 kVA :Pole Substation | 0.05 | --> | 0.05 | 0 | 0 | Constrained,otherwise capacity available =36kVA. | --> | 0.047 | 0 | 0 | 0 | 0 | 0 | 0 | Constrained,otherwise capacity available =51kW. | --> | E11 ex ASHBOURNE | ASHBOURNE: T421 | FINGLAS |  | 53.4763 | -6.3651
MV/LV Substation WO***755X | 10 kV | 400V(3ph) & 230V(single ph) | LV | 400 kVA :Kiosk Substation | 0.4 | --> | 0.4 | 0.298 | 3.8 |  | --> | 0.38 | 0 | 0 | 0 | 0.017 | 0 | 0 | Constrained,otherwise capacity available =397kW. | --> | C16 ex TURLOUGH ROAD | TURLOUGH ROAD: T41∥T42 | CASTLEBAR |  | 53.8573 | -9.3157
MV/LV Substation WO***765Y | 20 kV | 400V(3ph) & 230V(single ph) | LV | 100 kVA :Pole Substation | 0.1 | --> | 0.1 | 0.055 | 2.7 |  | --> | 0.095 | 0 | 0 | 0 | 0 | 0.106 | 0 |  | --> | E12 ex TULLOW | TULLOW: T422 | CARLOW |  | 52.7971 | -6.7308
MV/LV Substation WO***767X | 10 kV | 400V(3ph) & 230V(single ph) | LV | 200 kVA :Kiosk Substation | 0.2 | --> | 0.2 | 0 | 0 | Constrained,otherwise capacity available =156kVA. | --> | 0.19 | 0 | 0 | 0 | 0.007 | 0.198 | 0 |  | --> | C22 ex OLDBAWN | OLDBAWN: T42 | COOKSTOWN |  | 53.2748 | -6.338
MV/LV Substation WO***769X | 20 kV | 400V(3ph) & 230V(single ph) | LV | 100 kVA :Pole Substation | 0.1 | --> | 0.1 | 0 | 0 | Constrained,otherwise capacity available =96kVA. | --> | 0.095 | 0 | 0 | 0 | 0 | 0.1 | 0 |  | --> | C24 ex MACETOWN | MACETOWN: T102 | MACETOWN |  | 53.4739 | -6.3769
MV/LV Substation WO***772Y | 20 kV | 400V(3ph) & 230V(single ph) | LV | 50 kVA :Pole Substation | 0.05 | --> | 0.05 | 0.047 | 1.9 |  | --> | 0.047 | 0 | 0 | 0 | 0 | 0.049 | 0 |  | --> | C17 ex DRYBRIDGE | DRYBRIDGE: T41 | DRYBRIDGE |  | 53.731 | -6.4738
MV/LV Substation WO***773X | 10 kV | 400V(3ph) & 230V(single ph) | LV | 200 kVA :Kiosk Substation | 0.2 | --> | 0.2 | 0 | 0 | Constrained,otherwise capacity available =129kVA. | --> | 0.19 | 0 | 0 | 0 | 0.031 | 0.178 | 0 |  | --> | C18 ex BUTTEVANT | BUTTEVANT: T41∥T42 | MALLOW |  | 52.2738 | -8.7334
MV/LV Substation WO***773Y | 20 kV | 400V(3ph) & 230V(single ph) | LV | 50 kVA :Pole Substation | 0.05 | --> | 0.05 | 0 | 0 | Constrained,otherwise capacity available =48kVA. | --> | 0.047 | 0 | 0 | 0 | 0 | 0.049 | 0 |  | --> | E17 ex BALTINGLASS | BALTINGLASS: T421∥T422 | STRATFORD |  | 52.926 | -6.6594
MV/LV Substation WO***774 | 10 kV | 400V(3ph) & 230V(single ph) | LV | 630 kVA :Kiosk Substation | 0.63 | --> | 0.63 | 0.407 | 3.9 |  | --> | 0.598 | 0 | 0 | 0 | 0.024 | 0.5 | 0 |  | --> | C16 ex BOGHALL ROAD | BOGHALL ROAD: T42 | FASSAROE |  | 53.189 | -6.1097
MV/LV Substation WO***780 | 10 kV | 400V(3ph) & 230V(single ph) | LV | 400 kVA :Kiosk Substation | 0.4 | --> | 0.4 | 0 | 0 | Constrained,otherwise capacity available =318kVA. | --> | 0.38 | 0 | 0 | 0 | 0.014 | 0.397 | 0 |  | --> | C23 ex MACETOWN | MACETOWN: T101 | MACETOWN |  | 53.4146 | -6.4711
MV/LV Substation WO***784 | 10 kV | 400V(3ph) & 230V(single ph) | LV | 400 kVA :Kiosk Substation | 0.4 | --> | 0.4 | 0 | 0 | Constrained,otherwise capacity available =289kVA. | --> | 0.38 | 0 | 0 | 0 | 0.023 | 0.393 | 0 |  | --> | C22 ex GREYSTONES | GREYSTONES: T42 | FASSAROE |  | 53.1363 | -6.058
MV/LV Substation WO***785X | 10 kV | 400V(3ph) & 230V(single ph) | LV | 630 kVA :Building Structure | 0.63 | --> | 0.63 | 0.5 | 2.2 |  | --> | 0.598 | 0 | 0 | 0 | 0 | 0.5 | 0 |  | --> | C14 ex KELLS | KELLS: T41∥T42 | NAVAN |  | 53.7306 | -6.8423
MV/LV Substation WO***786X | 10 kV | 400V(3ph) & 230V(single ph) | LV | 200 kVA :Kiosk Substation | 0.2 | --> | 0.2 | 0.182 | 2.2 |  | --> | 0.19 | 0 | 0 | 0 | 0 | 0.202 | 0 |  | --> | C14 ex KELLS | KELLS: T41∥T42 | NAVAN |  | 53.7329 | -6.8441
MV/LV Substation WO***790 | 20 kV | 400V(3ph) & 230V(single ph) | LV | 100 kVA :Pole Substation | 0.1 | --> | 0.1 | 0.088 | 11.9 |  | --> | 0.095 | 0 | 0 | 0 | 0 | 0 | 0 | Constrained,otherwise capacity available =101kW. | --> | E16 ex WESTPORT | WESTPORT: T421∥T422 | CASTLEBAR |  | 53.7673 | -9.5555
MV/LV Substation WO***790X | 10 kV | 400V(3ph) & 230V(single ph) | LV | 400 kVA :Kiosk Substation | 0.4 | --> | 0.4 | 0.349 | 0.6 |  | --> | 0.38 | 0 | 0 | 0 | 0.003 | 0.404 | 0 |  | --> | C32 ex ACADEMY STREET | ACADEMY STREET: T44 | NAVAN |  | 53.646 | -6.6831
MV/LV Substation WO***795 | 20 kV | 400V(3ph) & 230V(single ph) | LV | 100 kVA :Pole Substation | 0.1 | --> | 0.1 | 0 | 0 | Constrained,otherwise capacity available =72kVA. | --> | 0.095 | 0 | 0 | 0 | 0 | 0 | 0 | Constrained,otherwise capacity available =103kW. | --> | E22 ex ROSCREA | ROSCREA: T42 | IKERRIN |  | 52.9743 | -7.8892
MV/LV Substation WO***797 | 10 kV | 400V(3ph) & 230V(single ph) | LV | 50 kVA :Pole Substation | 0.05 | --> | 0.05 | 0.043 | 6.4 |  | --> | 0.047 | 0 | 0 | 0 | 0 | 0.05 | 0 |  | --> | C14 ex AGHAGAD | AGHAGAD: T41∥T42 | SLIGO |  | 54.3265 | -8.4682
MV/LV Substation WO***800X | 10 kV | 400V(3ph) & 230V(single ph) | LV | 400 kVA :Kiosk Substation | 0.4 | --> | 0.4 | 0.239 | 1.3 |  | --> | 0.38 | 0 | 0 | 0 | 0.02 | 0.403 | 0 |  | --> | C15 ex TYMON | TYMON: T41 | COOKSTOWN |  | 53.2741 | -6.3264
MV/LV Substation WO***804 | 10 kV | 400V(3ph) & 230V(single ph) | LV | 200 kVA :Kiosk Substation | 0.2 | --> | 0.2 | 0.174 | 4.8 |  | --> | 0.19 | 0 | 0 | 0 | 0 | 0.203 | 0 |  | --> | C18 ex BREWERY ROAD | BREWERY ROAD: T42 | CARRICKMINES |  | 53.2865 | -6.2063
MV/LV Substation WO***808 | 10 kV | 400V(3ph) & 230V(single ph) | LV | 50 kVA :Pole Substation | 0.05 | --> | 0.05 | 0.043 | 2.8 |  | --> | 0.047 | 0 | 0 | 0 | 0 | 0.05 | 0 |  | --> | C14 ex BALLYBODEN | BALLYBODEN: T42 | COOKSTOWN |  | 53.2755 | -6.3181
MV/LV Substation WO***812Z | 20 kV | 400V(3ph) & 230V(single ph) | LV | 50 kVA :Pole Substation | 0.05 | --> | 0.05 | 0 | 0 | Constrained,otherwise capacity available =50kVA. | --> | 0.047 | 0 | 0 | 0 | 0 | 0 | 0 | Constrained,otherwise capacity available =49kW. | --> | E11 ex ASHBOURNE | ASHBOURNE: T421 | FINGLAS |  | 53.4747 | -6.3647
MV/LV Substation WO***819 | 10 kV | 400V(3ph) & 230V(single ph) | LV | 50 kVA :Pole Substation | 0.05 | --> | 0.05 | 0.049 | 0.7 |  | --> | 0.047 | 0 | 0 | 0 | 0 | 0.049 | 0 |  | --> | C26 ex GLENTIES | GLENTIES: T41 | BINBANE |  | 54.8035 | -8.2797
MV/LV Substation WO***820X | 10 kV | 400V(3ph) & 230V(single ph) | LV | 200 kVA :Kiosk Substation | 0.2 | --> | 0.2 | 0 | 0 | Constrained,otherwise capacity available =146kVA. | --> | 0.19 | 0 | 0 | 0 | 0.007 | 0 | 0 | Constrained,otherwise capacity available =200kW. | --> | C24 ex RAMSTOWN | RAMSTOWN: T41∥T42 | CRANE |  | 52.6764 | -6.3077
MV/LV Substation WO***821 | 10 kV | 400V(3ph) & 230V(single ph) | LV | 630 kVA :Kiosk Substation | 0.63 | --> | 0.63 | 0 | 0 | Constrained,otherwise capacity available =500kVA. | --> | 0.598 | 0 | 0 | 0 | 0.003 | 0.5 | 0 |  | --> | C11 ex WOODFORD | WOODFORD: T41∥T42 | KNOCKEARAGH |  | 52.057 | -9.4715
MV/LV Substation WO***824X | 10 kV | 400V(3ph) & 230V(single ph) | LV | 400 kVA :Kiosk Substation | 0.4 | --> | 0.4 | 0.256 | 1.3 |  | --> | 0.38 | 0 | 0 | 0 | 0.011 | 0.41 | 0 |  | --> | C15 ex TYMON | TYMON: T41 | COOKSTOWN |  | 53.2739 | -6.3232
MV/LV Substation WO***825X | 10 kV | 400V(3ph) & 230V(single ph) | LV | 400 kVA :Kiosk Substation | 0.4 | --> | 0.4 | 0.136 | 1.3 |  | --> | 0.38 | 0 | 0 | 0 | 0.008 | 0.431 | 0 |  | --> | C15 ex TYMON | TYMON: T41 | COOKSTOWN |  | 53.2759 | -6.3298
MV/LV Substation WO***827X | 10 kV | 400V(3ph) & 230V(single ph) | LV | 200 kVA :Kiosk Substation | 0.2 | --> | 0.2 | 0.127 | 0.6 |  | --> | 0.19 | 0 | 0 | 0 | 0.018 | 0.191 | 0 |  | --> | C28 ex ACADEMY STREET | ACADEMY STREET: T44 | NAVAN |  | 53.6485 | -6.6813
MV/LV Substation WO***827Y | 10 kV | 400V(3ph) & 230V(single ph) | LV | 200 kVA :Kiosk Substation | 0.2 | --> | 0.2 | 0.171 | 5.9 |  | --> | 0.19 | 0 | 0 | 0 | 0.012 | 0.191 | 0 |  | --> | C13 ex BANDON | BANDON: T101 | BANDON |  | 51.7326 | -8.7583
MV/LV Substation WO***834 | 20 kV | 400V(3ph) & 230V(single ph) | LV | 200 kVA :Kiosk Substation | 0.2 | --> | 0.2 | 0.188 | 1.3 |  | --> | 0.19 | 0 | 0 | 0 | 0 | 0.201 | 0 |  | --> | E11 ex KILCARRAGH | KILCARRAGH: T421∥T422 | BUTLERSTOWN |  | 52.1999 | -6.9864
MV/LV Substation WO***848 | 20 kV | 400V(3ph) & 230V(single ph) | LV | 400 kVA :Building Structure | 0.4 | --> | 0.4 | 0 | 0 | Constrained,otherwise capacity available =342kVA. | --> | 0.38 | 0 | 0 | 0 | 0.062 | 0.343 | 0 |  | --> | E18 ex BALLINDERRY | BALLINDERRY: T422 | MULLINGAR |  | 53.5021 | -7.2298
MV/LV Substation WO***853X | 10 kV | 400V(3ph) & 230V(single ph) | LV | 200 kVA :Kiosk Substation | 0.2 | --> | 0.2 | 0.14 | 1.3 |  | --> | 0.19 | 0 | 0 | 0 | 0.007 | 0.202 | 0 |  | --> | C15 ex TYMON | TYMON: T41 | COOKSTOWN |  | 53.2739 | -6.3217
MV/LV Substation WO***854 | 10 kV | 400V(3ph) & 230V(single ph) | LV | 400 kVA :Kiosk Substation | 0.4 | --> | 0.4 | 0.359 | 13.1 |  | --> | 0.38 | 0 | 0 | 0 | 0.003 | 0.403 | 0 |  | --> | C18 ex POTTERY ROAD | POTTERY ROAD: T102 | CARRICKMINES |  | 53.2779 | -6.1153
MV/LV Substation WO***857 | 10 kV | 400V(3ph) & 230V(single ph) | LV | 1000 kVA :Building Structure | 1 | --> | 1 | 0.5 | 0.9 |  | --> | 0.95 | 0 | 0 | 0 | 0 | 0.5 | 0 |  | --> | C44 ex BEDFORD ROW | BEDFORD ROW: T41 | FRANCIS STREET |  | 53.3439 | -6.2703
MV/LV Substation WO***865 | 10 kV | 400V(3ph) & 230V(single ph) | LV | 630 kVA :Building Structure | 0.63 | --> | 0.63 | 0.234 | 0.2 | Constrained,otherwise capacity available =500kVA. | --> | 0.598 | 0 | 0 | 0 | 0 | 0 | 0 | Constrained,otherwise capacity available =500kW. | --> | C15 ex DUNGLOE | DUNGLOE: T42 | ARDNAGAPPARY |  | 54.8763 | -8.3103
MV/LV Substation WO***865 | 20 kV | 400V(3ph) & 230V(single ph) | LV | 50 kVA :Pole Substation | 0.05 | --> | 0.05 | 0.045 | 1.7 |  | --> | 0.047 | 0 | 0 | 0 | 0 | 0 | 0 | Constrained,otherwise capacity available =50kW. | --> | E18 ex CREESLOUGH | CREESLOUGH: T421 | ARDNAGAPPARY |  | 55.1228 | -7.8801
MV/LV Substation WO***865 | 20 kV | 400V(3ph) & 230V(single ph) | LV | 50 kVA :Pole Substation | 0.05 | --> | 0.05 | 0 | 0 | Constrained,otherwise capacity available =37kVA. | --> | 0.047 | 0 | 0 | 0 | 0.003 | 0 | 0 | Constrained,otherwise capacity available =47kW. | --> | E12 ex KILLYBEGS | KILLYBEGS: | N/A |  | 54.6538 | -8.4267
MV/LV Substation WO***867X | 10 kV | 400V(3ph) & 230V(single ph) | LV | 400 kVA :Kiosk Substation | 0.4 | --> | 0.4 | 0.337 | 1.3 |  | --> | 0.38 | 0 | 0 | 0 | 0 | 0.409 | 0 |  | --> | E12 ex KILCARRAGH | KILCARRAGH: T421∥T422 | BUTLERSTOWN |  | 52.2394 | -7.0641
MV/LV Substation WO***868X | 10 kV | 400V(3ph) & 230V(single ph) | LV | 400 kVA :Kiosk Substation | 0.4 | --> | 0.4 | 0.307 | 6.5 |  | --> | 0.38 | 0 | 0 | 0 | 0.007 | 0.406 | 0 |  | --> | C17 ex CAHIR | CAHIR: T41 | CAHIR |  | 52.3829 | -7.9131
MV/LV Substation WO***876X | 10 kV | 400V(3ph) & 230V(single ph) | LV | 400 kVA :Kiosk Substation | 0.4 | --> | 0.4 | 0.282 | 1.3 |  | --> | 0.38 | 0 | 0 | 0 | 0.023 | 0.393 | 0 |  | --> | C15 ex TYMON | TYMON: T41 | COOKSTOWN |  | 53.2756 | -6.3254
MV/LV Substation WO***898Y | 10 kV | 400V(3ph) & 230V(single ph) | LV | 50 kVA :Pole Substation | 0.05 | --> | 0.05 | 0 | 0 | Constrained,otherwise capacity available =49kVA. | --> | 0.047 | 0 | 0 | 0 | 0 | 0.049 | 0 |  | --> | C12 ex TIMOLEAGUE | TIMOLEAGUE: T41 | BANDON |  | 51.722 | -8.7902
MV/LV Substation WO***901 | 20 kV | 400V(3ph) & 230V(single ph) | LV | 50 kVA :Pole Substation | 0.05 | --> | 0.05 | 0.05 | 4.4 |  | --> | 0.047 | 0 | 0 | 0 | 0 | 0.049 | 0 |  | --> | E16 ex MOHILL | MOHILL: T421∥T422 | CARRICK ON SHANNON |  | 53.8813 | -7.8994
MV/LV Substation WO***908X | 20 kV | 400V(3ph) & 230V(single ph) | LV | 50 kVA :Pole Substation | 0.05 | --> | 0.05 | 0.034 | 7.4 |  | --> | 0.047 | 0 | 0 | 0 | 0.014 | 0.037 | 0 |  | --> | C06 ex AHANE | AHANE: T102 | AHANE |  | 52.6703 | -8.5184
MV/LV Substation WO***909X | 20 kV | 400V(3ph) & 230V(single ph) | LV | 200 kVA :Pole Substation | 0.2 | --> | 0.2 | 0.169 | 1.8 |  | --> | 0.19 | 0 | 0 | 0 | 0.015 | 0.188 | 0 |  | --> | E18 ex CURRALEIGH | CURRALEIGH: T421∥T422 | KILBARRY |  | 51.9142 | -8.5754
MV/LV Substation WO***910 | 20 kV | 400V(3ph) & 230V(single ph) | LV | 50 kVA :Pole Substation | 0.05 | --> | 0.05 | 0.049 | 1.1 |  | --> | 0.047 | 0 | 0 | 0 | 0 | 0 | 0 | Constrained,otherwise capacity available =49kW. | --> | E17 ex BELMULLET | BELMULLET: T421 | BELLACORICK |  | 54.229 | -10.0083
MV/LV Substation WO***914X | 10 kV | 400V(3ph) & 230V(single ph) | LV | 200 kVA :Kiosk Substation | 0.2 | --> | 0.2 | 0 | 0 | Constrained,otherwise capacity available =159kVA. | --> | 0.19 | 0 | 0 | 0 | 0 | 0.206 | 0 |  | --> | C11 ex GARDEN CITY | GARDEN CITY: T41∥T42 | ARKLOW |  | 52.6838 | -6.293
MV/LV Substation WO***930 | 20 kV | 400V(3ph) & 230V(single ph) | LV | 100 kVA :Pole Substation | 0.1 | --> | 0.1 | 0.096 | 2.2 |  | --> | 0.095 | 0 | 0 | 0 | 0.007 | 0.092 | 0 |  | --> | E16 ex CLONROCHE | CLONROCHE: T421∥T422 | WEXFORD |  | 52.548 | -6.736
MV/LV Substation WO***932Y | 10 kV | 400V(3ph) & 230V(single ph) | LV | 400 kVA :Building Structure | 0.4 | --> | 0.4 | 0.369 | 4.8 |  | --> | 0.38 | 0 | 0 | 0 | 0.004 | 0.4 | 0 |  | --> | C19 ex ATHY | ATHY: T101 | ATHY |  | 52.9929 | -6.999
MV/LV Substation WO***933X | 10 kV | 400V(3ph) & 230V(single ph) | LV | 200 kVA :Kiosk Substation | 0.2 | --> | 0.2 | 0.065 | 1.3 |  | --> | 0.19 | 0 | 0 | 0 | 0.024 | 0.195 | 0 |  | --> | C15 ex TYMON | TYMON: T41 | COOKSTOWN |  | 53.2737 | -6.3297
MV/LV Substation WO***936 | 20 kV | 400V(3ph) & 230V(single ph) | LV | 50 kVA :Pole Substation | 0.05 | --> | 0.05 | 0.043 | 3.6 |  | --> | 0.047 | 0 | 0 | 0 | 0 | 0.05 | 0 |  | --> | E21 ex CLARA | CLARA: T421 | THORNSBERRY |  | 53.3666 | -7.6274
MV/LV Substation WO***937Y | 10 kV | 400V(3ph) & 230V(single ph) | LV | 630 kVA :Kiosk Substation | 0.63 | --> | 0.63 | 0.5 | 4.6 |  | --> | 0.598 | 0 | 0 | 0 | 0 | 0.5 | 0 |  | --> | C18 ex BALLYJAMESDUFF | BALLYJAMESDUFF: T42 | SHANKILL |  | 53.8634 | -7.1953
MV/LV Substation WO***944Z | 10 kV | 400V(3ph) & 230V(single ph) | LV | 400 kVA :Kiosk Substation | 0.4 | --> | 0.4 | 0.343 | 0.3 | Constrained,otherwise capacity available =358kVA. | --> | 0.38 | 0 | 0 | 0 | 0.007 | 0.398 | 0 |  | --> | C15 ex TUAM NORTH | TUAM NORTH: T41∥T42 | CLOON |  | 53.5115 | -8.8729
MV/LV Substation WO***956 | 10 kV | 400V(3ph) & 230V(single ph) | LV | 50 kVA :Pole Substation | 0.05 | --> | 0.05 | 0.033 | 4 |  | --> | 0.047 | 0 | 0 | 0 | 0 | 0.051 | 0 |  | --> | C20 ex OAKFIELD | OAKFIELD: T42 | SLIGO |  | 54.2716 | -8.5173
MV/LV Substation WO***957 | 20 kV | 400V(3ph) & 230V(single ph) | LV | 200 kVA :Kiosk Substation | 0.2 | --> | 0.2 | 0.064 | 0.9 |  | --> | 0.19 | 0 | 0 | 0 | 0.018 | 0 | 0 | Constrained,otherwise capacity available =201kW. | --> | E23 ex ATHBOY | ATHBOY: T423 | NAVAN |  | 53.5333 | -6.9606
MV/LV Substation WO***963X | 10 kV | 400V(3ph) & 230V(single ph) | LV | 400 kVA :Kiosk Substation | 0.4 | --> | 0.4 | 0 | 0 | Constrained,otherwise capacity available =359kVA. | --> | 0.38 | 0 | 0 | 0 | 0.002 | 0.404 | 0 |  | --> | C16 ex TOGHER | TOGHER: T42 | TRABEG |  | 51.8755 | -8.5179
MV/LV Substation WO***970Y | 20 kV | 400V(3ph) & 230V(single ph) | LV | 400 kVA :Kiosk Substation | 0.4 | --> | 0.4 | 0 | 0 | Constrained,otherwise capacity available =317kVA. | --> | 0.38 | 0 | 0 | 0 | 0.002 | 0.41 | 0 |  | --> | E17 ex JULIANSTOWN | JULIANSTOWN: T421∥T422 | DRYBRIDGE |  | 53.6964 | -6.2602
MV/LV Substation WO***971 | 10 kV | 400V(3ph) & 230V(single ph) | LV | 400 kVA :Building Structure | 0.4 | --> | 0.4 | 0.318 | 3.9 |  | --> | 0.38 | 0 | 0 | 0 | 0 | 0.412 | 0 |  | --> | C20 ex BOGHALL ROAD | BOGHALL ROAD: T42 | FASSAROE |  | 53.1865 | -6.1004
MV/LV Substation WO***978Y | 20 kV | 400V(3ph) & 230V(single ph) | LV | 400 kVA :Kiosk Substation | 0.4 | --> | 0.4 | 0.374 | 2.7 |  | --> | 0.38 | 0 | 0 | 0 | 0.012 | 0.391 | 0 |  | --> | E12 ex TULLOW | TULLOW: T422 | CARLOW |  | 52.7953 | -6.7294
MV/LV Substation WO***981 | 20 kV | 400V(3ph) & 230V(single ph) | LV | 50 kVA :Pole Substation | 0.05 | --> | 0.05 | 0 | 0 | Constrained,otherwise capacity available =47kVA. | --> | 0.047 | 0 | 0 | 0 | 0 | 0.049 | 0 |  | --> | E17 ex MANORHAMILTON | MANORHAMILTON: T422 | SLIGO |  | 54.2754 | -8.2002
MV/LV Substation WO***982 | 20 kV | 400V(3ph) & 230V(single ph) | LV | 50 kVA :Pole Substation | 0.05 | --> | 0.05 | 0 | 0 | Constrained,otherwise capacity available =43kVA. | --> | 0.047 | 0 | 0 | 0 | 0 | 0.05 | 0 |  | --> | E15 ex MANORHAMILTON | MANORHAMILTON: T422 | SLIGO |  | 54.2832 | -7.9771
MV/LV Substation WO***989Y | 10 kV | 400V(3ph) & 230V(single ph) | LV | 400 kVA :Kiosk Substation | 0.4 | --> | 0.4 | 0.296 | 3.3 |  | --> | 0.38 | 0 | 0 | 0 | 0 | 0.415 | 0 |  | --> | E11 ex KNOCKMULLEN | KNOCKMULLEN: T421 | GREAT ISLAND |  | 52.3978 | -6.9264
MV/LV Substation WO***992 | 10 kV | 400V(3ph) & 230V(single ph) | LV | 100 kVA :Pole Substation | 0.1 | --> | 0.1 | 0.092 | 3.6 |  | --> | 0.095 | 0 | 0 | 0 | 0 | 0.1 | 0 |  | --> | E16 ex BALLYCROSSAUN | BALLYCROSSAUN: T421∥T422 | SOMERSET |  | 53.1055 | -8.2368
MV/LV Substation WO***992Y | 20 kV | 400V(3ph) & 230V(single ph) | LV | 200 kVA :Kiosk Substation | 0.2 | --> | 0.2 | 0.163 | 2.7 |  | --> | 0.19 | 0 | 0 | 0 | 0.017 | 0.187 | 0 |  | --> | E12 ex TULLOW | TULLOW: T422 | CARLOW |  | 52.7927 | -6.7264
MV/LV Substation WO***993X | 20 kV | 400V(3ph) & 230V(single ph) | LV | 630 kVA :Building Structure | 0.63 | --> | 0.63 | 0.47 | 3 |  | --> | 0.598 | 0 | 0 | 0 | 0 | 0 | 0 | Constrained,otherwise capacity available =500kW. | --> | E16 ex WINDSOR | WINDSOR: T421∥T422 | CASTLEBAR |  | 53.8495 | -9.2766
MV/LV Substation WO***997X | 10 kV | 400V(3ph) & 230V(single ph) | LV | 50 kVA :Pole Substation | 0.05 | --> | 0.05 | 0.021 | 1.3 |  | --> | 0.047 | 0 | 0 | 0 | 0.013 | 0.039 | 0 |  | --> | C15 ex ENNIS NORTH | ENNIS NORTH: T41∥T42 | ENNIS |  | 52.8436 | -9.0256
MV/LV Substation WO***999X | 10 kV | 400V(3ph) & 230V(single ph) | LV | 200 kVA :Kiosk Substation | 0.2 | --> | 0.2 | 0 | 0 | Constrained,otherwise capacity available =160kVA. | --> | 0.19 | 0 | 0 | 0 | 0 | 0.206 | 0 |  | --> | C22 ex COBH | COBH: T41∥T42 | COW CROSS |  | 51.8513 | -8.3147
MV/LV Substation WP***4009 | 10 kV | 400V(3ph) & 230V(single ph) | LV | 50 kVA :Pole Substation | 0.05 | --> | 0.05 | 0.05 | 3.5 |  | --> | 0.047 | 0 | 0 | 0 | 0 | 0.049 | 0 |  | --> | C12 ex TELAYDON | TELAYDON: T42 | LISDRUM |  | 54.2528 | -6.9567
MV/LV Substation WP***4281 | 10 kV | 400V(3ph) & 230V(single ph) | LV | 100 kVA :Pole Substation | 0.1 | --> | 0.1 | 0.1 | 8.9 |  | --> | 0.095 | 0 | 0 | 0 | 0 | 0.1 | 0 |  | --> | C11 ex CARROWBEG | CARROWBEG: T41∥T42 | CARROWBEG |  | 53.8091 | -9.5454
MV/LV Substation WR***018 | 20 kV | 400V(3ph) & 230V(single ph) | LV | 400 kVA :Kiosk Substation | 0.4 | --> | 0.4 | 0.292 | 2.5 |  | --> | 0.38 | 0 | 0 | 0 | 0.02 | 0.395 | 0 |  | --> | E15 ex TULLOW | TULLOW: T421 | CARLOW |  | 52.7981 | -6.7446
MV/LV Substation WR***052 | 10 kV | 400V(3ph) & 230V(single ph) | LV | 400 kVA :Building Structure | 0.4 | --> | 0.4 | 0.241 | 2.7 |  | --> | 0.38 | 0 | 0 | 0 | 0 | 0.424 | 0 |  | --> | C23 ex RAMPARTS | RAMPARTS: T41 | DUNDALK |  | 54.0071 | -6.4011
MV/LV Substation WR***064 | 10 kV | 400V(3ph) & 230V(single ph) | LV | 400 kVA :Kiosk Substation | 0.4 | --> | 0.4 | 0.286 | 4.7 |  | --> | 0.38 | 0 | 0 | 0 | 0.023 | 0.393 | 0 |  | --> | C13 ex OAKFIELD | OAKFIELD: T41 | SLIGO |  | 54.2672 | -8.5014
MV/LV Substation WR***086Y | 10 kV | 400V(3ph) & 230V(single ph) | LV | 630 kVA :Building Structure | 0.63 | --> | 0.63 | 0.496 | 1.6 |  | --> | 0.598 | 0 | 0 | 0 | 0 | 0.5 | 0 |  | --> | C11 ex SUTTON | SUTTON: T41 | GRANGE (DR) |  | 53.3896 | -6.0746
MV/LV Substation WR***188Z | 10 kV | 400V(3ph) & 230V(single ph) | LV | 200 kVA :Kiosk Substation | 0.2 | --> | 0.2 | 0 | 0 | Constrained,otherwise capacity available =124kVA. | --> | 0.19 | 0 | 0 | 0 | 0.019 | 0.191 | 0 |  | --> | C22 ex KILMONEY | KILMONEY: T41∥T42 | TRABEG |  | 51.8056 | -8.4069
MV/LV Substation WR***578 | 10 kV | 400V(3ph) & 230V(single ph) | LV | 200 kVA :Pole Substation | 0.2 | --> | 0.2 | 0.194 | 1.1 |  | --> | 0.19 | 0 | 0 | 0 | 0 | 0.2 | 0 |  | --> | C17 ex TRIM | TRIM: T41∥T42 | NAVAN |  | 53.5422 | -6.7141
MV/LV Substation WR***896X | 10 kV | 400V(3ph) & 230V(single ph) | LV | 400 kVA :Kiosk Substation | 0.4 | --> | 0.4 | 0.4 | 10.5 |  | --> | 0.38 | 0 | 0 | 0 | 0 | 0.4 | 0 |  | --> | C18 ex WATERFORD IND EST | WATERFORD IND EST: T42∥T44 | BUTLERSTOWN |  | 52.2458 | -7.1436
MV/LV Substation WR***968 | 10 kV | 400V(3ph) & 230V(single ph) | LV | 400 kVA :Building Structure | 0.4 | --> | 0.4 | 0 | 0 | Constrained,otherwise capacity available =326kVA. | --> | 0.38 | 0 | 0 | 0 | 0 | 0.411 | 0 |  | --> | C13 ex GRANBY ROW | GRANBY ROW: T41 | MCDERMOTT |  | 53.3548 | -6.2644
MV/LV Substation WU***4293 | 10 kV | 400V(3ph) & 230V(single ph) | LV | 400 kVA :Kiosk Substation | 0.4 | --> | 0.4 | 0 | 0 | Constrained,otherwise capacity available =375kVA. | --> | 0.38 | 0 | 0 | 0 | 0.014 | 0.389 | 0 |  | --> | C15 ex LITTLE MILLS | LITTLE MILLS: T41 | DUNDALK |  | 53.9696 | -6.4145
MV/LV Substation WU***4294 | 10 kV | 400V(3ph) & 230V(single ph) | LV | 400 kVA :Kiosk Substation | 0.4 | --> | 0.4 | 0 | 0 | Constrained,otherwise capacity available =399kVA. | --> | 0.38 | 0 | 0 | 0 | 0 | 0.4 | 0 |  | --> | C15 ex LITTLE MILLS | LITTLE MILLS: T41 | DUNDALK |  | 53.9659 | -6.4144
MV/LV Substation WV***4066 | 20 kV | 400V(3ph) & 230V(single ph) | LV | 100 kVA :Pole Substation | 0.1 | --> | 0.1 | 0.075 | 1.6 |  | --> | 0.095 | 0 | 0 | 0 | 0 | 0.103 | 0 |  | --> | E16 ex GURRANEBANE | GURRANEBANE: T421∥T422 | OUGHTRAGH |  | 51.8282 | -10.1661
MV/LV Substation WW***4085 | 10 kV | 400V(3ph) & 230V(single ph) | LV | 200 kVA :Pole Substation | 0.2 | --> | 0.2 | 0.181 | 2.2 |  | --> | 0.19 | 0 | 0 | 0 | 0 | 0.202 | 0 |  | --> | C16 ex ROSSGEIR | ROSSGEIR: T41∥T42 | LETTERKENNY |  | 54.9317 | -7.4589
MV/LV Substation WW***4166 | 10 kV | 400V(3ph) & 230V(single ph) | LV | 630 kVA :Kiosk Substation | 0.63 | --> | 0.63 | 0.409 | 12.2 |  | --> | 0.598 | 0 | 0 | 0 | 0 | 0.5 | 0 |  | --> | C32 ex SALTHILL | SALTHILL: T102 | SALTHILL |  | 53.2896 | -9.0752
MV/LV Substation WW***4174 | 10 kV | 400V(3ph) & 230V(single ph) | LV | 400 kVA :Building Structure | 0.4 | --> | 0.4 | 0.4 | 5.9 |  | --> | 0.38 | 0 | 0 | 0 | 0 | 0.4 | 0 |  | --> | C14 ex BANDON | BANDON: T101 | BANDON |  | 51.7518 | -8.7184
MV/LV Substation WW***929X | 20 kV | 400V(3ph) & 230V(single ph) | LV | 200 kVA :Pole Substation | 0.2 | --> | 0.2 | 0 | 0 | Constrained,otherwise capacity available =189kVA. | --> | 0.19 | 0 | 0 | 0 | 0 | 0 | 0 | Constrained,otherwise capacity available =201kW. | --> | C17 ex COLLIGAN | COLLIGAN: T41 | DUNGARVAN |  | 52.0835 | -7.7025
MV/LV Substation WY***048 | 10 kV | 400V(3ph) & 230V(single ph) | LV | 400 kVA :Kiosk Substation | 0.4 | --> | 0.4 | 0.228 | 1.8 |  | --> | 0.38 | 0 | 0 | 0 | 0.049 | 0.374 | 0 |  | --> | C25 ex DUNDRUM | DUNDRUM: T41 | BLACKROCK |  | 53.2839 | -6.251
MV/LV Substation WY***060 | 10 kV | 400V(3ph) & 230V(single ph) | LV | 630 kVA :Building Structure | 0.63 | --> | 0.63 | 0.486 | 2.8 |  | --> | 0.598 | 0 | 0 | 0 | 0.003 | 0.5 | 0 |  | --> | C15 ex CARRIGLAWN | CARRIGLAWN: T41∥T42 | WEXFORD |  | 52.3393 | -6.4737
MV/LV Substation WY***072Y | 10 kV | 400V(3ph) & 230V(single ph) | LV | 100 kVA :Pole Substation | 0.1 | --> | 0.1 | 0.085 | 1.7 |  | --> | 0.095 | 0 | 0 | 0 | 0.003 | 0.099 | 0 |  | --> | C12 ex BISHOPSTOWN | BISHOPSTOWN: T42 | KILBARRY |  | 51.8885 | -8.5311
MV/LV Substation WY***093 | 20 kV | 400V(3ph) & 230V(single ph) | LV | 200 kVA :Pole Substation | 0.2 | --> | 0.2 | 0 | 0 | Constrained,otherwise capacity available =173kVA. | --> | 0.19 | 0 | 0 | 0 | 0.038 | 0 | 0 | Constrained,otherwise capacity available =163kW. | --> | E21 ex ASHBOURNE | ASHBOURNE: T421 | FINGLAS |  | 53.5431 | -6.3491
MV/LV Substation WY***120Z | 20 kV | 400V(3ph) & 230V(single ph) | LV | 50 kVA :Pole Substation | 0.05 | --> | 0.05 | 0 | 0 | Constrained,otherwise capacity available =15kVA. | --> | 0.047 | 0 | 0 | 0 | 0 | 0 | 0 | Constrained,otherwise capacity available =54kW. | --> | E21 ex ASHBOURNE | ASHBOURNE: T421 | FINGLAS |  | 53.5284 | -6.3127
MV/LV Substation WY***131X | 10 kV | 400V(3ph) & 230V(single ph) | LV | 400 kVA :Kiosk Substation | 0.4 | --> | 0.4 | 0.392 | 2.9 |  | --> | 0.38 | 0 | 0 | 0 | 0 | 0.4 | 0 |  | --> | C14 ex SANDYFORD | SANDYFORD: T42 | CARRICKMINES |  | 53.2803 | -6.2448
MV/LV Substation WY***159 | 10 kV | 400V(3ph) & 230V(single ph) | LV | 400 kVA :Kiosk Substation | 0.4 | --> | 0.4 | 0.266 | 3.6 |  | --> | 0.38 | 0 | 0 | 0 | 0.027 | 0.391 | 0 |  | --> | C19 ex DEANSGRANGE | DEANSGRANGE: T41 | CARRICKMINES |  | 53.2894 | -6.1637
MV/LV Substation WY***161X | 10 kV | 400V(3ph) & 230V(single ph) | LV | 400 kVA :Kiosk Substation | 0.4 | --> | 0.4 | 0.38 | 2.8 |  | --> | 0.38 | 0 | 0 | 0 | 0.004 | 0.398 | 0 |  | --> | C15 ex CARRIGLAWN | CARRIGLAWN: T41∥T42 | WEXFORD |  | 52.3398 | -6.472
MV/LV Substation WY***173X | 10 kV | 400V(3ph) & 230V(single ph) | LV | 1000 kVA :Building Structure | 1 | --> | 1 | 0.5 | 12.1 |  | --> | 0.95 | 0 | 0 | 0 | 0 | 0.5 | 0 |  | --> | C30 ex TANEY | TANEY: T102 | CARRICKMINES |  | 53.2814 | -6.2421
MV/LV Substation WY***217 | 10 kV | 400V(3ph) & 230V(single ph) | LV | 200 kVA :Pole Substation | 0.2 | --> | 0.2 | 0 | 0 | Constrained,otherwise capacity available =165kVA. | --> | 0.19 | 0 | 0 | 0 | 0 | 0.205 | 0 |  | --> | C21 ex CLONMINCH | CLONMINCH: T41 | THORNSBERRY |  | 53.2205 | -7.4746
MV/LV Substation WY***320X | 10 kV | 400V(3ph) & 230V(single ph) | LV | 1000 kVA :Building Structure | 1 | --> | 1 | 0.5 | 12.1 |  | --> | 0.95 | 0 | 0 | 0 | 0 | 0.5 | 0 |  | --> | C22 ex TANEY | TANEY: T102 | CARRICKMINES |  | 53.2857 | -6.2392
MV/LV Substation WY***323 | 10 kV | 400V(3ph) & 230V(single ph) | LV | 400 kVA :Kiosk Substation | 0.4 | --> | 0.4 | 0.232 | 4.1 |  | --> | 0.38 | 0 | 0 | 0 | 0.031 | 0.392 | 0 |  | --> | C12 ex LOUGHLINSTOWN | LOUGHLINSTOWN: T42 | CARRICKMINES |  | 53.2505 | -6.1361
MV/LV Substation WY***335X | 10 kV | 400V(3ph) & 230V(single ph) | LV | 400 kVA :Kiosk Substation | 0.4 | --> | 0.4 | 0.315 | 1.3 |  | --> | 0.38 | 0 | 0 | 0 | 0.006 | 0.407 | 0 |  | --> | C18 ex BALLYBAY | BALLYBAY: T41∥T42 | LISDRUM |  | 54.1318 | -6.8959
MV/LV Substation WY***363X | 10 kV | 400V(3ph) & 230V(single ph) | LV | 1000 kVA :Building Structure | 1 | --> | 1 | 0.5 | 12.1 |  | --> | 0.95 | 0 | 0 | 0 | 0 | 0.5 | 0 |  | --> | C22 ex TANEY | TANEY: T102 | CARRICKMINES |  | 53.2857 | -6.2391
MV/LV Substation WY***4169 | 10 kV | 400V(3ph) & 230V(single ph) | LV | 1000 kVA :Building Structure | 1 | --> | 1 | 0.5 | 0.8 |  | --> | 0.95 | 0 | 0 | 0 | 0.031 | 0.5 | 0 |  | --> | C17 ex GARVILLE AVENUE | GARVILLE AVENUE: T42 | MILLTOWN (DR) |  | 53.322 | -6.267
MV/LV Substation WY***4193 | 10 kV | 400V(3ph) & 230V(single ph) | LV | 400 kVA :Kiosk Substation | 0.4 | --> | 0.4 | 0.4 | 2.8 |  | --> | 0.38 | 0 | 0 | 0 | 0 | 0.4 | 0 |  | --> | C15 ex CARRIGLAWN | CARRIGLAWN: T41∥T42 | WEXFORD |  | 52.3397 | -6.4706
MV/LV Substation WY***499 | 10 kV | 400V(3ph) & 230V(single ph) | LV | 50 kVA :Pole Substation | 0.05 | --> | 0.05 | 0.039 | 5 |  | --> | 0.047 | 0 | 0 | 0 | 0 | 0.051 | 0 |  | --> | C12 ex BALLYTIVNAN | BALLYTIVNAN: T42 | SLIGO |  | 54.3062 | -8.4611
MV/LV Substation WY***524X | 10 kV | 400V(3ph) & 230V(single ph) | LV | 100 kVA :Pole Substation | 0.1 | --> | 0.1 | 0 | 0 | Constrained,otherwise capacity available =69kVA. | --> | 0.095 | 0 | 0 | 0 | 0.008 | 0.096 | 0 |  | --> | C13 ex TIMOLEAGUE | TIMOLEAGUE: T41 | BANDON |  | 51.6763 | -8.6833
MV/LV Substation WY***531 | 10 kV | 400V(3ph) & 230V(single ph) | LV | 630 kVA :Kiosk Substation | 0.63 | --> | 0.63 | 0.403 | 0.8 |  | --> | 0.598 | 0 | 0 | 0 | 0.021 | 0.5 | 0 |  | --> | C17 ex GARVILLE AVENUE | GARVILLE AVENUE: T42 | MILLTOWN (DR) |  | 53.3222 | -6.2671
MV/LV Substation WY***548 | 20 kV | 400V(3ph) & 230V(single ph) | LV | 50 kVA :Pole Substation | 0.05 | --> | 0.05 | 0 | 0 | Constrained,otherwise capacity available =38kVA. | --> | 0.047 | 0 | 0 | 0 | 0 | 0 | 0 | Constrained,otherwise capacity available =51kW. | --> | E21 ex ASHBOURNE | ASHBOURNE: T421 | FINGLAS |  | 53.5396 | -6.3433
MV/LV Substation WY***571 | 10 kV | 400V(3ph) & 230V(single ph) | LV | 400 kVA :Kiosk Substation | 0.4 | --> | 0.4 | 0.289 | 4.6 |  | --> | 0.38 | 0 | 0 | 0 | 0.019 | 0.397 | 0 |  | --> | C15 ex BALLINCLEA | BALLINCLEA: T41 | CHERRYWOOD |  | 53.2685 | -6.1153
MV/LV Substation WY***819Z | 20 kV | 400V(3ph) & 230V(single ph) | LV | 630 kVA :Building Structure | 0.63 | --> | 0.63 | 0 | 0 | Constrained,otherwise capacity available =500kVA. | --> | 0.598 | 0 | 0 | 0 | 0 | 0 | 0 | Constrained,otherwise capacity available =500kW. | --> | E21 ex ASHBOURNE | ASHBOURNE: T421 | FINGLAS |  | 53.5395 | -6.3553
MV/LV Substation WY***830Z | 10 kV | 400V(3ph) & 230V(single ph) | LV | 50 kVA :Pole Substation | 0.05 | --> | 0.05 | 0 | 0 | Constrained,otherwise capacity available =37kVA. | --> | 0.047 | 0 | 0 | 0 | 0 | 0.051 | 0 |  | --> | C14 ex ATHGARVAN | ATHGARVAN: T44 | NEWBRIDGE |  | 53.1906 | -6.7747
MV/LV Substation WY***844X | 10 kV | 400V(3ph) & 230V(single ph) | LV | 400 kVA :Kiosk Substation | 0.4 | --> | 0.4 | 0.32 | 5.9 |  | --> | 0.38 | 0 | 0 | 0 | 0.01 | 0.402 | 0 |  | --> | C12 ex BALLINCOLLIG | BALLINCOLLIG: T42 | KILBARRY |  | 51.8861 | -8.62
MV/LV Substation WY***908Y | 10 kV | 400V(3ph) & 230V(single ph) | LV | 200 kVA :Kiosk Substation | 0.2 | --> | 0.2 | 0.181 | 2.5 |  | --> | 0.19 | 0 | 0 | 0 | 0 | 0.202 | 0 |  | --> | C20 ex ATHY | ATHY: T102 | ATHY |  | 52.9988 | -6.9885
MV/LV Substation WY***969X | 20 kV | 400V(3ph) & 230V(single ph) | LV | 200 kVA :Pole Substation | 0.2 | --> | 0.2 | 0.193 | 6.9 |  | --> | 0.19 | 0 | 0 | 0 | 0 | 0 | 0 | Constrained,otherwise capacity available =200kW. | --> | E11 ex RATHKEALE | RATHKEALE: T421∥T422 | RATHKEALE |  | 52.5947 | -8.9765
MV/LV Substation YA***056X | 10 kV | 400V(3ph) & 230V(single ph) | LV | 400 kVA :Kiosk Substation | 0.4 | --> | 0.4 | 0.32 | 0.8 |  | --> | 0.38 | 0 | 0 | 0 | 0.011 | 0.401 | 0 |  | --> | C19 ex BELFIELD | BELFIELD: T41 | BLACKROCK |  | 53.3008 | -6.2285
MV/LV Substation YA***311X | 10 kV | 400V(3ph) & 230V(single ph) | LV | 400 kVA :Kiosk Substation | 0.4 | --> | 0.4 | 0.358 | 1.6 |  | --> | 0.38 | 0 | 0 | 0 | 0 | 0.406 | 0 |  | --> | C11 ex SUTTON | SUTTON: T41 | GRANGE (DR) |  | 53.3885 | -6.0677
MV/LV Substation YA***816 | 10 kV | 400V(3ph) & 230V(single ph) | LV | 50 kVA :Pole Substation | 0.05 | --> | 0.05 | 0.039 | 25.2 |  | --> | 0.047 | 0 | 0 | 0 | 0 | 0.051 | 0 |  | --> | C22 ex ARKLOW | ARKLOW: T101∥T102 | ARKLOW |  | 52.7998 | -6.1712
MV/LV Substation YE***019 | 10 kV | 400V(3ph) & 230V(single ph) | LV | 100 kVA :Pole Substation | 0.1 | --> | 0.1 | 0.062 | 2 |  | --> | 0.095 | 0 | 0 | 0 | 0 | 0.105 | 0 |  | --> | C15 ex BALLYTIVNAN | BALLYTIVNAN: T41 | SLIGO |  | 54.2814 | -8.4499
MV/LV Substation YE***021Z | 20 kV | 400V(3ph) & 230V(single ph) | LV | 200 kVA :Pole Substation | 0.2 | --> | 0.2 | 0 | 0 | Constrained,otherwise capacity available =200kVA. | --> | 0.19 | 0 | 0 | 0 | 0 | 0.2 | 0 |  | --> | E23 ex BALTRASNA | BALTRASNA: T121 | BALTRASNA |  | 53.5693 | -6.4556
MV/LV Substation YE***065 | 10 kV | 400V(3ph) & 230V(single ph) | LV | 630 kVA :Building Structure | 0.63 | --> | 0.63 | 0.334 | 1.9 |  | --> | 0.598 | 0 | 0 | 0 | 0.002 | 0.5 | 0 |  | --> | C11 ex DRYBRIDGE | DRYBRIDGE: T41 | DRYBRIDGE |  | 53.7218 | -6.3445
MV/LV Substation YE***068 | 10 kV | 400V(3ph) & 230V(single ph) | LV | 400 kVA :Kiosk Substation | 0.4 | --> | 0.4 | 0.202 | 0.3 |  | --> | 0.38 | 0 | 0 | 0 | 0.007 | 0.422 | 0 |  | --> | C21 ex NENAGH | NENAGH: T41 | NENAGH |  | 52.8618 | -8.205
MV/LV Substation YE***068Z | 10 kV | 400V(3ph) & 230V(single ph) | LV | 400 kVA :Kiosk Substation | 0.4 | --> | 0.4 | 0 | 0 | Constrained,otherwise capacity available =253kVA. | --> | 0.38 | 0 | 0 | 0 | 0.03 | 0.39 | 0 |  | --> | C23 ex MACETOWN | MACETOWN: T101 | MACETOWN |  | 53.4207 | -6.4765
MV/LV Substation YE***097 | 10 kV | 400V(3ph) & 230V(single ph) | LV | 200 kVA :Kiosk Substation | 0.2 | --> | 0.2 | 0 | 0 | Constrained,otherwise capacity available =56kVA. | --> | 0.19 | 0 | 0 | 0 | 0.028 | 0.191 | 0 |  | --> | C21 ex MALAHIDE | MALAHIDE: T41 | GLASMORE |  | 53.4491 | -6.1638
MV/LV Substation YE***108 | 10 kV | 400V(3ph) & 230V(single ph) | LV | 200 kVA :Pole Substation | 0.2 | --> | 0.2 | 0.169 | 2.1 |  | --> | 0.19 | 0 | 0 | 0 | 0 | 0.204 | 0 |  | --> | C21 ex WATERFORD IND EST | WATERFORD IND EST: T41 | BUTLERSTOWN |  | 52.2447 | -7.1299
MV/LV Substation YE***148X | 10 kV | 400V(3ph) & 230V(single ph) | LV | 400 kVA :Kiosk Substation | 0.4 | --> | 0.4 | 0.352 | 2 |  | --> | 0.38 | 0 | 0 | 0 | 0 | 0.407 | 0 |  | --> | C15 ex BALLYTIVNAN | BALLYTIVNAN: T41 | SLIGO |  | 54.2801 | -8.4524
MV/LV Substation YE***149X | 10 kV | 400V(3ph) & 230V(single ph) | LV | 400 kVA :Kiosk Substation | 0.4 | --> | 0.4 | 0.347 | 2 |  | --> | 0.38 | 0 | 0 | 0 | 0 | 0.407 | 0 |  | --> | C15 ex BALLYTIVNAN | BALLYTIVNAN: T41 | SLIGO |  | 54.2788 | -8.4531
MV/LV Substation YE***189X | 10 kV | 400V(3ph) & 230V(single ph) | LV | 400 kVA :Kiosk Substation | 0.4 | --> | 0.4 | 0 | 0 | Constrained,otherwise capacity available =279kVA. | --> | 0.38 | 0 | 0 | 0 | 0.007 | 0.411 | 0 |  | --> | C34 ex CLONDALKIN | CLONDALKIN: T44 | INCHICORE 220KV |  | 53.3264 | -6.3813
MV/LV Substation YE***206 | 20 kV | 400V(3ph) & 230V(single ph) | LV | 50 kVA :Pole Substation | 0.05 | --> | 0.05 | 0.046 | 3.3 |  | --> | 0.047 | 0 | 0 | 0 | 0 | 0.049 | 0 |  | --> | E14 ex BIRDHILL | BIRDHILL: T422 | ARDNACRUSHA |  | 52.809 | -8.3273
MV/LV Substation YE***233X | 10 kV | 400V(3ph) & 230V(single ph) | LV | 630 kVA :Kiosk Substation | 0.63 | --> | 0.63 | 0.5 | 2 |  | --> | 0.598 | 0 | 0 | 0 | 0 | 0.5 | 0 |  | --> | C15 ex BALLYTIVNAN | BALLYTIVNAN: T41 | SLIGO |  | 54.281 | -8.4527
MV/LV Substation YE***251X | 20 kV | 400V(3ph) & 230V(single ph) | LV | 100 kVA :Pole Substation | 0.1 | --> | 0.1 | 0.093 | 1 |  | --> | 0.095 | 0 | 0 | 0 | 0 | 0.1 | 0 |  | --> | E19 ex SHILLELAGH | SHILLELAGH: T421∥T422 | CARLOW |  | 52.7292 | -6.5584
MV/LV Substation YE***253 | 10 kV | 400V(3ph) & 230V(single ph) | LV | 400 kVA :Kiosk Substation | 0.4 | --> | 0.4 | 0.256 | 2 |  | --> | 0.38 | 0 | 0 | 0 | 0.042 | 0.377 | 0 |  | --> | C17 ex MOUNTGORRY | MOUNTGORRY: T41 | GRANGE (DR) |  | 53.4511 | -6.1698
MV/LV Substation YE***258Y | 10 kV | 400V(3ph) & 230V(single ph) | LV | 200 kVA :Kiosk Substation | 0.2 | --> | 0.2 | 0.136 | 1.9 |  | --> | 0.19 | 0 | 0 | 0 | 0.007 | 0.202 | 0 |  | --> | C17 ex VIRGINIA | VIRGINIA: T41∥T42 | MEATH HILL |  | 53.8331 | -7.0694
MV/LV Substation YE***278 | 10 kV | 400V(3ph) & 230V(single ph) | LV | 100 kVA :Pole Substation | 0.1 | --> | 0.1 | 0.013 | 6.4 |  | --> | 0.095 | 0 | 0 | 0 | 0.019 | 0.092 | 0 |  | --> | C14 ex AGHAGAD | AGHAGAD: T41∥T42 | SLIGO |  | 54.3292 | -8.5024
MV/LV Substation YE***4193 | 10 kV | 400V(3ph) & 230V(single ph) | LV | 630 kVA :Kiosk Substation | 0.63 | --> | 0.63 | 0.5 | 0.6 |  | --> | 0.598 | 0 | 0 | 0 | 0 | 0.5 | 0 |  | --> | C18 ex ATHBOY | ATHBOY: T42 | NAVAN |  | 53.6193 | -6.9209
MV/LV Substation YE***4278 | 10 kV | 400V(3ph) & 230V(single ph) | LV | 400 kVA :Kiosk Substation | 0.4 | --> | 0.4 | 0 | 0 | Constrained,otherwise capacity available =381kVA. | --> | 0.38 | 0 | 0 | 0 | 0 | 0.402 | 0 |  | --> | C28 ex CLONDALKIN | CLONDALKIN: T44 | INCHICORE 220KV |  | 53.3303 | -6.3859
MV/LV Substation YE***459 | 10 kV | 400V(3ph) & 230V(single ph) | LV | 50 kVA :Pole Substation | 0.05 | --> | 0.05 | 0.046 | 12.2 |  | --> | 0.047 | 0 | 0 | 0 | 0.007 | 0.042 | 0 |  | --> | C23 ex MONREAD | MONREAD: T101 | MONREAD |  | 53.2254 | -6.7359
MV/LV Substation YE***580X | 20 kV | 400V(3ph) & 230V(single ph) | LV | 50 kVA :Pole Substation | 0.05 | --> | 0.05 | 0.035 | 1.8 |  | --> | 0.047 | 0 | 0 | 0 | 0.019 | 0.031 | 0 |  | --> | E21 ex CURRALEIGH | CURRALEIGH: T421∥T422 | KILBARRY |  | 51.9412 | -8.6693
MV/LV Substation YE***678X | 20 kV | 400V(3ph) & 230V(single ph) | LV | 200 kVA :Pole Substation | 0.2 | --> | 0.2 | 0 | 0 | Constrained,otherwise capacity available =155kVA. | --> | 0.19 | 0 | 0 | 0 | 0 | 0.207 | 0 |  | --> | C14 ex KILDARE | KILDARE: T41∥T42 | NEWBRIDGE |  | 53.2254 | -7.0039
MV/LV Substation YE***881X | 10 kV | 400V(3ph) & 230V(single ph) | LV | 50 kVA :Pole Substation | 0.05 | --> | 0.05 | 0.047 | 12.2 |  | --> | 0.047 | 0 | 0 | 0 | 0 | 0.049 | 0 |  | --> | C23 ex MONREAD | MONREAD: T101 | MONREAD |  | 53.2352 | -6.733
MV/LV Substation YE***911 | 10 kV | 400V(3ph) & 230V(single ph) | LV | 400 kVA :Kiosk Substation | 0.4 | --> | 0.4 | 0.173 | 2 |  | --> | 0.38 | 0 | 0 | 0 | 0.011 | 0.422 | 0 |  | --> | C17 ex BALLYTIVNAN | BALLYTIVNAN: T41 | SLIGO |  | 54.3064 | -8.5643
MV/LV Substation YE***930Z | 20 kV | 400V(3ph) & 230V(single ph) | LV | 200 kVA :Pole Substation | 0.2 | --> | 0.2 | 0 | 0 | Constrained,otherwise capacity available =163kVA. | --> | 0.19 | 0 | 0 | 0 | 0.015 | 0.189 | 0 |  | --> | C14 ex KILDARE | KILDARE: T41∥T42 | NEWBRIDGE |  | 53.2253 | -6.9993
MV/LV Substation YE***931Y | 10 kV | 400V(3ph) & 230V(single ph) | LV | 200 kVA :Kiosk Substation | 0.2 | --> | 0.2 | 0.128 | 0.6 |  | --> | 0.19 | 0 | 0 | 0 | 0 | 0.21 | 0 |  | --> | C32 ex ACADEMY STREET | ACADEMY STREET: T44 | NAVAN |  | 53.6456 | -6.699
MV/LV Substation YE***999 | 10 kV | 400V(3ph) & 230V(single ph) | LV | 50 kVA :Pole Substation | 0.05 | --> | 0.05 | 0 | 0 | Constrained,otherwise capacity available =32kVA. | --> | 0.047 | 0 | 0 | 0 | 0 | 0.051 | 0 |  | --> | C22 ex TERMONFECKIN ROAD | TERMONFECKIN ROAD: T41∥T42 | DRYBRIDGE |  | 53.7353 | -6.3473
MV/LV Substation YO***007Y | 20 kV | 400V(3ph) & 230V(single ph) | LV | 50 kVA :Pole Substation | 0.05 | --> | 0.05 | 0 | 0 | Constrained,otherwise capacity available =50kVA. | --> | 0.047 | 0 | 0 | 0 | 0 | 0 | 0 | Constrained,otherwise capacity available =49kW. | --> | C15 ex CLOONLOUGH | CLOONLOUGH: T41∥T42 | BARRYMORE |  | 52.2461 | -8.3645
MV/LV Substation YO***052X | 20 kV | 400V(3ph) & 230V(single ph) | LV | 400 kVA :Building Structure | 0.4 | --> | 0.4 | 0.39 | 3.7 |  | --> | 0.38 | 0 | 0 | 0 | 0 | 0 | 0 | Constrained,otherwise capacity available =401kW. | --> | E17 ex FOXHOLE | FOXHOLE: T421∥T422 | DUNGARVAN |  | 51.953 | -7.8698
MV/LV Substation YO***073Z | 10 kV | 400V(3ph) & 230V(single ph) | LV | 50 kVA :Pole Substation | 0.05 | --> | 0.05 | 0.05 | 2.7 |  | --> | 0.047 | 0 | 0 | 0 | 0 | 0.049 | 0 |  | --> | E19 ex LONGFORD | LONGFORD: T421 | RICHMOND |  | 53.6935 | -7.8199
MV/LV Substation YO***109X | 20 kV | 400V(3ph) & 230V(single ph) | LV | 400 kVA :Building Structure | 0.4 | --> | 0.4 | 0.342 | 3.7 |  | --> | 0.38 | 0 | 0 | 0 | 0.011 | 0 | 0 | Constrained,otherwise capacity available =397kW. | --> | E17 ex FOXHOLE | FOXHOLE: T421∥T422 | DUNGARVAN |  | 51.9511 | -7.8734
MV/LV Substation YO***124X | 10 kV | 400V(3ph) & 230V(single ph) | LV | 630 kVA :Building Structure | 0.63 | --> | 0.63 | 0 | 0 | Constrained,otherwise capacity available =500kVA. | --> | 0.598 | 0 | 0 | 0 | 0 | 0.5 | 0 |  | --> | C19 ex CAMDEN ROW | CAMDEN ROW: T41 | FRANCIS STREET |  | 53.3393 | -6.2641
MV/LV Substation YO***224X | 20 kV | 400V(3ph) & 230V(single ph) | LV | 400 kVA :Building Structure | 0.4 | --> | 0.4 | 0.28 | 3.7 |  | --> | 0.38 | 0 | 0 | 0 | 0.007 | 0 | 0 | Constrained,otherwise capacity available =411kW. | --> | E17 ex FOXHOLE | FOXHOLE: T421∥T422 | DUNGARVAN |  | 51.936 | -7.859
MV/LV Substation YO***286X | 20 kV | 400V(3ph) & 230V(single ph) | LV | 200 kVA :Kiosk Substation | 0.2 | --> | 0.2 | 0.173 | 3.7 |  | --> | 0.19 | 0 | 0 | 0 | 0 | 0 | 0 | Constrained,otherwise capacity available =203kW. | --> | E17 ex FOXHOLE | FOXHOLE: T421∥T422 | DUNGARVAN |  | 51.97 | -7.8622
MV/LV Substation YO***353 | 20 kV | 400V(3ph) & 230V(single ph) | LV | 50 kVA :Pole Substation | 0.05 | --> | 0.05 | 0.033 | 3.7 |  | --> | 0.047 | 0 | 0 | 0 | 0 | 0 | 0 | Constrained,otherwise capacity available =51kW. | --> | E14 ex FOXHOLE | FOXHOLE: T421∥T422 | DUNGARVAN |  | 51.9711 | -7.8593
MV/LV Substation YO***354 | 10 kV | 400V(3ph) & 230V(single ph) | LV | 50 kVA :Pole Substation | 0.05 | --> | 0.05 | 0.044 | 0.3 |  | --> | 0.047 | 0 | 0 | 0 | 0 | 0.05 | 0 |  | --> | C21 ex NENAGH | NENAGH: T41 | NENAGH |  | 52.8934 | -8.2961
MV/LV Substation YO***4063 | 10 kV | 400V(3ph) & 230V(single ph) | LV | 100 kVA :Pole Substation | 0.1 | --> | 0.1 | 0 | 0 | Constrained,otherwise capacity available =88kVA. | --> | 0.095 | 0 | 0 | 0 | 0 | 0 | 0 | Constrained,otherwise capacity available =101kW. | --> | C20 ex ROSCREA | ROSCREA: T42 | IKERRIN |  | 52.9494 | -7.8088
MV/LV Substation YO***4262 | 20 kV | 400V(3ph) & 230V(single ph) | LV | 50 kVA :Pole Substation | 0.05 | --> | 0.05 | 0.05 | 6.2 |  | --> | 0.047 | 0 | 0 | 0 | 0 | 0.049 | 0 |  | --> | E13 ex BAGENALSTOWN | BAGENALSTOWN: T421∥T422 | CARLOW |  | 52.693 | -6.936
MV/LV Substation YO***430 | 10 kV | 400V(3ph) & 230V(single ph) | LV | 200 kVA :Kiosk Substation | 0.2 | --> | 0.2 | 0 | 0 | Constrained,otherwise capacity available =93kVA. | --> | 0.19 | 0 | 0 | 0 | 0.003 | 0 | 0 | Constrained,otherwise capacity available =212kW. | --> | C20 ex COLLIGAN | COLLIGAN: T41 | DUNGARVAN |  | 52.0847 | -7.6304
MV/LV Substation YO***545Z | 10 kV | 400V(3ph) & 230V(single ph) | LV | 1000 kVA :Building Structure | 1 | --> | 1 | 0.5 | 9.2 |  | --> | 0.95 | 0 | 0 | 0 | 0 | 0.5 | 0 |  | --> | C17 ex CENTRE PARK ROAD | MARINA: T105 | MARINA |  | 51.9018 | -8.4667
MV/LV Substation YO***571 | 20 kV | 400V(3ph) & 230V(single ph) | LV | 50 kVA :Pole Substation | 0.05 | --> | 0.05 | 0.03 | 3.7 |  | --> | 0.047 | 0 | 0 | 0 | 0 | 0 | 0 | Constrained,otherwise capacity available =52kW. | --> | E13 ex FOXHOLE | FOXHOLE: T421∥T422 | DUNGARVAN |  | 51.9507 | -7.7281
MV/LV Substation YO***648 | 10 kV | 400V(3ph) & 230V(single ph) | LV | 100 kVA :Pole Substation | 0.1 | --> | 0.1 | 0.01 | 3.7 |  | --> | 0.095 | 0 | 0 | 0 | 0 | 0 | 0 | Constrained,otherwise capacity available =113kW. | --> | E19 ex FOXHOLE | FOXHOLE: T421∥T422 | DUNGARVAN |  | 52.0063 | -7.9069
MV/LV Substation YO***670 | 20 kV | 400V(3ph) & 230V(single ph) | LV | 100 kVA :Pole Substation | 0.1 | --> | 0.1 | 0.078 | 3.6 |  | --> | 0.095 | 0 | 0 | 0 | 0 | 0.103 | 0 |  | --> | E13 ex KILLINICK | KILLINICK: T421∥T422 | WEXFORD |  | 52.2046 | -6.4077
MV/LV Substation YO***887 | 10 kV | 400V(3ph) & 230V(single ph) | LV | 400 kVA :Building Structure | 0.4 | --> | 0.4 | 0.275 | 8.6 |  | --> | 0.38 | 0 | 0 | 0 | 0.003 | 0.416 | 0 |  | --> | C22 ex RINGSEND | RINGSEND: T102 | POOLBEG |  | 53.3446 | -6.2269
MV/LV Substation YO***911 | 10 kV | 400V(3ph) & 230V(single ph) | LV | 50 kVA :Pole Substation | 0.05 | --> | 0.05 | 0.05 | 2.2 |  | --> | 0.047 | 0 | 0 | 0 | 0 | 0.049 | 0 |  | --> | C18 ex KINGSCOURT | KINGSCOURT: T42 | MEATH HILL |  | 53.9083 | -6.8037
MV/LV Substation ZA***060 | 10 kV | 400V(3ph) & 230V(single ph) | LV | 400 kVA :Building Structure | 0.4 | --> | 0.4 | 0.073 | 0.1 | Constrained,otherwise capacity available =358kVA. | --> | 0.38 | 0 | 0 | 0 | 0 | 0.406 | 0 |  | --> | C25 ex SRAH | SRAH: T43 | THORNSBERRY |  | 53.2835 | -7.5069
MV/LV Substation ZA***876 | 10 kV | 400V(3ph) & 230V(single ph) | LV | 400 kVA :Kiosk Substation | 0.4 | --> | 0.4 | 0 | 0 | Constrained,otherwise capacity available =384kVA. | --> | 0.38 | 0 | 0 | 0 | 0 | 0.402 | 0 |  | --> | C22 ex GREYSTONES | GREYSTONES: T42 | FASSAROE |  | 53.128 | -6.0622
MV/LV Substation ZE***462 | 10 kV | 400V(3ph) & 230V(single ph) | LV | 100 kVA :Pole Substation | 0.1 | --> | 0.1 | 0 | 0 | Constrained,otherwise capacity available =96kVA. | --> | 0.095 | 0 | 0 | 0 | 0 | 0.1 | 0 |  | --> | C19 ex RECESS | RECESS: T41 | GALWAY 110KV |  | 53.416 | -9.7948
MV/LV Substation ZE***539X | 10 kV | 400V(3ph) & 230V(single ph) | LV | 1000 kVA :Building Structure | 1 | --> | 1 | 0.5 | 9.6 |  | --> | 0.95 | 0 | 0 | 0 | 0 | 0.5 | 0 |  | --> | C18 ex GORTLEE | GORTLEE: T41∥T42 | LETTERKENNY |  | 54.9604 | -7.7137
MV/LV Substation ZE***662Y | 20 kV | 400V(3ph) & 230V(single ph) | LV | 200 kVA :Kiosk Substation | 0.2 | --> | 0.2 | 0.146 | 0.7 |  | --> | 0.19 | 0 | 0 | 0 | 0 | 0.207 | 0 |  | --> | C20 ex KNOCKMULLEN | KNOCKMULLEN: T42 | GREAT ISLAND |  | 52.365 | -6.9665
MV/LV Substation ZI***330 | 10 kV | 400V(3ph) & 230V(single ph) | LV | 200 kVA :Building Structure | 0.2 | --> | 0.2 | 0.11 | 1.3 |  | --> | 0.19 | 0 | 0 | 0 | 0 | 0.213 | 0 |  | --> | C11 ex DODDER ROAD | DODDER ROAD: T42 | MILLTOWN (DR) |  | 53.3054 | -6.2727
MV/LV Substation ZI***4230 | 10 kV | 400V(3ph) & 230V(single ph) | LV | 630 kVA :Building Structure | 0.63 | --> | 0.63 | 0.5 | 4.6 |  | --> | 0.598 | 0 | 0 | 0 | 0 | 0.5 | 0 |  | --> | C18 ex LIBERTY STREET | LIBERTY STREET: T102 | LIBERTY STREET |  | 51.8958 | -8.4868
MV/LV Substation ZO***130 | 10 kV | 400V(3ph) & 230V(single ph) | LV | 630 kVA :Building Structure | 0.63 | --> | 0.63 | 0.209 | 4.6 |  | --> | 0.598 | 0 | 0 | 0 | 0 | 0.5 | 0 |  | --> | C28 ex CABRA | CABRA: T101 | FINGLAS |  | 53.3536 | -6.3024
MV/LV Substation ZU***019 | 10 kV | 400V(3ph) & 230V(single ph) | LV | 100 kVA :Pole Substation | 0.1 | --> | 0.1 | 0.083 | 7.4 |  | --> | 0.095 | 0 | 0 | 0 | 0 | 0.102 | 0 |  | --> | E24 ex BANOGE | BANOGE: T122 | BANOGE |  | 52.6726 | -6.2176

## Heatmap data
Station Name | Primary kV | Secondary Voltage(s) | Voltage Class | Transformer configuration | Installed Capacity MVA | Demand Data | Demand FirmCapacity MVA | Demand Available MVA | Parent Available MVA | Demand Parent Constraint | Generation Data | Generation Firm Capacity MW | Generation NonFirm Capacity MW | Generation Connected MW | Generation Contracted MW | Generation Total Committed MW | Gen Available Firm MW | Gen Available NonFirm MW | Generation Parent Constraint | General Data | Parent Feeder | Parent Station | TSO Interface Station | Comment | Latitude | Longitude
_ESB Networks Capacity Heat Map Publication. LV asset data from Oct 2024. Load data derived from revenue metering Oct 24, Generation and demand committments up to 03 Nov 2024. Compilation Date=12/11/2024 |  |  |  |  | 0 | --> | 0 | 0 | 0 |  | --> | 0 | 0 | 0 | 0 | 0 | 0 | 0 |  | --> |  |  |  |  | 0 | 0
MV/LV Substation ***042 | 10 kV | 400V(3ph) & 230V(single ph) | LV | 200 kVA :Pole Substation | 0.2 | --> | 0.2 | 0.043 | 6.9 |  | --> | 0.19 | 0 | 0 | 0 | 0.007 | 0 | 0 | Constrained,otherwise capacity available =215kW. | --> | C17 ex BALLYSHANNON | BALLYSHANNON: T41∥T42 | CATHALEENS FALL |  | 54.5036 | -8.1899
MV/LV Substation B***4396 | 20 kV | 400V(3ph) & 230V(single ph) | LV | 50 kVA :Pole Substation | 0.05 | --> | 0.05 | 0 | 0 | Constrained,otherwise capacity available =50kVA. | --> | 0.047 | 0 | 0 | 0 | 0 | 0.049 | 0 |  | --> | C22 ex ATHLONE | ATHLONE: T41 | ATHLONE |  | 53.4524 | -8.0245
MV/LV Substation K***089 | 10 kV | 400V(3ph) & 230V(single ph) | LV | 200 kVA :Pole Substation | 0.2 | --> | 0.2 | 0.2 | 1.1 |  | --> | 0.19 | 0 | 0 | 0 | 0 | 0.2 | 0 |  | --> | E25 ex LAWLESSTOWN | LAWLESSTOWN: T421 | DOON |  | 52.3634 | -7.6704
MV/LV Substation M***4130 | 10 kV | 400V(3ph) & 230V(single ph) | LV | 50 kVA :Pole Substation | 0.05 | --> | 0.05 | 0.05 | 3.4 |  | --> | 0.047 | 0 | 0 | 0 | 0 | 0 | 0 | Constrained,otherwise capacity available =49kW. | --> | C20 ex GRAIGUE | GRAIGUE: T42 | CARLOW |  | 52.8465 | -7.0173
MV/LV Substation 0 ***283Y | 10 kV | 400V(3ph) & 230V(single ph) | LV | 400 kVA :Kiosk Substation | 0.4 | --> | 0.4 | 0 | 0 | Constrained,otherwise capacity available =273kVA. | --> | 0.38 | 0 | 0 | 0 | 0 | 0 | 0 | Constrained,otherwise capacity available =419kW. | --> | C19 ex COLLIGAN | COLLIGAN: T41 | DUNGARVAN |  | 52.09 | -7.6247
MV/LV Substation 0 ***4101 | 20 kV | 400V(3ph) & 230V(single ph) | LV | 200 kVA :Pole Substation | 0.2 | --> | 0.2 | 0 | 0 | Constrained,otherwise capacity available =175kVA. | --> | 0.19 | 0 | 0 | 0 | 0 | 0 | 0 | Constrained,otherwise capacity available =203kW. | --> | E14 ex CASTLELYONS | CASTLELYONS: T421∥T422 | BARRYMORE |  | 52.1086 | -8.2696
MV/LV Substation 0 ***496Z | 10 kV | 400V(3ph) & 230V(single ph) | LV | 630 kVA :Building Structure | 0.63 | --> | 0.63 | 0.241 | 0.3 |  | --> | 0.598 | 0 | 0 | 0 | 0 | 0.5 | 0 |  | --> | C17 ex BISHOPSTOWN | BISHOPSTOWN: T41 | KILBARRY |  | 51.8852 | -8.583
MV/LV Substation 01***071Z | 20 kV | 400V(3ph) & 230V(single ph) | LV | 100 kVA :Pole Substation | 0.1 | --> | 0.1 | 0.089 | 1.8 |  | --> | 0.095 | 0 | 0 | 0 | 0 | 0.101 | 0 |  | --> | C18 ex DUNDALK | DUNDALK: T41 | DUNDALK |  | 54.033 | -6.3902
MV/LV Substation 01***4274 | 10 kV | 400V(3ph) & 230V(single ph) | LV | 100 kVA :Pole Substation | 0.1 | --> | 0.1 | 0.1 | 2.3 |  | --> | 0.095 | 0 | 0 | 0 | 0 | 0.1 | 0 |  | --> | C16 ex CASTLECOMER | CASTLECOMER: T41∥T42 | BALLYRAGGET |  | 52.8039 | -7.2143
MV/LV Substation 02***188X | 20 kV | 400V(3ph) & 230V(single ph) | LV | 50 kVA :Pole Substation | 0.05 | --> | 0.05 | 0.047 | 1.2 |  | --> | 0.047 | 0 | 0 | 0 | 0 | 0 | 0 | Constrained,otherwise capacity available =49kW. | --> | E17 ex BUNCRANA | BUNCRANA: T421∥T422 | TRILLICK |  | 55.168 | -7.2414
MV/LV Substation 02***250X | 10 kV | 400V(3ph) & 230V(single ph) | LV | 100 kVA :Pole Substation | 0.1 | --> | 0.1 | 0.091 | 4.2 |  | --> | 0.095 | 0 | 0 | 0 | 0 | 0.1 | 0 |  | --> | C18 ex LOUGHLINSTOWN | LOUGHLINSTOWN: T42 | CARRICKMINES |  | 53.2399 | -6.1521
MV/LV Substation 02***4089 | 20 kV | 400V(3ph) & 230V(single ph) | LV | 200 kVA :Kiosk Substation | 0.2 | --> | 0.2 | 0 | 0 | Constrained,otherwise capacity available =166kVA. | --> | 0.19 | 0 | 0 | 0 | 0 | 0.204 | 0 |  | --> | E12 ex ACADEMY STREET | ACADEMY STREET: T421∥T422 | NAVAN |  | 53.6404 | -6.6625
MV/LV Substation 02***810X | 10 kV | 400V(3ph) & 230V(single ph) | LV | 50 kVA :Pole Substation | 0.05 | --> | 0.05 | 0.03 | 6 |  | --> | 0.047 | 0 | 0 | 0 | 0 | 0.052 | 0 |  | --> | C14 ex MALLOW | MALLOW: T42 | MALLOW |  | 52.1426 | -8.6278
MV/LV Substation 0R***031Y | 10 kV | 400V(3ph) & 230V(single ph) | LV | 200 kVA :Pole Substation | 0.2 | --> | 0.2 | 0.175 | 1.6 |  | --> | 0.19 | 0 | 0 | 0 | 0 | 0.203 | 0 |  | --> | C20 ex CAHIR | CAHIR: T42 | CAHIR |  | 52.3576 | -7.9927
MV/LV Substation 1 ***299Z | 10 kV | 400V(3ph) & 230V(single ph) | LV | 400 kVA :Kiosk Substation | 0.4 | --> | 0.4 | 0 | 0 | Constrained,otherwise capacity available =316kVA. | --> | 0.38 | 0 | 0 | 0 | 0.019 | 0.392 | 0 |  | --> | C17 ex DOUGLAS | DOUGLAS: T42 | TRABEG |  | 51.8689 | -8.4327
MV/LV Substation 12***039 | 20 kV | 400V(3ph) & 230V(single ph) | LV | 400 kVA :Building Structure | 0.4 | --> | 0.4 | 0.387 | 12.8 |  | --> | 0.38 | 0 | 0 | 0 | 0 | 0.401 | 0 |  | --> | E19 ex ADAMSTOWN | ADAMSTOWN: T121 | INCHICORE 220KV |  | 53.3312 | -6.4553
MV/LV Substation 12***319Z | 10 kV | 400V(3ph) & 230V(single ph) | LV | 200 kVA :Kiosk Substation | 0.2 | --> | 0.2 | 0.187 | 7.3 |  | --> | 0.19 | 0 | 0 | 0 | 0.003 | 0.198 | 0 |  | --> | C23 ex PELLETSTOWN | PELLETSTOWN: T101 | FINGLAS |  | 53.3822 | -6.3657
MV/LV Substation 18***993 | 10 kV | 400V(3ph) & 230V(single ph) | LV | 50 kVA :Pole Substation | 0.05 | --> | 0.05 | 0.032 | 1.6 |  | --> | 0.047 | 0 | 0 | 0 | 0 | 0.051 | 0 |  | --> | C19 ex SALLINS | SALLINS: T41 | GRIFFINRATH |  | 53.2697 | -6.7384
MV/LV Substation 1X***737X | 10 kV | 400V(3ph) & 230V(single ph) | LV | 200 kVA :Building Structure | 0.2 | --> | 0.2 | 0.185 | 0.3 |  | --> | 0.19 | 0 | 0 | 0 | 0 | 0.202 | 0 |  | --> | C16 ex TUAM NORTH | TUAM NORTH: T41∥T42 | CLOON |  | 53.5223 | -8.8801
MV/LV Substation 20***131Z | 10 kV | 400V(3ph) & 230V(single ph) | LV | 200 kVA :Building Structure | 0.2 | --> | 0.2 | 0 | 0 | Constrained,otherwise capacity available =169kVA. | --> | 0.19 | 0 | 0 | 0 | 0 | 0.204 | 0 |  | --> | C16 ex MOUNTGORRY | MOUNTGORRY: T42 | GRANGE (DR) |  | 53.448 | -6.2053
MV/LV Substation 20***4442 | 20 kV | 400V(3ph) & 230V(single ph) | LV | 200 kVA :Pole Substation | 0.2 | --> | 0.2 | 0.2 | 2.8 |  | --> | 0.19 | 0 | 0 | 0 | 0 | 0.2 | 0 |  | --> | E18 ex LONGFORD | LONGFORD: T422 | RICHMOND |  | 53.7353 | -7.7756
MV/LV Substation 24***019 | 10 kV | 400V(3ph) & 230V(single ph) | LV | 200 kVA :Kiosk Substation | 0.2 | --> | 0.2 | 0.199 | 2.3 |  | --> | 0.19 | 0 | 0 | 0 | 0 | 0.2 | 0 |  | --> | C22 ex RINEANNA | RINEANNA: T41 | DRUMLINE |  | 52.7099 | -8.9147
MV/LV Substation 3 ***465X | 10 kV | 400V(3ph) & 230V(single ph) | LV | 630 kVA :Kiosk Substation | 0.63 | --> | 0.63 | 0.5 | 2.2 |  | --> | 0.598 | 0 | 0 | 0 | 0.039 | 0.5 | 0 |  | --> | C11 ex ROSSGEIR | ROSSGEIR: T41∥T42 | LETTERKENNY |  | 54.8349 | -7.4774
MV/LV Substation 3 ***825Y | 10 kV | 400V(3ph) & 230V(single ph) | LV | 630 kVA :Building Structure | 0.63 | --> | 0.63 | 0 | 0 | Constrained,otherwise capacity available =500kVA. | --> | 0.598 | 0 | 0 | 0 | 0 | 0.5 | 0 |  | --> | C14 ex RAHEEN | RAHEEN: T42 | LIMERICK |  | 52.6286 | -8.6614
MV/LV Substation 3G***4248 | 10 kV | 400V(3ph) & 230V(single ph) | LV | 100 kVA :Pole Substation | 0.1 | --> | 0.1 | 0.1 | 1.5 |  | --> | 0.095 | 0 | 0 | 0 | 0 | 0.1 | 0 |  | --> | C16 ex DERRYCRAMPH | DERRYCRAMPH: T41∥T42 | SHANKILL |  | 53.9799 | -7.3623
MV/LV Substation 4 ***066Z | 10 kV | 400V(3ph) & 230V(single ph) | LV | 200 kVA :Building Structure | 0.2 | --> | 0.2 | 0 | 0 | Constrained,otherwise capacity available =64kVA. | --> | 0.19 | 0 | 0 | 0 | 0.023 | 0 | 0 | Constrained,otherwise capacity available =196kW. | --> | C23 ex PORTLAOISE | PORTLAOISE: T41 | PORTLAOISE |  | 53.0311 | -7.2983
MV/LV Substation 4 ***367Y | 10 kV | 400V(3ph) & 230V(single ph) | LV | 400 kVA :Kiosk Substation | 0.4 | --> | 0.4 | 0 | 0 | Constrained,otherwise capacity available =240kVA. | --> | 0.38 | 0 | 0 | 0 | 0.008 | 0 | 0 | Constrained,otherwise capacity available =411kW. | --> | C14 ex LEE BRIDGE | LEE BRIDGE: T42 | MACROOM |  | 51.9063 | -8.9545
MV/LV Substation 4 ***494Y | 10 kV | 400V(3ph) & 230V(single ph) | LV | 400 kVA :Building Structure | 0.4 | --> | 0.4 | 0 | 0 | Constrained,otherwise capacity available =327kVA. | --> | 0.38 | 0 | 0 | 0 | 0 | 0 | 0 | Constrained,otherwise capacity available =411kW. | --> | C11 ex POLLERTON | POLLERTON: T41 | CARLOW |  | 52.8456 | -6.9012
MV/LV Substation 4 ***495Y | 10 kV | 400V(3ph) & 230V(single ph) | LV | 400 kVA :Building Structure | 0.4 | --> | 0.4 | 0 | 0 | Constrained,otherwise capacity available =325kVA. | --> | 0.38 | 0 | 0 | 0 | 0 | 0 | 0 | Constrained,otherwise capacity available =411kW. | --> | C11 ex POLLERTON | POLLERTON: T41 | CARLOW |  | 52.8453 | -6.9029
MV/LV Substation 43***532Y | 10 kV | 400V(3ph) & 230V(single ph) | LV | 400 kVA :Kiosk Substation | 0.4 | --> | 0.4 | 0.378 | 1.4 |  | --> | 0.38 | 0 | 0 | 0 | 0 | 0 | 0 | Constrained,otherwise capacity available =403kW. | --> | C22 ex POLLERTON | POLLERTON: T42 | CARLOW |  | 52.8357 | -6.928
MV/LV Substation 4F***049X | 10 kV | 400V(3ph) & 230V(single ph) | LV | 200 kVA :Building Structure | 0.2 | --> | 0.2 | 0.194 | 4.2 |  | --> | 0.19 | 0 | 0 | 0 | 0 | 0.2 | 0 |  | --> | C19 ex CAHERDAVIN | CAHERDAVIN: T41 | ARDNACRUSHA |  | 52.6723 | -8.6378
MV/LV Substation 50***4013 | 20 kV | 400V(3ph) & 230V(single ph) | LV | 50 kVA :Pole Substation | 0.05 | --> | 0.05 | 0 | 0 | Constrained,otherwise capacity available =49kVA. | --> | 0.047 | 0 | 0 | 0 | 0 | 0 | 0 | Constrained,otherwise capacity available =49kW. | --> | C11 ex MOUNTMELLICK | MOUNTMELLICK: T41∥T42 | PORTLAOISE |  | 53.164 | -7.5631
MV/LV Substation 6 ***381X | 10 kV | 400V(3ph) & 230V(single ph) | LV | 400 kVA :Building Structure | 0.4 | --> | 0.4 | 0.328 | 1.2 |  | --> | 0.38 | 0 | 0 | 0 | 0 | 0.411 | 0 |  | --> | C15 ex TRIM | TRIM: T41∥T42 | NAVAN |  | 53.5667 | -6.7949
MV/LV Substation A ***058Z | 10 kV | 400V(3ph) & 230V(single ph) | LV | 400 kVA :Building Structure | 0.4 | --> | 0.4 | 0.178 | 9.3 |  | --> | 0.38 | 0 | 0 | 0 | 0 | 0 | 0 | Constrained,otherwise capacity available =433kW. | --> | E20 ex BLESSINGTON | BLESSINGTON: T422 | KILTEEL |  | 53.1648 | -6.5384
MV/LV Substation A ***337X | 10 kV | 400V(3ph) & 230V(single ph) | LV | 400 kVA :Kiosk Substation | 0.4 | --> | 0.4 | 0 | 0 | Constrained,otherwise capacity available =333kVA. | --> | 0.38 | 0 | 0 | 0 | 0 | 0.41 | 0 |  | --> | C20 ex BALGADDY | BALGADDY: T42 | GRANGE CASTLE |  | 53.3471 | -6.442
MV/LV Substation A ***338X | 10 kV | 400V(3ph) & 230V(single ph) | LV | 400 kVA :Kiosk Substation | 0.4 | --> | 0.4 | 0 | 0 | Constrained,otherwise capacity available =352kVA. | --> | 0.38 | 0 | 0 | 0 | 0.001 | 0.406 | 0 |  | --> | C20 ex BALGADDY | BALGADDY: T42 | GRANGE CASTLE |  | 53.3463 | -6.441
MV/LV Substation A ***340X | 10 kV | 400V(3ph) & 230V(single ph) | LV | 400 kVA :Kiosk Substation | 0.4 | --> | 0.4 | 0 | 0 | Constrained,otherwise capacity available =324kVA. | --> | 0.38 | 0 | 0 | 0 | 0.003 | 0.408 | 0 |  | --> | C20 ex BALGADDY | BALGADDY: T42 | GRANGE CASTLE |  | 53.3457 | -6.443
MV/LV Substation A ***342X | 10 kV | 400V(3ph) & 230V(single ph) | LV | 400 kVA :Kiosk Substation | 0.4 | --> | 0.4 | 0 | 0 | Constrained,otherwise capacity available =323kVA. | --> | 0.38 | 0 | 0 | 0 | 0 | 0.411 | 0 |  | --> | C20 ex BALGADDY | BALGADDY: T42 | GRANGE CASTLE |  | 53.3445 | -6.442
MV/LV Substation A ***4053 | 10 kV | 400V(3ph) & 230V(single ph) | LV | 400 kVA :Building Structure | 0.4 | --> | 0.4 | 0.4 | 4.3 |  | --> | 0.38 | 0 | 0 | 0 | 0 | 0.4 | 0 |  | --> | C26 ex BAILIEBORO | BAILIEBORO: T41∥T42 | MEATH HILL |  | 53.92 | -6.9938
MV/LV Substation A ***461X | 20 kV | 400V(3ph) & 230V(single ph) | LV | 100 kVA :Pole Substation | 0.1 | --> | 0.1 | 0.093 | 3.2 |  | --> | 0.095 | 0 | 0 | 0 | 0 | 0.1 | 0 |  | --> | C12 ex ATHY | ATHY: T102 | ATHY |  | 52.9873 | -6.965
MV/LV Substation A ***972X | 10 kV | 400V(3ph) & 230V(single ph) | LV | 50 kVA :Pole Substation | 0.05 | --> | 0.05 | 0.044 | 0.7 |  | --> | 0.047 | 0 | 0 | 0 | 0 | 0 | 0 | Constrained,otherwise capacity available =50kW. | --> | C15 ex KILMARTIN | KILMARTIN: T41 | ARKLOW |  | 53.0676 | -6.0925
MV/LV Substation A ***986 | 10 kV | 400V(3ph) & 230V(single ph) | LV | 400 kVA :Kiosk Substation | 0.4 | --> | 0.4 | 0 | 0 | Constrained,otherwise capacity available =327kVA. | --> | 0.38 | 0 | 0 | 0 | 0.015 | 0.395 | 0 |  | --> | C18 ex DOUGLAS | DOUGLAS: T41 | TRABEG |  | 51.8641 | -8.4033
MV/LV Substation A-***471X | 10 kV | 400V(3ph) & 230V(single ph) | LV | 50 kVA :Pole Substation | 0.05 | --> | 0.05 | 0.048 | 1.3 |  | --> | 0.047 | 0 | 0 | 0 | 0 | 0 | 0 | Constrained,otherwise capacity available =49kW. | --> | C23 ex KILKEE | KILKEE: T41 | TULLABRACK |  | 52.6722 | -9.645
MV/LV Substation A.***013 | 10 kV | 400V(3ph) & 230V(single ph) | LV | 400 kVA :Kiosk Substation | 0.4 | --> | 0.4 | 0.345 | 3.8 |  | --> | 0.38 | 0 | 0 | 0 | 0 | 0 | 0 | Constrained,otherwise capacity available =408kW. | --> | C13 ex TURLOUGH ROAD | TURLOUGH ROAD: T41∥T42 | CASTLEBAR |  | 53.8567 | -9.2994
MV/LV Substation A.***233Z | 10 kV | 400V(3ph) & 230V(single ph) | LV | 630 kVA :Building Structure | 0.63 | --> | 0.63 | 0.5 | 2 |  | --> | 0.598 | 0 | 0 | 0 | 0.031 | 0.5 | 0 |  | --> | C28 ex GRANGE CASTLE | GRANGE CASTLE: T102 | INCHICORE 220KV |  | 53.2949 | -6.4811
MV/LV Substation A.***380 | 10 kV | 400V(3ph) & 230V(single ph) | LV | 400 kVA :Building Structure | 0.4 | --> | 0.4 | 0.316 | 5 |  | --> | 0.38 | 0 | 0 | 0 | 0 | 0.412 | 0 |  | --> | C20 ex UNIDARE | UNIDARE: T42 | FINGLAS |  | 53.3997 | -6.2878
MV/LV Substation A.***470 | 10 kV | 400V(3ph) & 230V(single ph) | LV | 630 kVA :Building Structure | 0.63 | --> | 0.63 | 0.443 | 4.6 |  | --> | 0.598 | 0 | 0 | 0 | 0 | 0.5 | 0 |  | --> | C24 ex LIBERTY STREET | LIBERTY STREET: T102 | LIBERTY STREET |  | 51.8968 | -8.472
MV/LV Substation A.***535Y | 10 kV | 400V(3ph) & 230V(single ph) | LV | 400 kVA :Building Structure | 0.4 | --> | 0.4 | 0.4 | 3.2 |  | --> | 0.38 | 0 | 0 | 0 | 0 | 0.4 | 0 |  | --> | C14 ex MCDONAGH | MCDONAGH: T42 | KILKENNY |  | 52.6543 | -7.2295
MV/LV Substation A.***573X | 20 kV | 400V(3ph) & 230V(single ph) | LV | 1000 kVA :Building Structure | 1 | --> | 1 | 0.5 | 3 |  | --> | 0.95 | 0 | 0 | 0 | 0 | 0 | 0 | Constrained,otherwise capacity available =500kW. | --> | E16 ex WINDSOR | WINDSOR: T421∥T422 | CASTLEBAR |  | 53.8506 | -9.2789
MV/LV Substation A.***578X | 10 kV | 400V(3ph) & 230V(single ph) | LV | 400 kVA :Kiosk Substation | 0.4 | --> | 0.4 | 0 | 4.4 |  | --> | 0.38 | 0 | 0 | 0 | 0 | 0.459 | 0 |  | --> | C12 ex TYMON | TYMON: T42 | COOKSTOWN |  | 53.3104 | -6.3579
MV/LV Substation A.***597 | 10 kV | 400V(3ph) & 230V(single ph) | LV | 50 kVA :Pole Substation | 0.05 | --> | 0.05 | 0.048 | 2.5 |  | --> | 0.047 | 0 | 0 | 0 | 0 | 0.049 | 0 |  | --> | C18 ex KILCOLGAN | KILCOLGAN: T42 | GALWAY 110KV |  | 53.2497 | -8.9085
MV/LV Substation A.***651 | 10 kV | 400V(3ph) & 230V(single ph) | LV | 1000 kVA :Building Structure | 1 | --> | 1 | 0 | 0 | Constrained,otherwise capacity available =500kVA. | --> | 0.95 | 0 | 0 | 0 | 0 | 0.5 | 0 |  | --> | C12 ex CAMDEN ROW | CAMDEN ROW: T41 | FRANCIS STREET |  | 53.3341 | -6.2621
MV/LV Substation A.***713X | 10 kV | 400V(3ph) & 230V(single ph) | LV | 200 kVA :Pole Substation | 0.2 | --> | 0.2 | 0.167 | 1.6 |  | --> | 0.19 | 0 | 0 | 0 | 0 | 0 | 0 | Constrained,otherwise capacity available =204kW. | --> | C20 ex CLONSHAUGH | CLONSHAUGH: T41 | FINGLAS |  | 53.4193 | -6.2176
MV/LV Substation A.***805X | 10 kV | 400V(3ph) & 230V(single ph) | LV | 50 kVA :Pole Substation | 0.05 | --> | 0.05 | 0.048 | 2.1 |  | --> | 0.047 | 0 | 0 | 0 | 0 | 0.049 | 0 |  | --> | C15 ex GRANAGH | GRANAGH: T41∥T42 | WATERFORD |  | 52.2839 | -7.1886
MV/LV Substation A.***824 | 10 kV | 400V(3ph) & 230V(single ph) | LV | 630 kVA :Building Structure | 0.63 | --> | 0.63 | 0.5 | 2.7 |  | --> | 0.598 | 0 | 0 | 0 | 0 | 0.5 | 0 |  | --> | C12 ex LEESON STREET | LEESON STREET: T42 | MILLTOWN (DR) |  | 53.3386 | -6.2624
MV/LV Substation A/***301 | 10 kV | 400V(3ph) & 230V(single ph) | LV | 400 kVA :Kiosk Substation | 0.4 | --> | 0.4 | 0.209 | 5.2 |  | --> | 0.38 | 0 | 0 | 0 | 0.003 | 0.426 | 0 |  | --> | C11 ex KILFLYNN | KILFLYNN: T41∥T42 | TRALEE |  | 52.3449 | -9.6884
MV/LV Substation A+***4034 | 10 kV | 400V(3ph) & 230V(single ph) | LV | 630 kVA :Building Structure | 0.63 | --> | 0.63 | 0.5 | 4.6 |  | --> | 0.598 | 0 | 0 | 0 | 0 | 0.5 | 0 |  | --> | C12 ex BALLYRAINE | BALLYRAINE: T41∥T42 | LETTERKENNY |  | 54.9556 | -7.706
MV/LV Substation AB***001 | 10 kV | 400V(3ph) & 230V(single ph) | LV | 630 kVA :Kiosk Substation | 0.63 | --> | 0.63 | 0 | 0 | Constrained,otherwise capacity available =8kVA. | --> | 0.598 | 0 | 0 | 0 | 0 | 0 | 0 | Constrained,otherwise capacity available =500kW. | --> | C22 ex BELLFIELD | BELLFIELD: T41∥T42 | CRANE |  | 52.5012 | -6.5662
MV/LV Substation AB***002 | 10 kV | 400V(3ph) & 230V(single ph) | LV | 630 kVA :Kiosk Substation | 0.63 | --> | 0.63 | 0.324 | 1.6 |  | --> | 0.598 | 0 | 0 | 0 | 0 | 0.5 | 0 |  | --> | C20 ex CAHIR | CAHIR: T42 | CAHIR |  | 52.3767 | -7.9296
MV/LV Substation AB***002 | 10 kV | 400V(3ph) & 230V(single ph) | LV | 200 kVA :Kiosk Substation | 0.2 | --> | 0.2 | 0.149 | 3 |  | --> | 0.19 | 0 | 0 | 0 | 0 | 0.207 | 0 |  | --> | C11 ex CROSSMOLINA | CROSSMOLINA: T41∥T42 | MOY |  | 54.1031 | -9.3195
MV/LV Substation AB***003 | 10 kV | 400V(3ph) & 230V(single ph) | LV | 100 kVA :Pole Substation | 0.1 | --> | 0.1 | 0 | 0 | Constrained,otherwise capacity available =71kVA. | --> | 0.095 | 0 | 0 | 0 | 0.012 | 0 | 0 | Constrained,otherwise capacity available =91kW. | --> | C18 ex HOLYCROSS ROAD | HOLYCROSS ROAD: T41∥T42 | THURLES |  | 52.6748 | -7.8297
MV/LV Substation AB***004 | 10 kV | 400V(3ph) & 230V(single ph) | LV | 1000 kVA :Kiosk Substation | 1 | --> | 1 | 0.5 | 1.6 |  | --> | 0.95 | 0 | 0 | 0 | 0 | 0.5 | 0 |  | --> | C14 ex HEADFORD ROAD | HEADFORD ROAD: T42 | GALWAY 110KV |  | 53.2748 | -9.0551
MV/LV Substation AB***004Y | 10 kV | 400V(3ph) & 230V(single ph) | LV | 200 kVA :Kiosk Substation | 0.2 | --> | 0.2 | 0 | 0 | Constrained,otherwise capacity available =113kVA. | --> | 0.19 | 0 | 0 | 0 | 0.009 | 0.203 | 0 |  | --> | C14 ex RAHEEN | RAHEEN: T42 | LIMERICK |  | 52.636 | -8.664
MV/LV Substation AB***005 | 10 kV | 400V(3ph) & 230V(single ph) | LV | 200 kVA :Pole Substation | 0.2 | --> | 0.2 | 0.132 | 1.9 |  | --> | 0.19 | 0 | 0 | 0 | 0.007 | 0.202 | 0 |  | --> | C12 ex ROSCOMMON | ROSCOMMON: T42 | LANESBORO |  | 53.6278 | -8.193
MV/LV Substation AB***010 | 10 kV | 400V(3ph) & 230V(single ph) | LV | 200 kVA :Pole Substation | 0.2 | --> | 0.2 | 0 | 0 | Constrained,otherwise capacity available =121kVA. | --> | 0.19 | 0 | 0 | 0 | 0 | 0.211 | 0 |  | --> | C16 ex LOUGHREA | LOUGHREA: T41∥T42 | SOMERSET |  | 53.2016 | -8.5714
MV/LV Substation AB***012Y | 10 kV | 400V(3ph) & 230V(single ph) | LV | 400 kVA :Building Structure | 0.4 | --> | 0.4 | 0 | 0 | Constrained,otherwise capacity available =373kVA. | --> | 0.38 | 0 | 0 | 0 | 0 | 0.403 | 0 |  | --> | C11 ex GRANGE (DR) | GRANGE (DR): T41 | GRANGE (DR) |  | 53.3927 | -6.1438
MV/LV Substation AB***016 | 10 kV | 400V(3ph) & 230V(single ph) | LV | 200 kVA :Kiosk Substation | 0.2 | --> | 0.2 | 0.167 | 4.3 |  | --> | 0.19 | 0 | 0 | 0 | 0 | 0.204 | 0 |  | --> | C16 ex LAWLESSTOWN | LAWLESSTOWN: T42 | DOON |  | 52.3513 | -7.7173
MV/LV Substation AB***016 | 20 kV | 400V(3ph) & 230V(single ph) | LV | 200 kVA :Pole Substation | 0.2 | --> | 0.2 | 0.015 | 3.3 |  | --> | 0.19 | 0 | 0 | 0 | 0.011 | 0.215 | 0 |  | --> | E12 ex BIRDHILL | BIRDHILL: T422 | ARDNACRUSHA |  | 52.8056 | -8.4399
MV/LV Substation AB***017Y | 20 kV | 400V(3ph) & 230V(single ph) | LV | 200 kVA :Kiosk Substation | 0.2 | --> | 0.2 | 0 | 0 | Constrained,otherwise capacity available =131kVA. | --> | 0.19 | 0 | 0 | 0 | 0.006 | 0.203 | 0 |  | --> | E19 ex EDENDERRY | EDENDERRY: T421∥T422 | BLAKE |  | 53.4533 | -7.0217
MV/LV Substation AB***018X | 20 kV | 400V(3ph) & 230V(single ph) | LV | 400 kVA :Kiosk Substation | 0.4 | --> | 0.4 | 0.341 | 5.7 |  | --> | 0.38 | 0 | 0 | 0 | 0.003 | 0.405 | 0 |  | --> | E14 ex MOY | MOY: T421∥T422 | MOY |  | 54.1405 | -9.165
MV/LV Substation AB***022Y | 20 kV | 400V(3ph) & 230V(single ph) | LV | 400 kVA :Kiosk Substation | 0.4 | --> | 0.4 | 0.368 | 3.2 |  | --> | 0.38 | 0 | 0 | 0 | 0.008 | 0.396 | 0 |  | --> | C12 ex ATHY | ATHY: T102 | ATHY |  | 53.011 | -6.8191
MV/LV Substation AB***024 | 20 kV | 400V(3ph) & 230V(single ph) | LV | 200 kVA :Pole Substation | 0.2 | --> | 0.2 | 0 | 0 | Constrained,otherwise capacity available =92kVA. | --> | 0.19 | 0 | 0 | 0 | 0.012 | 0.203 | 0 |  | --> | E13 ex BALTINGLASS | BALTINGLASS: T421∥T422 | STRATFORD |  | 52.9089 | -6.8365
MV/LV Substation AB***025 | 10 kV | 400V(3ph) & 230V(single ph) | LV | 200 kVA :Pole Substation | 0.2 | --> | 0.2 | 0 | 0 | Constrained,otherwise capacity available =173kVA. | --> | 0.19 | 0 | 0 | 0 | 0.003 | 0 | 0 | Constrained,otherwise capacity available =200kW. | --> | C14 ex COLLIGAN | COLLIGAN: T41 | DUNGARVAN |  | 52.0921 | -7.6012
MV/LV Substation AB***027 | 10 kV | 400V(3ph) & 230V(single ph) | LV | 630 kVA :Kiosk Substation | 0.63 | --> | 0.63 | 0 | 0 | Constrained,otherwise capacity available =381kVA. | --> | 0.598 | 0 | 0 | 0 | 0.052 | 0 | 0 | Constrained,otherwise capacity available =500kW. | --> | C14 ex COLLIGAN | COLLIGAN: T41 | DUNGARVAN |  | 52.0931 | -7.6132
MV/LV Substation AB***029X | 20 kV | 400V(3ph) & 230V(single ph) | LV | 50 kVA :Pole Substation | 0.05 | --> | 0.05 | 0.045 | 1.1 |  | --> | 0.047 | 0 | 0 | 0 | 0 | 0.05 | 0 |  | --> | E23 ex LAWLESSTOWN | LAWLESSTOWN: T421 | DOON |  | 52.3547 | -7.7433
MV/LV Substation AB***033 | 10 kV | 400V(3ph) & 230V(single ph) | LV | 200 kVA :Pole Substation | 0.2 | --> | 0.2 | 0 | 0 | Constrained,otherwise capacity available =123kVA. | --> | 0.19 | 0 | 0 | 0 | 0.003 | 0.208 | 0 |  | --> | C13 ex TUAM SOUTH | TUAM SOUTH: T42 | CLOON |  | 53.5151 | -8.8566
MV/LV Substation AB***033 | 10 kV | 400V(3ph) & 230V(single ph) | LV | 50 kVA :Pole Substation | 0.05 | --> | 0.05 | 0.047 | 2 |  | --> | 0.047 | 0 | 0 | 0 | 0 | 0.049 | 0 |  | --> | C12 ex CAPPAMORE | CAPPAMORE: T41∥T42 | ARDNACRUSHA |  | 52.6591 | -8.3914
MV/LV Substation AB***033Y | 10 kV | 400V(3ph) & 230V(single ph) | LV | 400 kVA :Kiosk Substation | 0.4 | --> | 0.4 | 0.271 | 1.9 |  | --> | 0.38 | 0 | 0 | 0 | 0.039 | 0.377 | 0 |  | --> | C12 ex ROSCOMMON | ROSCOMMON: T42 | LANESBORO |  | 53.6256 | -8.1971
MV/LV Substation AB***036Y | 10 kV | 400V(3ph) & 230V(single ph) | LV | 400 kVA :Kiosk Substation | 0.4 | --> | 0.4 | 0.016 | 0 | Constrained,otherwise capacity available =252kVA. | --> | 0.38 | 0 | 0 | 0 | 0.038 | 0.382 | 0 |  | --> | C14 ex SWORDS | SWORDS: T42 | GLASMORE |  | 53.461 | -6.2524
MV/LV Substation AB***037Y | 10 kV | 400V(3ph) & 230V(single ph) | LV | 400 kVA :Kiosk Substation | 0.4 | --> | 0.4 | 0.016 | 0 | Constrained,otherwise capacity available =314kVA. | --> | 0.38 | 0 | 0 | 0 | 0.014 | 0.398 | 0 |  | --> | C14 ex SWORDS | SWORDS: T42 | GLASMORE |  | 53.463 | -6.2521
MV/LV Substation AB***041 | 20 kV | 400V(3ph) & 230V(single ph) | LV | 200 kVA :Pole Substation | 0.2 | --> | 0.2 | 0.153 | 2.8 |  | --> | 0.19 | 0 | 0 | 0 | 0.007 | 0.199 | 0 |  | --> | E20 ex LONGFORD | LONGFORD: T422 | RICHMOND |  | 53.7372 | -7.7945
MV/LV Substation AB***041 | 10 kV | 400V(3ph) & 230V(single ph) | LV | 400 kVA :Building Structure | 0.4 | --> | 0.4 | 0.244 | 2.5 |  | --> | 0.38 | 0 | 0 | 0 | 0 | 0.424 | 0 |  | --> | C18 ex NENAGH | NENAGH: T42 | NENAGH |  | 52.8628 | -8.1952
MV/LV Substation AB***042 | 10 kV | 400V(3ph) & 230V(single ph) | LV | 630 kVA :Kiosk Substation | 0.63 | --> | 0.63 | 0.5 | 10.6 |  | --> | 0.598 | 0 | 0 | 0 | 0 | 0.5 | 0 |  | --> | C30 ex WATERFORD IND EST | WATERFORD IND EST: T42∥T44 | BUTLERSTOWN |  | 52.2566 | -7.1335
MV/LV Substation AB***045 | 10 kV | 400V(3ph) & 230V(single ph) | LV | 400 kVA :Building Structure | 0.4 | --> | 0.4 | 0 | 0 | Constrained,otherwise capacity available =150kVA. | --> | 0.38 | 0 | 0 | 0 | 0.02 | 0 | 0 | Constrained,otherwise capacity available =417kW. | --> | C13 ex ROSCREA | ROSCREA: T41 | IKERRIN |  | 52.9522 | -7.8019
MV/LV Substation AB***047 | 10 kV | 400V(3ph) & 230V(single ph) | LV | 400 kVA :Kiosk Substation | 0.4 | --> | 0.4 | 0 | 0 | Constrained,otherwise capacity available =253kVA. | --> | 0.38 | 0 | 0 | 0 | 0.023 | 0.398 | 0 |  | --> | C11 ex LOUGHLINSTOWN | LOUGHLINSTOWN: T41 | CARRICKMINES |  | 53.2484 | -6.1212
MV/LV Substation AB***048 | 10 kV | 400V(3ph) & 230V(single ph) | LV | 400 kVA :Kiosk Substation | 0.4 | --> | 0.4 | 0.258 | 2.4 |  | --> | 0.38 | 0 | 0 | 0 | 0.024 | 0 | 0 | Constrained,otherwise capacity available =396kW. | --> | C25 ex TINAHASK | TINAHASK: T41∥T42 | ARKLOW |  | 52.7927 | -6.1556
MV/LV Substation AB***048 | 20 kV | 400V(3ph) & 230V(single ph) | LV | 100 kVA :Pole Substation | 0.1 | --> | 0.1 | 0 | 0 | Constrained,otherwise capacity available =68kVA. | --> | 0.095 | 0 | 0 | 0 | 0.003 | 0.101 | 0 |  | --> | E16 ex PATRICKSWELL | PATRICKSWELL: T421∥T422 | LIMERICK |  | 52.5676 | -8.7929
MV/LV Substation AB***054Y | 10 kV | 400V(3ph) & 230V(single ph) | LV | 100 kVA :Pole Substation | 0.1 | --> | 0.1 | 0.072 | 0.9 |  | --> | 0.095 | 0 | 0 | 0 | 0 | 0.103 | 0 |  | --> | C12 ex BALLYHALE | BALLYHALE: T42 | KILKENNY |  | 52.4832 | -7.2161
MV/LV Substation AB***056 | 10 kV | 400V(3ph) & 230V(single ph) | LV | 630 kVA :Building Structure | 0.63 | --> | 0.63 | 0.39 | 5 |  | --> | 0.598 | 0 | 0 | 0 | 0.007 | 0.5 | 0 |  | --> | C22 ex UNIDARE | UNIDARE: T42 | FINGLAS |  | 53.3883 | -6.3177
MV/LV Substation AB***058 | 10 kV | 400V(3ph) & 230V(single ph) | LV | 630 kVA :Building Structure | 0.63 | --> | 0.63 | 0 | 0 | Constrained,otherwise capacity available =438kVA. | --> | 0.598 | 0 | 0 | 0 | 0 | 0.5 | 0 |  | --> | C13 ex TUAM SOUTH | TUAM SOUTH: T42 | CLOON |  | 53.5157 | -8.854
MV/LV Substation AB***059 | 10 kV | 400V(3ph) & 230V(single ph) | LV | 400 kVA :Kiosk Substation | 0.4 | --> | 0.4 | 0.244 | 1.6 |  | --> | 0.38 | 0 | 0 | 0 | 0.031 | 0.391 | 0 |  | --> | C17 ex SALLINS | SALLINS: T41 | GRIFFINRATH |  | 53.2919 | -6.6777
MV/LV Substation AB***062 | 20 kV | 400V(3ph) & 230V(single ph) | LV | 200 kVA :Kiosk Substation | 0.2 | --> | 0.2 | 0 | 0 | Constrained,otherwise capacity available =94kVA. | --> | 0.19 | 0 | 0 | 0 | 0.003 | 0 | 0 | Constrained,otherwise capacity available =212kW. | --> | E17 ex PORTLAOISE | PORTLAOISE: T423∥T424 | PORTLAOISE |  | 52.9155 | -7.3474
MV/LV Substation AB***064 | 10 kV | 400V(3ph) & 230V(single ph) | LV | 400 kVA :Kiosk Substation | 0.4 | --> | 0.4 | 0 | 0 | Constrained,otherwise capacity available =238kVA. | --> | 0.38 | 0 | 0 | 0 | 0 | 0.424 | 0 |  | --> | C14 ex NAAS | NAAS: T42 | NEWBRIDGE |  | 53.2185 | -6.6649
MV/LV Substation AB***065 | 10 kV | 400V(3ph) & 230V(single ph) | LV | 630 kVA :Kiosk Substation | 0.63 | --> | 0.63 | 0 | 0 | Constrained,otherwise capacity available =382kVA. | --> | 0.598 | 0 | 0 | 0 | 0.007 | 0.5 | 0 |  | --> | C13 ex CRANMORE | CRANMORE: T41∥T42 | SLIGO |  | 54.2659 | -8.4563
MV/LV Substation AB***066 | 20 kV | 400V(3ph) & 230V(single ph) | LV | 100 kVA :Pole Substation | 0.1 | --> | 0.1 | 0 | 0 | Constrained,otherwise capacity available =88kVA. | --> | 0.095 | 0 | 0 | 0 | 0 | 0.101 | 0 |  | --> | E21 ex GLENAMADDY | GLENAMADDY: T422 | ATHLONE |  | 53.6212 | -8.7412
MV/LV Substation AB***068Z | 10 kV | 400V(3ph) & 230V(single ph) | LV | 630 kVA :Building Structure | 0.63 | --> | 0.63 | 0.424 | 1.2 |  | --> | 0.598 | 0 | 0 | 0 | 0 | 0.5 | 0 |  | --> | C15 ex ABBEYLAND | ABBEYLAND: T41 | NAVAN |  | 53.6546 | -6.6893
MV/LV Substation AB***074 | 10 kV | 400V(3ph) & 230V(single ph) | LV | 200 kVA :Pole Substation | 0.2 | --> | 0.2 | 0 | 0 | Constrained,otherwise capacity available =167kVA. | --> | 0.19 | 0 | 0 | 0 | 0 | 0 | 0 | Constrained,otherwise capacity available =204kW. | --> | C18 ex MOUNTRATH | MOUNTRATH: T41∥T42 | PORTLAOISE |  | 52.9947 | -7.4693
MV/LV Substation AB***077X | 20 kV | 400V(3ph) & 230V(single ph) | LV | 50 kVA :Pole Substation | 0.05 | --> | 0.05 | 0.05 | 2.5 |  | --> | 0.047 | 0 | 0 | 0 | 0 | 0 | 0 | Constrained,otherwise capacity available =49kW. | --> | E11 ex CLOONBANNIN | CLOONBANNIN: T421 | GLENLARA |  | 52.068 | -9.0536
MV/LV Substation AB***078 | 10 kV | 400V(3ph) & 230V(single ph) | LV | 630 kVA :Kiosk Substation | 0.63 | --> | 0.63 | 0.368 | 5.5 |  | --> | 0.598 | 0 | 0 | 0 | 0.003 | 0.5 | 0 |  | --> | C19 ex MCDONAGH | MCDONAGH: T41 | KILKENNY |  | 52.6548 | -7.2555
MV/LV Substation AB***079Y | 10 kV | 400V(3ph) & 230V(single ph) | LV | 50 kVA :Pole Substation | 0.05 | --> | 0.05 | 0 | 0 | Constrained,otherwise capacity available =43kVA. | --> | 0.047 | 0 | 0 | 0 | 0 | 0.05 | 0 |  | --> | C18 ex BLAKE | BLAKE: T41∥T42 | BLAKE |  | 53.2649 | -6.8479
MV/LV Substation AB***082 | 10 kV | 400V(3ph) & 230V(single ph) | LV | 400 kVA :Kiosk Substation | 0.4 | --> | 0.4 | 0.341 | 2.2 |  | --> | 0.38 | 0 | 0 | 0 | 0.007 | 0 | 0 | Constrained,otherwise capacity available =401kW. | --> | C15 ex NEWCASTLEWEST | NEWCASTLEWEST: T41∥T42 | RATHKEALE |  | 52.447 | -9.0659
MV/LV Substation AB***082 | 20 kV | 400V(3ph) & 230V(single ph) | LV | 100 kVA :Pole Substation | 0.1 | --> | 0.1 | 0 | 0 | Constrained,otherwise capacity available =55kVA. | --> | 0.095 | 0 | 0 | 0 | 0.004 | 0 | 0 | Constrained,otherwise capacity available =102kW. | --> | E17 ex PORTLAOISE | PORTLAOISE: T423∥T424 | PORTLAOISE |  | 52.9116 | -7.342
MV/LV Substation AB***084 | 10 kV | 400V(3ph) & 230V(single ph) | LV | 400 kVA :Kiosk Substation | 0.4 | --> | 0.4 | 0.233 | 5 |  | --> | 0.38 | 0 | 0 | 0 | 0.001 | 0.424 | 0 |  | --> | C19 ex BALLYRICKARD | BALLYRICKARD: T41∥T42 | TRALEE |  | 52.2709 | -9.7045
MV/LV Substation AB***084X | 10 kV | 400V(3ph) & 230V(single ph) | LV | 630 kVA :Kiosk Substation | 0.63 | --> | 0.63 | 0 | 0 | Constrained,otherwise capacity available =500kVA. | --> | 0.598 | 0 | 0 | 0 | 0 | 0.5 | 0 |  | --> | C11 ex CRANMORE | CRANMORE: T41∥T42 | SLIGO |  | 54.2705 | -8.4708
MV/LV Substation AB***086 | 10 kV | 400V(3ph) & 230V(single ph) | LV | 630 kVA :Kiosk Substation | 0.63 | --> | 0.63 | 0.248 | 11.3 |  | --> | 0.598 | 0 | 0 | 0 | 0.013 | 0.5 | 0 |  | --> | C20 ex ENNIS | ENNIS: T102 | ENNIS |  | 52.8454 | -8.9822
MV/LV Substation AB***086Y | 20 kV | 400V(3ph) & 230V(single ph) | LV | 50 kVA :Pole Substation | 0.05 | --> | 0.05 | 0.046 | 2.7 |  | --> | 0.047 | 0 | 0 | 0 | 0 | 0.049 | 0 |  | --> | C17 ex KILLESHANDRA | KILLESHANDRA: T41∥T42 | GORTAWEE |  | 54.0643 | -7.4782
MV/LV Substation AB***094 | 10 kV | 400V(3ph) & 230V(single ph) | LV | 50 kVA :Pole Substation | 0.05 | --> | 0.05 | 0.05 | 6 |  | --> | 0.047 | 0 | 0 | 0 | 0 | 0.049 | 0 |  | --> | C12 ex MALLOW | MALLOW: T42 | MALLOW |  | 52.1191 | -8.5707
MV/LV Substation AB***096X | 20 kV | 400V(3ph) & 230V(single ph) | LV | 200 kVA :Pole Substation | 0.2 | --> | 0.2 | 0 | 0 | Constrained,otherwise capacity available =125kVA. | --> | 0.19 | 0 | 0 | 0 | 0.039 | 0.17 | 0 |  | --> | E18 ex PATRICKSWELL | PATRICKSWELL: T421∥T422 | LIMERICK |  | 52.5946 | -8.7116
MV/LV Substation AB***106X | 10 kV | 400V(3ph) & 230V(single ph) | LV | 630 kVA :Kiosk Substation | 0.63 | --> | 0.63 | 0.5 | 5.4 |  | --> | 0.598 | 0 | 0 | 0 | 0.007 | 0.5 | 0 |  | --> | C14 ex ARDNAREE | ARDNAREE: T42 | MOY |  | 54.1117 | -9.1493
MV/LV Substation AB***121X | 20 kV | 400V(3ph) & 230V(single ph) | LV | 100 kVA :Pole Substation | 0.1 | --> | 0.1 | 0.075 | 0.8 |  | --> | 0.095 | 0 | 0 | 0 | 0 | 0 | 0 | Constrained,otherwise capacity available =103kW. | --> | E18 ex CARNDONAGH | CARNDONAGH: T421∥T422 | TRILLICK |  | 55.2402 | -7.2655
MV/LV Substation AB***125 | 10 kV | 400V(3ph) & 230V(single ph) | LV | 400 kVA :Building Structure | 0.4 | --> | 0.4 | 0.332 | 1.8 |  | --> | 0.38 | 0 | 0 | 0 | 0 | 0.41 | 0 |  | --> | C17 ex RATHMULLAN | RATHMULLAN: T41 | DRYBRIDGE |  | 53.715 | -6.3553
MV/LV Substation AB***130 | 10 kV | 400V(3ph) & 230V(single ph) | LV | 630 kVA :Kiosk Substation | 0.63 | --> | 0.63 | 0.435 | 3.6 |  | --> | 0.598 | 0 | 0 | 0 | 0.028 | 0.5 | 0 |  | --> | C17 ex DEANSGRANGE | DEANSGRANGE: T41 | CARRICKMINES |  | 53.2858 | -6.1606
MV/LV Substation AB***144X | 10 kV | 400V(3ph) & 230V(single ph) | LV | 400 kVA :Kiosk Substation | 0.4 | --> | 0.4 | 0.17 | 2.5 |  | --> | 0.38 | 0 | 0 | 0 | 0 | 0.435 | 0 |  | --> | C18 ex NENAGH | NENAGH: T42 | NENAGH |  | 52.8647 | -8.1906
MV/LV Substation AB***154X | 10 kV | 400V(3ph) & 230V(single ph) | LV | 400 kVA :Kiosk Substation | 0.4 | --> | 0.4 | 0.327 | 6.9 |  | --> | 0.38 | 0 | 0 | 0 | 0 | 0 | 0 | Constrained,otherwise capacity available =411kW. | --> | E18 ex RATHKEALE | RATHKEALE: T421∥T422 | RATHKEALE |  | 52.5244 | -8.9315
MV/LV Substation AB***155X | 10 kV | 400V(3ph) & 230V(single ph) | LV | 200 kVA :Kiosk Substation | 0.2 | --> | 0.2 | 0.156 | 6.9 |  | --> | 0.19 | 0 | 0 | 0 | 0 | 0 | 0 | Constrained,otherwise capacity available =206kW. | --> | E18 ex RATHKEALE | RATHKEALE: T421∥T422 | RATHKEALE |  | 52.5223 | -8.9308
MV/LV Substation AB***161 | 10 kV | 400V(3ph) & 230V(single ph) | LV | 400 kVA :Kiosk Substation | 0.4 | --> | 0.4 | 0.296 | 1.5 |  | --> | 0.38 | 0 | 0 | 0 | 0.003 | 0.412 | 0 |  | --> | C13 ex MOUNT MISERY | MOUNT MISERY: T41 | WATERFORD |  | 52.2612 | -7.0821
MV/LV Substation AB***161X | 10 kV | 400V(3ph) & 230V(single ph) | LV | 1000 kVA :Building Structure | 1 | --> | 1 | 0.5 | 2.7 |  | --> | 0.95 | 0 | 0 | 0 | 0 | 0.5 | 0 |  | --> | C16 ex BALLYARD | BALLYARD: T41∥T42 | TRALEE |  | 52.2686 | -9.7062
MV/LV Substation AB***168 | 10 kV | 400V(3ph) & 230V(single ph) | LV | 400 kVA :Kiosk Substation | 0.4 | --> | 0.4 | 0.234 | 1.2 |  | --> | 0.38 | 0 | 0 | 0 | 0.024 | 0.4 | 0 |  | --> | C17 ex ABBEYLAND | ABBEYLAND: T41 | NAVAN |  | 53.6639 | -6.6909
MV/LV Substation AB***169Z | 10 kV | 400V(3ph) & 230V(single ph) | LV | 100 kVA :Pole Substation | 0.1 | --> | 0.1 | 0.058 | 1 |  | --> | 0.095 | 0 | 0 | 0 | 0.001 | 0 | 0 | Constrained,otherwise capacity available =105kW. | --> | C16 ex KILCLOHER | KILCLOHER: T42 | DUNGARVAN |  | 52.1456 | -7.8379
MV/LV Substation AB***174X | 10 kV | 400V(3ph) & 230V(single ph) | LV | 50 kVA :Pole Substation | 0.05 | --> | 0.05 | 0 | 0 | Constrained,otherwise capacity available =50kVA. | --> | 0.047 | 0 | 0 | 0 | 0 | 0.049 | 0 |  | --> | C13 ex ATHGARVAN | ATHGARVAN: T41 | NEWBRIDGE |  | 53.1502 | -6.8053
MV/LV Substation AB***176Y | 20 kV | 400V(3ph) & 230V(single ph) | LV | 50 kVA :Pole Substation | 0.05 | --> | 0.05 | 0.038 | 0.9 |  | --> | 0.047 | 0 | 0 | 0 | 0.008 | 0.042 | 0 |  | --> | C14 ex CARRAROE | CARRAROE: T42 | SCREEB |  | 53.2474 | -9.5484
MV/LV Substation AB***179Y | 20 kV | 400V(3ph) & 230V(single ph) | LV | 630 kVA :Kiosk Substation | 0.63 | --> | 0.63 | 0 | 0 | Constrained,otherwise capacity available =500kVA. | --> | 0.598 | 0 | 0 | 0 | 0 | 0.5 | 0 |  | --> | E15 ex DULEEK | DULEEK: T421∥T422 | DRYBRIDGE |  | 53.6382 | -6.4117
MV/LV Substation AB***200 | 10 kV | 400V(3ph) & 230V(single ph) | LV | 200 kVA :Kiosk Substation | 0.2 | --> | 0.2 | 0 | 0 | Constrained,otherwise capacity available =166kVA. | --> | 0.19 | 0 | 0 | 0 | 0.003 | 0 | 0 | Constrained,otherwise capacity available =201kW. | --> | C14 ex COLLIGAN | COLLIGAN: T41 | DUNGARVAN |  | 52.0939 | -7.5975
MV/LV Substation AB***200 | 20 kV | 400V(3ph) & 230V(single ph) | LV | 100 kVA :Pole Substation | 0.1 | --> | 0.1 | 0.085 | 5.6 |  | --> | 0.095 | 0 | 0 | 0 | 0 | 0.102 | 0 |  | --> | E13 ex CRANE | CRANE: T122 | CRANE |  | 52.4448 | -6.3452
MV/LV Substation AB***208Y | 20 kV | 400V(3ph) & 230V(single ph) | LV | 630 kVA :Kiosk Substation | 0.63 | --> | 0.63 | 0 | 0 | Constrained,otherwise capacity available =489kVA. | --> | 0.598 | 0 | 0 | 0 | 0 | 0.5 | 0 |  | --> | E17 ex MANORHAMILTON | MANORHAMILTON: T422 | SLIGO |  | 54.2308 | -8.3029
MV/LV Substation AB***224X | 10 kV | 400V(3ph) & 230V(single ph) | LV | 400 kVA :Kiosk Substation | 0.4 | --> | 0.4 | 0.313 | 6 |  | --> | 0.38 | 0 | 0 | 0 | 0.003 | 0 | 0 | Constrained,otherwise capacity available =410kW. | --> | E15 ex ABBEYFEALE | ABBEYFEALE: T421 | TRIEN |  | 52.3859 | -9.2957
MV/LV Substation AB***230Z | 10 kV | 400V(3ph) & 230V(single ph) | LV | 400 kVA :Kiosk Substation | 0.4 | --> | 0.4 | 0 | 0 | Constrained,otherwise capacity available =274kVA. | --> | 0.38 | 0 | 0 | 0 | 0.018 | 0.4 | 0 |  | --> | C21 ex DOUGLAS | DOUGLAS: T42 | TRABEG |  | 51.8716 | -8.3919
MV/LV Substation AB***237Z | 10 kV | 400V(3ph) & 230V(single ph) | LV | 400 kVA :Kiosk Substation | 0.4 | --> | 0.4 | 0.331 | 1.6 |  | --> | 0.38 | 0 | 0 | 0 | 0 | 0.41 | 0 |  | --> | C22 ex CELBRIDGE | CELBRIDGE: T42 | GRIFFINRATH |  | 53.3343 | -6.5489
MV/LV Substation AB***239Y | 10 kV | 400V(3ph) & 230V(single ph) | LV | 400 kVA :Kiosk Substation | 0.4 | --> | 0.4 | 0.346 | 1.5 |  | --> | 0.38 | 0 | 0 | 0 | 0.002 | 0.405 | 0 |  | --> | C12 ex MOUNT MISERY | MOUNT MISERY: T41 | WATERFORD |  | 52.2664 | -7.0931
MV/LV Substation AB***242X | 10 kV | 400V(3ph) & 230V(single ph) | LV | 400 kVA :Kiosk Substation | 0.4 | --> | 0.4 | 0.29 | 2.5 |  | --> | 0.38 | 0 | 0 | 0 | 0 | 0.414 | 0 |  | --> | C18 ex NENAGH | NENAGH: T42 | NENAGH |  | 52.8628 | -8.1978
MV/LV Substation AB***249 | 10 kV | 400V(3ph) & 230V(single ph) | LV | 50 kVA :Pole Substation | 0.05 | --> | 0.05 | 0 | 0 | Constrained,otherwise capacity available =49kVA. | --> | 0.047 | 0 | 0 | 0 | 0 | 0.049 | 0 |  | --> | C18 ex BLAKE | BLAKE: T41∥T42 | BLAKE |  | 53.2795 | -6.864
MV/LV Substation AB***253 | 10 kV | 400V(3ph) & 230V(single ph) | LV | 50 kVA :Pole Substation | 0.05 | --> | 0.05 | 0.034 | 1.2 |  | --> | 0.047 | 0 | 0 | 0 | 0 | 0.051 | 0 |  | --> | C22 ex ABBEYFEALE | ABBEYFEALE: T42 | TRIEN |  | 52.3909 | -9.3078
MV/LV Substation AB***260 | 10 kV | 400V(3ph) & 230V(single ph) | LV | 400 kVA :Kiosk Substation | 0.4 | --> | 0.4 | 0 | 0 | Constrained,otherwise capacity available =284kVA. | --> | 0.38 | 0 | 0 | 0 | 0.025 | 0.391 | 0 |  | --> | C20 ex GRANGE (DR) | GRANGE (DR): T42 | GRANGE (DR) |  | 53.3942 | -6.1431
MV/LV Substation AB***265 | 20 kV | 400V(3ph) & 230V(single ph) | LV | 50 kVA :Pole Substation | 0.05 | --> | 0.05 | 0 | 0 | Constrained,otherwise capacity available =45kVA. | --> | 0.047 | 0 | 0 | 0 | 0 | 0.05 | 0 |  | --> | E16 ex GLENAMADDY | GLENAMADDY: T422 | ATHLONE |  | 53.4395 | -8.7264
MV/LV Substation AB***266Z | 10 kV | 400V(3ph) & 230V(single ph) | LV | 200 kVA :Kiosk Substation | 0.2 | --> | 0.2 | 0.155 | 1.6 |  | --> | 0.19 | 0 | 0 | 0 | 0 | 0.207 | 0 |  | --> | C17 ex SALLINS | SALLINS: T41 | GRIFFINRATH |  | 53.2942 | -6.6813
MV/LV Substation AB***279X | 10 kV | 400V(3ph) & 230V(single ph) | LV | 100 kVA :Pole Substation | 0.1 | --> | 0.1 | 0.094 | 6.9 |  | --> | 0.095 | 0 | 0 | 0 | 0 | 0 | 0 | Constrained,otherwise capacity available =100kW. | --> | C16 ex BALLYSHANNON | BALLYSHANNON: T41∥T42 | CATHALEENS FALL |  | 54.5075 | -8.2027
MV/LV Substation AB***286X | 10 kV | 400V(3ph) & 230V(single ph) | LV | 400 kVA :Kiosk Substation | 0.4 | --> | 0.4 | 0.152 | 2.8 |  | --> | 0.38 | 0 | 0 | 0 | 0.021 | 0.415 | 0 |  | --> | C17 ex CORBALLY | CORBALLY: T41∥T42 | ARDNACRUSHA |  | 52.6707 | -8.6101
MV/LV Substation AB***289X | 10 kV | 400V(3ph) & 230V(single ph) | LV | 400 kVA :Kiosk Substation | 0.4 | --> | 0.4 | 0.016 | 0 | Constrained,otherwise capacity available =234kVA. | --> | 0.38 | 0 | 0 | 0 | 0.014 | 0.41 | 0 |  | --> | C14 ex SWORDS | SWORDS: T42 | GLASMORE |  | 53.4632 | -6.2345
MV/LV Substation AB***299 | 10 kV | 400V(3ph) & 230V(single ph) | LV | 200 kVA :Kiosk Substation | 0.2 | --> | 0.2 | 0.145 | 3.2 |  | --> | 0.19 | 0 | 0 | 0 | 0.011 | 0.197 | 0 |  | --> | C15 ex BOYLE | BOYLE: T41∥T42 | CARRICK ON SHANNON |  | 53.9766 | -8.2896
MV/LV Substation AB***300 | 10 kV | 400V(3ph) & 230V(single ph) | LV | 630 kVA :Building Structure | 0.63 | --> | 0.63 | 0.5 | 12.5 |  | --> | 0.598 | 0 | 0 | 0 | 0 | 0.5 | 0 |  | --> | C31 ex BEDFORD ROW | BEDFORD ROW: T44 | FRANCIS STREET |  | 53.3484 | -6.2601
MV/LV Substation AB***331Z | 10 kV | 400V(3ph) & 230V(single ph) | LV | 630 kVA :Kiosk Substation | 0.63 | --> | 0.63 | 0.5 | 1.6 |  | --> | 0.598 | 0 | 0 | 0 | 0 | 0.5 | 0 |  | --> | C17 ex SALLINS | SALLINS: T41 | GRIFFINRATH |  | 53.2928 | -6.6808
MV/LV Substation AB***332Z | 10 kV | 400V(3ph) & 230V(single ph) | LV | 400 kVA :Kiosk Substation | 0.4 | --> | 0.4 | 0.37 | 1.6 |  | --> | 0.38 | 0 | 0 | 0 | 0 | 0.404 | 0 |  | --> | C17 ex SALLINS | SALLINS: T41 | GRIFFINRATH |  | 53.2916 | -6.6811
MV/LV Substation AB***335 | 10 kV | 400V(3ph) & 230V(single ph) | LV | 100 kVA :Pole Substation | 0.1 | --> | 0.1 | 0.048 | 2.6 |  | --> | 0.095 | 0 | 0 | 0 | 0.003 | 0.104 | 0 |  | --> | C26 ex CLIFDEN | CLIFDEN: T41∥T42 | GALWAY 110KV |  | 53.489 | -10.0311
MV/LV Substation AB***341 | 10 kV | 400V(3ph) & 230V(single ph) | LV | 1000 kVA :Building Structure | 1 | --> | 1 | 0.5 | 7 |  | --> | 0.95 | 0 | 0 | 0 | 0 | 0.5 | 0 |  | --> | C27 ex WOLFE TONE STREET | WOLFE TONE STREET: T101 | FINGLAS |  | 53.3487 | -6.2571
MV/LV Substation AB***341Y | 10 kV | 400V(3ph) & 230V(single ph) | LV | 400 kVA :Building Structure | 0.4 | --> | 0.4 | 0.364 | 11.3 |  | --> | 0.38 | 0 | 0 | 0 | 0 | 0.405 | 0 |  | --> | C20 ex ENNIS | ENNIS: T102 | ENNIS |  | 52.8459 | -8.9835
MV/LV Substation AB***342X | 20 kV | 400V(3ph) & 230V(single ph) | LV | 400 kVA :Kiosk Substation | 0.4 | --> | 0.4 | 0 | 0 | Constrained,otherwise capacity available =250kVA. | --> | 0.38 | 0 | 0 | 0 | 0.016 | 0.406 | 0 |  | --> | E14 ex KILCOCK | KILCOCK: T422 | GRIFFINRATH |  | 53.4047 | -6.6725
MV/LV Substation AB***343 | 10 kV | 400V(3ph) & 230V(single ph) | LV | 100 kVA :Pole Substation | 0.1 | --> | 0.1 | 0.057 | 1.1 |  | --> | 0.095 | 0 | 0 | 0 | 0.012 | 0.093 | 0 |  | --> | C20 ex CAHIRCALLA | CAHIRCALLA: T41∥T42 | ENNIS |  | 52.822 | -8.9808
MV/LV Substation AB***343 | 10 kV | 400V(3ph) & 230V(single ph) | LV | 200 kVA :Kiosk Substation | 0.2 | --> | 0.2 | 0.2 | 2.2 |  | --> | 0.19 | 0 | 0 | 0 | 0 | 0.2 | 0 |  | --> | C15 ex SPA ROAD | SPA ROAD: T41∥T42 | DOON |  | 52.354 | -7.7324
MV/LV Substation AB***346X | 10 kV | 400V(3ph) & 230V(single ph) | LV | 400 kVA :Kiosk Substation | 0.4 | --> | 0.4 | 0.186 | 2 |  | --> | 0.38 | 0 | 0 | 0 | 0 | 0.432 | 0 |  | --> | C11 ex SUTTON | SUTTON: T41 | GRANGE (DR) |  | 53.3873 | -6.0657
MV/LV Substation AB***365Y | 20 kV | 400V(3ph) & 230V(single ph) | LV | 200 kVA :Kiosk Substation | 0.2 | --> | 0.2 | 0 | 0 | Constrained,otherwise capacity available =77kVA. | --> | 0.19 | 0 | 0 | 0 | 0.023 | 0.194 | 0 |  | --> | E14 ex COLLOONEY | COLLOONEY: T422 | SLIGO |  | 54.1785 | -8.496
MV/LV Substation AB***373X | 10 kV | 400V(3ph) & 230V(single ph) | LV | 200 kVA :Pole Substation | 0.2 | --> | 0.2 | 0 | 0 | Constrained,otherwise capacity available =153kVA. | --> | 0.19 | 0 | 0 | 0 | 0 | 0.207 | 0 |  | --> | C18 ex BALLYBAILIE | BALLYBAILIE: T41 | DUNDALK |  | 53.9527 | -6.5416
MV/LV Substation AB***385Y | 20 kV | 400V(3ph) & 230V(single ph) | LV | 50 kVA :Pole Substation | 0.05 | --> | 0.05 | 0.031 | 2.8 |  | --> | 0.047 | 0 | 0 | 0 | 0.002 | 0.049 | 0 |  | --> | E20 ex LONGFORD | LONGFORD: T422 | RICHMOND |  | 53.7381 | -7.7968
MV/LV Substation AB***4035 | 10 kV | 400V(3ph) & 230V(single ph) | LV | 100 kVA :Pole Substation | 0.1 | --> | 0.1 | 0.1 | 0.9 |  | --> | 0.095 | 0 | 0 | 0 | 0 | 0 | 0 | Constrained,otherwise capacity available =100kW. | --> | C16 ex BANTRY | BANTRY: T41∥T42 | BALLYLICKY |  | 51.6763 | -9.4698
MV/LV Substation AB***4039 | 10 kV | 400V(3ph) & 230V(single ph) | LV | 400 kVA :Building Structure | 0.4 | --> | 0.4 | 0.342 | 6 |  | --> | 0.38 | 0 | 0 | 0 | 0 | 0 | 0 | Constrained,otherwise capacity available =408kW. | --> | E15 ex ABBEYFEALE | ABBEYFEALE: T421 | TRIEN |  | 52.3874 | -9.2979
MV/LV Substation AB***4041 | 20 kV | 400V(3ph) & 230V(single ph) | LV | 200 kVA :Pole Substation | 0.2 | --> | 0.2 | 0 | 0 | Constrained,otherwise capacity available =174kVA. | --> | 0.19 | 0 | 0 | 0 | 0 | 0.203 | 0 |  | --> | E15 ex DULEEK | DULEEK: T421∥T422 | DRYBRIDGE |  | 53.6463 | -6.424
MV/LV Substation AB***404Y | 10 kV | 400V(3ph) & 230V(single ph) | LV | 200 kVA :Pole Substation | 0.2 | --> | 0.2 | 0.095 | 1.5 |  | --> | 0.19 | 0 | 0 | 0 | 0 | 0.216 | 0 |  | --> | C13 ex ROSCOMMON | ROSCOMMON: T41 | LANESBORO |  | 53.6252 | -8.1924
MV/LV Substation AB***4069 | 10 kV | 400V(3ph) & 230V(single ph) | LV | 630 kVA :Building Structure | 0.63 | --> | 0.63 | 0 | 0 | Constrained,otherwise capacity available =500kVA. | --> | 0.598 | 0 | 0 | 0 | 0 | 0.5 | 0 |  | --> | C21 ex ENNISTYMON | ENNISTYMON: T41∥T42 | ENNIS |  | 52.9319 | -9.3447
MV/LV Substation AB***406Z | 10 kV | 400V(3ph) & 230V(single ph) | LV | 200 kVA :Kiosk Substation | 0.2 | --> | 0.2 | 0.114 | 2.9 |  | --> | 0.19 | 0 | 0 | 0 | 0.024 | 0.187 | 0 |  | --> | C18 ex MALAHIDE | MALAHIDE: T42 | GLASMORE |  | 53.446 | -6.1469
MV/LV Substation AB***4074 | 10 kV | 400V(3ph) & 230V(single ph) | LV | 630 kVA :Kiosk Substation | 0.63 | --> | 0.63 | 0.5 | 1.5 |  | --> | 0.598 | 0 | 0 | 0 | 0.093 | 0.5 | 0 |  | --> | C15 ex TYMON | TYMON: T41 | COOKSTOWN |  | 53.2709 | -6.3262
MV/LV Substation AB***4076 | 20 kV | 400V(3ph) & 230V(single ph) | LV | 50 kVA :Pole Substation | 0.05 | --> | 0.05 | 0.05 | 2.5 |  | --> | 0.047 | 0 | 0 | 0 | 0 | 0.049 | 0 |  | --> | C16 ex CURRA | CURRA: T41 | SOMERSET |  | 53.0854 | -8.3726
MV/LV Substation AB***4097 | 10 kV | 400V(3ph) & 230V(single ph) | LV | 200 kVA :Kiosk Substation | 0.2 | --> | 0.2 | 0.139 | 5.5 |  | --> | 0.19 | 0 | 0 | 0 | 0.017 | 0.191 | 0 |  | --> | C16 ex ABBEYLAND | ABBEYLAND: T42 | NAVAN |  | 53.6631 | -6.6943
MV/LV Substation AB***4101 | 10 kV | 400V(3ph) & 230V(single ph) | LV | 1000 kVA :Building Structure | 1 | --> | 1 | 0.5 | 2.1 |  | --> | 0.95 | 0 | 0 | 0 | 0 | 0.5 | 0 |  | --> | C20 ex SALLYNOGGIN ROAD | SALLYNOGGIN ROAD: T42 | CHERRYWOOD |  | 53.2838 | -6.1397
MV/LV Substation AB***4117 | 10 kV | 400V(3ph) & 230V(single ph) | LV | 50 kVA :Pole Substation | 0.05 | --> | 0.05 | 0 | 0 | Constrained,otherwise capacity available =50kVA. | --> | 0.047 | 0 | 0 | 0 | 0 | 0 | 0 | Constrained,otherwise capacity available =49kW. | --> | C17 ex BANAGHER | BANAGHER: T42 | DALLOW |  | 53.2056 | -8.1008
MV/LV Substation AB***4119 | 20 kV | 400V(3ph) & 230V(single ph) | LV | 630 kVA :Building Structure | 0.63 | --> | 0.63 | 0.5 | 3 |  | --> | 0.598 | 0 | 0 | 0 | 0 | 0 | 0 | Constrained,otherwise capacity available =500kW. | --> | E15 ex WINDSOR | WINDSOR: T421∥T422 | CASTLEBAR |  | 53.8568 | -9.2732
MV/LV Substation AB***4141 | 10 kV | 400V(3ph) & 230V(single ph) | LV | 400 kVA :Kiosk Substation | 0.4 | --> | 0.4 | 0.4 | 1.1 |  | --> | 0.38 | 0 | 0 | 0 | 0 | 0.4 | 0 |  | --> | C15 ex CAHIRCALLA | CAHIRCALLA: T41∥T42 | ENNIS |  | 52.8244 | -8.9776
MV/LV Substation AB***4157 | 20 kV | 400V(3ph) & 230V(single ph) | LV | 630 kVA :Building Structure | 0.63 | --> | 0.63 | 0.025 | 0 | Constrained,otherwise capacity available =500kVA. | --> | 0.598 | 0 | 0 | 0 | 0.058 | 0 | 0 | Constrained,otherwise capacity available =500kW. | --> | C18 ex TOOMEVARA | TOOMEVARA: T42 | NENAGH |  | 52.8529 | -8.0533
MV/LV Substation AB***4161 | 20 kV | 400V(3ph) & 230V(single ph) | LV | 630 kVA :Building Structure | 0.63 | --> | 0.63 | 0.379 | 12.2 |  | --> | 0.598 | 0 | 0 | 0 | 0 | 0.5 | 0 |  | --> | C36 ex SALTHILL | SALTHILL: T102 | SALTHILL |  | 53.3001 | -9.0992
MV/LV Substation AB***4189 | 10 kV | 400V(3ph) & 230V(single ph) | LV | 50 kVA :Pole Substation | 0.05 | --> | 0.05 | 0 | 0 | Constrained,otherwise capacity available =46kVA. | --> | 0.047 | 0 | 0 | 0 | 0 | 0.049 | 0 |  | --> | C22 ex SKIBBEREEN | SKIBBEREEN: T41∥T42 | DUNMANWAY |  | 51.5585 | -9.2916
MV/LV Substation AB***4198 | 10 kV | 400V(3ph) & 230V(single ph) | LV | 400 kVA :Building Structure | 0.4 | --> | 0.4 | 0.239 | 5.1 |  | --> | 0.38 | 0 | 0 | 0 | 0 | 0.424 | 0 |  | --> | C12 ex LLOYD | LLOYD: T41∥T42 | NAVAN |  | 53.7379 | -6.8952
MV/LV Substation AB***4242 | 10 kV | 400V(3ph) & 230V(single ph) | LV | 630 kVA :Kiosk Substation | 0.63 | --> | 0.63 | 0.5 | 1.6 |  | --> | 0.598 | 0 | 0 | 0 | 0 | 0.5 | 0 |  | --> | C17 ex SALLINS | SALLINS: T41 | GRIFFINRATH |  | 53.293 | -6.699
MV/LV Substation AB***4256 | 10 kV | 400V(3ph) & 230V(single ph) | LV | 630 kVA :Kiosk Substation | 0.63 | --> | 0.63 | 0 | 0 | Constrained,otherwise capacity available =500kVA. | --> | 0.598 | 0 | 0 | 0 | 0 | 0.5 | 0 |  | --> | C16 ex KINSALE | KINSALE: T41∥T42 | BANDON |  | 51.7114 | -8.5348
MV/LV Substation AB***4269 | 10 kV | 400V(3ph) & 230V(single ph) | LV | 400 kVA :Kiosk Substation | 0.4 | --> | 0.4 | 0.399 | 4.3 |  | --> | 0.38 | 0 | 0 | 0 | 0 | 0.4 | 0 |  | --> | C16 ex LAWLESSTOWN | LAWLESSTOWN: T42 | DOON |  | 52.3519 | -7.7197
MV/LV Substation AB***432Y | 10 kV | 400V(3ph) & 230V(single ph) | LV | 400 kVA :Kiosk Substation | 0.4 | --> | 0.4 | 0 | 0 | Constrained,otherwise capacity available =344kVA. | --> | 0.38 | 0 | 0 | 0 | 0.004 | 0.404 | 0 |  | --> | C16 ex KINSALE | KINSALE: T41∥T42 | BANDON |  | 51.7069 | -8.5287
MV/LV Substation AB***4338 | 10 kV | 400V(3ph) & 230V(single ph) | LV | 400 kVA :Kiosk Substation | 0.4 | --> | 0.4 | 0 | 0 | Constrained,otherwise capacity available =348kVA. | --> | 0.38 | 0 | 0 | 0 | 0 | 0.407 | 0 |  | --> | C13 ex DOCK ROAD | DOCK ROAD: T41∥T42 | LIMERICK |  | 52.6315 | -8.6698
MV/LV Substation AB***4340 | 10 kV | 400V(3ph) & 230V(single ph) | LV | 1000 kVA :Building Structure | 1 | --> | 1 | 0.5 | 2.9 |  | --> | 0.95 | 0 | 0 | 0 | 0 | 0.5 | 0 |  | --> | C26 ex WOLFE TONE STREET | WOLFE TONE STREET: T102 | FINGLAS |  | 53.3475 | -6.2641
MV/LV Substation AB***4406 | 10 kV | 400V(3ph) & 230V(single ph) | LV | 400 kVA :Kiosk Substation | 0.4 | --> | 0.4 | 0 | 0 | Constrained,otherwise capacity available =397kVA. | --> | 0.38 | 0 | 0 | 0 | 0 | 0.4 | 0 |  | --> | C13 ex MALAHIDE | MALAHIDE: T41 | GLASMORE |  | 53.4269 | -6.192
MV/LV Substation AB***441Y | 20 kV | 400V(3ph) & 230V(single ph) | LV | 50 kVA :Pole Substation | 0.05 | --> | 0.05 | 0.042 | 6.4 |  | --> | 0.047 | 0 | 0 | 0 | 0 | 0 | 0 | Constrained,otherwise capacity available =50kW. | --> | E11 ex MACROOM | MACROOM: T422 | MACROOM |  | 51.9416 | -8.8027
MV/LV Substation AB***4428 | 10 kV | 400V(3ph) & 230V(single ph) | LV | 400 kVA :Kiosk Substation | 0.4 | --> | 0.4 | 0.354 | 5.5 |  | --> | 0.38 | 0 | 0 | 0 | 0 | 0.407 | 0 |  | --> | C21 ex MCDONAGH | MCDONAGH: T41 | KILKENNY |  | 52.6569 | -7.254
MV/LV Substation AB***458 | 10 kV | 400V(3ph) & 230V(single ph) | LV | 630 kVA :Kiosk Substation | 0.63 | --> | 0.63 | 0 | 0 | Constrained,otherwise capacity available =312kVA. | --> | 0.598 | 0 | 0 | 0 | 0.062 | 0.5 | 0 |  | --> | C11 ex CLONTARF | CLONTARF: T42 | FINGLAS |  | 53.3757 | -6.2041
MV/LV Substation AB***477 | 10 kV | 400V(3ph) & 230V(single ph) | LV | 400 kVA :Kiosk Substation | 0.4 | --> | 0.4 | 0.31 | 1.2 |  | --> | 0.38 | 0 | 0 | 0 | 0.031 | 0.381 | 0 |  | --> | C20 ex ABBEYFEALE | ABBEYFEALE: T42 | TRIEN |  | 52.461 | -9.2876
MV/LV Substation AB***480X | 20 kV | 400V(3ph) & 230V(single ph) | LV | 200 kVA :Kiosk Substation | 0.2 | --> | 0.2 | 0.149 | 4.6 |  | --> | 0.19 | 0 | 0 | 0 | 0 | 0.207 | 0 |  | --> | E12 ex CLARA | CLARA: T422 | THORNSBERRY |  | 53.3445 | -7.5884
MV/LV Substation AB***487Y | 10 kV | 400V(3ph) & 230V(single ph) | LV | 400 kVA :Kiosk Substation | 0.4 | --> | 0.4 | 0.358 | 2.5 |  | --> | 0.38 | 0 | 0 | 0 | 0.003 | 0.403 | 0 |  | --> | C18 ex NENAGH | NENAGH: T42 | NENAGH |  | 52.8643 | -8.1883
MV/LV Substation AB***495X | 20 kV | 400V(3ph) & 230V(single ph) | LV | 200 kVA :Pole Substation | 0.2 | --> | 0.2 | 0 | 0 | Constrained,otherwise capacity available =146kVA. | --> | 0.19 | 0 | 0 | 0 | 0.003 | 0.204 | 0 |  | --> | E15 ex DULEEK | DULEEK: T421∥T422 | DRYBRIDGE |  | 53.654 | -6.415
MV/LV Substation AB***496 | 10 kV | 400V(3ph) & 230V(single ph) | LV | 50 kVA :Pole Substation | 0.05 | --> | 0.05 | 0.041 | 3.4 |  | --> | 0.047 | 0 | 0 | 0 | 0 | 0.05 | 0 |  | --> | C15 ex CAUSEWAY | CAUSEWAY: T41∥T42 | TRALEE |  | 52.332 | -9.7815
MV/LV Substation AB***504Z | 10 kV | 400V(3ph) & 230V(single ph) | LV | 200 kVA :Kiosk Substation | 0.2 | --> | 0.2 | 0.166 | 1.6 |  | --> | 0.19 | 0 | 0 | 0 | 0 | 0.204 | 0 |  | --> | C17 ex SALLINS | SALLINS: T41 | GRIFFINRATH |  | 53.291 | -6.6795
MV/LV Substation AB***505 | 10 kV | 400V(3ph) & 230V(single ph) | LV | 50 kVA :Pole Substation | 0.05 | --> | 0.05 | 0.039 | 7.8 |  | --> | 0.047 | 0 | 0 | 0 | 0 | 0.051 | 0 |  | --> | C26 ex PELLETSTOWN | PELLETSTOWN: T102 | FINGLAS |  | 53.3978 | -6.3491
MV/LV Substation AB***519 | 10 kV | 400V(3ph) & 230V(single ph) | LV | 630 kVA :Building Structure | 0.63 | --> | 0.63 | 0.5 | 7.8 |  | --> | 0.598 | 0 | 0 | 0 | 0.007 | 0.5 | 0 |  | --> | C26 ex PELLETSTOWN | PELLETSTOWN: T102 | FINGLAS |  | 53.3928 | -6.3568
MV/LV Substation AB***543 | 20 kV | 400V(3ph) & 230V(single ph) | LV | 50 kVA :Pole Substation | 0.05 | --> | 0.05 | 0 | 0 | Constrained,otherwise capacity available =28kVA. | --> | 0.047 | 0 | 0 | 0 | 0 | 0.052 | 0 |  | --> | E11 ex KILCOLGAN | KILCOLGAN: T421 | GALWAY 110KV |  | 53.1191 | -9.0695
MV/LV Substation AB***556 | 10 kV | 400V(3ph) & 230V(single ph) | LV | 50 kVA :Pole Substation | 0.05 | --> | 0.05 | 0.037 | 2 |  | --> | 0.047 | 0 | 0 | 0 | 0.003 | 0.047 | 0 |  | --> | C12 ex CAPPAMORE | CAPPAMORE: T41∥T42 | ARDNACRUSHA |  | 52.6345 | -8.4317
MV/LV Substation AB***558X | 20 kV | 400V(3ph) & 230V(single ph) | LV | 50 kVA :Pole Substation | 0.05 | --> | 0.05 | 0 | 0 | Constrained,otherwise capacity available =46kVA. | --> | 0.047 | 0 | 0 | 0 | 0.006 | 0.043 | 0 |  | --> | E13 ex BALTINGLASS | BALTINGLASS: T421∥T422 | STRATFORD |  | 52.905 | -6.8329
MV/LV Substation AB***565Y | 10 kV | 400V(3ph) & 230V(single ph) | LV | 400 kVA :Kiosk Substation | 0.4 | --> | 0.4 | 0.291 | 1.6 |  | --> | 0.38 | 0 | 0 | 0 | 0.032 | 0.382 | 0 |  | --> | C22 ex CELBRIDGE | CELBRIDGE: T42 | GRIFFINRATH |  | 53.3328 | -6.5504
MV/LV Substation AB***566Y | 10 kV | 400V(3ph) & 230V(single ph) | LV | 400 kVA :Kiosk Substation | 0.4 | --> | 0.4 | 0 | 0 | Constrained,otherwise capacity available =371kVA. | --> | 0.38 | 0 | 0 | 0 | 0.031 | 0.371 | 0 |  | --> | C22 ex MIDLETON | MIDLETON: T102 | MIDLETON |  | 51.9139 | -8.1877
MV/LV Substation AB***571X | 10 kV | 400V(3ph) & 230V(single ph) | LV | 400 kVA :Kiosk Substation | 0.4 | --> | 0.4 | 0 | 0 | Constrained,otherwise capacity available =296kVA. | --> | 0.38 | 0 | 0 | 0 | 0.015 | 0.399 | 0 |  | --> | C15 ex CULLION | CULLION: T41∥T42 | LETTERKENNY |  | 54.9514 | -7.6231
MV/LV Substation AB***587 | 10 kV | 400V(3ph) & 230V(single ph) | LV | 200 kVA :Pole Substation | 0.2 | --> | 0.2 | 0.167 | 5.2 |  | --> | 0.19 | 0 | 0 | 0 | 0.003 | 0.201 | 0 |  | --> | C11 ex KILFLYNN | KILFLYNN: T41∥T42 | TRALEE |  | 52.3471 | -9.6855
MV/LV Substation AB***587Z | 20 kV | 400V(3ph) & 230V(single ph) | LV | 400 kVA :Kiosk Substation | 0.4 | --> | 0.4 | 0 | 0 | Constrained,otherwise capacity available =283kVA. | --> | 0.38 | 0 | 0 | 0 | 0.009 | 0.408 | 0 |  | --> | E13 ex BALTINGLASS | BALTINGLASS: T421∥T422 | STRATFORD |  | 52.9068 | -6.8408
MV/LV Substation AB***590 | 20 kV | 400V(3ph) & 230V(single ph) | LV | 200 kVA :Pole Substation | 0.2 | --> | 0.2 | 0 | 0 | Constrained,otherwise capacity available =3kVA. | --> | 0.19 | 0 | 0 | 0 | 0 | 0.228 | 0 |  | --> | E15 ex DULEEK | DULEEK: T421∥T422 | DRYBRIDGE |  | 53.6541 | -6.4176
MV/LV Substation AB***606X | 10 kV | 400V(3ph) & 230V(single ph) | LV | 630 kVA :Building Structure | 0.63 | --> | 0.63 | 0.5 | 7 |  | --> | 0.598 | 0 | 0 | 0 | 0 | 0.5 | 0 |  | --> | C11 ex WOLFE TONE STREET | WOLFE TONE STREET: T101 | FINGLAS |  | 53.3476 | -6.2677
MV/LV Substation AB***608X | 10 kV | 400V(3ph) & 230V(single ph) | LV | 400 kVA :Kiosk Substation | 0.4 | --> | 0.4 | 0.264 | 1.1 |  | --> | 0.38 | 0 | 0 | 0 | 0.017 | 0.403 | 0 |  | --> | C15 ex CAHIRCALLA | CAHIRCALLA: T41∥T42 | ENNIS |  | 52.8325 | -8.9733
MV/LV Substation AB***615Y | 10 kV | 400V(3ph) & 230V(single ph) | LV | 400 kVA :Kiosk Substation | 0.4 | --> | 0.4 | 0.278 | 1.6 |  | --> | 0.38 | 0 | 0 | 0 | 0.033 | 0.384 | 0 |  | --> | C22 ex CELBRIDGE | CELBRIDGE: T42 | GRIFFINRATH |  | 53.3301 | -6.5538
MV/LV Substation AB***615Z | 10 kV | 400V(3ph) & 230V(single ph) | LV | 200 kVA :Kiosk Substation | 0.2 | --> | 0.2 | 0 | 0 | Constrained,otherwise capacity available =166kVA. | --> | 0.19 | 0 | 0 | 0 | 0.007 | 0.197 | 0 |  | --> | C13 ex MALAHIDE | MALAHIDE: T41 | GLASMORE |  | 53.4253 | -6.1748
MV/LV Substation AB***622X | 10 kV | 400V(3ph) & 230V(single ph) | LV | 400 kVA :Kiosk Substation | 0.4 | --> | 0.4 | 0 | 0 | Constrained,otherwise capacity available =284kVA. | --> | 0.38 | 0 | 0 | 0 | 0.012 | 0.405 | 0 |  | --> | C18 ex BALGADDY | BALGADDY: T42 | GRANGE CASTLE |  | 53.3452 | -6.4201
MV/LV Substation AB***632 | 10 kV | 400V(3ph) & 230V(single ph) | LV | 100 kVA :Pole Substation | 0.1 | --> | 0.1 | 0 | 0 | Constrained,otherwise capacity available =90kVA. | --> | 0.095 | 0 | 0 | 0 | 0.014 | 0.086 | 0 |  | --> | C17 ex BALLYHAUNIS | BALLYHAUNIS: T41∥T42 | DALTON |  | 53.7584 | -8.7602
MV/LV Substation AB***635Y | 10 kV | 400V(3ph) & 230V(single ph) | LV | 400 kVA :Kiosk Substation | 0.4 | --> | 0.4 | 0 | 0 | Constrained,otherwise capacity available =342kVA. | --> | 0.38 | 0 | 0 | 0 | 0.011 | 0.397 | 0 |  | --> | C23 ex ATHLONE | ATHLONE: T41 | ATHLONE |  | 53.4246 | -7.9669
MV/LV Substation AB***653X | 10 kV | 400V(3ph) & 230V(single ph) | LV | 200 kVA :Building Structure | 0.2 | --> | 0.2 | 0.169 | 3.4 |  | --> | 0.19 | 0 | 0 | 0 | 0 | 0.204 | 0 |  | --> | C12 ex BELGARD | BELGARD: T42 | COOKSTOWN |  | 53.2899 | -6.3688
MV/LV Substation AB***663Z | 10 kV | 400V(3ph) & 230V(single ph) | LV | 200 kVA :Kiosk Substation | 0.2 | --> | 0.2 | 0 | 0 | Constrained,otherwise capacity available =183kVA. | --> | 0.19 | 0 | 0 | 0 | 0 | 0.202 | 0 |  | --> | C12 ex MORRISTOWN | MORRISTOWN: T41∥T42 | NEWBRIDGE |  | 53.1907 | -6.7959
MV/LV Substation AB***669Y | 10 kV | 400V(3ph) & 230V(single ph) | LV | 400 kVA :Kiosk Substation | 0.4 | --> | 0.4 | 0.274 | 1.5 |  | --> | 0.38 | 0 | 0 | 0 | 0.032 | 0.385 | 0 |  | --> | C17 ex ROSCOMMON | ROSCOMMON: T41 | LANESBORO |  | 53.6187 | -8.1991
MV/LV Substation AB***673X | 10 kV | 400V(3ph) & 230V(single ph) | LV | 200 kVA :Kiosk Substation | 0.2 | --> | 0.2 | 0.185 | 2 |  | --> | 0.19 | 0 | 0 | 0 | 0 | 0.202 | 0 |  | --> | C12 ex CAPPAMORE | CAPPAMORE: T41∥T42 | ARDNACRUSHA |  | 52.647 | -8.4024
MV/LV Substation AB***678Z | 10 kV | 400V(3ph) & 230V(single ph) | LV | 1000 kVA :Building Structure | 1 | --> | 1 | 0.5 | 1.6 |  | --> | 0.95 | 0 | 0 | 0 | 0 | 0.5 | 0 |  | --> | C17 ex SALLINS | SALLINS: T41 | GRIFFINRATH |  | 53.2905 | -6.6825
MV/LV Substation AB***679X | 10 kV | 400V(3ph) & 230V(single ph) | LV | 200 kVA :Kiosk Substation | 0.2 | --> | 0.2 | 0.083 | 2.2 |  | --> | 0.19 | 0 | 0 | 0 | 0.045 | 0.17 | 0 |  | --> | C15 ex SPA ROAD | SPA ROAD: T41∥T42 | DOON |  | 52.354 | -7.7333
MV/LV Substation AB***682X | 10 kV | 400V(3ph) & 230V(single ph) | LV | 200 kVA :Kiosk Substation | 0.2 | --> | 0.2 | 0 | 0 | Constrained,otherwise capacity available =128kVA. | --> | 0.19 | 0 | 0 | 0 | 0.036 | 0.173 | 0 |  | --> | C16 ex KINSALE | KINSALE: T41∥T42 | BANDON |  | 51.7075 | -8.5332
MV/LV Substation AB***687Y | 10 kV | 400V(3ph) & 230V(single ph) | LV | 630 kVA :Building Structure | 0.63 | --> | 0.63 | 0.479 | 2.8 |  | --> | 0.598 | 0 | 0 | 0 | 0 | 0.5 | 0 |  | --> | C17 ex CORBALLY | CORBALLY: T41∥T42 | ARDNACRUSHA |  | 52.6693 | -8.6163
MV/LV Substation AB***690 | 10 kV | 400V(3ph) & 230V(single ph) | LV | 150 kVA :Pole Substation | 0.15 | --> | 0.15 | 0 | 0 | Constrained,otherwise capacity available =141kVA. | --> | 0.142 | 0 | 0 | 0 | 0.011 | 0.138 | 0 |  | --> | C13 ex MALAHIDE | MALAHIDE: T41 | GLASMORE |  | 53.4286 | -6.1805
MV/LV Substation AB***719 | 10 kV | 400V(3ph) & 230V(single ph) | LV | 400 kVA :Kiosk Substation | 0.4 | --> | 0.4 | 0.284 | 1.2 |  | --> | 0.38 | 0 | 0 | 0 | 0.064 | 0.35 | 0 |  | --> | C17 ex TRIM | TRIM: T41∥T42 | NAVAN |  | 53.5526 | -6.7724
MV/LV Substation AB***738Y | 10 kV | 400V(3ph) & 230V(single ph) | LV | 400 kVA :Kiosk Substation | 0.4 | --> | 0.4 | 0.355 | 6.1 |  | --> | 0.38 | 0 | 0 | 0 | 0 | 0.407 | 0 |  | --> | C13 ex CASHEL | CASHEL: T41 | CAHIR |  | 52.5186 | -7.8849
MV/LV Substation AB***777X | 10 kV | 400V(3ph) & 230V(single ph) | LV | 200 kVA :Kiosk Substation | 0.2 | --> | 0.2 | 0 | 0 | Constrained,otherwise capacity available =143kVA. | --> | 0.19 | 0 | 0 | 0 | 0.003 | 0 | 0 | Constrained,otherwise capacity available =205kW. | --> | C20 ex CLOONLOUGH | CLOONLOUGH: T41∥T42 | BARRYMORE |  | 52.2623 | -8.2638
MV/LV Substation AB***788Y | 20 kV | 400V(3ph) & 230V(single ph) | LV | 400 kVA :Kiosk Substation | 0.4 | --> | 0.4 | 0 | 0 | Constrained,otherwise capacity available =374kVA. | --> | 0.38 | 0 | 0 | 0 | 0 | 0.403 | 0 |  | --> | E15 ex BELVIEW | BELVIEW: T421 | WATERFORD |  | 52.2646 | -7.0816
MV/LV Substation AB***795Z | 10 kV | 400V(3ph) & 230V(single ph) | LV | 200 kVA :Kiosk Substation | 0.2 | --> | 0.2 | 0.095 | 1.6 |  | --> | 0.19 | 0 | 0 | 0 | 0 | 0.21 | 0 |  | --> | C17 ex SALLINS | SALLINS: T41 | GRIFFINRATH |  | 53.2888 | -6.6835
MV/LV Substation AB***804X | 20 kV | 400V(3ph) & 230V(single ph) | LV | 100 kVA :Pole Substation | 0.1 | --> | 0.1 | 0 | 0 | Constrained,otherwise capacity available =90kVA. | --> | 0.095 | 0 | 0 | 0 | 0 | 0.101 | 0 |  | --> | E18 ex DALTON | DALTON: T421∥T422 | DALTON |  | 53.6719 | -8.9573
MV/LV Substation AB***806Z | 10 kV | 400V(3ph) & 230V(single ph) | LV | 200 kVA :Kiosk Substation | 0.2 | --> | 0.2 | 0.107 | 3.2 |  | --> | 0.19 | 0 | 0 | 0 | 0.006 | 0.207 | 0 |  | --> | C26 ex ATHY | ATHY: T102 | ATHY |  | 53.1037 | -7.015
MV/LV Substation AB***808 | 20 kV | 400V(3ph) & 230V(single ph) | LV | 50 kVA :Pole Substation | 0.05 | --> | 0.05 | 0 | 0 | Constrained,otherwise capacity available =45kVA. | --> | 0.047 | 0 | 0 | 0 | 0 | 0.05 | 0 |  | --> | E21 ex DALTON | DALTON: T421∥T422 | DALTON |  | 53.7542 | -9.0321
MV/LV Substation AB***828Y | 10 kV | 400V(3ph) & 230V(single ph) | LV | 400 kVA :Kiosk Substation | 0.4 | --> | 0.4 | 0.246 | 9 |  | --> | 0.38 | 0 | 0 | 0 | 0.012 | 0.41 | 0 |  | --> | C14 ex MULLINGAR | MULLINGAR: T102 | MULLINGAR |  | 53.5314 | -7.3515
MV/LV Substation AB***838Y | 20 kV | 400V(3ph) & 230V(single ph) | LV | 1000 kVA :Building Structure | 1 | --> | 1 | 0 | 0 | Constrained,otherwise capacity available =500kVA. | --> | 0.95 | 0 | 0 | 0 | 0 | 0.5 | 0 |  | --> | E15 ex BELVIEW | BELVIEW: T421 | WATERFORD |  | 52.2629 | -7.0801
MV/LV Substation AB***861 | 10 kV | 400V(3ph) & 230V(single ph) | LV | 50 kVA :Pole Substation | 0.05 | --> | 0.05 | 0.025 | 5.2 |  | --> | 0.047 | 0 | 0 | 0 | 0 | 0.053 | 0 |  | --> | C11 ex KILFLYNN | KILFLYNN: T41∥T42 | TRALEE |  | 52.3432 | -9.698
MV/LV Substation AB***864 | 20 kV | 400V(3ph) & 230V(single ph) | LV | 400 kVA :Kiosk Substation | 0.4 | --> | 0.4 | 0 | 0 | Constrained,otherwise capacity available =287kVA. | --> | 0.38 | 0 | 0 | 0 | 0.008 | 0.408 | 0 |  | --> | E47 ex CLAREGALWAY | CLAREGALWAY: T421 | GALWAY 110KV |  | 53.4377 | -8.749
MV/LV Substation AB***874Y | 10 kV | 400V(3ph) & 230V(single ph) | LV | 400 kVA :Kiosk Substation | 0.4 | --> | 0.4 | 0.382 | 1.5 |  | --> | 0.38 | 0 | 0 | 0 | 0 | 0.402 | 0 |  | --> | C17 ex ROSCOMMON | ROSCOMMON: T41 | LANESBORO |  | 53.6187 | -8.2011
MV/LV Substation AB***878 | 10 kV | 400V(3ph) & 230V(single ph) | LV | 100 kVA :Pole Substation | 0.1 | --> | 0.1 | 0.065 | 0.9 |  | --> | 0.095 | 0 | 0 | 0 | 0.003 | 0.102 | 0 |  | --> | C15 ex DRUMQUIN | DRUMQUIN: T42 | ENNIS |  | 52.7519 | -9.1391
MV/LV Substation AB***878Y | 20 kV | 400V(3ph) & 230V(single ph) | LV | 200 kVA :Pole Substation | 0.2 | --> | 0.2 | 0 | 0 | Constrained,otherwise capacity available =170kVA. | --> | 0.19 | 0 | 0 | 0 | 0.003 | 0 | 0 | Constrained,otherwise capacity available =201kW. | --> | C16 ex HOLYCROSS ROAD | HOLYCROSS ROAD: T41∥T42 | THURLES |  | 52.6349 | -7.8649
MV/LV Substation AB***900X | 10 kV | 400V(3ph) & 230V(single ph) | LV | 630 kVA :Building Structure | 0.63 | --> | 0.63 | 0 | 0 | Constrained,otherwise capacity available =500kVA. | --> | 0.598 | 0 | 0 | 0 | 0 | 0.5 | 0 |  | --> | C43 ex NORTH QUAYS | NORTH QUAYS: T102 | POOLBEG |  | 53.3505 | -6.2362
MV/LV Substation AB***913X | 10 kV | 400V(3ph) & 230V(single ph) | LV | 400 kVA :Kiosk Substation | 0.4 | --> | 0.4 | 0.357 | 0.8 |  | --> | 0.38 | 0 | 0 | 0 | 0 | 0.406 | 0 |  | --> | C18 ex ORANMORE | ORANMORE: T44 | GALWAY 110KV |  | 53.2672 | -8.9258
MV/LV Substation AB***923 | 20 kV | 400V(3ph) & 230V(single ph) | LV | 50 kVA :Pole Substation | 0.05 | --> | 0.05 | 0 | 0 | Constrained,otherwise capacity available =40kVA. | --> | 0.047 | 0 | 0 | 0 | 0 | 0.051 | 0 |  | --> | C12 ex BALLYHAUNIS | BALLYHAUNIS: T41∥T42 | DALTON |  | 53.7543 | -8.7635
MV/LV Substation AB***933 | 10 kV | 400V(3ph) & 230V(single ph) | LV | 400 kVA :Kiosk Substation | 0.4 | --> | 0.4 | 0 | 0 | Constrained,otherwise capacity available =248kVA. | --> | 0.38 | 0 | 0 | 0 | 0.01 | 0.412 | 0 |  | --> | C33 ex INCHICORE CENTRAL | INCHICORE CENTRAL: T45 | INCHICORE 220KV |  | 53.3389 | -6.3247
MV/LV Substation AB***955 | 10 kV | 400V(3ph) & 230V(single ph) | LV | 630 kVA :Kiosk Substation | 0.63 | --> | 0.63 | 0.453 | 3.2 |  | --> | 0.598 | 0 | 0 | 0 | 0 | 0.5 | 0 |  | --> | C15 ex BOYLE | BOYLE: T41∥T42 | CARRICK ON SHANNON |  | 53.9741 | -8.2934
MV/LV Substation AB***958Y | 10 kV | 400V(3ph) & 230V(single ph) | LV | 200 kVA :Kiosk Substation | 0.2 | --> | 0.2 | 0 | 0 | Constrained,otherwise capacity available =181kVA. | --> | 0.19 | 0 | 0 | 0 | 0.003 | 0 | 0 | Constrained,otherwise capacity available =199kW. | --> | C15 ex PORTARLINGTON | PORTARLINGTON: T41∥T42 | PORTLAOISE |  | 53.1631 | -7.196
MV/LV Substation AB***959 | 10 kV | 400V(3ph) & 230V(single ph) | LV | 630 kVA :Building Structure | 0.63 | --> | 0.63 | 0 | 0 | Constrained,otherwise capacity available =500kVA. | --> | 0.598 | 0 | 0 | 0 | 0 | 0.5 | 0 |  | --> | C12 ex WOODFORD | WOODFORD: T41∥T42 | KNOCKEARAGH |  | 52.0575 | -9.4306
MV/LV Substation AB***961 | 20 kV | 400V(3ph) & 230V(single ph) | LV | 100 kVA :Pole Substation | 0.1 | --> | 0.1 | 0 | 0 | Constrained,otherwise capacity available =100kVA. | --> | 0.095 | 0 | 0 | 0 | 0 | 0 | 0 | Constrained,otherwise capacity available =100kW. | --> | E17 ex PORTLAOISE | PORTLAOISE: T423∥T424 | PORTLAOISE |  | 52.8967 | -7.3732
MV/LV Substation AB***962 | 10 kV | 400V(3ph) & 230V(single ph) | LV | 100 kVA :Pole Substation | 0.1 | --> | 0.1 | 0 | 0 | Constrained,otherwise capacity available =28kVA. | --> | 0.095 | 0 | 0 | 0 | 0 | 0.109 | 0 |  | --> | C17 ex SKIBBEREEN | SKIBBEREEN: T41∥T42 | DUNMANWAY |  | 51.5334 | -9.2404
MV/LV Substation AB***975 | 10 kV | 400V(3ph) & 230V(single ph) | LV | 100 kVA :Pole Substation | 0.1 | --> | 0.1 | 0.091 | 1.2 |  | --> | 0.095 | 0 | 0 | 0 | 0.004 | 0.096 | 0 |  | --> | C12 ex ABBEYFEALE | ABBEYFEALE: T42 | TRIEN |  | 52.3833 | -9.2856
MV/LV Substation AB***977 | 10 kV | 400V(3ph) & 230V(single ph) | LV | 100 kVA :Pole Substation | 0.1 | --> | 0.1 | 0 | 0 | Constrained,otherwise capacity available =91kVA. | --> | 0.095 | 0 | 0 | 0 | 0.028 | 0.071 | 0 |  | --> | C30 ex CLAREGALWAY | CLAREGALWAY: T42 | GALWAY 110KV |  | 53.3797 | -9.0105
MV/LV Substation AB***993X | 20 kV | 400V(3ph) & 230V(single ph) | LV | 50 kVA :Pole Substation | 0.05 | --> | 0.05 | 0 | 0 | Constrained,otherwise capacity available =36kVA. | --> | 0.047 | 0 | 0 | 0 | 0 | 0.051 | 0 |  | --> | C14 ex BLAKE | BLAKE: T41∥T42 | BLAKE |  | 53.3155 | -6.9516
MV/LV Substation AC***018X | 10 kV | 400V(3ph) & 230V(single ph) | LV | 630 kVA :Building Structure | 0.63 | --> | 0.63 | 0.5 | 3 |  | --> | 0.598 | 0 | 0 | 0 | 0 | 0 | 0 | Constrained,otherwise capacity available =500kW. | --> | C14 ex SWINFORD | SWINFORD: T41∥T42 | CASTLEBAR |  | 54.0374 | -8.8943
MV/LV Substation AC***026 | 10 kV | 400V(3ph) & 230V(single ph) | LV | 200 kVA :Kiosk Substation | 0.2 | --> | 0.2 | 0.051 | 0.7 |  | --> | 0.19 | 0 | 0 | 0 | 0 | 0.221 | 0 |  | --> | C30 ex ACADEMY STREET | ACADEMY STREET: T44 | NAVAN |  | 53.6476 | -6.6772
MV/LV Substation AC***045 | 10 kV | 400V(3ph) & 230V(single ph) | LV | 100 kVA :Pole Substation | 0.1 | --> | 0.1 | 0 | 0 | Constrained,otherwise capacity available =64kVA. | --> | 0.095 | 0 | 0 | 0 | 0.007 | 0 | 0 | Constrained,otherwise capacity available =98kW. | --> | C15 ex MOUNTMELLICK | MOUNTMELLICK: T41∥T42 | PORTLAOISE |  | 53.1071 | -7.3089
MV/LV Substation AC***056 | 10 kV | 400V(3ph) & 230V(single ph) | LV | 400 kVA :Kiosk Substation | 0.4 | --> | 0.4 | 0.338 | 1.8 |  | --> | 0.38 | 0 | 0 | 0 | 0.023 | 0.385 | 0 |  | --> | C25 ex DUNDRUM | DUNDRUM: T41 | BLACKROCK |  | 53.2831 | -6.2549
MV/LV Substation AC***064 | 10 kV | 400V(3ph) & 230V(single ph) | LV | 50 kVA :Pole Substation | 0.05 | --> | 0.05 | 0.033 | 3 |  | --> | 0.047 | 0 | 0 | 0 | 0 | 0 | 0 | Constrained,otherwise capacity available =51kW. | --> | C14 ex SWINFORD | SWINFORD: T41∥T42 | CASTLEBAR |  | 54.038 | -8.8935
MV/LV Substation AC***103 | 10 kV | 400V(3ph) & 230V(single ph) | LV | 50 kVA :Pole Substation | 0.05 | --> | 0.05 | 0.042 | 4 |  | --> | 0.047 | 0 | 0 | 0 | 0 | 0.05 | 0 |  | --> | C17 ex DUNMANWAY | DUNMANWAY: T43 | DUNMANWAY |  | 51.7251 | -9.0766
MV/LV Substation AC***134Z | 10 kV | 400V(3ph) & 230V(single ph) | LV | 630 kVA :Kiosk Substation | 0.63 | --> | 0.63 | 0.468 | 0.7 |  | --> | 0.598 | 0 | 0 | 0 | 0 | 0.5 | 0 |  | --> | C26 ex ACADEMY STREET | ACADEMY STREET: T44 | NAVAN |  | 53.6473 | -6.6761
MV/LV Substation AC***135Z | 10 kV | 400V(3ph) & 230V(single ph) | LV | 630 kVA :Building Structure | 0.63 | --> | 0.63 | 0.5 | 0.7 |  | --> | 0.598 | 0 | 0 | 0 | 0 | 0.5 | 0 |  | --> | C26 ex ACADEMY STREET | ACADEMY STREET: T44 | NAVAN |  | 53.6462 | -6.6751
MV/LV Substation AC***150Y | 10 kV | 400V(3ph) & 230V(single ph) | LV | 400 kVA :Kiosk Substation | 0.4 | --> | 0.4 | 0 | 0 | Constrained,otherwise capacity available =356kVA. | --> | 0.38 | 0 | 0 | 0 | 0 | 0.406 | 0 |  | --> | C14 ex BLAKE | BLAKE: T41∥T42 | BLAKE |  | 53.2899 | -6.8847
MV/LV Substation AC***223Y | 20 kV | 400V(3ph) & 230V(single ph) | LV | 400 kVA :Kiosk Substation | 0.4 | --> | 0.4 | 0.343 | 1.3 |  | --> | 0.38 | 0 | 0 | 0 | 0 | 0.408 | 0 |  | --> | C16 ex ENNIS NORTH | ENNIS NORTH: T41∥T42 | ENNIS |  | 52.8593 | -9.0108
MV/LV Substation AC***251X | 20 kV | 400V(3ph) & 230V(single ph) | LV | 630 kVA :Kiosk Substation | 0.63 | --> | 0.63 | 0.5 | 1.1 |  | --> | 0.598 | 0 | 0 | 0 | 0.006 | 0 | 0 | Constrained,otherwise capacity available =500kW. | --> | E12 ex BELMULLET | BELMULLET: T421 | BELLACORICK |  | 54.2205 | -9.9888
MV/LV Substation AC***304Y | 10 kV | 400V(3ph) & 230V(single ph) | LV | 50 kVA :Pole Substation | 0.05 | --> | 0.05 | 0 | 0 | Constrained,otherwise capacity available =49kVA. | --> | 0.047 | 0 | 0 | 0 | 0 | 0.049 | 0 |  | --> | C21 ex CARRICKMACROSS | CARRICKMACROSS: T41 | MEATH HILL |  | 53.9197 | -6.6296
MV/LV Substation AC***342 | 10 kV | 400V(3ph) & 230V(single ph) | LV | 100 kVA :Pole Substation | 0.1 | --> | 0.1 | 0 | 0 | Constrained,otherwise capacity available =62kVA. | --> | 0.095 | 0 | 0 | 0 | 0.032 | 0 | 0 | Constrained,otherwise capacity available =71kW. | --> | C18 ex FERMOY NORTH | FERMOY NORTH: T41∥T42 | BARRYMORE |  | 52.1555 | -8.3316
MV/LV Substation AC***351 | 20 kV | 400V(3ph) & 230V(single ph) | LV | 200 kVA :Pole Substation | 0.2 | --> | 0.2 | 0.146 | 1.5 |  | --> | 0.19 | 0 | 0 | 0 | 0 | 0.207 | 0 |  | --> | E17 ex ACHILL | ACHILL: T422 | CARROWBEG |  | 53.9328 | -9.9146
MV/LV Substation AC***364 | 10 kV | 400V(3ph) & 230V(single ph) | LV | 50 kVA :Pole Substation | 0.05 | --> | 0.05 | 0 | 0 | Constrained,otherwise capacity available =42kVA. | --> | 0.047 | 0 | 0 | 0 | 0 | 0.05 | 0 |  | --> | C11 ex ATHENRY | ATHENRY: T41∥T42 | GALWAY 110KV |  | 53.2865 | -8.782
MV/LV Substation AC***376 | 20 kV | 400V(3ph) & 230V(single ph) | LV | 50 kVA :Pole Substation | 0.05 | --> | 0.05 | 0.043 | 1.5 |  | --> | 0.047 | 0 | 0 | 0 | 0 | 0.05 | 0 |  | --> | E17 ex ACHILL | ACHILL: T422 | CARROWBEG |  | 53.9345 | -9.9098
MV/LV Substation AC***394Y | 20 kV | 400V(3ph) & 230V(single ph) | LV | 50 kVA :Pole Substation | 0.05 | --> | 0.05 | 0.05 | 2.5 |  | --> | 0.047 | 0 | 0 | 0 | 0 | 0.049 | 0 |  | --> | C16 ex CURRA | CURRA: T41 | SOMERSET |  | 53.0753 | -8.4949
MV/LV Substation AC***400 | 10 kV | 400V(3ph) & 230V(single ph) | LV | 400 kVA :Building Structure | 0.4 | --> | 0.4 | 0.252 | 2.7 |  | --> | 0.38 | 0 | 0 | 0 | 0.011 | 0.41 | 0 |  | --> | C13 ex WHITEHALL | WHITEHALL: T41 | FINGLAS |  | 53.3748 | -6.2531
MV/LV Substation AC***4010 | 20 kV | 400V(3ph) & 230V(single ph) | LV | 50 kVA :Pole Substation | 0.05 | --> | 0.05 | 0.049 | 1.5 |  | --> | 0.047 | 0 | 0 | 0 | 0 | 0.049 | 0 |  | --> | E17 ex ACHILL | ACHILL: T422 | CARROWBEG |  | 53.9298 | -9.9253
MV/LV Substation AC***4025 | 10 kV | 400V(3ph) & 230V(single ph) | LV | 400 kVA :Building Structure | 0.4 | --> | 0.4 | 0.253 | 2.3 |  | --> | 0.38 | 0 | 0 | 0 | 0 | 0 | 0 | Constrained,otherwise capacity available =422kW. | --> | C17 ex GLENGOOLE | GLENGOOLE: T41 | THURLES |  | 52.6192 | -7.7208
MV/LV Substation AC***4039 | 10 kV | 400V(3ph) & 230V(single ph) | LV | 50 kVA :Pole Substation | 0.05 | --> | 0.05 | 0 | 0 | Constrained,otherwise capacity available =46kVA. | --> | 0.047 | 0 | 0 | 0 | 0 | 0 | 0 | Constrained,otherwise capacity available =49kW. | --> | C18 ex FERMOY NORTH | FERMOY NORTH: T41∥T42 | BARRYMORE |  | 52.149 | -8.3292
MV/LV Substation AC***4154 | 10 kV | 400V(3ph) & 230V(single ph) | LV | 630 kVA :Kiosk Substation | 0.63 | --> | 0.63 | 0.5 | 7.5 |  | --> | 0.598 | 0 | 0 | 0 | 0 | 0.5 | 0 |  | --> | C24 ex CARRICKMINES | CARRICKMINES: T42 | CARRICKMINES |  | 53.2472 | -6.1493
MV/LV Substation AC***4203 | 10 kV | 400V(3ph) & 230V(single ph) | LV | 400 kVA :Kiosk Substation | 0.4 | --> | 0.4 | 0.371 | 3.4 |  | --> | 0.38 | 0 | 0 | 0 | 0 | 0.403 | 0 |  | --> | C21 ex COOLOCK | COOLOCK: T41 | FINGLAS |  | 53.3969 | -6.197
MV/LV Substation AC***4269 | 10 kV | 400V(3ph) & 230V(single ph) | LV | 400 kVA :Kiosk Substation | 0.4 | --> | 0.4 | 0 | 0 | Constrained,otherwise capacity available =400kVA. | --> | 0.38 | 0 | 0 | 0 | 0 | 0.4 | 0 |  | --> | C12 ex KILDARE | KILDARE: T41∥T42 | NEWBRIDGE |  | 53.1562 | -6.9139
MV/LV Substation AC***4309 | 10 kV | 400V(3ph) & 230V(single ph) | LV | 200 kVA :Pole Substation | 0.2 | --> | 0.2 | 0.2 | 3.9 |  | --> | 0.19 | 0 | 0 | 0 | 0 | 0.2 | 0 |  | --> | C17 ex BALLYJAMESDUFF | BALLYJAMESDUFF: T41 | SHANKILL |  | 53.9107 | -7.2207
MV/LV Substation AC***448X | 10 kV | 400V(3ph) & 230V(single ph) | LV | 50 kVA :Pole Substation | 0.05 | --> | 0.05 | 0.046 | 3 |  | --> | 0.047 | 0 | 0 | 0 | 0 | 0 | 0 | Constrained,otherwise capacity available =49kW. | --> | C14 ex SWINFORD | SWINFORD: T41∥T42 | CASTLEBAR |  | 54.0365 | -8.8888
MV/LV Substation AC***470 | 20 kV | 400V(3ph) & 230V(single ph) | LV | 50 kVA :Pole Substation | 0.05 | --> | 0.05 | 0 | 0 | Constrained,otherwise capacity available =50kVA. | --> | 0.047 | 0 | 0 | 0 | 0 | 0.049 | 0 |  | --> | E17 ex HEADFORD | HEADFORD: T42 | CLOON |  | 53.4537 | -9.0945
MV/LV Substation AC***490Z | 10 kV | 400V(3ph) & 230V(single ph) | LV | 1000 kVA :Building Structure | 1 | --> | 1 | 0 | 0 | Constrained,otherwise capacity available =500kVA. | --> | 0.95 | 0 | 0 | 0 | 0 | 0.5 | 0 |  | --> | C31 ex SEMPERIT | SEMPERIT: T43 | GRANGE CASTLE |  | 53.3326 | -6.3796
MV/LV Substation AC***491Z | 10 kV | 400V(3ph) & 230V(single ph) | LV | 1000 kVA :Building Structure | 1 | --> | 1 | 0 | 0 | Constrained,otherwise capacity available =500kVA. | --> | 0.95 | 0 | 0 | 0 | 0 | 0.5 | 0 |  | --> | C31 ex SEMPERIT | SEMPERIT: T43 | GRANGE CASTLE |  | 53.3323 | -6.3793
MV/LV Substation AC***522X | 20 kV | 400V(3ph) & 230V(single ph) | LV | 200 kVA :Kiosk Substation | 0.2 | --> | 0.2 | 0.2 | 7.4 |  | --> | 0.19 | 0 | 0 | 0 | 0 | 0 | 0 | Constrained,otherwise capacity available =200kW. | --> | E14 ex ARIGNA | ARIGNA: T121 | ARIGNA |  | 54.0414 | -8.0484
MV/LV Substation AC***539X | 20 kV | 400V(3ph) & 230V(single ph) | LV | 200 kVA :Pole Substation | 0.2 | --> | 0.2 | 0.159 | 1.5 |  | --> | 0.19 | 0 | 0 | 0 | 0 | 0.206 | 0 |  | --> | E17 ex ACHILL | ACHILL: T422 | CARROWBEG |  | 53.9299 | -9.9282
MV/LV Substation AC***548Z | 10 kV | 400V(3ph) & 230V(single ph) | LV | 400 kVA :Building Structure | 0.4 | --> | 0.4 | 0 | 0 | Constrained,otherwise capacity available =394kVA. | --> | 0.38 | 0 | 0 | 0 | 0 | 0.4 | 0 |  | --> | C35 ex SEMPERIT | SEMPERIT: T43 | GRANGE CASTLE |  | 53.3222 | -6.3435
MV/LV Substation AC***558X | 10 kV | 400V(3ph) & 230V(single ph) | LV | 1000 kVA :Building Structure | 1 | --> | 1 | 0.5 | 6.5 |  | --> | 0.95 | 0 | 0 | 0 | 0 | 0.5 | 0 |  | --> | C20 ex MISERY HILL | MISERY HILL: T102 | POOLBEG |  | 53.3448 | -6.2493
MV/LV Substation AC***561Z | 10 kV | 400V(3ph) & 230V(single ph) | LV | 400 kVA :Kiosk Substation | 0.4 | --> | 0.4 | 0 | 0 | Constrained,otherwise capacity available =330kVA. | --> | 0.38 | 0 | 0 | 0 | 0 | 0.411 | 0 |  | --> | C20 ex COLLEGE PARK | COLLEGE PARK: T102 | COLLEGE PARK |  | 53.3928 | -6.3667
MV/LV Substation AC***576 | 10 kV | 400V(3ph) & 230V(single ph) | LV | 50 kVA :Pole Substation | 0.05 | --> | 0.05 | 0.011 | 3 |  | --> | 0.047 | 0 | 0 | 0 | 0.009 | 0 | 0 | Constrained,otherwise capacity available =45kW. | --> | C14 ex SWINFORD | SWINFORD: T41∥T42 | CASTLEBAR |  | 54.0371 | -8.8989
MV/LV Substation AC***576Z | 10 kV | 400V(3ph) & 230V(single ph) | LV | 630 kVA :Building Structure | 0.63 | --> | 0.63 | 0 | 0 | Constrained,otherwise capacity available =500kVA. | --> | 0.598 | 0 | 0 | 0 | 0 | 0.5 | 0 |  | --> | C22 ex SEMPERIT | SEMPERIT: T42 | GRANGE CASTLE |  | 53.3276 | -6.3565
MV/LV Substation AC***610Z | 20 kV | 400V(3ph) & 230V(single ph) | LV | 100 kVA :Pole Substation | 0.1 | --> | 0.1 | 0.083 | 0.8 |  | --> | 0.095 | 0 | 0 | 0 | 0 | 0.102 | 0 |  | --> | C20 ex KNOCKMULLEN | KNOCKMULLEN: T42 | GREAT ISLAND |  | 52.3237 | -6.8882
MV/LV Substation AC***611X | 20 kV | 400V(3ph) & 230V(single ph) | LV | 100 kVA :Pole Substation | 0.1 | --> | 0.1 | 0.066 | 1.5 |  | --> | 0.095 | 0 | 0 | 0 | 0 | 0.104 | 0 |  | --> | E17 ex ACHILL | ACHILL: T422 | CARROWBEG |  | 53.9716 | -10.1033
MV/LV Substation AC***663 | 20 kV | 400V(3ph) & 230V(single ph) | LV | 50 kVA :Pole Substation | 0.05 | --> | 0.05 | 0.048 | 4.6 |  | --> | 0.047 | 0 | 0 | 0 | 0 | 0.049 | 0 |  | --> | E20 ex CLARA | CLARA: T422 | THORNSBERRY |  | 53.3172 | -7.4945
MV/LV Substation AC***697 | 20 kV | 400V(3ph) & 230V(single ph) | LV | 50 kVA :Pole Substation | 0.05 | --> | 0.05 | 0.046 | 1.4 |  | --> | 0.047 | 0 | 0 | 0 | 0 | 0.049 | 0 |  | --> | E18 ex GARRANACANTY | GARRANACANTY: T422 | TIPPERARY |  | 52.5096 | -8.2173
MV/LV Substation AC***697 | 20 kV | 400V(3ph) & 230V(single ph) | LV | 100 kVA :Pole Substation | 0.1 | --> | 0.1 | 0.03 | 1.5 |  | --> | 0.095 | 0 | 0 | 0 | 0 | 0.11 | 0 |  | --> | E17 ex ACHILL | ACHILL: T422 | CARROWBEG |  | 53.9329 | -9.9188
MV/LV Substation AC***698 | 20 kV | 400V(3ph) & 230V(single ph) | LV | 400 kVA :Kiosk Substation | 0.4 | --> | 0.4 | 0.261 | 1.5 |  | --> | 0.38 | 0 | 0 | 0 | 0.038 | 0.381 | 0 |  | --> | E17 ex ACHILL | ACHILL: T422 | CARROWBEG |  | 53.9317 | -9.9237
MV/LV Substation AC***717X | 10 kV | 400V(3ph) & 230V(single ph) | LV | 630 kVA :Building Structure | 0.63 | --> | 0.63 | 0.5 | 1.5 |  | --> | 0.598 | 0 | 0 | 0 | 0 | 0.5 | 0 |  | --> | C14 ex GLOUCESTER PLACE | GLOUCESTER PLACE: T42 | MCDERMOTT |  | 53.3528 | -6.2599
MV/LV Substation AC***727 | 10 kV | 400V(3ph) & 230V(single ph) | LV | 50 kVA :Pole Substation | 0.05 | --> | 0.05 | 0.049 | 3.4 |  | --> | 0.047 | 0 | 0 | 0 | 0 | 0.049 | 0 |  | --> | C15 ex STICKILLEN | STICKILLEN: T41∥T42 | DRYBRIDGE |  | 53.8317 | -6.6534
MV/LV Substation AC***942Z | 20 kV | 400V(3ph) & 230V(single ph) | LV | 630 kVA :Kiosk Substation | 0.63 | --> | 0.63 | 0 | 0 | Constrained,otherwise capacity available =500kVA. | --> | 0.598 | 0 | 0 | 0 | 0.004 | 0.5 | 0 |  | --> | C14 ex KILDARE | KILDARE: T41∥T42 | NEWBRIDGE |  | 53.2156 | -6.9977
MV/LV Substation AC***977 | 10 kV | 400V(3ph) & 230V(single ph) | LV | 200 kVA :Pole Substation | 0.2 | --> | 0.2 | 0 | 0 | Constrained,otherwise capacity available =130kVA. | --> | 0.19 | 0 | 0 | 0 | 0.01 | 0 | 0 | Constrained,otherwise capacity available =200kW. | --> | C15 ex MOUNTMELLICK | MOUNTMELLICK: T41∥T42 | PORTLAOISE |  | 53.1105 | -7.3151
MV/LV Substation AC***991 | 20 kV | 400V(3ph) & 230V(single ph) | LV | 100 kVA :Pole Substation | 0.1 | --> | 0.1 | 0.07 | 7.4 |  | --> | 0.095 | 0 | 0 | 0 | 0.003 | 0 | 0 | Constrained,otherwise capacity available =101kW. | --> | E14 ex ARIGNA | ARIGNA: T121 | ARIGNA |  | 54.0392 | -8.0481
MV/LV Substation AD***005X | 10 kV | 400V(3ph) & 230V(single ph) | LV | 1000 kVA :Building Structure | 1 | --> | 1 | 0.5 | 1.1 |  | --> | 0.95 | 0 | 0 | 0 | 0 | 0.5 | 0 |  | --> | C40 ex BEDFORD ROW | BEDFORD ROW: T41 | FRANCIS STREET |  | 53.3462 | -6.2601
MV/LV Substation AD***009 | 10 kV | 400V(3ph) & 230V(single ph) | LV | 630 kVA :Kiosk Substation | 0.63 | --> | 0.63 | 0.244 | 2.1 |  | --> | 0.598 | 0 | 0 | 0 | 0.038 | 0.5 | 0 |  | --> | C16 ex SALLYNOGGIN ROAD | SALLYNOGGIN ROAD: T42 | CHERRYWOOD |  | 53.2819 | -6.1247
MV/LV Substation AD***009 | 20 kV | 400V(3ph) & 230V(single ph) | LV | 400 kVA :Kiosk Substation | 0.4 | --> | 0.4 | 0 | 0 | Constrained,otherwise capacity available =52kVA. | --> | 0.38 | 0 | 0 | 0 | 0.009 | 0.442 | 0 |  | --> | E16 ex PATRICKSWELL | PATRICKSWELL: T421∥T422 | LIMERICK |  | 52.5649 | -8.7908
MV/LV Substation AD***017Z | 10 kV | 400V(3ph) & 230V(single ph) | LV | 100 kVA :Pole Substation | 0.1 | --> | 0.1 | 0.065 | 1.6 |  | --> | 0.095 | 0 | 0 | 0 | 0.014 | 0.09 | 0 |  | --> | C11 ex SRAH | SRAH: T41∥T42 | THORNSBERRY |  | 53.265 | -7.5075
MV/LV Substation AD***038Z | 10 kV | 400V(3ph) & 230V(single ph) | LV | 630 kVA :Building Structure | 0.63 | --> | 0.63 | 0.5 | 1.1 |  | --> | 0.598 | 0 | 0 | 0 | 0 | 0 | 0 | Constrained,otherwise capacity available =500kW. | --> | C21 ex BALLYCOOLIN | BALLYCOOLIN: T43 | FINGLAS |  | 53.4089 | -6.3571
MV/LV Substation AD***057 | 10 kV | 400V(3ph) & 230V(single ph) | LV | 200 kVA :Kiosk Substation | 0.2 | --> | 0.2 | 0 | 9 |  | --> | 0.19 | 0 | 0 | 0 | 0 | 0.234 | 0 |  | --> | C12 ex MULLINGAR | MULLINGAR: T102 | MULLINGAR |  | 53.5201 | -7.3428
MV/LV Substation AD***089Z | 20 kV | 400V(3ph) & 230V(single ph) | LV | 200 kVA :Pole Substation | 0.2 | --> | 0.2 | 0.2 | 1 |  | --> | 0.19 | 0 | 0 | 0 | 0 | 0.2 | 0 |  | --> | E14 ex RANDALSTOWN | RANDALSTOWN: T422 | NAVAN |  | 53.7076 | -6.7388
MV/LV Substation AD***115 | 10 kV | 400V(3ph) & 230V(single ph) | LV | 400 kVA :Building Structure | 0.4 | --> | 0.4 | 0.245 | 9.7 |  | --> | 0.38 | 0 | 0 | 0 | 0.007 | 0.416 | 0 |  | --> | C22 ex ARTANE | ARTANE: T102 | FINGLAS |  | 53.395 | -6.2098
MV/LV Substation AD***149 | 20 kV | 400V(3ph) & 230V(single ph) | LV | 200 kVA :Pole Substation | 0.2 | --> | 0.2 | 0.198 | 1 |  | --> | 0.19 | 0 | 0 | 0 | 0 | 0.2 | 0 |  | --> | E14 ex RANDALSTOWN | RANDALSTOWN: T422 | NAVAN |  | 53.7084 | -6.7402
MV/LV Substation AD***156Z | 10 kV | 400V(3ph) & 230V(single ph) | LV | 400 kVA :Building Structure | 0.4 | --> | 0.4 | 0.386 | 1.2 |  | --> | 0.38 | 0 | 0 | 0 | 0 | 0.401 | 0 |  | --> | C13 ex SMEARLA | SMEARLA: T41 | TRIEN |  | 52.4513 | -9.492
MV/LV Substation AD***168 | 10 kV | 400V(3ph) & 230V(single ph) | LV | 400 kVA :Building Structure | 0.4 | --> | 0.4 | 0.292 | 4.5 |  | --> | 0.38 | 0 | 0 | 0 | 0.008 | 0 | 0 | Constrained,otherwise capacity available =408kW. | --> | C13 ex CHURCHTOWN | CHURCHTOWN: T41 | RATHKEALE |  | 52.4567 | -9.0575
MV/LV Substation AD***174Z | 10 kV | 400V(3ph) & 230V(single ph) | LV | 630 kVA :Building Structure | 0.63 | --> | 0.63 | 0 | 0 | Constrained,otherwise capacity available =463kVA. | --> | 0.598 | 0 | 0 | 0 | 0 | 0.5 | 0 |  | --> | C18 ex NAAS | NAAS: T42 | NEWBRIDGE |  | 53.2042 | -6.7407
MV/LV Substation AD***185Z | 10 kV | 400V(3ph) & 230V(single ph) | LV | 200 kVA :Kiosk Substation | 0.2 | --> | 0.2 | 0 | 0 | Constrained,otherwise capacity available =173kVA. | --> | 0.19 | 0 | 0 | 0 | 0 | 0.203 | 0 |  | --> | C12 ex LUCAN EAST | LUCAN EAST: T41∥T42 | GRANGE CASTLE |  | 53.3556 | -6.4498
MV/LV Substation AD***187 | 20 kV | 400V(3ph) & 230V(single ph) | LV | 200 kVA :Pole Substation | 0.2 | --> | 0.2 | 0.179 | 1.6 |  | --> | 0.19 | 0 | 0 | 0 | 0 | 0.203 | 0 |  | --> | E16 ex MILLTOWN (SR) | MILLTOWN (SR): T422 | OUGHTRAGH |  | 52.101 | -9.7867
MV/LV Substation AD***217Z | 20 kV | 400V(3ph) & 230V(single ph) | LV | 50 kVA :Pole Substation | 0.05 | --> | 0.05 | 0 | 0 | Constrained,otherwise capacity available =46kVA. | --> | 0.047 | 0 | 0 | 0 | 0.003 | 0 | 0 | Constrained,otherwise capacity available =46kW. | --> | E21 ex ASHBOURNE | ASHBOURNE: T421 | FINGLAS |  | 53.5566 | -6.3642
MV/LV Substation AD***226 | 10 kV | 400V(3ph) & 230V(single ph) | LV | 400 kVA :Kiosk Substation | 0.4 | --> | 0.4 | 0.4 | 3 |  | --> | 0.38 | 0 | 0 | 0 | 0 | 0.4 | 0 |  | --> | C20 ex KILMEADEN | KILMEADEN: T42 | BUTLERSTOWN |  | 52.2302 | -7.2384
MV/LV Substation AD***235 | 10 kV | 400V(3ph) & 230V(single ph) | LV | 400 kVA :Kiosk Substation | 0.4 | --> | 0.4 | 0.391 | 0.9 |  | --> | 0.38 | 0 | 0 | 0 | 0 | 0.4 | 0 |  | --> | C16 ex CARRAROE | CARRAROE: T42 | SCREEB |  | 53.2899 | -9.5515
MV/LV Substation AD***247X | 10 kV | 400V(3ph) & 230V(single ph) | LV | 400 kVA :Building Structure | 0.4 | --> | 0.4 | 0.359 | 3.2 |  | --> | 0.38 | 0 | 0 | 0 | 0 | 0.406 | 0 |  | --> | C17 ex BOYLE | BOYLE: T41∥T42 | CARRICK ON SHANNON |  | 53.985 | -8.2345
MV/LV Substation AD***292 | 20 kV | 400V(3ph) & 230V(single ph) | LV | 200 kVA :Pole Substation | 0.2 | --> | 0.2 | 0 | 0 | Constrained,otherwise capacity available =177kVA. | --> | 0.19 | 0 | 0 | 0 | 0 | 0.203 | 0 |  | --> | E18 ex DALTON | DALTON: T421∥T422 | DALTON |  | 53.6302 | -8.8011
MV/LV Substation AD***292Y | 20 kV | 400V(3ph) & 230V(single ph) | LV | 50 kVA :Pole Substation | 0.05 | --> | 0.05 | 0.048 | 2.2 |  | --> | 0.047 | 0 | 0 | 0 | 0 | 0.049 | 0 |  | --> | E11 ex CLONROCHE | CLONROCHE: T421∥T422 | WEXFORD |  | 52.4032 | -6.7113
MV/LV Substation AD***314X | 10 kV | 400V(3ph) & 230V(single ph) | LV | 1000 kVA :Building Structure | 1 | --> | 1 | 0 | 0 | Constrained,otherwise capacity available =500kVA. | --> | 0.95 | 0 | 0 | 0 | 0 | 0.5 | 0 |  | --> | C11 ex CAMDEN ROW | CAMDEN ROW: T41 | FRANCIS STREET |  | 53.3399 | -6.2688
MV/LV Substation AD***348X | 10 kV | 400V(3ph) & 230V(single ph) | LV | 400 kVA :Kiosk Substation | 0.4 | --> | 0.4 | 0 | 0 | Constrained,otherwise capacity available =348kVA. | --> | 0.38 | 0 | 0 | 0 | 0 | 0.407 | 0 |  | --> | C13 ex LITTLE BRAY | LITTLE BRAY: T41 | FASSAROE |  | 53.2057 | -6.1134
MV/LV Substation AD***386X | 10 kV | 400V(3ph) & 230V(single ph) | LV | 1000 kVA :Building Structure | 1 | --> | 1 | 0 | 0 | Constrained,otherwise capacity available =500kVA. | --> | 0.95 | 0 | 0 | 0 | 0.011 | 0.5 | 0 |  | --> | C13 ex GLASNEVIN | GLASNEVIN: T41 | FINGLAS |  | 53.3776 | -6.278
MV/LV Substation AD***4038 | 20 kV | 400V(3ph) & 230V(single ph) | LV | 50 kVA :Pole Substation | 0.05 | --> | 0.05 | 0.05 | 4.6 |  | --> | 0.047 | 0 | 0 | 0 | 0 | 0.049 | 0 |  | --> | E13 ex BALLYRAGGET | BALLYRAGGET: T421∥T422 | BALLYRAGGET |  | 52.7057 | -7.4333
MV/LV Substation AD***4039 | 10 kV | 400V(3ph) & 230V(single ph) | LV | 1000 kVA :Building Structure | 1 | --> | 1 | 0 | 0 | Constrained,otherwise capacity available =500kVA. | --> | 0.95 | 0 | 0 | 0 | 0 | 0.5 | 0 |  | --> | C11 ex CAMDEN ROW | CAMDEN ROW: T41 | FRANCIS STREET |  | 53.3399 | -6.2688
MV/LV Substation AD***4051 | 20 kV | 400V(3ph) & 230V(single ph) | LV | 50 kVA :Pole Substation | 0.05 | --> | 0.05 | 0 | 0 | Constrained,otherwise capacity available =50kVA. | --> | 0.047 | 0 | 0 | 0 | 0 | 0.049 | 0 |  | --> | E16 ex PATRICKSWELL | PATRICKSWELL: T421∥T422 | LIMERICK |  | 52.5447 | -8.7748
MV/LV Substation AD***4092 | 20 kV | 400V(3ph) & 230V(single ph) | LV | 200 kVA :Pole Substation | 0.2 | --> | 0.2 | 0 | 0 | Constrained,otherwise capacity available =180kVA. | --> | 0.19 | 0 | 0 | 0 | 0 | 0.203 | 0 |  | --> | E16 ex PATRICKSWELL | PATRICKSWELL: T421∥T422 | LIMERICK |  | 52.5543 | -8.7947
MV/LV Substation AD***414X | 10 kV | 400V(3ph) & 230V(single ph) | LV | 1000 kVA :Building Structure | 1 | --> | 1 | 0.491 | 8.7 |  | --> | 0.95 | 0 | 0 | 0 | 0 | 0.5 | 0 |  | --> | C24 ex HAROLDS CROSS | HAROLDS CROSS: T102 | POOLBEG |  | 53.3326 | -6.2622
MV/LV Substation AD***4288 | 20 kV | 400V(3ph) & 230V(single ph) | LV | 630 kVA :Kiosk Substation | 0.63 | --> | 0.63 | 0.45 | 12.8 |  | --> | 0.598 | 0 | 0 | 0 | 0 | 0.5 | 0 |  | --> | E17 ex ADAMSTOWN | ADAMSTOWN: T121 | INCHICORE 220KV |  | 53.3412 | -6.4731
MV/LV Substation AD***4289 | 20 kV | 400V(3ph) & 230V(single ph) | LV | 630 kVA :Kiosk Substation | 0.63 | --> | 0.63 | 0.492 | 12.8 |  | --> | 0.598 | 0 | 0 | 0 | 0 | 0.5 | 0 |  | --> | E17 ex ADAMSTOWN | ADAMSTOWN: T121 | INCHICORE 220KV |  | 53.3419 | -6.4713
MV/LV Substation AD***4318 | 10 kV | 400V(3ph) & 230V(single ph) | LV | 630 kVA :Kiosk Substation | 0.63 | --> | 0.63 | 0.5 | 5.7 |  | --> | 0.598 | 0 | 0 | 0 | 0 | 0.5 | 0 |  | --> | C11 ex HAROLDS CROSS | HAROLDS CROSS: T101 | POOLBEG |  | 53.3326 | -6.2574
MV/LV Substation AD***4321 | 20 kV | 400V(3ph) & 230V(single ph) | LV | 630 kVA :Kiosk Substation | 0.63 | --> | 0.63 | 0.5 | 12.8 |  | --> | 0.598 | 0 | 0 | 0 | 0 | 0.5 | 0 |  | --> | E17 ex ADAMSTOWN | ADAMSTOWN: T121 | INCHICORE 220KV |  | 53.342 | -6.4748
MV/LV Substation AD***4322 | 20 kV | 400V(3ph) & 230V(single ph) | LV | 400 kVA :Kiosk Substation | 0.4 | --> | 0.4 | 0.367 | 12.8 |  | --> | 0.38 | 0 | 0 | 0 | 0 | 0.404 | 0 |  | --> | E17 ex ADAMSTOWN | ADAMSTOWN: T121 | INCHICORE 220KV |  | 53.3408 | -6.4749
MV/LV Substation AD***4329 | 20 kV | 400V(3ph) & 230V(single ph) | LV | 50 kVA :Pole Substation | 0.05 | --> | 0.05 | 0.05 | 2.2 |  | --> | 0.047 | 0 | 0 | 0 | 0 | 0.049 | 0 |  | --> | E11 ex CLONROCHE | CLONROCHE: T421∥T422 | WEXFORD |  | 52.3912 | -6.7112
MV/LV Substation AD***4380 | 20 kV | 400V(3ph) & 230V(single ph) | LV | 630 kVA :Kiosk Substation | 0.63 | --> | 0.63 | 0.5 | 12.8 |  | --> | 0.598 | 0 | 0 | 0 | 0 | 0.5 | 0 |  | --> | E17 ex ADAMSTOWN | ADAMSTOWN: T121 | INCHICORE 220KV |  | 53.3413 | -6.4774
MV/LV Substation AD***442 | 20 kV | 400V(3ph) & 230V(single ph) | LV | 200 kVA :Building Structure | 0.2 | --> | 0.2 | 0 | 0 | Constrained,otherwise capacity available =106kVA. | --> | 0.19 | 0 | 0 | 0 | 0 | 0.213 | 0 |  | --> | E16 ex PATRICKSWELL | PATRICKSWELL: T421∥T422 | LIMERICK |  | 52.5556 | -8.7757
MV/LV Substation AD***4422 | 10 kV | 400V(3ph) & 230V(single ph) | LV | 630 kVA :Kiosk Substation | 0.63 | --> | 0.63 | 0 | 0 | Constrained,otherwise capacity available =500kVA. | --> | 0.598 | 0 | 0 | 0 | 0 | 0.5 | 0 |  | --> | C13 ex GLASNEVIN | GLASNEVIN: T41 | FINGLAS |  | 53.3709 | -6.2688
MV/LV Substation AD***486Z | 20 kV | 400V(3ph) & 230V(single ph) | LV | 400 kVA :Kiosk Substation | 0.4 | --> | 0.4 | 0.385 | 12.8 |  | --> | 0.38 | 0 | 0 | 0 | 0 | 0.402 | 0 |  | --> | E19 ex ADAMSTOWN | ADAMSTOWN: T121 | INCHICORE 220KV |  | 53.3375 | -6.455
MV/LV Substation AD***487Z | 20 kV | 400V(3ph) & 230V(single ph) | LV | 630 kVA :Kiosk Substation | 0.63 | --> | 0.63 | 0.371 | 12.8 |  | --> | 0.598 | 0 | 0 | 0 | 0.014 | 0.5 | 0 |  | --> | E19 ex ADAMSTOWN | ADAMSTOWN: T121 | INCHICORE 220KV |  | 53.3385 | -6.4554
MV/LV Substation AD***488Z | 20 kV | 400V(3ph) & 230V(single ph) | LV | 630 kVA :Kiosk Substation | 0.63 | --> | 0.63 | 0.5 | 12.8 |  | --> | 0.598 | 0 | 0 | 0 | 0 | 0.5 | 0 |  | --> | E19 ex ADAMSTOWN | ADAMSTOWN: T121 | INCHICORE 220KV |  | 53.3381 | -6.4596
MV/LV Substation AD***499Y | 10 kV | 400V(3ph) & 230V(single ph) | LV | 400 kVA :Building Structure | 0.4 | --> | 0.4 | 0.339 | 1.2 |  | --> | 0.38 | 0 | 0 | 0 | 0 | 0.409 | 0 |  | --> | C12 ex KYLEERAGH | KYLEERAGH: T42 | NENAGH |  | 52.8608 | -8.224
MV/LV Substation AD***525 | 10 kV | 400V(3ph) & 230V(single ph) | LV | 630 kVA :Building Structure | 0.63 | --> | 0.63 | 0 | 0 | Constrained,otherwise capacity available =399kVA. | --> | 0.598 | 0 | 0 | 0 | 0.003 | 0.5 | 0 |  | --> | C21 ex LEESON STREET | LEESON STREET: T41 | MILLTOWN (DR) |  | 53.332 | -6.2557
MV/LV Substation AD***528Z | 20 kV | 400V(3ph) & 230V(single ph) | LV | 400 kVA :Building Structure | 0.4 | --> | 0.4 | 0.374 | 12.8 |  | --> | 0.38 | 0 | 0 | 0 | 0 | 0.403 | 0 |  | --> | E19 ex ADAMSTOWN | ADAMSTOWN: T121 | INCHICORE 220KV |  | 53.3362 | -6.4696
MV/LV Substation AD***533Y | 10 kV | 400V(3ph) & 230V(single ph) | LV | 50 kVA :Pole Substation | 0.05 | --> | 0.05 | 0 | 0 | Constrained,otherwise capacity available =50kVA. | --> | 0.047 | 0 | 0 | 0 | 0 | 0 | 0 | Constrained,otherwise capacity available =49kW. | --> | C20 ex TEMPLEMORE | TEMPLEMORE: T42 | IKERRIN |  | 52.808 | -7.8562
MV/LV Substation AD***551 | 20 kV | 400V(3ph) & 230V(single ph) | LV | 100 kVA :Pole Substation | 0.1 | --> | 0.1 | 0.052 | 1.7 |  | --> | 0.095 | 0 | 0 | 0 | 0 | 0 | 0 | Constrained,otherwise capacity available =106kW. | --> | E18 ex CREESLOUGH | CREESLOUGH: T421 | ARDNAGAPPARY |  | 55.0521 | -7.9365
MV/LV Substation AD***580 | 20 kV | 400V(3ph) & 230V(single ph) | LV | 100 kVA :Pole Substation | 0.1 | --> | 0.1 | 0.091 | 12.8 |  | --> | 0.095 | 0 | 0 | 0 | 0 | 0.1 | 0 |  | --> | E19 ex ADAMSTOWN | ADAMSTOWN: T121 | INCHICORE 220KV |  | 53.3375 | -6.4481
MV/LV Substation AD***612Y | 20 kV | 400V(3ph) & 230V(single ph) | LV | 50 kVA :Pole Substation | 0.05 | --> | 0.05 | 0.026 | 2.2 |  | --> | 0.047 | 0 | 0 | 0 | 0 | 0.052 | 0 |  | --> | E11 ex CLONROCHE | CLONROCHE: T421∥T422 | WEXFORD |  | 52.3911 | -6.7146
MV/LV Substation AD***618Y | 20 kV | 400V(3ph) & 230V(single ph) | LV | 50 kVA :Pole Substation | 0.05 | --> | 0.05 | 0.043 | 2.2 |  | --> | 0.047 | 0 | 0 | 0 | 0 | 0.05 | 0 |  | --> | E11 ex CLONROCHE | CLONROCHE: T421∥T422 | WEXFORD |  | 52.3897 | -6.7166
MV/LV Substation AD***622Z | 20 kV | 400V(3ph) & 230V(single ph) | LV | 400 kVA :Building Structure | 0.4 | --> | 0.4 | 0.318 | 12.8 |  | --> | 0.38 | 0 | 0 | 0 | 0 | 0.412 | 0 |  | --> | E19 ex ADAMSTOWN | ADAMSTOWN: T121 | INCHICORE 220KV |  | 53.3362 | -6.4584
MV/LV Substation AD***645Z | 20 kV | 400V(3ph) & 230V(single ph) | LV | 400 kVA :Kiosk Substation | 0.4 | --> | 0.4 | 0.286 | 11.5 |  | --> | 0.38 | 0 | 0 | 0 | 0.081 | 0.331 | 0 |  | --> | E20 ex ADAMSTOWN | ADAMSTOWN: T122 | INCHICORE 220KV |  | 53.3389 | -6.469
MV/LV Substation AD***646Z | 20 kV | 400V(3ph) & 230V(single ph) | LV | 50 kVA :Pole Substation | 0.05 | --> | 0.05 | 0.049 | 12.8 |  | --> | 0.047 | 0 | 0 | 0 | 0 | 0.049 | 0 |  | --> | E19 ex ADAMSTOWN | ADAMSTOWN: T121 | INCHICORE 220KV |  | 53.3348 | -6.4611
MV/LV Substation AD***658Z | 20 kV | 400V(3ph) & 230V(single ph) | LV | 400 kVA :Building Structure | 0.4 | --> | 0.4 | 0.335 | 12.8 |  | --> | 0.38 | 0 | 0 | 0 | 0.007 | 0.402 | 0 |  | --> | E19 ex ADAMSTOWN | ADAMSTOWN: T121 | INCHICORE 220KV |  | 53.3361 | -6.4632
MV/LV Substation AD***720 | 10 kV | 400V(3ph) & 230V(single ph) | LV | 630 kVA :Building Structure | 0.63 | --> | 0.63 | 0.48 | 3.9 |  | --> | 0.598 | 0 | 0 | 0 | 0 | 0 | 0 | Constrained,otherwise capacity available =500kW. | --> | C16 ex DERRYBEG | DERRYBEG: T41∥T42 | ARDNAGAPPARY |  | 55.0617 | -8.28
MV/LV Substation AD***721Y | 10 kV | 400V(3ph) & 230V(single ph) | LV | 50 kVA :Pole Substation | 0.05 | --> | 0.05 | 0.035 | 4.8 |  | --> | 0.047 | 0 | 0 | 0 | 0 | 0.051 | 0 |  | --> | C19 ex ATHY | ATHY: T101 | ATHY |  | 52.9924 | -6.9978
MV/LV Substation AD***765 | 20 kV | 400V(3ph) & 230V(single ph) | LV | 50 kVA :Pole Substation | 0.05 | --> | 0.05 | 0.042 | 1.9 |  | --> | 0.047 | 0 | 0 | 0 | 0 | 0 | 0 | Constrained,otherwise capacity available =50kW. | --> | E15 ex GWEEDORE | GWEEDORE: T421 | ARDNAGAPPARY |  | 55.1124 | -8.1363
MV/LV Substation AD***787Y | 20 kV | 400V(3ph) & 230V(single ph) | LV | 50 kVA :Pole Substation | 0.05 | --> | 0.05 | 0.029 | 1.6 |  | --> | 0.047 | 0 | 0 | 0 | 0 | 0 | 0 | Constrained,otherwise capacity available =52kW. | --> | E21 ex CASTLETOWNBERE | CASTLETOWNBERE: T421 | BALLYLICKY |  | 51.7071 | -9.7146
MV/LV Substation AD***795Y | 10 kV | 400V(3ph) & 230V(single ph) | LV | 200 kVA :Pole Substation | 0.2 | --> | 0.2 | 0 | 0 | Constrained,otherwise capacity available =200kVA. | --> | 0.19 | 0 | 0 | 0 | 0 | 0 | 0 | Constrained,otherwise capacity available =200kW. | --> | C17 ex KILMALLOCK | KILMALLOCK: T42 | CHARLEVILLE |  | 52.4051 | -8.5852
MV/LV Substation AD***798 | 20 kV | 400V(3ph) & 230V(single ph) | LV | 200 kVA :Pole Substation | 0.2 | --> | 0.2 | 0.183 | 3.6 |  | --> | 0.19 | 0 | 0 | 0 | 0 | 0.202 | 0 |  | --> | E16 ex BALLYCROSSAUN | BALLYCROSSAUN: T421∥T422 | SOMERSET |  | 53.09 | -8.2303
MV/LV Substation AD***810 | 20 kV | 400V(3ph) & 230V(single ph) | LV | 50 kVA :Pole Substation | 0.05 | --> | 0.05 | 0 | 0 | Constrained,otherwise capacity available =50kVA. | --> | 0.047 | 0 | 0 | 0 | 0 | 0.049 | 0 |  | --> | C15 ex BALLYHAUNIS | BALLYHAUNIS: T41∥T42 | DALTON |  | 53.743 | -8.6346
MV/LV Substation AD***875X | 10 kV | 400V(3ph) & 230V(single ph) | LV | 630 kVA :Kiosk Substation | 0.63 | --> | 0.63 | 0.236 | 1 |  | --> | 0.598 | 0 | 0 | 0 | 0.046 | 0.5 | 0 |  | --> | C13 ex MANOR STREET | MANOR STREET: T41 | WATERFORD |  | 52.2601 | -7.104
MV/LV Substation AD***876 | 20 kV | 400V(3ph) & 230V(single ph) | LV | 400 kVA :Kiosk Substation | 0.4 | --> | 0.4 | 0.294 | 2.2 |  | --> | 0.38 | 0 | 0 | 0 | 0.015 | 0.4 | 0 |  | --> | E11 ex CLONROCHE | CLONROCHE: T421∥T422 | WEXFORD |  | 52.3919 | -6.7198
MV/LV Substation AD***917X | 10 kV | 400V(3ph) & 230V(single ph) | LV | 630 kVA :Kiosk Substation | 0.63 | --> | 0.63 | 0.473 | 5.6 |  | --> | 0.598 | 0 | 0 | 0 | 0 | 0.5 | 0 |  | --> | E11 ex CRANE | CRANE: T122 | CRANE |  | 52.5201 | -6.5623
MV/LV Substation AD***922Y | 20 kV | 400V(3ph) & 230V(single ph) | LV | 50 kVA :Pole Substation | 0.05 | --> | 0.05 | 0 | 0 | Constrained,otherwise capacity available =46kVA. | --> | 0.047 | 0 | 0 | 0 | 0 | 0 | 0 | Constrained,otherwise capacity available =49kW. | --> | E19 ex PORTLAOISE | PORTLAOISE: T423∥T424 | PORTLAOISE |  | 53.0298 | -7.26
MV/LV Substation AD***942 | 10 kV | 400V(3ph) & 230V(single ph) | LV | 100 kVA :Pole Substation | 0.1 | --> | 0.1 | 0.086 | 2.9 |  | --> | 0.095 | 0 | 0 | 0 | 0 | 0.101 | 0 |  | --> | C17 ex DUNLEER | DUNLEER: T41∥T42 | DRYBRIDGE |  | 53.8626 | -6.3565
MV/LV Substation AD***995 | 20 kV | 400V(3ph) & 230V(single ph) | LV | 50 kVA :Pole Substation | 0.05 | --> | 0.05 | 0 | 0 | Constrained,otherwise capacity available =44kVA. | --> | 0.047 | 0 | 0 | 0 | 0 | 0.05 | 0 |  | --> | E18 ex COLLOONEY | COLLOONEY: T422 | SLIGO |  | 54.1023 | -8.3985
MV/LV Substation AE***007 | 10 kV | 400V(3ph) & 230V(single ph) | LV | 630 kVA :Building Structure | 0.63 | --> | 0.63 | 0 | 0 | Constrained,otherwise capacity available =500kVA. | --> | 0.598 | 0 | 0 | 0 | 0 | 0.5 | 0 |  | --> | C29 ex GRANGE CASTLE | GRANGE CASTLE: T101 | INCHICORE 220KV |  | 53.2941 | -6.466
MV/LV Substation AE***008 | 10 kV | 400V(3ph) & 230V(single ph) | LV | 630 kVA :Building Structure | 0.63 | --> | 0.63 | 0 | 0 | Constrained,otherwise capacity available =491kVA. | --> | 0.598 | 0 | 0 | 0 | 0 | 0.5 | 0 |  | --> | C29 ex GRANGE CASTLE | GRANGE CASTLE: T101 | INCHICORE 220KV |  | 53.2911 | -6.4652
MV/LV Substation AE***009 | 10 kV | 400V(3ph) & 230V(single ph) | LV | 630 kVA :Building Structure | 0.63 | --> | 0.63 | 0 | 0 | Constrained,otherwise capacity available =500kVA. | --> | 0.598 | 0 | 0 | 0 | 0 | 0.5 | 0 |  | --> | C29 ex GRANGE CASTLE | GRANGE CASTLE: T101 | INCHICORE 220KV |  | 53.2921 | -6.4683
MV/LV Substation AE***010 | 10 kV | 400V(3ph) & 230V(single ph) | LV | 630 kVA :Building Structure | 0.63 | --> | 0.63 | 0 | 0 | Constrained,otherwise capacity available =330kVA. | --> | 0.598 | 0 | 0 | 0 | 0 | 0.5 | 0 |  | --> | C29 ex GRANGE CASTLE | GRANGE CASTLE: T101 | INCHICORE 220KV |  | 53.2909 | -6.4653
MV/LV Substation AE***094Z | 10 kV | 400V(3ph) & 230V(single ph) | LV | 200 kVA :Kiosk Substation | 0.2 | --> | 0.2 | 0 | 0 | Constrained,otherwise capacity available =142kVA. | --> | 0.19 | 0 | 0 | 0 | 0 | 0.208 | 0 |  | --> | C13 ex POPPINTREE | POPPINTREE: T101 | FINGLAS |  | 53.4187 | -6.2735
MV/LV Substation AE***099 | 10 kV | 400V(3ph) & 230V(single ph) | LV | 400 kVA :Building Structure | 0.4 | --> | 0.4 | 0.4 | 6.9 |  | --> | 0.38 | 0 | 0 | 0 | 0 | 0 | 0 | Constrained,otherwise capacity available =400kW. | --> | E11 ex RATHKEALE | RATHKEALE: T421∥T422 | RATHKEALE |  | 52.5951 | -8.9786
MV/LV Substation AE***4004 | 10 kV | 400V(3ph) & 230V(single ph) | LV | 630 kVA :Building Structure | 0.63 | --> | 0.63 | 0 | 0 | Constrained,otherwise capacity available =500kVA. | --> | 0.598 | 0 | 0 | 0 | 0 | 0.5 | 0 |  | --> | C29 ex GRANGE CASTLE | GRANGE CASTLE: T101 | INCHICORE 220KV |  | 53.2948 | -6.4661
MV/LV Substation AE***4005 | 10 kV | 400V(3ph) & 230V(single ph) | LV | 630 kVA :Building Structure | 0.63 | --> | 0.63 | 0 | 0 | Constrained,otherwise capacity available =500kVA. | --> | 0.598 | 0 | 0 | 0 | 0 | 0.5 | 0 |  | --> | C29 ex GRANGE CASTLE | GRANGE CASTLE: T101 | INCHICORE 220KV |  | 53.2919 | -6.4679
MV/LV Substation AE***4009 | 10 kV | 400V(3ph) & 230V(single ph) | LV | 630 kVA :Building Structure | 0.63 | --> | 0.63 | 0 | 0 | Constrained,otherwise capacity available =388kVA. | --> | 0.598 | 0 | 0 | 0 | 0 | 0.5 | 0 |  | --> | C29 ex GRANGE CASTLE | GRANGE CASTLE: T101 | INCHICORE 220KV |  | 53.2936 | -6.4634
MV/LV Substation AE***4078 | 10 kV | 400V(3ph) & 230V(single ph) | LV | 50 kVA :Pole Substation | 0.05 | --> | 0.05 | 0 | 0 | Constrained,otherwise capacity available =19kVA. | --> | 0.047 | 0 | 0 | 0 | 0 | 0 | 0 | Constrained,otherwise capacity available =54kW. | --> | C20 ex MOUNTMELLICK | MOUNTMELLICK: T41∥T42 | PORTLAOISE |  | 53.0718 | -7.3227
MV/LV Substation AE***4381 | 10 kV | 400V(3ph) & 230V(single ph) | LV | 50 kVA :Pole Substation | 0.05 | --> | 0.05 | 0.042 | 5.5 |  | --> | 0.047 | 0 | 0 | 0 | 0 | 0.05 | 0 |  | --> | C12 ex ABBEYLAND | ABBEYLAND: T42 | NAVAN |  | 53.6698 | -6.6868
MV/LV Substation AE***442 | 10 kV | 400V(3ph) & 230V(single ph) | LV | 630 kVA :Building Structure | 0.63 | --> | 0.63 | 0 | 0 | Constrained,otherwise capacity available =491kVA. | --> | 0.598 | 0 | 0 | 0 | 0 | 0.5 | 0 |  | --> | C22 ex SHANNON | SHANNON: T42 | DRUMLINE |  | 52.7041 | -8.8945
MV/LV Substation AE***446 | 10 kV | 400V(3ph) & 230V(single ph) | LV | 400 kVA :Building Structure | 0.4 | --> | 0.4 | 0 | 0 | Constrained,otherwise capacity available =292kVA. | --> | 0.38 | 0 | 0 | 0 | 0 | 0.416 | 0 |  | --> | C16 ex SHANNON | SHANNON: T42 | DRUMLINE |  | 52.7004 | -8.9074
MV/LV Substation AE***677 | 10 kV | 400V(3ph) & 230V(single ph) | LV | 200 kVA :Pole Substation | 0.2 | --> | 0.2 | 0.151 | 4.3 |  | --> | 0.19 | 0 | 0 | 0 | 0 | 0.207 | 0 |  | --> | C26 ex BAILIEBORO | BAILIEBORO: T41∥T42 | MEATH HILL |  | 53.9206 | -6.9936
MV/LV Substation AF***276Z | 10 kV | 400V(3ph) & 230V(single ph) | LV | 200 kVA :Kiosk Substation | 0.2 | --> | 0.2 | 0 | 0 | Constrained,otherwise capacity available =94kVA. | --> | 0.19 | 0 | 0 | 0 | 0 | 0.216 | 0 |  | --> | C16 ex SANTRY | SANTRY: T42 | FINGLAS |  | 53.3976 | -6.2273
MV/LV Substation AF***289X | 10 kV | 400V(3ph) & 230V(single ph) | LV | 630 kVA :Building Structure | 0.63 | --> | 0.63 | 0.187 | 4.6 |  | --> | 0.598 | 0 | 0 | 0 | 0.025 | 0.5 | 0 |  | --> | C28 ex CABRA | CABRA: T101 | FINGLAS |  | 53.3588 | -6.3059
MV/LV Substation AF***579 | 20 kV | 400V(3ph) & 230V(single ph) | LV | 200 kVA :Pole Substation | 0.2 | --> | 0.2 | 0 | 0 | Constrained,otherwise capacity available =148kVA. | --> | 0.19 | 0 | 0 | 0 | 0 | 0.207 | 0 |  | --> | E11 ex KILCOLGAN | KILCOLGAN: T421 | GALWAY 110KV |  | 53.1749 | -8.9026
MV/LV Substation AF***589X | 10 kV | 400V(3ph) & 230V(single ph) | LV | 400 kVA :Building Structure | 0.4 | --> | 0.4 | 0.366 | 8.7 |  | --> | 0.38 | 0 | 0 | 0 | 0 | 0.404 | 0 |  | --> | C22 ex KILLOTERAN | KILLOTERAN: T102 | KILLOTERAN |  | 52.2302 | -7.1452
MV/LV Substation AF***658 | 20 kV | 400V(3ph) & 230V(single ph) | LV | 50 kVA :Pole Substation | 0.05 | --> | 0.05 | 0 | 0 | Constrained,otherwise capacity available =32kVA. | --> | 0.047 | 0 | 0 | 0 | 0 | 0 | 0 | Constrained,otherwise capacity available =51kW. | --> | C11 ex MOUNTMELLICK | MOUNTMELLICK: T41∥T42 | PORTLAOISE |  | 53.1549 | -7.4733
MV/LV Substation AF***696Y | 10 kV | 400V(3ph) & 230V(single ph) | LV | 400 kVA :Kiosk Substation | 0.4 | --> | 0.4 | 0.309 | 2.7 |  | --> | 0.38 | 0 | 0 | 0 | 0.002 | 0.412 | 0 |  | --> | C11 ex RAMPARTS | RAMPARTS: T41 | DUNDALK |  | 53.9972 | -6.3989
MV/LV Substation AG***012Y | 20 kV | 400V(3ph) & 230V(single ph) | LV | 100 kVA :Pole Substation | 0.1 | --> | 0.1 | 0.061 | 1.8 |  | --> | 0.095 | 0 | 0 | 0 | 0 | 0.105 | 0 |  | --> | E21 ex CURRALEIGH | CURRALEIGH: T421∥T422 | KILBARRY |  | 51.923 | -8.6499
MV/LV Substation AG***024 | 10 kV | 400V(3ph) & 230V(single ph) | LV | 630 kVA :Kiosk Substation | 0.63 | --> | 0.63 | 0.5 | 1.2 |  | --> | 0.598 | 0 | 0 | 0 | 0.003 | 0 | 0 | Constrained,otherwise capacity available =500kW. | --> | C13 ex KNOCKAPHUNTA | KNOCKAPHUNTA: T41∥T42 | CASTLEBAR |  | 53.8469 | -9.3013
MV/LV Substation AG***036 | 20 kV | 400V(3ph) & 230V(single ph) | LV | 50 kVA :Pole Substation | 0.05 | --> | 0.05 | 0 | 0 | Constrained,otherwise capacity available =24kVA. | --> | 0.047 | 0 | 0 | 0 | 0 | 0 | 0 | Constrained,otherwise capacity available =53kW. | --> | E18 ex BEALNABLATH | BEALNABLATH: T421 | BANDON |  | 51.8825 | -8.7698
MV/LV Substation AG***046 | 20 kV | 400V(3ph) & 230V(single ph) | LV | 200 kVA :Pole Substation | 0.2 | --> | 0.2 | 0.005 | 0 | Constrained,otherwise capacity available =9kVA. | --> | 0.19 | 0 | 0 | 0 | 0.148 | 0.07 | 0 |  | --> | E21 ex FINEA | FINEA: T421∥T422 | SHANKILL |  | 53.8303 | -7.362
MV/LV Substation AG***061X | 20 kV | 400V(3ph) & 230V(single ph) | LV | 200 kVA :Pole Substation | 0.2 | --> | 0.2 | 0 | 0 | Constrained,otherwise capacity available =164kVA. | --> | 0.19 | 0 | 0 | 0 | 0 | 0.205 | 0 |  | --> | C12 ex BALLYHAUNIS | BALLYHAUNIS: T41∥T42 | DALTON |  | 53.827 | -8.8193
MV/LV Substation AG***070Z | 10 kV | 400V(3ph) & 230V(single ph) | LV | 400 kVA :Kiosk Substation | 0.4 | --> | 0.4 | 0 | 0 | Constrained,otherwise capacity available =225kVA. | --> | 0.38 | 0 | 0 | 0 | 0.024 | 0 | 0 | Constrained,otherwise capacity available =401kW. | --> | C20 ex PORTLAOISE | PORTLAOISE: T42 | PORTLAOISE |  | 53.0309 | -7.2823
MV/LV Substation AG***071Z | 10 kV | 400V(3ph) & 230V(single ph) | LV | 400 kVA :Kiosk Substation | 0.4 | --> | 0.4 | 0 | 0 | Constrained,otherwise capacity available =309kVA. | --> | 0.38 | 0 | 0 | 0 | 0.011 | 0 | 0 | Constrained,otherwise capacity available =402kW. | --> | C20 ex PORTLAOISE | PORTLAOISE: T42 | PORTLAOISE |  | 53.0322 | -7.2805
MV/LV Substation AG***074 | 20 kV | 400V(3ph) & 230V(single ph) | LV | 50 kVA :Pole Substation | 0.05 | --> | 0.05 | 0.041 | 3.7 |  | --> | 0.047 | 0 | 0 | 0 | 0 | 0 | 0 | Constrained,otherwise capacity available =50kW. | --> | E20 ex FOXHOLE | FOXHOLE: T421∥T422 | DUNGARVAN |  | 51.9036 | -7.9377
MV/LV Substation AG***076Y | 20 kV | 400V(3ph) & 230V(single ph) | LV | 50 kVA :Pole Substation | 0.05 | --> | 0.05 | 0.048 | 1.6 |  | --> | 0.047 | 0 | 0 | 0 | 0 | 0.049 | 0 |  | --> | E16 ex GURRANEBANE | GURRANEBANE: T421∥T422 | OUGHTRAGH |  | 51.8878 | -10.2159
MV/LV Substation AG***092 | 20 kV | 400V(3ph) & 230V(single ph) | LV | 50 kVA :Pole Substation | 0.05 | --> | 0.05 | 0.045 | 4.5 |  | --> | 0.047 | 0 | 0 | 0 | 0 | 0 | 0 | Constrained,otherwise capacity available =50kW. | --> | E13 ex TELAYDON | TELAYDON: T421 | LISDRUM |  | 54.2849 | -7.0343
MV/LV Substation AG***094X | 10 kV | 400V(3ph) & 230V(single ph) | LV | 400 kVA :Kiosk Substation | 0.4 | --> | 0.4 | 0 | 0 | Constrained,otherwise capacity available =245kVA. | --> | 0.38 | 0 | 0 | 0 | 0.008 | 0.415 | 0 |  | --> | C22 ex CAVAN | CAVAN: T42 | SHANKILL |  | 53.9957 | -7.3537
MV/LV Substation AG***100 | 10 kV | 400V(3ph) & 230V(single ph) | LV | 400 kVA :Kiosk Substation | 0.4 | --> | 0.4 | 0.332 | 1.2 |  | --> | 0.38 | 0 | 0 | 0 | 0.002 | 0 | 0 | Constrained,otherwise capacity available =408kW. | --> | C13 ex KNOCKAPHUNTA | KNOCKAPHUNTA: T41∥T42 | CASTLEBAR |  | 53.8495 | -9.2997
MV/LV Substation AG***115 | 20 kV | 400V(3ph) & 230V(single ph) | LV | 50 kVA :Pole Substation | 0.05 | --> | 0.05 | 0.05 | 4.4 |  | --> | 0.047 | 0 | 0 | 0 | 0 | 0.049 | 0 |  | --> | E15 ex MOHILL | MOHILL: T421∥T422 | CARRICK ON SHANNON |  | 54.0299 | -7.7913
MV/LV Substation AG***124Y | 10 kV | 400V(3ph) & 230V(single ph) | LV | 200 kVA :Pole Substation | 0.2 | --> | 0.2 | 0.2 | 1.2 |  | --> | 0.19 | 0 | 0 | 0 | 0 | 0 | 0 | Constrained,otherwise capacity available =200kW. | --> | C13 ex KNOCKAPHUNTA | KNOCKAPHUNTA: T41∥T42 | CASTLEBAR |  | 53.8357 | -9.296
MV/LV Substation AG***125 | 20 kV | 400V(3ph) & 230V(single ph) | LV | 50 kVA :Pole Substation | 0.05 | --> | 0.05 | 0.045 | 3.7 |  | --> | 0.047 | 0 | 0 | 0 | 0.003 | 0 | 0 | Constrained,otherwise capacity available =47kW. | --> | E20 ex FOXHOLE | FOXHOLE: T421∥T422 | DUNGARVAN |  | 51.9055 | -7.9435
MV/LV Substation AG***131 | 20 kV | 400V(3ph) & 230V(single ph) | LV | 50 kVA :Pole Substation | 0.05 | --> | 0.05 | 0.049 | 2.2 |  | --> | 0.047 | 0 | 0 | 0 | 0 | 0.049 | 0 |  | --> | E15 ex CLONROCHE | CLONROCHE: T421∥T422 | WEXFORD |  | 52.4346 | -6.7461
MV/LV Substation AG***133 | 20 kV | 400V(3ph) & 230V(single ph) | LV | 50 kVA :Pole Substation | 0.05 | --> | 0.05 | 0.046 | 6.4 |  | --> | 0.047 | 0 | 0 | 0 | 0 | 0 | 0 | Constrained,otherwise capacity available =49kW. | --> | E11 ex MACROOM | MACROOM: T422 | MACROOM |  | 51.9467 | -8.8078
MV/LV Substation AG***142X | 10 kV | 400V(3ph) & 230V(single ph) | LV | 50 kVA :Pole Substation | 0.05 | --> | 0.05 | 0.045 | 1.5 |  | --> | 0.047 | 0 | 0 | 0 | 0.011 | 0.038 | 0 |  | --> | C11 ex DERRYCRAMPH | DERRYCRAMPH: T41∥T42 | SHANKILL |  | 53.9596 | -7.3381
MV/LV Substation AG***166X | 10 kV | 400V(3ph) & 230V(single ph) | LV | 50 kVA :Pole Substation | 0.05 | --> | 0.05 | 0.03 | 3.7 |  | --> | 0.047 | 0 | 0 | 0 | 0 | 0.052 | 0 |  | --> | C18 ex CASTLEBLAYNEY | CASTLEBLAYNEY: T42 | DUNDALK |  | 54.153 | -6.6741
MV/LV Substation AG***171X | 10 kV | 400V(3ph) & 230V(single ph) | LV | 100 kVA :Pole Substation | 0.1 | --> | 0.1 | 0.086 | 7.7 |  | --> | 0.095 | 0 | 0 | 0 | 0 | 0.101 | 0 |  | --> | C20 ex GARRYCASTLE | GARRYCASTLE: T42 | ATHLONE |  | 53.4238 | -7.892
MV/LV Substation AG***175 | 10 kV | 400V(3ph) & 230V(single ph) | LV | 50 kVA :Pole Substation | 0.05 | --> | 0.05 | 0.048 | 5.2 |  | --> | 0.047 | 0 | 0 | 0 | 0 | 0.049 | 0 |  | --> | C12 ex KILFLYNN | KILFLYNN: T41∥T42 | TRALEE |  | 52.4058 | -9.6648
MV/LV Substation AG***179Y | 20 kV | 400V(3ph) & 230V(single ph) | LV | 50 kVA :Pole Substation | 0.05 | --> | 0.05 | 0.05 | 0.3 |  | --> | 0.047 | 0 | 0 | 0 | 0 | 0.049 | 0 |  | --> | C23 ex TUAM NORTH | TUAM NORTH: T41∥T42 | CLOON |  | 53.5769 | -9.025
MV/LV Substation AG***181X | 20 kV | 400V(3ph) & 230V(single ph) | LV | 50 kVA :Pole Substation | 0.05 | --> | 0.05 | 0.018 | 4.5 |  | --> | 0.047 | 0 | 0 | 0 | 0.031 | 0 | 0 | Constrained,otherwise capacity available =21kW. | --> | E13 ex TELAYDON | TELAYDON: T421 | LISDRUM |  | 54.2846 | -7.0814
MV/LV Substation AG***185X | 10 kV | 400V(3ph) & 230V(single ph) | LV | 50 kVA :Pole Substation | 0.05 | --> | 0.05 | 0.045 | 5.2 |  | --> | 0.047 | 0 | 0 | 0 | 0.008 | 0.041 | 0 |  | --> | C12 ex KILFLYNN | KILFLYNN: T41∥T42 | TRALEE |  | 52.4108 | -9.6843
MV/LV Substation AG***193 | 10 kV | 400V(3ph) & 230V(single ph) | LV | 50 kVA :Pole Substation | 0.05 | --> | 0.05 | 0.03 | 5.5 |  | --> | 0.047 | 0 | 0 | 0 | 0.003 | 0 | 0 | Constrained,otherwise capacity available =49kW. | --> | C22 ex ENNISKEANE | ENNISKEANE: T41∥T42 | BANDON |  | 51.7485 | -8.9785
MV/LV Substation AG***222 | 10 kV | 400V(3ph) & 230V(single ph) | LV | 400 kVA :Kiosk Substation | 0.4 | --> | 0.4 | 0.212 | 4.1 |  | --> | 0.38 | 0 | 0 | 0 | 0.01 | 0.418 | 0 |  | --> | C11 ex MARSHES | MARSHES: T41 | DUNDALK |  | 53.9859 | -6.3825
MV/LV Substation AG***230X | 20 kV | 400V(3ph) & 230V(single ph) | LV | 50 kVA :Pole Substation | 0.05 | --> | 0.05 | 0.05 | 7.4 |  | --> | 0.047 | 0 | 0 | 0 | 0 | 0 | 0 | Constrained,otherwise capacity available =49kW. | --> | E14 ex ARIGNA | ARIGNA: T121 | ARIGNA |  | 54.0566 | -8.0706
MV/LV Substation AG***240X | 20 kV | 400V(3ph) & 230V(single ph) | LV | 50 kVA :Pole Substation | 0.05 | --> | 0.05 | 0.039 | 2.6 |  | --> | 0.047 | 0 | 0 | 0 | 0 | 0 | 0 | Constrained,otherwise capacity available =51kW. | --> | E17 ex LISDRUM | LISDRUM: T422 | LISDRUM |  | 54.2409 | -7.0649
MV/LV Substation AG***246 | 20 kV | 400V(3ph) & 230V(single ph) | LV | 50 kVA :Pole Substation | 0.05 | --> | 0.05 | 0.027 | 3.2 |  | --> | 0.047 | 0 | 0 | 0 | 0 | 0.052 | 0 |  | --> | C16 ex BOYLE | BOYLE: T41∥T42 | CARRICK ON SHANNON |  | 54.0476 | -8.3359
MV/LV Substation AG***275 | 20 kV | 400V(3ph) & 230V(single ph) | LV | 50 kVA :Pole Substation | 0.05 | --> | 0.05 | 0.04 | 3.4 |  | --> | 0.047 | 0 | 0 | 0 | 0 | 0.051 | 0 |  | --> | E18 ex CLONMINCH | CLONMINCH: T422 | THORNSBERRY |  | 53.2601 | -7.5999
MV/LV Substation AG***277 | 10 kV | 400V(3ph) & 230V(single ph) | LV | 400 kVA :Kiosk Substation | 0.4 | --> | 0.4 | 0 | 0 | Constrained,otherwise capacity available =253kVA. | --> | 0.38 | 0 | 0 | 0 | 0 | 0.422 | 0 |  | --> | C18 ex COOLCORCORAN | COOLCORCORAN: T41∥T42 | KNOCKEARAGH |  | 52.0781 | -9.557
MV/LV Substation AG***277X | 10 kV | 400V(3ph) & 230V(single ph) | LV | 50 kVA :Pole Substation | 0.05 | --> | 0.05 | 0 | 0 | Constrained,otherwise capacity available =41kVA. | --> | 0.047 | 0 | 0 | 0 | 0 | 0.05 | 0 |  | --> | C14 ex MILFORD (NR) | MILFORD (NR): T41∥T42 | LETTERKENNY |  | 55.0922 | -7.6844
MV/LV Substation AG***283 | 20 kV | 400V(3ph) & 230V(single ph) | LV | 50 kVA :Pole Substation | 0.05 | --> | 0.05 | 0.05 | 2.6 |  | --> | 0.047 | 0 | 0 | 0 | 0 | 0 | 0 | Constrained,otherwise capacity available =49kW. | --> | E16 ex LISDRUM | LISDRUM: T422 | LISDRUM |  | 54.2466 | -6.9054
MV/LV Substation AG***285Y | 10 kV | 400V(3ph) & 230V(single ph) | LV | 50 kVA :Pole Substation | 0.05 | --> | 0.05 | 0.046 | 1.5 |  | --> | 0.047 | 0 | 0 | 0 | 0 | 0.049 | 0 |  | --> | C11 ex DERRYCRAMPH | DERRYCRAMPH: T41∥T42 | SHANKILL |  | 53.9663 | -7.3091
MV/LV Substation AG***311 | 20 kV | 400V(3ph) & 230V(single ph) | LV | 50 kVA :Pole Substation | 0.05 | --> | 0.05 | 0.05 | 1.6 |  | --> | 0.047 | 0 | 0 | 0 | 0 | 0.049 | 0 |  | --> | E18 ex GURRANEBANE | GURRANEBANE: T421∥T422 | OUGHTRAGH |  | 51.8381 | -10.329
MV/LV Substation AG***341Z | 20 kV | 400V(3ph) & 230V(single ph) | LV | 50 kVA :Pole Substation | 0.05 | --> | 0.05 | 0.037 | 2.7 |  | --> | 0.047 | 0 | 0 | 0 | 0 | 0 | 0 | Constrained,otherwise capacity available =51kW. | --> | E12 ex TULLOW | TULLOW: T422 | CARLOW |  | 52.7601 | -6.7369
MV/LV Substation AG***344 | 10 kV | 400V(3ph) & 230V(single ph) | LV | 50 kVA :Pole Substation | 0.05 | --> | 0.05 | 0 | 0 | Constrained,otherwise capacity available =11kVA. | --> | 0.047 | 0 | 0 | 0 | 0.004 | 0.05 | 0 |  | --> | C15 ex SAGGART | SAGGART: T41∥T42 | GRANGE CASTLE |  | 53.233 | -6.4318
MV/LV Substation AG***356 | 10 kV | 400V(3ph) & 230V(single ph) | LV | 50 kVA :Pole Substation | 0.05 | --> | 0.05 | 0 | 0 | Constrained,otherwise capacity available =47kVA. | --> | 0.047 | 0 | 0 | 0 | 0 | 0.049 | 0 |  | --> | C15 ex SAGGART | SAGGART: T41∥T42 | GRANGE CASTLE |  | 53.2315 | -6.4208
MV/LV Substation AG***359Y | 20 kV | 400V(3ph) & 230V(single ph) | LV | 50 kVA :Pole Substation | 0.05 | --> | 0.05 | 0.046 | 6.4 |  | --> | 0.047 | 0 | 0 | 0 | 0 | 0 | 0 | Constrained,otherwise capacity available =49kW. | --> | E11 ex MACROOM | MACROOM: T422 | MACROOM |  | 51.9468 | -8.8059
MV/LV Substation AG***382 | 20 kV | 400V(3ph) & 230V(single ph) | LV | 50 kVA :Pole Substation | 0.05 | --> | 0.05 | 0.047 | 3.7 |  | --> | 0.047 | 0 | 0 | 0 | 0 | 0 | 0 | Constrained,otherwise capacity available =49kW. | --> | E18 ex FOXHOLE | FOXHOLE: T421∥T422 | DUNGARVAN |  | 52.0728 | -7.8237
MV/LV Substation AG***4025 | 20 kV | 400V(3ph) & 230V(single ph) | LV | 200 kVA :Pole Substation | 0.2 | --> | 0.2 | 0.2 | 6.9 |  | --> | 0.19 | 0 | 0 | 0 | 0.159 | 0 | 0 | Constrained,otherwise capacity available =32kW. | --> | C17 ex BALLYSHANNON | BALLYSHANNON: T41∥T42 | CATHALEENS FALL |  | 54.5757 | -8.1194
MV/LV Substation AG***4056 | 20 kV | 400V(3ph) & 230V(single ph) | LV | 50 kVA :Pole Substation | 0.05 | --> | 0.05 | 0.05 | 4.5 |  | --> | 0.047 | 0 | 0 | 0 | 0 | 0 | 0 | Constrained,otherwise capacity available =49kW. | --> | E19 ex TELAYDON | TELAYDON: T421 | LISDRUM |  | 54.3003 | -6.9058
MV/LV Substation AG***406 | 20 kV | 400V(3ph) & 230V(single ph) | LV | 50 kVA :Pole Substation | 0.05 | --> | 0.05 | 0.044 | 3 |  | --> | 0.047 | 0 | 0 | 0 | 0.003 | 0 | 0 | Constrained,otherwise capacity available =47kW. | --> | E17 ex WINDSOR | WINDSOR: T421∥T422 | CASTLEBAR |  | 53.8671 | -9.2623
MV/LV Substation AG***4073 | 20 kV | 400V(3ph) & 230V(single ph) | LV | 200 kVA :Pole Substation | 0.2 | --> | 0.2 | 0.2 | 1.2 |  | --> | 0.19 | 0 | 0 | 0 | 0 | 0 | 0 | Constrained,otherwise capacity available =200kW. | --> | E17 ex BUNCRANA | BUNCRANA: T421∥T422 | TRILLICK |  | 55.1283 | -7.4129
MV/LV Substation AG***4088 | 10 kV | 400V(3ph) & 230V(single ph) | LV | 50 kVA :Pole Substation | 0.05 | --> | 0.05 | 0.05 | 3.2 |  | --> | 0.047 | 0 | 0 | 0 | 0 | 0.049 | 0 |  | --> | C12 ex BOYLE | BOYLE: T41∥T42 | CARRICK ON SHANNON |  | 53.9619 | -8.3054
MV/LV Substation AG***4130 | 20 kV | 400V(3ph) & 230V(single ph) | LV | 50 kVA :Pole Substation | 0.05 | --> | 0.05 | 0 | 0 | Constrained,otherwise capacity available =38kVA. | --> | 0.047 | 0 | 0 | 0 | 0 | 0.051 | 0 |  | --> | C12 ex BALLAGHADERREEN | BALLAGHADERREEN: T41∥T42 | TONROE |  | 53.847 | -8.5787
MV/LV Substation AG***4136 | 10 kV | 400V(3ph) & 230V(single ph) | LV | 50 kVA :Pole Substation | 0.05 | --> | 0.05 | 0.05 | 3.7 |  | --> | 0.047 | 0 | 0 | 0 | 0 | 0.049 | 0 |  | --> | C18 ex CASTLEBLAYNEY | CASTLEBLAYNEY: T42 | DUNDALK |  | 54.1532 | -6.6547
MV/LV Substation AG***4149 | 10 kV | 400V(3ph) & 230V(single ph) | LV | 100 kVA :Pole Substation | 0.1 | --> | 0.1 | 0.1 | 5.2 |  | --> | 0.095 | 0 | 0 | 0 | 0 | 0.1 | 0 |  | --> | C12 ex KILFLYNN | KILFLYNN: T41∥T42 | TRALEE |  | 52.4074 | -9.6696
MV/LV Substation AG***4153 | 10 kV | 400V(3ph) & 230V(single ph) | LV | 50 kVA :Pole Substation | 0.05 | --> | 0.05 | 0.05 | 4.6 |  | --> | 0.047 | 0 | 0 | 0 | 0 | 0.049 | 0 |  | --> | C14 ex BALLYJAMESDUFF | BALLYJAMESDUFF: T42 | SHANKILL |  | 53.8432 | -7.1522
MV/LV Substation AG***4184 | 20 kV | 400V(3ph) & 230V(single ph) | LV | 50 kVA :Pole Substation | 0.05 | --> | 0.05 | 0 | 0 | Constrained,otherwise capacity available =22kVA. | --> | 0.047 | 0 | 0 | 0 | 0.023 | 0.029 | 0 |  | --> | C11 ex TIMOLEAGUE | TIMOLEAGUE: T41 | BANDON |  | 51.6241 | -8.7776
MV/LV Substation AG***4224 | 20 kV | 400V(3ph) & 230V(single ph) | LV | 50 kVA :Pole Substation | 0.05 | --> | 0.05 | 0 | 0 | Constrained,otherwise capacity available =50kVA. | --> | 0.047 | 0 | 0 | 0 | 0 | 0.049 | 0 |  | --> | E17 ex CAVAN | CAVAN: T421 | SHANKILL |  | 54.0686 | -7.4036
MV/LV Substation AG***4254 | 20 kV | 400V(3ph) & 230V(single ph) | LV | 50 kVA :Pole Substation | 0.05 | --> | 0.05 | 0.038 | 4.5 |  | --> | 0.047 | 0 | 0 | 0 | 0 | 0 | 0 | Constrained,otherwise capacity available =51kW. | --> | E19 ex TELAYDON | TELAYDON: T421 | LISDRUM |  | 54.3266 | -6.916
MV/LV Substation AG***4268 | 20 kV | 400V(3ph) & 230V(single ph) | LV | 50 kVA :Pole Substation | 0.05 | --> | 0.05 | 0.041 | 4.5 |  | --> | 0.047 | 0 | 0 | 0 | 0 | 0 | 0 | Constrained,otherwise capacity available =50kW. | --> | E13 ex TELAYDON | TELAYDON: T421 | LISDRUM |  | 54.2559 | -7.0983
MV/LV Substation AG***428 | 20 kV | 400V(3ph) & 230V(single ph) | LV | 50 kVA :Pole Substation | 0.05 | --> | 0.05 | 0.044 | 1.2 |  | --> | 0.047 | 0 | 0 | 0 | 0.007 | 0 | 0 | Constrained,otherwise capacity available =42kW. | --> | E17 ex BUNCRANA | BUNCRANA: T421∥T422 | TRILLICK |  | 55.1319 | -7.4287
MV/LV Substation AG***4300 | 10 kV | 400V(3ph) & 230V(single ph) | LV | 50 kVA :Pole Substation | 0.05 | --> | 0.05 | 0.025 | 0 | Constrained,otherwise capacity available =50kVA. | --> | 0.047 | 0 | 0 | 0 | 0 | 0 | 0 | Constrained,otherwise capacity available =49kW. | --> | C16 ex TOOMEVARA | TOOMEVARA: T42 | NENAGH |  | 52.844 | -7.972
MV/LV Substation AG***4322 | 10 kV | 400V(3ph) & 230V(single ph) | LV | 50 kVA :Pole Substation | 0.05 | --> | 0.05 | 0 | 0 | Constrained,otherwise capacity available =46kVA. | --> | 0.047 | 0 | 0 | 0 | 0 | 0 | 0 | Constrained,otherwise capacity available =49kW. | --> | C17 ex ROSCREA | ROSCREA: T41 | IKERRIN |  | 52.912 | -7.8035
MV/LV Substation AG***433 | 10 kV | 400V(3ph) & 230V(single ph) | LV | 50 kVA :Pole Substation | 0.05 | --> | 0.05 | 0.045 | 3.8 |  | --> | 0.047 | 0 | 0 | 0 | 0 | 0.05 | 0 |  | --> | C19 ex KINGSCOURT | KINGSCOURT: T41 | MEATH HILL |  | 53.8719 | -6.8188
MV/LV Substation AG***4336 | 20 kV | 400V(3ph) & 230V(single ph) | LV | 50 kVA :Pole Substation | 0.05 | --> | 0.05 | 0.05 | 1.8 |  | --> | 0.047 | 0 | 0 | 0 | 0 | 0.049 | 0 |  | --> | E16 ex CURRALEIGH | CURRALEIGH: T421∥T422 | KILBARRY |  | 51.9154 | -8.7348
MV/LV Substation AG***445 | 10 kV | 400V(3ph) & 230V(single ph) | LV | 150 kVA :Pole Substation | 0.15 | --> | 0.15 | 0.147 | 1.7 |  | --> | 0.142 | 0 | 0 | 0 | 0 | 0 | 0 | Constrained,otherwise capacity available =149kW. | --> | C18 ex BALLYBAY | BALLYBAY: T41∥T42 | LISDRUM |  | 54.1467 | -7.0548
MV/LV Substation AG***446Y | 20 kV | 400V(3ph) & 230V(single ph) | LV | 50 kVA :Pole Substation | 0.05 | --> | 0.05 | 0.05 | 4.5 |  | --> | 0.047 | 0 | 0 | 0 | 0 | 0 | 0 | Constrained,otherwise capacity available =49kW. | --> | E13 ex TELAYDON | TELAYDON: T421 | LISDRUM |  | 54.2916 | -7.031
MV/LV Substation AG***458X | 10 kV | 400V(3ph) & 230V(single ph) | LV | 200 kVA :Pole Substation | 0.2 | --> | 0.2 | 0.199 | 2.8 |  | --> | 0.19 | 0 | 0 | 0 | 0 | 0.2 | 0 |  | --> | C18 ex TULLYNAMALRA | TULLYNAMALRA: T41∥T42 | MEATH HILL |  | 54.0622 | -6.8385
MV/LV Substation AG***462 | 10 kV | 400V(3ph) & 230V(single ph) | LV | 50 kVA :Pole Substation | 0.05 | --> | 0.05 | 0.044 | 3.9 |  | --> | 0.047 | 0 | 0 | 0 | 0 | 0.05 | 0 |  | --> | C22 ex ROSS CARBERY | ROSS CARBERY: T41∥T42 | DUNMANWAY |  | 51.5677 | -9.1306
MV/LV Substation AG***463Y | 20 kV | 400V(3ph) & 230V(single ph) | LV | 50 kVA :Pole Substation | 0.05 | --> | 0.05 | 0 | 0 | Constrained,otherwise capacity available =38kVA. | --> | 0.047 | 0 | 0 | 0 | 0 | 0.051 | 0 |  | --> | C18 ex CLONES | CLONES: T41∥T42 | SHANKILL |  | 54.1237 | -7.2535
MV/LV Substation AG***471 | 10 kV | 400V(3ph) & 230V(single ph) | LV | 50 kVA :Pole Substation | 0.05 | --> | 0.05 | 0.02 | 2.1 |  | --> | 0.047 | 0 | 0 | 0 | 0.004 | 0.049 | 0 |  | --> | C12 ex GRANAGH | GRANAGH: T41∥T42 | WATERFORD |  | 52.2809 | -7.2029
MV/LV Substation AG***473X | 20 kV | 400V(3ph) & 230V(single ph) | LV | 50 kVA :Pole Substation | 0.05 | --> | 0.05 | 0 | 0 | Constrained,otherwise capacity available =48kVA. | --> | 0.047 | 0 | 0 | 0 | 0 | 0.049 | 0 |  | --> | C11 ex TIMOLEAGUE | TIMOLEAGUE: T41 | BANDON |  | 51.6274 | -8.7732
MV/LV Substation AG***481X | 20 kV | 400V(3ph) & 230V(single ph) | LV | 100 kVA :Pole Substation | 0.1 | --> | 0.1 | 0 | 0 | Constrained,otherwise capacity available =87kVA. | --> | 0.095 | 0 | 0 | 0 | 0.007 | 0.094 | 0 |  | --> | C13 ex CLONAKILTY | CLONAKILTY: T41∥T42 | DUNMANWAY |  | 51.6173 | -8.8002
MV/LV Substation AG***485 | 20 kV | 400V(3ph) & 230V(single ph) | LV | 50 kVA :Pole Substation | 0.05 | --> | 0.05 | 0.035 | 3.7 |  | --> | 0.047 | 0 | 0 | 0 | 0 | 0.051 | 0 |  | --> | E15 ex JENKINSTOWN | JENKINSTOWN: T421∥T422 | DUNDALK |  | 54.0535 | -6.3576
MV/LV Substation AG***504Z | 10 kV | 400V(3ph) & 230V(single ph) | LV | 630 kVA :Building Structure | 0.63 | --> | 0.63 | 0 | 0 | Constrained,otherwise capacity available =500kVA. | --> | 0.598 | 0 | 0 | 0 | 0 | 0 | 0 | Constrained,otherwise capacity available =500kW. | --> | C20 ex BALLYCOOLIN | BALLYCOOLIN: T42 | FINGLAS |  | 53.4096 | -6.3479
MV/LV Substation AG***506 | 10 kV | 400V(3ph) & 230V(single ph) | LV | 50 kVA :Pole Substation | 0.05 | --> | 0.05 | 0 | 0 | Constrained,otherwise capacity available =36kVA. | --> | 0.047 | 0 | 0 | 0 | 0.004 | 0.046 | 0 |  | --> | C22 ex KILMONEY | KILMONEY: T41∥T42 | TRABEG |  | 51.8117 | -8.3841
MV/LV Substation AG***517Y | 20 kV | 400V(3ph) & 230V(single ph) | LV | 100 kVA :Pole Substation | 0.1 | --> | 0.1 | 0.1 | 0.9 |  | --> | 0.095 | 0 | 0 | 0 | 0 | 0 | 0 | Constrained,otherwise capacity available =100kW. | --> | C11 ex BANTRY | BANTRY: T41∥T42 | BALLYLICKY |  | 51.6498 | -9.3654
MV/LV Substation AG***523X | 10 kV | 400V(3ph) & 230V(single ph) | LV | 50 kVA :Pole Substation | 0.05 | --> | 0.05 | 0.048 | 2.1 |  | --> | 0.047 | 0 | 0 | 0 | 0 | 0.049 | 0 |  | --> | C12 ex GRANAGH | GRANAGH: T41∥T42 | WATERFORD |  | 52.2818 | -7.1966
MV/LV Substation AG***524 | 10 kV | 400V(3ph) & 230V(single ph) | LV | 50 kVA :Pole Substation | 0.05 | --> | 0.05 | 0 | 0 | Constrained,otherwise capacity available =34kVA. | --> | 0.047 | 0 | 0 | 0 | 0 | 0.051 | 0 |  | --> | C17 ex CARRIGALINE | CARRIGALINE: T41∥T42 | BARNAHELY |  | 51.7993 | -8.3368
MV/LV Substation AG***527 | 20 kV | 400V(3ph) & 230V(single ph) | LV | 200 kVA :Pole Substation | 0.2 | --> | 0.2 | 0.143 | 6.4 |  | --> | 0.19 | 0 | 0 | 0 | 0.026 | 0 | 0 | Constrained,otherwise capacity available =181kW. | --> | E11 ex MACROOM | MACROOM: T422 | MACROOM |  | 51.9449 | -8.8071
MV/LV Substation AG***551 | 10 kV | 400V(3ph) & 230V(single ph) | LV | 200 kVA :Pole Substation | 0.2 | --> | 0.2 | 0.2 | 1.7 |  | --> | 0.19 | 0 | 0 | 0 | 0 | 0 | 0 | Constrained,otherwise capacity available =200kW. | --> | C17 ex BALLYBAY | BALLYBAY: T41∥T42 | LISDRUM |  | 54.1172 | -6.8969
MV/LV Substation AG***554Z | 20 kV | 400V(3ph) & 230V(single ph) | LV | 50 kVA :Pole Substation | 0.05 | --> | 0.05 | 0.04 | 3.7 |  | --> | 0.047 | 0 | 0 | 0 | 0 | 0 | 0 | Constrained,otherwise capacity available =51kW. | --> | E18 ex FOXHOLE | FOXHOLE: T421∥T422 | DUNGARVAN |  | 52.0651 | -7.8248
MV/LV Substation AG***558 | 10 kV | 400V(3ph) & 230V(single ph) | LV | 50 kVA :Pole Substation | 0.05 | --> | 0.05 | 0.043 | 6.4 |  | --> | 0.047 | 0 | 0 | 0 | 0.006 | 0.043 | 0 |  | --> | C18 ex AGHAGAD | AGHAGAD: T41∥T42 | SLIGO |  | 54.3863 | -8.5451
MV/LV Substation AG***577 | 10 kV | 400V(3ph) & 230V(single ph) | LV | 100 kVA :Pole Substation | 0.1 | --> | 0.1 | 0 | 0 | Constrained,otherwise capacity available =64kVA. | --> | 0.095 | 0 | 0 | 0 | 0.007 | 0.098 | 0 |  | --> | C14 ex CARRICK ON SHANNON | CARRICK ON SHANNON: T41∥T42 | CARRICK ON SHANNON |  | 53.9543 | -8.0688
MV/LV Substation AG***578 | 10 kV | 400V(3ph) & 230V(single ph) | LV | 400 kVA :Kiosk Substation | 0.4 | --> | 0.4 | 0 | 0 | Constrained,otherwise capacity available =368kVA. | --> | 0.38 | 0 | 0 | 0 | 0.026 | 0.372 | 0 | Constrained,otherwise capacity available =377kW. | --> | C12 ex TIMOLEAGUE | TIMOLEAGUE: T41 | BANDON |  | 51.7104 | -8.8914
MV/LV Substation AG***585X | 20 kV | 400V(3ph) & 230V(single ph) | LV | 50 kVA :Pole Substation | 0.05 | --> | 0.05 | 0 | 0 | Constrained,otherwise capacity available =50kVA. | --> | 0.047 | 0 | 0 | 0 | 0 | 0.049 | 0 |  | --> | E11 ex CAVAN | CAVAN: T421 | SHANKILL |  | 54.0512 | -7.3186
MV/LV Substation AG***598Y | 20 kV | 400V(3ph) & 230V(single ph) | LV | 400 kVA :Kiosk Substation | 0.4 | --> | 0.4 | 0 | 0 | Constrained,otherwise capacity available =345kVA. | --> | 0.38 | 0 | 0 | 0 | 0 | 0.408 | 0 |  | --> | E17 ex CREAGH | CREAGH: T421∥T422 | ATHLONE |  | 53.3311 | -8.3078
MV/LV Substation AG***604 | 10 kV | 400V(3ph) & 230V(single ph) | LV | 50 kVA :Pole Substation | 0.05 | --> | 0.05 | 0.038 | 2.3 |  | --> | 0.047 | 0 | 0 | 0 | 0.003 | 0.047 | 0 |  | --> | C11 ex CASTLECOMER | CASTLECOMER: T41∥T42 | BALLYRAGGET |  | 52.8089 | -7.1897
MV/LV Substation AG***634 | 10 kV | 400V(3ph) & 230V(single ph) | LV | 50 kVA :Pole Substation | 0.05 | --> | 0.05 | 0.046 | 0.3 |  | --> | 0.047 | 0 | 0 | 0 | 0 | 0 | 0 | Constrained,otherwise capacity available =49kW. | --> | C20 ex DRUMBEAR | DRUMBEAR: T41∥T42 | LISDRUM |  | 54.2449 | -6.9343
MV/LV Substation AG***667X | 10 kV | 400V(3ph) & 230V(single ph) | LV | 50 kVA :Pole Substation | 0.05 | --> | 0.05 | 0.05 | 3.9 |  | --> | 0.047 | 0 | 0 | 0 | 0 | 0.049 | 0 |  | --> | C19 ex BALLYJAMESDUFF | BALLYJAMESDUFF: T41 | SHANKILL |  | 53.8174 | -7.2463
MV/LV Substation AG***678 | 20 kV | 400V(3ph) & 230V(single ph) | LV | 50 kVA :Pole Substation | 0.05 | --> | 0.05 | 0.046 | 2 |  | --> | 0.047 | 0 | 0 | 0 | 0 | 0.049 | 0 |  | --> | E17 ex BALLYCONNELL | BALLYCONNELL: T421∥T422 | GORTAWEE |  | 54.0973 | -7.5788
MV/LV Substation AG***711Y | 20 kV | 400V(3ph) & 230V(single ph) | LV | 50 kVA :Pole Substation | 0.05 | --> | 0.05 | 0.047 | 2.8 |  | --> | 0.047 | 0 | 0 | 0 | 0 | 0.049 | 0 |  | --> | E12 ex LONGFORD | LONGFORD: T422 | RICHMOND |  | 53.8835 | -7.6586
MV/LV Substation AG***717 | 20 kV | 400V(3ph) & 230V(single ph) | LV | 50 kVA :Pole Substation | 0.05 | --> | 0.05 | 0.045 | 1.2 |  | --> | 0.047 | 0 | 0 | 0 | 0 | 0 | 0 | Constrained,otherwise capacity available =50kW. | --> | E17 ex BUNCRANA | BUNCRANA: T421∥T422 | TRILLICK |  | 55.1325 | -7.4327
MV/LV Substation AG***729 | 10 kV | 400V(3ph) & 230V(single ph) | LV | 400 kVA :Kiosk Substation | 0.4 | --> | 0.4 | 0 | 0 | Constrained,otherwise capacity available =60kVA. | --> | 0.38 | 0 | 0 | 0 | 0.007 | 0.409 | 0 |  | --> | C11 ex ATHENRY | ATHENRY: T41∥T42 | GALWAY 110KV |  | 53.2873 | -8.7783
MV/LV Substation AG***780 | 20 kV | 400V(3ph) & 230V(single ph) | LV | 50 kVA :Pole Substation | 0.05 | --> | 0.05 | 0.044 | 2.7 |  | --> | 0.047 | 0 | 0 | 0 | 0 | 0 | 0 | Constrained,otherwise capacity available =50kW. | --> | E12 ex TULLOW | TULLOW: T422 | CARLOW |  | 52.7599 | -6.7324
MV/LV Substation AG***793 | 10 kV | 400V(3ph) & 230V(single ph) | LV | 50 kVA :Pole Substation | 0.05 | --> | 0.05 | 0.028 | 1.6 |  | --> | 0.047 | 0 | 0 | 0 | 0.003 | 0.049 | 0 |  | --> | C18 ex SRAH | SRAH: T41∥T42 | THORNSBERRY |  | 53.2893 | -7.5896
MV/LV Substation AG***793X | 10 kV | 400V(3ph) & 230V(single ph) | LV | 100 kVA :Pole Substation | 0.1 | --> | 0.1 | 0.1 | 3.1 |  | --> | 0.095 | 0 | 0 | 0 | 0 | 0.1 | 0 |  | --> | C19 ex ERRIGAL | ERRIGAL: T41 | SHANKILL |  | 54.0617 | -7.0022
MV/LV Substation AG***803 | 20 kV | 400V(3ph) & 230V(single ph) | LV | 50 kVA :Pole Substation | 0.05 | --> | 0.05 | 0 | 0 | Constrained,otherwise capacity available =40kVA. | --> | 0.047 | 0 | 0 | 0 | 0 | 0 | 0 | Constrained,otherwise capacity available =51kW. | --> | C15 ex CLOONLOUGH | CLOONLOUGH: T41∥T42 | BARRYMORE |  | 52.254 | -8.4028
MV/LV Substation AG***807 | 20 kV | 400V(3ph) & 230V(single ph) | LV | 100 kVA :Pole Substation | 0.1 | --> | 0.1 | 0.1 | 7.4 |  | --> | 0.095 | 0 | 0 | 0 | 0 | 0 | 0 | Constrained,otherwise capacity available =100kW. | --> | E14 ex ARIGNA | ARIGNA: T121 | ARIGNA |  | 54.0644 | -8.0893
MV/LV Substation AG***807X | 20 kV | 400V(3ph) & 230V(single ph) | LV | 50 kVA :Pole Substation | 0.05 | --> | 0.05 | 0 | 0 | Constrained,otherwise capacity available =50kVA. | --> | 0.047 | 0 | 0 | 0 | 0 | 0 | 0 | Constrained,otherwise capacity available =49kW. | --> | E20 ex BIRR | BIRR: T422 | DALLOW |  | 53.0259 | -8.0645
MV/LV Substation AG***813X | 20 kV | 400V(3ph) & 230V(single ph) | LV | 50 kVA :Pole Substation | 0.05 | --> | 0.05 | 0 | 0 | Constrained,otherwise capacity available =44kVA. | --> | 0.047 | 0 | 0 | 0 | 0 | 0 | 0 | Constrained,otherwise capacity available =50kW. | --> | E18 ex BEALNABLATH | BEALNABLATH: T421 | BANDON |  | 51.8835 | -8.7557
MV/LV Substation AG***820X | 10 kV | 400V(3ph) & 230V(single ph) | LV | 200 kVA :Pole Substation | 0.2 | --> | 0.2 | 0.197 | 0.3 |  | --> | 0.19 | 0 | 0 | 0 | 0.003 | 0.196 | 0 |  | --> | C16 ex TUAM NORTH | TUAM NORTH: T41∥T42 | CLOON |  | 53.47 | -8.9686
MV/LV Substation AG***831 | 20 kV | 400V(3ph) & 230V(single ph) | LV | 50 kVA :Pole Substation | 0.05 | --> | 0.05 | 0.043 | 3.7 |  | --> | 0.047 | 0 | 0 | 0 | 0 | 0 | 0 | Constrained,otherwise capacity available =50kW. | --> | E18 ex FOXHOLE | FOXHOLE: T421∥T422 | DUNGARVAN |  | 52.0701 | -7.822
MV/LV Substation AG***832 | 20 kV | 400V(3ph) & 230V(single ph) | LV | 50 kVA :Pole Substation | 0.05 | --> | 0.05 | 0.034 | 3.7 |  | --> | 0.047 | 0 | 0 | 0 | 0 | 0 | 0 | Constrained,otherwise capacity available =51kW. | --> | E18 ex FOXHOLE | FOXHOLE: T421∥T422 | DUNGARVAN |  | 52.0724 | -7.827
MV/LV Substation AG***836 | 20 kV | 400V(3ph) & 230V(single ph) | LV | 50 kVA :Pole Substation | 0.05 | --> | 0.05 | 0.04 | 3.7 |  | --> | 0.047 | 0 | 0 | 0 | 0.004 | 0 | 0 | Constrained,otherwise capacity available =46kW. | --> | E18 ex FOXHOLE | FOXHOLE: T421∥T422 | DUNGARVAN |  | 52.0673 | -7.8239
MV/LV Substation AG***841X | 20 kV | 400V(3ph) & 230V(single ph) | LV | 50 kVA :Pole Substation | 0.05 | --> | 0.05 | 0 | 0 | Constrained,otherwise capacity available =47kVA. | --> | 0.047 | 0 | 0 | 0 | 0.004 | 0.045 | 0 |  | --> | E20 ex GLASMORE | GLASMORE: T422 | GLASMORE |  | 53.5074 | -6.185
MV/LV Substation AG***901X | 10 kV | 400V(3ph) & 230V(single ph) | LV | 200 kVA :Kiosk Substation | 0.2 | --> | 0.2 | 0.068 | 0.3 |  | --> | 0.19 | 0 | 0 | 0 | 0.004 | 0 | 0 | Constrained,otherwise capacity available =215kW. | --> | C20 ex DRUMBEAR | DRUMBEAR: T41∥T42 | LISDRUM |  | 54.2409 | -6.9501
MV/LV Substation AG***901X | 10 kV | 400V(3ph) & 230V(single ph) | LV | 50 kVA :Pole Substation | 0.05 | --> | 0.05 | 0.043 | 0.7 |  | --> | 0.047 | 0 | 0 | 0 | 0 | 0.05 | 0 |  | --> | C17 ex AGHAMORE | AGHAMORE: T42 | LANESBORO |  | 53.6738 | -7.9748
MV/LV Substation AG***902 | 10 kV | 400V(3ph) & 230V(single ph) | LV | 50 kVA :Pole Substation | 0.05 | --> | 0.05 | 0.021 | 12.2 |  | --> | 0.047 | 0 | 0 | 0 | 0.003 | 0.05 | 0 |  | --> | C36 ex SALTHILL | SALTHILL: T102 | SALTHILL |  | 53.2921 | -9.0829
MV/LV Substation AG***916 | 20 kV | 400V(3ph) & 230V(single ph) | LV | 50 kVA :Pole Substation | 0.05 | --> | 0.05 | 0 | 0 | Constrained,otherwise capacity available =27kVA. | --> | 0.047 | 0 | 0 | 0 | 0 | 0.052 | 0 |  | --> | C18 ex CLONES | CLONES: T41∥T42 | SHANKILL |  | 54.1132 | -7.227
MV/LV Substation AG***923 | 10 kV | 400V(3ph) & 230V(single ph) | LV | 100 kVA :Pole Substation | 0.1 | --> | 0.1 | 0.089 | 9.9 |  | --> | 0.095 | 0 | 0 | 0 | 0 | 0.101 | 0 |  | --> | C18 ex CONVOY | CONVOY: T41∥T42 | LETTERKENNY |  | 54.8668 | -7.62
MV/LV Substation AG***927 | 20 kV | 400V(3ph) & 230V(single ph) | LV | 100 kVA :Pole Substation | 0.1 | --> | 0.1 | 0.093 | 4.6 |  | --> | 0.095 | 0 | 0 | 0 | 0.003 | 0.097 | 0 |  | --> | E20 ex CLARA | CLARA: T422 | THORNSBERRY |  | 53.3168 | -7.5066
MV/LV Substation AG***933X | 20 kV | 400V(3ph) & 230V(single ph) | LV | 200 kVA :Pole Substation | 0.2 | --> | 0.2 | 0.2 | 3.7 |  | --> | 0.19 | 0 | 0 | 0 | 0 | 0.2 | 0 |  | --> | E15 ex JENKINSTOWN | JENKINSTOWN: T421∥T422 | DUNDALK |  | 54.0618 | -6.358
MV/LV Substation AG***938X | 10 kV | 400V(3ph) & 230V(single ph) | LV | 50 kVA :Pole Substation | 0.05 | --> | 0.05 | 0.049 | 2.6 |  | --> | 0.047 | 0 | 0 | 0 | 0 | 0.049 | 0 |  | --> | E13 ex AGHADA | AGHADA: T721 | N/A |  | 51.8368 | -8.2278
MV/LV Substation AG***970 | 10 kV | 400V(3ph) & 230V(single ph) | LV | 100 kVA :Pole Substation | 0.1 | --> | 0.1 | 0 | 0 | Constrained,otherwise capacity available =99kVA. | --> | 0.095 | 0 | 0 | 0 | 0 | 0.1 | 0 |  | --> | C11 ex ATHENRY | ATHENRY: T41∥T42 | GALWAY 110KV |  | 53.2892 | -8.7758
MV/LV Substation AG***980 | 10 kV | 400V(3ph) & 230V(single ph) | LV | 100 kVA :Pole Substation | 0.1 | --> | 0.1 | 0 | 0 | Constrained,otherwise capacity available =100kVA. | --> | 0.095 | 0 | 0 | 0 | 0 | 0.1 | 0 |  | --> | C12 ex CRANMORE | CRANMORE: T41∥T42 | SLIGO |  | 54.2355 | -8.4443
MV/LV Substation AG***984 | 20 kV | 400V(3ph) & 230V(single ph) | LV | 400 kVA :Kiosk Substation | 0.4 | --> | 0.4 | 0 | 0 | Constrained,otherwise capacity available =332kVA. | --> | 0.38 | 0 | 0 | 0 | 0.117 | 0.287 | 0 |  | --> | E11 ex CAVAN | CAVAN: T421 | SHANKILL |  | 54.0518 | -7.3142
MV/LV Substation AG***985 | 10 kV | 400V(3ph) & 230V(single ph) | LV | 50 kVA :Pole Substation | 0.05 | --> | 0.05 | 0 | 0 | Constrained,otherwise capacity available =45kVA. | --> | 0.047 | 0 | 0 | 0 | 0.003 | 0 | 0 | Constrained,otherwise capacity available =47kW. | --> | C14 ex TEMPLEMORE | TEMPLEMORE: T42 | IKERRIN |  | 52.8168 | -7.5104
MV/LV Substation AG***992 | 20 kV | 400V(3ph) & 230V(single ph) | LV | 100 kVA :Pole Substation | 0.1 | --> | 0.1 | 0.07 | 1.6 |  | --> | 0.095 | 0 | 0 | 0 | 0 | 0.104 | 0 |  | --> | E18 ex GURRANEBANE | GURRANEBANE: T421∥T422 | OUGHTRAGH |  | 51.8457 | -10.3302
MV/LV Substation AG***992X | 20 kV | 400V(3ph) & 230V(single ph) | LV | 50 kVA :Pole Substation | 0.05 | --> | 0.05 | 0.048 | 2.7 |  | --> | 0.047 | 0 | 0 | 0 | 0 | 0.049 | 0 |  | --> | E17 ex LONGFORD | LONGFORD: T421 | RICHMOND |  | 53.7957 | -7.5937
MV/LV Substation AG***997 | 10 kV | 400V(3ph) & 230V(single ph) | LV | 50 kVA :Pole Substation | 0.05 | --> | 0.05 | 0.044 | 5.2 |  | --> | 0.047 | 0 | 0 | 0 | 0 | 0.05 | 0 |  | --> | C12 ex KILFLYNN | KILFLYNN: T41∥T42 | TRALEE |  | 52.4084 | -9.6636
MV/LV Substation AH***034Z | 20 kV | 400V(3ph) & 230V(single ph) | LV | 50 kVA :Pole Substation | 0.05 | --> | 0.05 | 0 | 0 | Constrained,otherwise capacity available =47kVA. | --> | 0.047 | 0 | 0 | 0 | 0 | 0.049 | 0 |  | --> | E11 ex WHITECHURCH | WHITECHURCH: T421 | KILBARRY |  | 52.0307 | -8.6926
MV/LV Substation AH***041 | 20 kV | 400V(3ph) & 230V(single ph) | LV | 50 kVA :Pole Substation | 0.05 | --> | 0.05 | 0.043 | 5.1 |  | --> | 0.047 | 0 | 0 | 0 | 0 | 0.05 | 0 |  | --> | E15 ex BALLYBUNION | BALLYBUNION: T421∥T422 | TRIEN |  | 52.5067 | -9.6542
MV/LV Substation AH***103X | 10 kV | 400V(3ph) & 230V(single ph) | LV | 50 kVA :Pole Substation | 0.05 | --> | 0.05 | 0.048 | 2.6 |  | --> | 0.047 | 0 | 0 | 0 | 0 | 0 | 0 | Constrained,otherwise capacity available =49kW. | --> | C14 ex CLOONBANNIN | CLOONBANNIN: T42 | GLENLARA |  | 52.0956 | -9.1369
MV/LV Substation AH***110X | 10 kV | 400V(3ph) & 230V(single ph) | LV | 400 kVA :Kiosk Substation | 0.4 | --> | 0.4 | 0 | 0 | Constrained,otherwise capacity available =305kVA. | --> | 0.38 | 0 | 0 | 0 | 0 | 0.406 | 0 |  | --> | C23 ex CASTLEISLAND | CASTLEISLAND: T41∥T42 | TRALEE |  | 52.2647 | -9.4523
MV/LV Substation AH***142 | 10 kV | 400V(3ph) & 230V(single ph) | LV | 400 kVA :Kiosk Substation | 0.4 | --> | 0.4 | 0.307 | 0.9 |  | --> | 0.38 | 0 | 0 | 0 | 0.011 | 0.402 | 0 |  | --> | C12 ex RIVERSTOWN | RIVERSTOWN: T41∥T42 | KILBARRY |  | 51.9637 | -8.4053
MV/LV Substation AH***153 | 20 kV | 400V(3ph) & 230V(single ph) | LV | 50 kVA :Pole Substation | 0.05 | --> | 0.05 | 0 | 0 | Constrained,otherwise capacity available =41kVA. | --> | 0.047 | 0 | 0 | 0 | 0.004 | 0 | 0 | Constrained,otherwise capacity available =46kW. | --> | E11 ex BEALNABLATH | BEALNABLATH: T421 | BANDON |  | 51.8485 | -8.7213
MV/LV Substation AH***155 | 20 kV | 400V(3ph) & 230V(single ph) | LV | 50 kVA :Pole Substation | 0.05 | --> | 0.05 | 0.036 | 5.3 |  | --> | 0.047 | 0 | 0 | 0 | 0 | 0.051 | 0 |  | --> | C14 ex SMEARLA | SMEARLA: T42 | TRIEN |  | 52.5087 | -9.3772
MV/LV Substation AH***203X | 20 kV | 400V(3ph) & 230V(single ph) | LV | 100 kVA :Pole Substation | 0.1 | --> | 0.1 | 0.048 | 3.3 |  | --> | 0.095 | 0 | 0 | 0 | 0 | 0.107 | 0 |  | --> | E11 ex BIRDHILL | BIRDHILL: T421 | ARDNACRUSHA |  | 52.714 | -8.3809
MV/LV Substation AH***293X | 10 kV | 400V(3ph) & 230V(single ph) | LV | 50 kVA :Pole Substation | 0.05 | --> | 0.05 | 0 | 0 | Constrained,otherwise capacity available =45kVA. | --> | 0.047 | 0 | 0 | 0 | 0 | 0.05 | 0 |  | --> | C21 ex KILMONEY | KILMONEY: T41∥T42 | TRABEG |  | 51.7622 | -8.3819
MV/LV Substation AH***360X | 10 kV | 400V(3ph) & 230V(single ph) | LV | 200 kVA :Pole Substation | 0.2 | --> | 0.2 | 0.196 | 5.2 |  | --> | 0.19 | 0 | 0 | 0 | 0 | 0.2 | 0 |  | --> | C12 ex KILFLYNN | KILFLYNN: T41∥T42 | TRALEE |  | 52.4 | -9.6843
MV/LV Substation AH***385 | 20 kV | 400V(3ph) & 230V(single ph) | LV | 50 kVA :Pole Substation | 0.05 | --> | 0.05 | 0.04 | 2.5 |  | --> | 0.047 | 0 | 0 | 0 | 0 | 0.051 | 0 |  | --> | E19 ex GARRANACANTY | GARRANACANTY: T421 | TIPPERARY |  | 52.4199 | -8.1804
MV/LV Substation AH***386 | 20 kV | 400V(3ph) & 230V(single ph) | LV | 400 kVA :Kiosk Substation | 0.4 | --> | 0.4 | 0.318 | 2.5 |  | --> | 0.38 | 0 | 0 | 0 | 0 | 0.412 | 0 |  | --> | E19 ex GARRANACANTY | GARRANACANTY: T421 | TIPPERARY |  | 52.4249 | -8.1918
MV/LV Substation AH***4108 | 20 kV | 400V(3ph) & 230V(single ph) | LV | 50 kVA :Pole Substation | 0.05 | --> | 0.05 | 0.05 | 1.6 |  | --> | 0.047 | 0 | 0 | 0 | 0 | 0.049 | 0 |  | --> | E12 ex MILLTOWN (SR) | MILLTOWN (SR): T422 | OUGHTRAGH |  | 52.0874 | -9.853
MV/LV Substation AH***537 | 10 kV | 400V(3ph) & 230V(single ph) | LV | 50 kVA :Pole Substation | 0.05 | --> | 0.05 | 0.036 | 2 |  | --> | 0.047 | 0 | 0 | 0 | 0.017 | 0.033 | 0 |  | --> | C12 ex CAPPAMORE | CAPPAMORE: T41∥T42 | ARDNACRUSHA |  | 52.6352 | -8.4207
MV/LV Substation AH***577Y | 10 kV | 400V(3ph) & 230V(single ph) | LV | 400 kVA :Building Structure | 0.4 | --> | 0.4 | 0 | 0 | Constrained,otherwise capacity available =333kVA. | --> | 0.38 | 0 | 0 | 0 | 0.039 | 0.369 | 0 |  | --> | C22 ex CARRIGTWOHILL | CARRIGTWOHILL: T42 | COW CROSS |  | 51.91 | -8.2624
MV/LV Substation AH***585 | 20 kV | 400V(3ph) & 230V(single ph) | LV | 200 kVA :Pole Substation | 0.2 | --> | 0.2 | 0 | 0 | Constrained,otherwise capacity available =169kVA. | --> | 0.19 | 0 | 0 | 0 | 0.026 | 0 | 0 | Constrained,otherwise capacity available =177kW. | --> | E11 ex BEALNABLATH | BEALNABLATH: T421 | BANDON |  | 51.8525 | -8.7335
MV/LV Substation AH***606Y | 10 kV | 400V(3ph) & 230V(single ph) | LV | 100 kVA :Pole Substation | 0.1 | --> | 0.1 | 0 | 0 | Constrained,otherwise capacity available =65kVA. | --> | 0.095 | 0 | 0 | 0 | 0 | 0.105 | 0 |  | --> | C22 ex CARRIGTWOHILL | CARRIGTWOHILL: T42 | COW CROSS |  | 51.8903 | -8.2119
MV/LV Substation AH***630 | 20 kV | 400V(3ph) & 230V(single ph) | LV | 200 kVA :Pole Substation | 0.2 | --> | 0.2 | 0 | 0 | Constrained,otherwise capacity available =119kVA. | --> | 0.19 | 0 | 0 | 0 | 0 | 0 | 0 | Constrained,otherwise capacity available =212kW. | --> | E11 ex BEALNABLATH | BEALNABLATH: T421 | BANDON |  | 51.8461 | -8.7884
MV/LV Substation AH***645X | 20 kV | 400V(3ph) & 230V(single ph) | LV | 200 kVA :Kiosk Substation | 0.2 | --> | 0.2 | 0.19 | 2.5 |  | --> | 0.19 | 0 | 0 | 0 | 0 | 0.201 | 0 |  | --> | E19 ex GARRANACANTY | GARRANACANTY: T421 | TIPPERARY |  | 52.4252 | -8.1905
MV/LV Substation AH***679Y | 10 kV | 400V(3ph) & 230V(single ph) | LV | 50 kVA :Pole Substation | 0.05 | --> | 0.05 | 0 | 0 | Constrained,otherwise capacity available =50kVA. | --> | 0.047 | 0 | 0 | 0 | 0 | 0 | 0 | Constrained,otherwise capacity available =49kW. | --> | E14 ex CASTLELYONS | CASTLELYONS: T421∥T422 | BARRYMORE |  | 52.0886 | -8.1545
MV/LV Substation AH***688 | 10 kV | 400V(3ph) & 230V(single ph) | LV | 50 kVA :Pole Substation | 0.05 | --> | 0.05 | 0.028 | 2.7 |  | --> | 0.047 | 0 | 0 | 0 | 0 | 0.052 | 0 |  | --> | C18 ex CALLAN | CALLAN: T41∥T42 | KILKENNY |  | 52.525 | -7.432
MV/LV Substation AH***699 | 20 kV | 400V(3ph) & 230V(single ph) | LV | 100 kVA :Pole Substation | 0.1 | --> | 0.1 | 0.051 | 5.1 |  | --> | 0.095 | 0 | 0 | 0 | 0 | 0.106 | 0 |  | --> | E15 ex BALLYBUNION | BALLYBUNION: T421∥T422 | TRIEN |  | 52.5069 | -9.6589
MV/LV Substation AH***702 | 20 kV | 400V(3ph) & 230V(single ph) | LV | 100 kVA :Pole Substation | 0.1 | --> | 0.1 | 0.085 | 5.3 |  | --> | 0.095 | 0 | 0 | 0 | 0 | 0.102 | 0 |  | --> | C14 ex SMEARLA | SMEARLA: T42 | TRIEN |  | 52.48 | -9.3703
MV/LV Substation AH***724Z | 20 kV | 400V(3ph) & 230V(single ph) | LV | 50 kVA :Pole Substation | 0.05 | --> | 0.05 | 0.049 | 0.9 |  | --> | 0.047 | 0 | 0 | 0 | 0 | 0 | 0 | Constrained,otherwise capacity available =49kW. | --> | C12 ex BANTRY | BANTRY: T41∥T42 | BALLYLICKY |  | 51.5981 | -9.6443
MV/LV Substation AH***735Y | 20 kV | 400V(3ph) & 230V(single ph) | LV | 50 kVA :Pole Substation | 0.05 | --> | 0.05 | 0 | 0 | Constrained,otherwise capacity available =26kVA. | --> | 0.047 | 0 | 0 | 0 | 0 | 0.052 | 0 |  | --> | E16 ex GLENAMADDY | GLENAMADDY: T422 | ATHLONE |  | 53.5737 | -8.6035
MV/LV Substation AH***944X | 10 kV | 400V(3ph) & 230V(single ph) | LV | 50 kVA :Pole Substation | 0.05 | --> | 0.05 | 0.048 | 2.7 |  | --> | 0.047 | 0 | 0 | 0 | 0 | 0.049 | 0 |  | --> | C18 ex CALLAN | CALLAN: T41∥T42 | KILKENNY |  | 52.5249 | -7.4286
MV/LV Substation AH***950 | 10 kV | 400V(3ph) & 230V(single ph) | LV | 50 kVA :Pole Substation | 0.05 | --> | 0.05 | 0 | 0 | Constrained,otherwise capacity available =30kVA. | --> | 0.047 | 0 | 0 | 0 | 0 | 0 | 0 | Constrained,otherwise capacity available =52kW. | --> | C11 ex GARDEN CITY | GARDEN CITY: T41∥T42 | ARKLOW |  | 52.7136 | -6.194
MV/LV Substation AH***960 | 20 kV | 400V(3ph) & 230V(single ph) | LV | 100 kVA :Pole Substation | 0.1 | --> | 0.1 | 0.092 | 5.3 |  | --> | 0.095 | 0 | 0 | 0 | 0.015 | 0.085 | 0 |  | --> | C14 ex SMEARLA | SMEARLA: T42 | TRIEN |  | 52.4819 | -9.3743
MV/LV Substation AH***989 | 10 kV | 400V(3ph) & 230V(single ph) | LV | 200 kVA :Pole Substation | 0.2 | --> | 0.2 | 0 | 0 | Constrained,otherwise capacity available =141kVA. | --> | 0.19 | 0 | 0 | 0 | 0.046 | 0.153 | 0 |  | --> | C15 ex SKIBBEREEN | SKIBBEREEN: T41∥T42 | DUNMANWAY |  | 51.4841 | -9.3638
MV/LV Substation AI***002X | 10 kV | 400V(3ph) & 230V(single ph) | LV | 400 kVA :Building Structure | 0.4 | --> | 0.4 | 0 | 0 | Constrained,otherwise capacity available =193kVA. | --> | 0.38 | 0 | 0 | 0 | 0 | 0.431 | 0 |  | --> | C13 ex BELGARD | BELGARD: T41 | COOKSTOWN |  | 53.2923 | -6.364
MV/LV Substation AI***003X | 10 kV | 400V(3ph) & 230V(single ph) | LV | 630 kVA :Building Structure | 0.63 | --> | 0.63 | 0 | 0 | Constrained,otherwise capacity available =500kVA. | --> | 0.598 | 0 | 0 | 0 | 0 | 0.5 | 0 |  | --> | C13 ex BELGARD | BELGARD: T41 | COOKSTOWN |  | 53.2931 | -6.361
MV/LV Substation AI***007 | 10 kV | 400V(3ph) & 230V(single ph) | LV | 400 kVA :Kiosk Substation | 0.4 | --> | 0.4 | 0.285 | 12.1 |  | --> | 0.38 | 0 | 0 | 0 | 0.05 | 0.365 | 0 |  | --> | C30 ex TANEY | TANEY: T102 | CARRICKMINES |  | 53.2863 | -6.2491
MV/LV Substation AI***007X | 20 kV | 400V(3ph) & 230V(single ph) | LV | 100 kVA :Pole Substation | 0.1 | --> | 0.1 | 0 | 0 | Constrained,otherwise capacity available =79kVA. | --> | 0.095 | 0 | 0 | 0 | 0 | 0.103 | 0 |  | --> | C19 ex ENNISTYMON | ENNISTYMON: T41∥T42 | ENNIS |  | 53.0886 | -9.1442
MV/LV Substation AI***019Y | 20 kV | 400V(3ph) & 230V(single ph) | LV | 630 kVA :Building Structure | 0.63 | --> | 0.63 | 0.005 | 0 | Constrained,otherwise capacity available =500kVA. | --> | 0.598 | 0 | 0 | 0 | 0 | 0.5 | 0 |  | --> | E21 ex FINEA | FINEA: T421∥T422 | SHANKILL |  | 53.8588 | -7.3244
MV/LV Substation AI***028Z | 10 kV | 400V(3ph) & 230V(single ph) | LV | 200 kVA :Pole Substation | 0.2 | --> | 0.2 | 0.189 | 0.3 |  | --> | 0.19 | 0 | 0 | 0 | 0 | 0.201 | 0 |  | --> | C16 ex TUAM NORTH | TUAM NORTH: T41∥T42 | CLOON |  | 53.5289 | -8.8747
MV/LV Substation AI***029 | 10 kV | 400V(3ph) & 230V(single ph) | LV | 630 kVA :Kiosk Substation | 0.63 | --> | 0.63 | 0.328 | 2.5 |  | --> | 0.598 | 0 | 0 | 0 | 0 | 0.5 | 0 |  | --> | C18 ex NENAGH | NENAGH: T42 | NENAGH |  | 52.8643 | -8.1983
MV/LV Substation AI***030Z | 10 kV | 400V(3ph) & 230V(single ph) | LV | 200 kVA :Kiosk Substation | 0.2 | --> | 0.2 | 0 | 0 | Constrained,otherwise capacity available =181kVA. | --> | 0.19 | 0 | 0 | 0 | 0 | 0.202 | 0 |  | --> | C13 ex DOCK ROAD | DOCK ROAD: T41∥T42 | LIMERICK |  | 52.6349 | -8.6709
MV/LV Substation AI***036 | 10 kV | 400V(3ph) & 230V(single ph) | LV | 400 kVA :Kiosk Substation | 0.4 | --> | 0.4 | 0.011 | 3.1 |  | --> | 0.38 | 0 | 0 | 0 | 0 | 0.457 | 0 |  | --> | C17 ex TRABEG | TRABEG: T102 | TRABEG |  | 51.8676 | -8.4787
MV/LV Substation AI***046 | 10 kV | 400V(3ph) & 230V(single ph) | LV | 630 kVA :Building Structure | 0.63 | --> | 0.63 | 0.5 | 2.3 |  | --> | 0.598 | 0 | 0 | 0 | 0.005 | 0.5 | 0 |  | --> | C20 ex RINEANNA | RINEANNA: T41 | DRUMLINE |  | 52.7119 | -8.8721
MV/LV Substation AI***047 | 10 kV | 400V(3ph) & 230V(single ph) | LV | 630 kVA :Building Structure | 0.63 | --> | 0.63 | 0.5 | 2.3 |  | --> | 0.598 | 0 | 0 | 0 | 0 | 0.5 | 0 |  | --> | C20 ex RINEANNA | RINEANNA: T41 | DRUMLINE |  | 52.7124 | -8.87
MV/LV Substation AI***052 | 20 kV | 400V(3ph) & 230V(single ph) | LV | 50 kVA :Pole Substation | 0.05 | --> | 0.05 | 0 | 0 | Constrained,otherwise capacity available =44kVA. | --> | 0.047 | 0 | 0 | 0 | 0 | 0.05 | 0 |  | --> | C12 ex SPIDDAL | SPIDDAL: T42 | SCREEB |  | 53.2464 | -9.3793
MV/LV Substation AI***063 | 10 kV | 400V(3ph) & 230V(single ph) | LV | 100 kVA :Pole Substation | 0.1 | --> | 0.1 | 0.008 | 2.8 |  | --> | 0.095 | 0 | 0 | 0 | 0 | 0 | 0 | Constrained,otherwise capacity available =113kW. | --> | C15 ex KILTIMAGH | KILTIMAGH: T41 | CASTLEBAR |  | 53.8535 | -8.9971
MV/LV Substation AI***075 | 10 kV | 400V(3ph) & 230V(single ph) | LV | 50 kVA :Pole Substation | 0.05 | --> | 0.05 | 0.044 | 0.5 |  | --> | 0.047 | 0 | 0 | 0 | 0 | 0.05 | 0 |  | --> | C13 ex CHARLESTOWN | CHARLESTOWN: T41 | TONROE |  | 53.9108 | -8.8297
MV/LV Substation AI***092 | 10 kV | 400V(3ph) & 230V(single ph) | LV | 50 kVA :Pole Substation | 0.05 | --> | 0.05 | 0.043 | 2.6 |  | --> | 0.047 | 0 | 0 | 0 | 0 | 0.05 | 0 |  | --> | C15 ex CLIFDEN | CLIFDEN: T41∥T42 | GALWAY 110KV |  | 53.4049 | -10.1198
MV/LV Substation AI***096 | 10 kV | 400V(3ph) & 230V(single ph) | LV | 100 kVA :Pole Substation | 0.1 | --> | 0.1 | 0.098 | 3.4 |  | --> | 0.095 | 0 | 0 | 0 | 0 | 0.1 | 0 |  | --> | C18 ex TRAMORE | TRAMORE: T42 | BUTLERSTOWN |  | 52.2301 | -7.2013
MV/LV Substation AI***099 | 10 kV | 400V(3ph) & 230V(single ph) | LV | 400 kVA :Kiosk Substation | 0.4 | --> | 0.4 | 0.254 | 1.8 |  | --> | 0.38 | 0 | 0 | 0 | 0.004 | 0.418 | 0 |  | --> | C17 ex WATERFORD | WATERFORD: T41 | WATERFORD |  | 52.2614 | -7.1304
MV/LV Substation AI***145Y | 10 kV | 400V(3ph) & 230V(single ph) | LV | 400 kVA :Kiosk Substation | 0.4 | --> | 0.4 | 0.333 | 1.3 |  | --> | 0.38 | 0 | 0 | 0 | 0 | 0.41 | 0 |  | --> | C15 ex ENNIS NORTH | ENNIS NORTH: T41∥T42 | ENNIS |  | 52.849 | -9.0152
MV/LV Substation AI***150Z | 10 kV | 400V(3ph) & 230V(single ph) | LV | 400 kVA :Building Structure | 0.4 | --> | 0.4 | 0.337 | 3.1 |  | --> | 0.38 | 0 | 0 | 0 | 0 | 0.409 | 0 |  | --> | C23 ex TRABEG | TRABEG: T102 | TRABEG |  | 51.8489 | -8.4842
MV/LV Substation AI***155 | 10 kV | 400V(3ph) & 230V(single ph) | LV | 400 kVA :Kiosk Substation | 0.4 | --> | 0.4 | 0 | 0 | Constrained,otherwise capacity available =292kVA. | --> | 0.38 | 0 | 0 | 0 | 0.034 | 0.38 | 0 |  | --> | C20 ex RAHEEN | RAHEEN: T42 | LIMERICK |  | 52.6273 | -8.6497
MV/LV Substation AI***161Y | 20 kV | 400V(3ph) & 230V(single ph) | LV | 400 kVA :Building Structure | 0.4 | --> | 0.4 | 0.287 | 1.3 |  | --> | 0.38 | 0 | 0 | 0 | 0 | 0.417 | 0 |  | --> | E14 ex KILCARRAGH | KILCARRAGH: T421∥T422 | BUTLERSTOWN |  | 52.1854 | -7.082
MV/LV Substation AI***165 | 10 kV | 400V(3ph) & 230V(single ph) | LV | 100 kVA :Pole Substation | 0.1 | --> | 0.1 | 0.095 | 0.3 |  | --> | 0.095 | 0 | 0 | 0 | 0.004 | 0.096 | 0 |  | --> | C16 ex TUAM NORTH | TUAM NORTH: T41∥T42 | CLOON |  | 53.5279 | -8.8713
MV/LV Substation AI***166Y | 20 kV | 400V(3ph) & 230V(single ph) | LV | 100 kVA :Pole Substation | 0.1 | --> | 0.1 | 0 | 0 | Constrained,otherwise capacity available =63kVA. | --> | 0.095 | 0 | 0 | 0 | 0 | 0.105 | 0 |  | --> | C12 ex SPIDDAL | SPIDDAL: T42 | SCREEB |  | 53.2485 | -9.3867
MV/LV Substation AI***178 | 10 kV | 400V(3ph) & 230V(single ph) | LV | 100 kVA :Pole Substation | 0.1 | --> | 0.1 | 0.089 | 3.9 |  | --> | 0.095 | 0 | 0 | 0 | 0 | 0 | 0 | Constrained,otherwise capacity available =101kW. | --> | C15 ex DERRYBEG | DERRYBEG: T41∥T42 | ARDNAGAPPARY |  | 55.0696 | -8.3003
MV/LV Substation AI***182 | 10 kV | 400V(3ph) & 230V(single ph) | LV | 630 kVA :Building Structure | 0.63 | --> | 0.63 | 0 | 0 | Constrained,otherwise capacity available =500kVA. | --> | 0.598 | 0 | 0 | 0 | 0 | 0.5 | 0 |  | --> | C13 ex BELGARD | BELGARD: T41 | COOKSTOWN |  | 53.2947 | -6.3585
MV/LV Substation AI***182X | 10 kV | 400V(3ph) & 230V(single ph) | LV | 400 kVA :Kiosk Substation | 0.4 | --> | 0.4 | 0 | 0 | Constrained,otherwise capacity available =273kVA. | --> | 0.38 | 0 | 0 | 0 | 0.003 | 0.416 | 0 |  | --> | C15 ex LUCAN EAST | LUCAN EAST: T41∥T42 | GRANGE CASTLE |  | 53.351 | -6.4694
MV/LV Substation AI***193X | 10 kV | 400V(3ph) & 230V(single ph) | LV | 1000 kVA :Building Structure | 1 | --> | 1 | 0.5 | 13.1 |  | --> | 0.95 | 0 | 0 | 0 | 0 | 0.5 | 0 |  | --> | C14 ex POTTERY ROAD | POTTERY ROAD: T102 | CARRICKMINES |  | 53.2695 | -6.1662
MV/LV Substation AI***200 | 10 kV | 400V(3ph) & 230V(single ph) | LV | 100 kVA :Pole Substation | 0.1 | --> | 0.1 | 0.082 | 2.6 |  | --> | 0.095 | 0 | 0 | 0 | 0.004 | 0.098 | 0 |  | --> | C15 ex CLIFDEN | CLIFDEN: T41∥T42 | GALWAY 110KV |  | 53.4039 | -10.1179
MV/LV Substation AI***223Y | 20 kV | 400V(3ph) & 230V(single ph) | LV | 630 kVA :Kiosk Substation | 0.63 | --> | 0.63 | 0.496 | 1.3 |  | --> | 0.598 | 0 | 0 | 0 | 0 | 0.5 | 0 |  | --> | E14 ex KILCARRAGH | KILCARRAGH: T421∥T422 | BUTLERSTOWN |  | 52.1875 | -7.0814
MV/LV Substation AI***235 | 10 kV | 400V(3ph) & 230V(single ph) | LV | 400 kVA :Kiosk Substation | 0.4 | --> | 0.4 | 0.31 | 2.4 |  | --> | 0.38 | 0 | 0 | 0 | 0.01 | 0.403 | 0 |  | --> | C18 ex DUNDRUM | DUNDRUM: T42 | BLACKROCK |  | 53.3137 | -6.2294
MV/LV Substation AI***236Z | 10 kV | 400V(3ph) & 230V(single ph) | LV | 630 kVA :Building Structure | 0.63 | --> | 0.63 | 0 | 0 | Constrained,otherwise capacity available =476kVA. | --> | 0.598 | 0 | 0 | 0 | 0 | 0.5 | 0 |  | --> | C20 ex MOUNTGORRY | MOUNTGORRY: T42 | GRANGE (DR) |  | 53.4459 | -6.2279
MV/LV Substation AI***237Z | 10 kV | 400V(3ph) & 230V(single ph) | LV | 630 kVA :Building Structure | 0.63 | --> | 0.63 | 0 | 0 | Constrained,otherwise capacity available =460kVA. | --> | 0.598 | 0 | 0 | 0 | 0 | 0.5 | 0 |  | --> | C20 ex MOUNTGORRY | MOUNTGORRY: T42 | GRANGE (DR) |  | 53.4481 | -6.224
MV/LV Substation AI***245X | 10 kV | 400V(3ph) & 230V(single ph) | LV | 100 kVA :Pole Substation | 0.1 | --> | 0.1 | 0.075 | 1.6 |  | --> | 0.095 | 0 | 0 | 0 | 0 | 0.103 | 0 |  | --> | C22 ex CAHIR | CAHIR: T42 | CAHIR |  | 52.3709 | -7.9152
MV/LV Substation AI***255X | 20 kV | 400V(3ph) & 230V(single ph) | LV | 400 kVA :Kiosk Substation | 0.4 | --> | 0.4 | 0.363 | 3.5 |  | --> | 0.38 | 0 | 0 | 0 | 0.003 | 0.402 | 0 |  | --> | E19 ex STRANORLAR | STRANORLAR: T421 | LETTERKENNY |  | 54.7931 | -7.8028
MV/LV Substation AI***272X | 10 kV | 400V(3ph) & 230V(single ph) | LV | 1000 kVA :Building Structure | 1 | --> | 1 | 0.5 | 1.7 |  | --> | 0.95 | 0 | 0 | 0 | 0 | 0.5 | 0 |  | --> | C12 ex SHERIFF STREET | SHERIFF STREET: T42 | FRANCIS STREET |  | 53.3479 | -6.2421
MV/LV Substation AI***298X | 10 kV | 400V(3ph) & 230V(single ph) | LV | 400 kVA :Kiosk Substation | 0.4 | --> | 0.4 | 0.091 | 0.1 |  | --> | 0.38 | 0 | 0 | 0 | 0.085 | 0.356 | 0 |  | --> | C17 ex SANDYFORD | SANDYFORD: T41 | CARRICKMINES |  | 53.2635 | -6.2214
MV/LV Substation AI***324 | 10 kV | 400V(3ph) & 230V(single ph) | LV | 630 kVA :Kiosk Substation | 0.63 | --> | 0.63 | 0.023 | 3.4 |  | --> | 0.598 | 0 | 0 | 0 | 0.007 | 0.5 | 0 |  | --> | C14 ex DONNYBROOK | DONNYBROOK: T42 | MILLTOWN (DR) |  | 53.3201 | -6.2223
MV/LV Substation AI***326 | 10 kV | 400V(3ph) & 230V(single ph) | LV | 100 kVA :Pole Substation | 0.1 | --> | 0.1 | 0.068 | 0.1 |  | --> | 0.095 | 0 | 0 | 0 | 0 | 0.104 | 0 |  | --> | C13 ex SANDYFORD | SANDYFORD: T41 | CARRICKMINES |  | 53.2549 | -6.2836
MV/LV Substation AI***326Z | 10 kV | 400V(3ph) & 230V(single ph) | LV | 630 kVA :Building Structure | 0.63 | --> | 0.63 | 0 | 0 | Constrained,otherwise capacity available =413kVA. | --> | 0.598 | 0 | 0 | 0 | 0 | 0.5 | 0 |  | --> | C19 ex JOHNSTOWN | JOHNSTOWN: T41 | KILTEEL |  | 53.2164 | -6.6513
MV/LV Substation AI***338Z | 10 kV | 400V(3ph) & 230V(single ph) | LV | 630 kVA :Building Structure | 0.63 | --> | 0.63 | 0 | 0 | Constrained,otherwise capacity available =465kVA. | --> | 0.598 | 0 | 0 | 0 | 0 | 0.5 | 0 |  | --> | E17 ex GLASMORE | GLASMORE: T421 | GLASMORE |  | 53.4495 | -6.2188
MV/LV Substation AI***353X | 10 kV | 400V(3ph) & 230V(single ph) | LV | 400 kVA :Building Structure | 0.4 | --> | 0.4 | 0.4 | 7.5 |  | --> | 0.38 | 0 | 0 | 0 | 0 | 0.4 | 0 |  | --> | C18 ex CARRICKMINES | CARRICKMINES: T42 | CARRICKMINES |  | 53.2637 | -6.2192
MV/LV Substation AI***364 | 20 kV | 400V(3ph) & 230V(single ph) | LV | 200 kVA :Pole Substation | 0.2 | --> | 0.2 | 0 | 0 | Constrained,otherwise capacity available =52kVA. | --> | 0.19 | 0 | 0 | 0 | 0 | 0.21 | 0 |  | --> | C21 ex CASTLEISLAND | CASTLEISLAND: T41∥T42 | TRALEE |  | 52.1824 | -9.5363
MV/LV Substation AI***369X | 10 kV | 400V(3ph) & 230V(single ph) | LV | 50 kVA :Pole Substation | 0.05 | --> | 0.05 | 0.024 | 0.3 |  | --> | 0.047 | 0 | 0 | 0 | 0 | 0.053 | 0 |  | --> | C16 ex TUAM NORTH | TUAM NORTH: T41∥T42 | CLOON |  | 53.5299 | -8.8737
MV/LV Substation AI***4005 | 10 kV | 400V(3ph) & 230V(single ph) | LV | 630 kVA :Kiosk Substation | 0.63 | --> | 0.63 | 0.5 | 5.8 |  | --> | 0.598 | 0 | 0 | 0 | 0.002 | 0.5 | 0 |  | --> | C17 ex SANTRY | SANTRY: T41 | FINGLAS |  | 53.4077 | -6.2388
MV/LV Substation AI***4009 | 10 kV | 400V(3ph) & 230V(single ph) | LV | 630 kVA :Building Structure | 0.63 | --> | 0.63 | 0.5 | 3.9 |  | --> | 0.598 | 0 | 0 | 0 | 0 | 0 | 0 | Constrained,otherwise capacity available =500kW. | --> | C14 ex DERRYBEG | DERRYBEG: T41∥T42 | ARDNAGAPPARY |  | 55.0645 | -8.2841
MV/LV Substation AI***4026 | 10 kV | 400V(3ph) & 230V(single ph) | LV | 1000 kVA :Building Structure | 1 | --> | 1 | 0.5 | 4.9 |  | --> | 0.95 | 0 | 0 | 0 | 0 | 0.5 | 0 |  | --> | C19 ex KILMORE | KILMORE: T101 | FINGLAS |  | 53.4056 | -6.2365
MV/LV Substation AI***4039 | 10 kV | 400V(3ph) & 230V(single ph) | LV | 200 kVA :Kiosk Substation | 0.2 | --> | 0.2 | 0.023 | 1.8 |  | --> | 0.19 | 0 | 0 | 0 | 0.073 | 0.149 | 0 |  | --> | C13 ex DUNDRUM | DUNDRUM: T41 | BLACKROCK |  | 53.2883 | -6.2329
MV/LV Substation AI***4056 | 10 kV | 400V(3ph) & 230V(single ph) | LV | 400 kVA :Kiosk Substation | 0.4 | --> | 0.4 | 0 | 0 | Constrained,otherwise capacity available =376kVA. | --> | 0.38 | 0 | 0 | 0 | 0 | 0.403 | 0 |  | --> | C19 ex BELGARD | BELGARD: T41 | COOKSTOWN |  | 53.2941 | -6.3636
MV/LV Substation AI***4056 | 20 kV | 400V(3ph) & 230V(single ph) | LV | 100 kVA :Pole Substation | 0.1 | --> | 0.1 | 0 | 0 | Constrained,otherwise capacity available =48kVA. | --> | 0.095 | 0 | 0 | 0 | 0 | 0.107 | 0 |  | --> | C12 ex SPIDDAL | SPIDDAL: T42 | SCREEB |  | 53.2474 | -9.3693
MV/LV Substation AI***4063 | 10 kV | 400V(3ph) & 230V(single ph) | LV | 630 kVA :Kiosk Substation | 0.63 | --> | 0.63 | 0.5 | 1.6 |  | --> | 0.598 | 0 | 0 | 0 | 0 | 0.5 | 0 |  | --> | C16 ex DODDER ROAD | DODDER ROAD: T42 | MILLTOWN (DR) |  | 53.2953 | -6.2587
MV/LV Substation AI***4072 | 10 kV | 400V(3ph) & 230V(single ph) | LV | 400 kVA :Building Structure | 0.4 | --> | 0.4 | 0.074 | 0.5 |  | --> | 0.38 | 0 | 0 | 0 | 0 | 0.448 | 0 |  | --> | C13 ex CHARLESTOWN | CHARLESTOWN: T41 | TONROE |  | 53.9139 | -8.8125
MV/LV Substation AI***4099 | 20 kV | 400V(3ph) & 230V(single ph) | LV | 50 kVA :Pole Substation | 0.05 | --> | 0.05 | 0 | 0 | Constrained,otherwise capacity available =50kVA. | --> | 0.047 | 0 | 0 | 0 | 0 | 0.049 | 0 |  | --> | C12 ex SPIDDAL | SPIDDAL: T42 | SCREEB |  | 53.2469 | -9.3834
MV/LV Substation AI***410 | 10 kV | 400V(3ph) & 230V(single ph) | LV | 400 kVA :Kiosk Substation | 0.4 | --> | 0.4 | 0.102 | 4 |  | --> | 0.38 | 0 | 0 | 0 | 0.035 | 0.407 | 0 |  | --> | C20 ex OAKFIELD | OAKFIELD: T42 | SLIGO |  | 54.2704 | -8.6025
MV/LV Substation AI***4100 | 20 kV | 400V(3ph) & 230V(single ph) | LV | 50 kVA :Pole Substation | 0.05 | --> | 0.05 | 0 | 0 | Constrained,otherwise capacity available =48kVA. | --> | 0.047 | 0 | 0 | 0 | 0 | 0.049 | 0 |  | --> | C21 ex CASTLEISLAND | CASTLEISLAND: T41∥T42 | TRALEE |  | 52.1835 | -9.5295
MV/LV Substation AI***411Z | 10 kV | 400V(3ph) & 230V(single ph) | LV | 50 kVA :Pole Substation | 0.05 | --> | 0.05 | 0.049 | 2.4 |  | --> | 0.047 | 0 | 0 | 0 | 0 | 0.049 | 0 |  | --> | C14 ex BALLYMAHON | BALLYMAHON: T41∥T42 | ATHLONE |  | 53.5926 | -7.6442
MV/LV Substation AI***4135 | 10 kV | 400V(3ph) & 230V(single ph) | LV | 400 kVA :Kiosk Substation | 0.4 | --> | 0.4 | 0.346 | 5 |  | --> | 0.38 | 0 | 0 | 0 | 0 | 0.407 | 0 |  | --> | C17 ex BALLYRICKARD | BALLYRICKARD: T41∥T42 | TRALEE |  | 52.326 | -9.776
MV/LV Substation AI***4186 | 10 kV | 400V(3ph) & 230V(single ph) | LV | 400 kVA :Kiosk Substation | 0.4 | --> | 0.4 | 0.376 | 4.9 |  | --> | 0.38 | 0 | 0 | 0 | 0.039 | 0.362 | 0 |  | --> | C12 ex DUNDALK | DUNDALK: T42 | DUNDALK |  | 54.0134 | -6.4164
MV/LV Substation AI***4212 | 10 kV | 400V(3ph) & 230V(single ph) | LV | 400 kVA :Kiosk Substation | 0.4 | --> | 0.4 | 0.397 | 1.7 |  | --> | 0.38 | 0 | 0 | 0 | 0 | 0.4 | 0 |  | --> | C11 ex RATHMORE | RATHMORE: T42 | KNOCKEARAGH |  | 52.085 | -9.2231
MV/LV Substation AI***4240 | 20 kV | 400V(3ph) & 230V(single ph) | LV | 400 kVA :Kiosk Substation | 0.4 | --> | 0.4 | 0.381 | 12.8 |  | --> | 0.38 | 0 | 0 | 0 | 0 | 0.402 | 0 |  | --> | E17 ex ADAMSTOWN | ADAMSTOWN: T121 | INCHICORE 220KV |  | 53.3432 | -6.4675
MV/LV Substation AI***424Y | 20 kV | 400V(3ph) & 230V(single ph) | LV | 630 kVA :Building Structure | 0.63 | --> | 0.63 | 0.5 | 1.3 |  | --> | 0.598 | 0 | 0 | 0 | 0 | 0.5 | 0 |  | --> | E14 ex KILCARRAGH | KILCARRAGH: T421∥T422 | BUTLERSTOWN |  | 52.1829 | -7.0843
MV/LV Substation AI***4251 | 10 kV | 400V(3ph) & 230V(single ph) | LV | 1000 kVA :Building Structure | 1 | --> | 1 | 0.5 | 3.4 |  | --> | 0.95 | 0 | 0 | 0 | 0 | 0.5 | 0 |  | --> | C14 ex BELGARD | BELGARD: T42 | COOKSTOWN |  | 53.293 | -6.3674
MV/LV Substation AI***4269 | 20 kV | 400V(3ph) & 230V(single ph) | LV | 630 kVA :Kiosk Substation | 0.63 | --> | 0.63 | 0.5 | 1.3 |  | --> | 0.598 | 0 | 0 | 0 | 0 | 0.5 | 0 |  | --> | E14 ex KILCARRAGH | KILCARRAGH: T421∥T422 | BUTLERSTOWN |  | 52.1801 | -7.0841
MV/LV Substation AI***429Z | 10 kV | 400V(3ph) & 230V(single ph) | LV | 400 kVA :Building Structure | 0.4 | --> | 0.4 | 0 | 0 | Constrained,otherwise capacity available =361kVA. | --> | 0.38 | 0 | 0 | 0 | 0 | 0.405 | 0 |  | --> | E17 ex GLASMORE | GLASMORE: T421 | GLASMORE |  | 53.4493 | -6.2209
MV/LV Substation AI***437Z | 10 kV | 400V(3ph) & 230V(single ph) | LV | 400 kVA :Building Structure | 0.4 | --> | 0.4 | 0 | 0 | Constrained,otherwise capacity available =324kVA. | --> | 0.38 | 0 | 0 | 0 | 0 | 0.411 | 0 |  | --> | C24 ex KILMONEY | KILMONEY: T41∥T42 | TRABEG |  | 51.846 | -8.4674
MV/LV Substation AI***519X | 10 kV | 400V(3ph) & 230V(single ph) | LV | 50 kVA :Pole Substation | 0.05 | --> | 0.05 | 0.038 | 0.3 |  | --> | 0.047 | 0 | 0 | 0 | 0.001 | 0.049 | 0 |  | --> | C16 ex TUAM NORTH | TUAM NORTH: T41∥T42 | CLOON |  | 53.5266 | -8.8751
MV/LV Substation AI***522Y | 20 kV | 400V(3ph) & 230V(single ph) | LV | 400 kVA :Kiosk Substation | 0.4 | --> | 0.4 | 0.364 | 1.3 |  | --> | 0.38 | 0 | 0 | 0 | 0.024 | 0.38 | 0 |  | --> | E14 ex KILCARRAGH | KILCARRAGH: T421∥T422 | BUTLERSTOWN |  | 52.1858 | -7.0777
MV/LV Substation AI***532X | 20 kV | 400V(3ph) & 230V(single ph) | LV | 200 kVA :Pole Substation | 0.2 | --> | 0.2 | 0.159 | 4.6 |  | --> | 0.19 | 0 | 0 | 0 | 0 | 0.206 | 0 |  | --> | E13 ex BALLYRAGGET | BALLYRAGGET: T421∥T422 | BALLYRAGGET |  | 52.7848 | -7.3373
MV/LV Substation AI***535Y | 20 kV | 400V(3ph) & 230V(single ph) | LV | 630 kVA :Building Structure | 0.63 | --> | 0.63 | 0.5 | 1.3 |  | --> | 0.598 | 0 | 0 | 0 | 0 | 0.5 | 0 |  | --> | E14 ex KILCARRAGH | KILCARRAGH: T421∥T422 | BUTLERSTOWN |  | 52.1851 | -7.0801
MV/LV Substation AI***551X | 20 kV | 400V(3ph) & 230V(single ph) | LV | 50 kVA :Pole Substation | 0.05 | --> | 0.05 | 0 | 0 | Constrained,otherwise capacity available =40kVA. | --> | 0.047 | 0 | 0 | 0 | 0 | 0.051 | 0 |  | --> | C12 ex SPIDDAL | SPIDDAL: T42 | SCREEB |  | 53.2465 | -9.3774
MV/LV Substation AI***568Y | 20 kV | 400V(3ph) & 230V(single ph) | LV | 630 kVA :Kiosk Substation | 0.63 | --> | 0.63 | 0.5 | 1.3 |  | --> | 0.598 | 0 | 0 | 0 | 0 | 0.5 | 0 |  | --> | E14 ex KILCARRAGH | KILCARRAGH: T421∥T422 | BUTLERSTOWN |  | 52.1867 | -7.0805
MV/LV Substation AI***580Z | 10 kV | 400V(3ph) & 230V(single ph) | LV | 630 kVA :Building Structure | 0.63 | --> | 0.63 | 0 | 0 | Constrained,otherwise capacity available =452kVA. | --> | 0.598 | 0 | 0 | 0 | 0 | 0.5 | 0 |  | --> | C20 ex MOUNTGORRY | MOUNTGORRY: T42 | GRANGE (DR) |  | 53.4481 | -6.224
MV/LV Substation AI***616Y | 10 kV | 400V(3ph) & 230V(single ph) | LV | 200 kVA :Pole Substation | 0.2 | --> | 0.2 | 0.158 | 5.6 |  | --> | 0.19 | 0 | 0 | 0 | 0.019 | 0.186 | 0 |  | --> | E11 ex CRANE | CRANE: T122 | CRANE |  | 52.5214 | -6.5561
MV/LV Substation AI***629Z | 10 kV | 400V(3ph) & 230V(single ph) | LV | 630 kVA :Building Structure | 0.63 | --> | 0.63 | 0 | 0 | Constrained,otherwise capacity available =441kVA. | --> | 0.598 | 0 | 0 | 0 | 0 | 0.5 | 0 |  | --> | E17 ex GLASMORE | GLASMORE: T421 | GLASMORE |  | 53.4487 | -6.2222
MV/LV Substation AI***630Z | 10 kV | 400V(3ph) & 230V(single ph) | LV | 630 kVA :Building Structure | 0.63 | --> | 0.63 | 0 | 0 | Constrained,otherwise capacity available =500kVA. | --> | 0.598 | 0 | 0 | 0 | 0 | 0.5 | 0 |  | --> | E17 ex GLASMORE | GLASMORE: T421 | GLASMORE |  | 53.4487 | -6.2222
MV/LV Substation AI***688Z | 20 kV | 400V(3ph) & 230V(single ph) | LV | 400 kVA :Kiosk Substation | 0.4 | --> | 0.4 | 0.4 | 3.9 |  | --> | 0.38 | 0 | 0 | 0 | 0 | 0 | 0 | Constrained,otherwise capacity available =400kW. | --> | E16 ex ASHBOURNE | ASHBOURNE: T422 | FINGLAS |  | 53.511 | -6.3993
MV/LV Substation AI***693Y | 20 kV | 400V(3ph) & 230V(single ph) | LV | 100 kVA :Pole Substation | 0.1 | --> | 0.1 | 0.071 | 1.5 |  | --> | 0.095 | 0 | 0 | 0 | 0 | 0.103 | 0 |  | --> | C17 ex MOUNT MISERY | MOUNT MISERY: T41 | WATERFORD |  | 52.2896 | -7.0658
MV/LV Substation AI***705X | 20 kV | 400V(3ph) & 230V(single ph) | LV | 200 kVA :Pole Substation | 0.2 | --> | 0.2 | 0 | 0 | Constrained,otherwise capacity available =139kVA. | --> | 0.19 | 0 | 0 | 0 | 0 | 0.209 | 0 |  | --> | C12 ex SPIDDAL | SPIDDAL: T42 | SCREEB |  | 53.2455 | -9.3913
MV/LV Substation AI***732Y | 10 kV | 400V(3ph) & 230V(single ph) | LV | 630 kVA :Building Structure | 0.63 | --> | 0.63 | 0.482 | 2.9 |  | --> | 0.598 | 0 | 0 | 0 | 0.007 | 0.5 | 0 |  | --> | C12 ex COES ROAD | COES ROAD: T41∥T42 | DUNDALK |  | 54.0068 | -6.3803
MV/LV Substation AI***748Z | 10 kV | 400V(3ph) & 230V(single ph) | LV | 630 kVA :Building Structure | 0.63 | --> | 0.63 | 0 | 0 | Constrained,otherwise capacity available =500kVA. | --> | 0.598 | 0 | 0 | 0 | 0 | 0.5 | 0 |  | --> | C20 ex MOUNTGORRY | MOUNTGORRY: T42 | GRANGE (DR) |  | 53.4449 | -6.2232
MV/LV Substation AI***763Y | 10 kV | 400V(3ph) & 230V(single ph) | LV | 100 kVA :Pole Substation | 0.1 | --> | 0.1 | 0.082 | 5.9 |  | --> | 0.095 | 0 | 0 | 0 | 0 | 0.102 | 0 |  | --> | C11 ex BANDON | BANDON: T101 | BANDON |  | 51.7553 | -8.7309
MV/LV Substation AI***767 | 10 kV | 400V(3ph) & 230V(single ph) | LV | 50 kVA :Pole Substation | 0.05 | --> | 0.05 | 0.049 | 2.6 |  | --> | 0.047 | 0 | 0 | 0 | 0 | 0.049 | 0 |  | --> | C15 ex CLIFDEN | CLIFDEN: T41∥T42 | GALWAY 110KV |  | 53.4208 | -10.1304
MV/LV Substation AI***768 | 10 kV | 400V(3ph) & 230V(single ph) | LV | 100 kVA :Pole Substation | 0.1 | --> | 0.1 | 0.066 | 2.6 |  | --> | 0.095 | 0 | 0 | 0 | 0 | 0.104 | 0 |  | --> | C15 ex CLIFDEN | CLIFDEN: T41∥T42 | GALWAY 110KV |  | 53.4206 | -10.1443
MV/LV Substation AI***820Z | 10 kV | 400V(3ph) & 230V(single ph) | LV | 630 kVA :Building Structure | 0.63 | --> | 0.63 | 0 | 0 | Constrained,otherwise capacity available =500kVA. | --> | 0.598 | 0 | 0 | 0 | 0 | 0.5 | 0 |  | --> | C20 ex MOUNTGORRY | MOUNTGORRY: T42 | GRANGE (DR) |  | 53.4481 | -6.2211
MV/LV Substation AI***821Z | 10 kV | 400V(3ph) & 230V(single ph) | LV | 630 kVA :Building Structure | 0.63 | --> | 0.63 | 0 | 0 | Constrained,otherwise capacity available =369kVA. | --> | 0.598 | 0 | 0 | 0 | 0 | 0.5 | 0 |  | --> | C20 ex MOUNTGORRY | MOUNTGORRY: T42 | GRANGE (DR) |  | 53.4481 | -6.2211
MV/LV Substation AI***822Z | 10 kV | 400V(3ph) & 230V(single ph) | LV | 630 kVA :Building Structure | 0.63 | --> | 0.63 | 0 | 0 | Constrained,otherwise capacity available =500kVA. | --> | 0.598 | 0 | 0 | 0 | 0 | 0.5 | 0 |  | --> | C20 ex MOUNTGORRY | MOUNTGORRY: T42 | GRANGE (DR) |  | 53.4458 | -6.2235
MV/LV Substation AI***823Z | 10 kV | 400V(3ph) & 230V(single ph) | LV | 630 kVA :Building Structure | 0.63 | --> | 0.63 | 0 | 0 | Constrained,otherwise capacity available =343kVA. | --> | 0.598 | 0 | 0 | 0 | 0 | 0.5 | 0 |  | --> | C20 ex MOUNTGORRY | MOUNTGORRY: T42 | GRANGE (DR) |  | 53.4457 | -6.2235
MV/LV Substation AI***834 | 10 kV | 400V(3ph) & 230V(single ph) | LV | 50 kVA :Pole Substation | 0.05 | --> | 0.05 | 0 | 0 | Constrained,otherwise capacity available =31kVA. | --> | 0.047 | 0 | 0 | 0 | 0 | 0.051 | 0 |  | --> | C24 ex KILMONEY | KILMONEY: T41∥T42 | TRABEG |  | 51.837 | -8.4799
MV/LV Substation AI***891Z | 10 kV | 400V(3ph) & 230V(single ph) | LV | 200 kVA :Kiosk Substation | 0.2 | --> | 0.2 | 0 | 0 | Constrained,otherwise capacity available =156kVA. | --> | 0.19 | 0 | 0 | 0 | 0.035 | 0.169 | 0 |  | --> | C20 ex ROSEHILL | ROSEHILL: T42 | KILKENNY |  | 52.6352 | -7.2362
MV/LV Substation AI***895 | 10 kV | 400V(3ph) & 230V(single ph) | LV | 630 kVA :Kiosk Substation | 0.63 | --> | 0.63 | 0.5 | 4 |  | --> | 0.598 | 0 | 0 | 0 | 0 | 0.5 | 0 |  | --> | C20 ex OAKFIELD | OAKFIELD: T42 | SLIGO |  | 54.2779 | -8.5983
MV/LV Substation AI***923Y | 10 kV | 400V(3ph) & 230V(single ph) | LV | 50 kVA :Pole Substation | 0.05 | --> | 0.05 | 0.037 | 0.9 |  | --> | 0.047 | 0 | 0 | 0 | 0 | 0.051 | 0 |  | --> | C18 ex MULGANNON | MULGANNON: T42 | WEXFORD |  | 52.3222 | -6.4486
MV/LV Substation AI***981X | 10 kV | 400V(3ph) & 230V(single ph) | LV | 630 kVA :Building Structure | 0.63 | --> | 0.63 | 0 | 0 | Constrained,otherwise capacity available =500kVA. | --> | 0.598 | 0 | 0 | 0 | 0.031 | 0.5 | 0 |  | --> | C13 ex BELGARD | BELGARD: T41 | COOKSTOWN |  | 53.2953 | -6.3587
MV/LV Substation AJ***240 | 10 kV | 400V(3ph) & 230V(single ph) | LV | 400 kVA :Building Structure | 0.4 | --> | 0.4 | 0.235 | 0.2 | Constrained,otherwise capacity available =317kVA. | --> | 0.38 | 0 | 0 | 0 | 0.039 | 0.371 | 0 |  | --> | C11 ex SCARIFF | SCARIFF: T42 | ENNIS |  | 52.8975 | -8.5442
MV/LV Substation AK***695 | 20 kV | 400V(3ph) & 230V(single ph) | LV | 50 kVA :Pole Substation | 0.05 | --> | 0.05 | 0 | 0 | Constrained,otherwise capacity available =42kVA. | --> | 0.047 | 0 | 0 | 0 | 0 | 0.05 | 0 |  | --> | E12 ex BALLINROBE | BALLINROBE: T421∥T422 | DALTON |  | 53.6285 | -9.2177
MV/LV Substation AL***002 | 10 kV | 400V(3ph) & 230V(single ph) | LV | 200 kVA :Pole Substation | 0.2 | --> | 0.2 | 0.133 | 1.3 |  | --> | 0.19 | 0 | 0 | 0 | 0 | 0 | 0 | Constrained,otherwise capacity available =210kW. | --> | C25 ex KILKEE | KILKEE: T41 | TULLABRACK |  | 52.6774 | -9.657
MV/LV Substation AL***003 | 10 kV | 400V(3ph) & 230V(single ph) | LV | 630 kVA :Kiosk Substation | 0.63 | --> | 0.63 | 0.433 | 3.6 |  | --> | 0.598 | 0 | 0 | 0 | 0.012 | 0.5 | 0 |  | --> | C21 ex BOGHALL ROAD | BOGHALL ROAD: T41 | FASSAROE |  | 53.2026 | -6.1016
MV/LV Substation AL***003X | 10 kV | 400V(3ph) & 230V(single ph) | LV | 50 kVA :Pole Substation | 0.05 | --> | 0.05 | 0.05 | 1.5 |  | --> | 0.047 | 0 | 0 | 0 | 0 | 0.049 | 0 |  | --> | C17 ex TUBBERCURRY | TUBBERCURRY: T42 | TONROE |  | 54.0449 | -8.7603
MV/LV Substation AL***004X | 10 kV | 400V(3ph) & 230V(single ph) | LV | 50 kVA :Pole Substation | 0.05 | --> | 0.05 | 0.05 | 1.7 |  | --> | 0.047 | 0 | 0 | 0 | 0 | 0.049 | 0 |  | --> | C11 ex NEWTOWNCUNNINGHAM | NEWTOWNCUNNINGHAM: T41∥T42 | LETTERKENNY |  | 54.9899 | -7.4176
MV/LV Substation AL***005 | 10 kV | 400V(3ph) & 230V(single ph) | LV | 400 kVA :Kiosk Substation | 0.4 | --> | 0.4 | 0.331 | 8.5 |  | --> | 0.38 | 0 | 0 | 0 | 0.039 | 0 | 0 | Constrained,otherwise capacity available =369kW. | --> | C13 ex BUNDORAN | BUNDORAN: T41∥T42 | CATHALEENS FALL |  | 54.4755 | -8.2834
MV/LV Substation AL***006 | 10 kV | 400V(3ph) & 230V(single ph) | LV | 100 kVA :Pole Substation | 0.1 | --> | 0.1 | 0.089 | 5.9 |  | --> | 0.095 | 0 | 0 | 0 | 0 | 0 | 0 | Constrained,otherwise capacity available =101kW. | --> | C22 ex NEWMARKET (SR) | NEWMARKET (SR): T41∥T42 | GLENLARA |  | 52.1904 | -8.9658
MV/LV Substation AL***012Y | 10 kV | 400V(3ph) & 230V(single ph) | LV | 400 kVA :Kiosk Substation | 0.4 | --> | 0.4 | 0.343 | 2.3 |  | --> | 0.38 | 0 | 0 | 0 | 0 | 0 | 0 | Constrained,otherwise capacity available =408kW. | --> | C15 ex KILRUSH | KILRUSH: T41∥T42 | TULLABRACK |  | 52.6412 | -9.4816
MV/LV Substation AL***019 | 20 kV | 400V(3ph) & 230V(single ph) | LV | 630 kVA :Building Structure | 0.63 | --> | 0.63 | 0.5 | 3.7 |  | --> | 0.598 | 0 | 0 | 0 | 0 | 0 | 0 | Constrained,otherwise capacity available =500kW. | --> | E14 ex FOXHOLE | FOXHOLE: T421∥T422 | DUNGARVAN |  | 51.9563 | -7.8486
MV/LV Substation AL***021X | 10 kV | 400V(3ph) & 230V(single ph) | LV | 400 kVA :Building Structure | 0.4 | --> | 0.4 | 0.361 | 2.9 |  | --> | 0.38 | 0 | 0 | 0 | 0 | 0.405 | 0 |  | --> | C17 ex INCHICORE NORTH | INCHICORE NORTH: T41 | INCHICORE 220KV |  | 53.334 | -6.3447
MV/LV Substation AL***025 | 10 kV | 400V(3ph) & 230V(single ph) | LV | 100 kVA :Pole Substation | 0.1 | --> | 0.1 | 0.067 | 5.9 |  | --> | 0.095 | 0 | 0 | 0 | 0.01 | 0 | 0 | Constrained,otherwise capacity available =94kW. | --> | C20 ex NEWMARKET (SR) | NEWMARKET (SR): T41∥T42 | GLENLARA |  | 52.2182 | -8.9964
MV/LV Substation AL***032 | 10 kV | 400V(3ph) & 230V(single ph) | LV | 630 kVA :Kiosk Substation | 0.63 | --> | 0.63 | 0 | 2.5 |  | --> | 0.598 | 0 | 0 | 0 | 0 | 0.5 | 0 |  | --> | C20 ex EAST WALL ROAD | EAST WALL ROAD: T42 | MCDERMOTT |  | 53.3509 | -6.2148
MV/LV Substation AL***033X | 10 kV | 400V(3ph) & 230V(single ph) | LV | 200 kVA :Pole Substation | 0.2 | --> | 0.2 | 0.184 | 6.9 |  | --> | 0.19 | 0 | 0 | 0 | 0.007 | 0 | 0 | Constrained,otherwise capacity available =195kW. | --> | C16 ex BALLYSHANNON | BALLYSHANNON: T41∥T42 | CATHALEENS FALL |  | 54.503 | -8.1974
MV/LV Substation AL***038 | 10 kV | 400V(3ph) & 230V(single ph) | LV | 200 kVA :Pole Substation | 0.2 | --> | 0.2 | 0 | 0 | Constrained,otherwise capacity available =165kVA. | --> | 0.19 | 0 | 0 | 0 | 0 | 0 | 0 | Constrained,otherwise capacity available =205kW. | --> | C11 ex GARDEN CITY | GARDEN CITY: T41∥T42 | ARKLOW |  | 52.6808 | -6.2976
MV/LV Substation AL***039 | 10 kV | 400V(3ph) & 230V(single ph) | LV | 200 kVA :Pole Substation | 0.2 | --> | 0.2 | 0.074 | 8.9 |  | --> | 0.19 | 0 | 0 | 0 | 0.01 | 0.208 | 0 |  | --> | C12 ex CARROWBEG | CARROWBEG: T41∥T42 | CARROWBEG |  | 53.7991 | -9.5134
MV/LV Substation AL***040 | 10 kV | 400V(3ph) & 230V(single ph) | LV | 630 kVA :Kiosk Substation | 0.63 | --> | 0.63 | 0.399 | 8.5 |  | --> | 0.598 | 0 | 0 | 0 | 0 | 0.5 | 0 |  | --> | C19 ex MULLINGAR | MULLINGAR: T101 | MULLINGAR |  | 53.5311 | -7.3475
MV/LV Substation AL***042 | 10 kV | 400V(3ph) & 230V(single ph) | LV | 630 kVA :Kiosk Substation | 0.63 | --> | 0.63 | 0.211 | 5.9 |  | --> | 0.598 | 0 | 0 | 0 | 0.023 | 0.5 | 0 |  | --> | C12 ex BANDON | BANDON: T101 | BANDON |  | 51.7474 | -8.7402
MV/LV Substation AL***043 | 20 kV | 400V(3ph) & 230V(single ph) | LV | 630 kVA :Kiosk Substation | 0.63 | --> | 0.63 | 0.464 | 4.5 |  | --> | 0.598 | 0 | 0 | 0 | 0.007 | 0.5 | 0 |  | --> | E20 ex ENNISCRONE | ENNISCRONE: T421∥T422 | MOY |  | 54.2167 | -9.0923
MV/LV Substation AL***045 | 10 kV | 400V(3ph) & 230V(single ph) | LV | 400 kVA :Kiosk Substation | 0.4 | --> | 0.4 | 0.114 | 0.1 | Constrained,otherwise capacity available =191kVA. | --> | 0.38 | 0 | 0 | 0 | 0.008 | 0.423 | 0 |  | --> | C19 ex ROSEHILL | ROSEHILL: T41 | KILKENNY |  | 52.6429 | -7.2468
MV/LV Substation AL***048Y | 10 kV | 400V(3ph) & 230V(single ph) | LV | 200 kVA :Kiosk Substation | 0.2 | --> | 0.2 | 0 | 2.5 |  | --> | 0.19 | 0 | 0 | 0 | 0 | 0 | 0 | Constrained,otherwise capacity available =224kW. | --> | C11 ex GRAIGUE | GRAIGUE: T41 | CARLOW |  | 52.8332 | -6.9278
MV/LV Substation AL***050X | 10 kV | 400V(3ph) & 230V(single ph) | LV | 50 kVA :Pole Substation | 0.05 | --> | 0.05 | 0.049 | 3.7 |  | --> | 0.047 | 0 | 0 | 0 | 0 | 0.049 | 0 |  | --> | C18 ex CASTLEBLAYNEY | CASTLEBLAYNEY: T42 | DUNDALK |  | 54.1596 | -6.6549
MV/LV Substation AL***050X | 20 kV | 400V(3ph) & 230V(single ph) | LV | 50 kVA :Pole Substation | 0.05 | --> | 0.05 | 0.046 | 1.8 |  | --> | 0.047 | 0 | 0 | 0 | 0 | 0.049 | 0 |  | --> | E11 ex CARRIGALLEN | CARRIGALLEN: T421 | CARRICK ON SHANNON |  | 54.1458 | -7.7943
MV/LV Substation AL***050Z | 10 kV | 400V(3ph) & 230V(single ph) | LV | 400 kVA :Kiosk Substation | 0.4 | --> | 0.4 | 0.324 | 2.7 |  | --> | 0.38 | 0 | 0 | 0 | 0 | 0.411 | 0 |  | --> | C19 ex RAMPARTS | RAMPARTS: T41 | DUNDALK |  | 54.0024 | -6.3959
MV/LV Substation AL***054X | 20 kV | 400V(3ph) & 230V(single ph) | LV | 200 kVA :Pole Substation | 0.2 | --> | 0.2 | 0.156 | 3.6 |  | --> | 0.19 | 0 | 0 | 0 | 0 | 0.206 | 0 |  | --> | E16 ex BALLYCROSSAUN | BALLYCROSSAUN: T421∥T422 | SOMERSET |  | 53.0985 | -8.2253
MV/LV Substation AL***067X | 20 kV | 400V(3ph) & 230V(single ph) | LV | 50 kVA :Pole Substation | 0.05 | --> | 0.05 | 0.034 | 1.6 |  | --> | 0.047 | 0 | 0 | 0 | 0 | 0 | 0 | Constrained,otherwise capacity available =51kW. | --> | E11 ex CASTLETOWNBERE | CASTLETOWNBERE: T421 | BALLYLICKY |  | 51.643 | -10.043
MV/LV Substation AL***070X | 10 kV | 400V(3ph) & 230V(single ph) | LV | 400 kVA :Building Structure | 0.4 | --> | 0.4 | 0.285 | 1.8 |  | --> | 0.38 | 0 | 0 | 0 | 0 | 0.417 | 0 |  | --> | C13 ex DUNDRUM | DUNDRUM: T41 | BLACKROCK |  | 53.2896 | -6.2383
MV/LV Substation AL***073 | 10 kV | 400V(3ph) & 230V(single ph) | LV | 200 kVA :Kiosk Substation | 0.2 | --> | 0.2 | 0 | 0 | Constrained,otherwise capacity available =124kVA. | --> | 0.19 | 0 | 0 | 0 | 0 | 0.211 | 0 |  | --> | C17 ex NAAS | NAAS: T41 | NEWBRIDGE |  | 53.2144 | -6.6786
MV/LV Substation AL***076 | 10 kV | 400V(3ph) & 230V(single ph) | LV | 630 kVA :Building Structure | 0.63 | --> | 0.63 | 0.5 | 9.2 |  | --> | 0.598 | 0 | 0 | 0 | 0 | 0.5 | 0 |  | --> | C25 ex CENTRE PARK ROAD | MARINA: T105 | MARINA |  | 51.8973 | -8.4613
MV/LV Substation AL***086X | 20 kV | 400V(3ph) & 230V(single ph) | LV | 100 kVA :Pole Substation | 0.1 | --> | 0.1 | 0.027 | 1.2 |  | --> | 0.095 | 0 | 0 | 0 | 0.003 | 0 | 0 | Constrained,otherwise capacity available =107kW. | --> | E17 ex BUNCRANA | BUNCRANA: T421∥T422 | TRILLICK |  | 55.1374 | -7.4369
MV/LV Substation AL***087Z | 10 kV | 400V(3ph) & 230V(single ph) | LV | 400 kVA :Building Structure | 0.4 | --> | 0.4 | 0.285 | 6.7 |  | --> | 0.38 | 0 | 0 | 0 | 0 | 0.417 | 0 |  | --> | C12 ex COLLINSTOWN | COLLINSTOWN: T41∥T42 | GRANGE (DR) |  | 53.4224 | -6.2292
MV/LV Substation AL***088 | 10 kV | 400V(3ph) & 230V(single ph) | LV | 200 kVA :Pole Substation | 0.2 | --> | 0.2 | 0.157 | 3.2 |  | --> | 0.19 | 0 | 0 | 0 | 0.003 | 0.203 | 0 |  | --> | C14 ex MCDONAGH | MCDONAGH: T42 | KILKENNY |  | 52.6506 | -7.2288
MV/LV Substation AL***091 | 10 kV | 400V(3ph) & 230V(single ph) | LV | 400 kVA :Kiosk Substation | 0.4 | --> | 0.4 | 0.311 | 5 |  | --> | 0.38 | 0 | 0 | 0 | 0.003 | 0.41 | 0 |  | --> | C24 ex CENTRE PARK ROAD | MARINA: T106 | MARINA |  | 51.8959 | -8.4621
MV/LV Substation AL***100Y | 10 kV | 400V(3ph) & 230V(single ph) | LV | 630 kVA :Kiosk Substation | 0.63 | --> | 0.63 | 0 | 0 | Constrained,otherwise capacity available =464kVA. | --> | 0.598 | 0 | 0 | 0 | 0 | 0 | 0 | Constrained,otherwise capacity available =500kW. | --> | C14 ex GARDEN CITY | GARDEN CITY: T41∥T42 | ARKLOW |  | 52.6768 | -6.2867
MV/LV Substation AL***104 | 10 kV | 400V(3ph) & 230V(single ph) | LV | 400 kVA :Kiosk Substation | 0.4 | --> | 0.4 | 0.277 | 11.5 |  | --> | 0.38 | 0 | 0 | 0 | 0.035 | 0.381 | 0 |  | --> | C19 ex SALTHILL | SALTHILL: T101 | SALTHILL |  | 53.2653 | -9.0809
MV/LV Substation AL***105 | 10 kV | 400V(3ph) & 230V(single ph) | LV | 100 kVA :Pole Substation | 0.1 | --> | 0.1 | 0.082 | 2.8 |  | --> | 0.095 | 0 | 0 | 0 | 0 | 0 | 0 | Constrained,otherwise capacity available =102kW. | --> | C15 ex KILTIMAGH | KILTIMAGH: T41 | CASTLEBAR |  | 53.8458 | -9.0078
MV/LV Substation AL***108Z | 10 kV | 400V(3ph) & 230V(single ph) | LV | 400 kVA :Kiosk Substation | 0.4 | --> | 0.4 | 0.337 | 9 |  | --> | 0.38 | 0 | 0 | 0 | 0 | 0.409 | 0 |  | --> | C19 ex SINGLAND | SINGLAND: T101 | SINGLAND |  | 52.664 | -8.587
MV/LV Substation AL***119 | 10 kV | 400V(3ph) & 230V(single ph) | LV | 630 kVA :Kiosk Substation | 0.63 | --> | 0.63 | 0 | 0 | Constrained,otherwise capacity available =391kVA. | --> | 0.598 | 0 | 0 | 0 | 0.007 | 0.5 | 0 |  | --> | C14 ex ROSEHILL | ROSEHILL: T42 | KILKENNY |  | 52.647 | -7.2598
MV/LV Substation AL***119Y | 10 kV | 400V(3ph) & 230V(single ph) | LV | 50 kVA :Pole Substation | 0.05 | --> | 0.05 | 0 | 0 | Constrained,otherwise capacity available =44kVA. | --> | 0.047 | 0 | 0 | 0 | 0 | 0 | 0 | Constrained,otherwise capacity available =50kW. | --> | C11 ex KANTURK | KANTURK: T41∥T42 | GLENLARA |  | 52.1984 | -8.8703
MV/LV Substation AL***121 | 10 kV | 400V(3ph) & 230V(single ph) | LV | 630 kVA :Building Structure | 0.63 | --> | 0.63 | 0.341 | 9.2 |  | --> | 0.598 | 0 | 0 | 0 | 0 | 0.5 | 0 |  | --> | C17 ex CENTRE PARK ROAD | MARINA: T105 | MARINA |  | 51.901 | -8.4633
MV/LV Substation AL***123 | 10 kV | 400V(3ph) & 230V(single ph) | LV | 630 kVA :Building Structure | 0.63 | --> | 0.63 | 0.464 | 11.4 |  | --> | 0.598 | 0 | 0 | 0 | 0 | 0.5 | 0 |  | --> | C17 ex COOKSTOWN | COOKSTOWN: T101 | CARRICKMINES |  | 53.2871 | -6.3754
MV/LV Substation AL***138 | 20 kV | 400V(3ph) & 230V(single ph) | LV | 50 kVA :Pole Substation | 0.05 | --> | 0.05 | 0.05 | 7.4 |  | --> | 0.047 | 0 | 0 | 0 | 0 | 0 | 0 | Constrained,otherwise capacity available =49kW. | --> | E14 ex ARIGNA | ARIGNA: T121 | ARIGNA |  | 54.0505 | -8.1469
MV/LV Substation AL***141 | 10 kV | 400V(3ph) & 230V(single ph) | LV | 1000 kVA :Building Structure | 1 | --> | 1 | 0.5 | 11.4 |  | --> | 0.95 | 0 | 0 | 0 | 0 | 0.5 | 0 |  | --> | C21 ex COOKSTOWN | COOKSTOWN: T101 | CARRICKMINES |  | 53.2888 | -6.3741
MV/LV Substation AL***142 | 10 kV | 400V(3ph) & 230V(single ph) | LV | 1000 kVA :Building Structure | 1 | --> | 1 | 0.5 | 11.4 |  | --> | 0.95 | 0 | 0 | 0 | 0 | 0.5 | 0 |  | --> | C21 ex COOKSTOWN | COOKSTOWN: T101 | CARRICKMINES |  | 53.2885 | -6.3752
MV/LV Substation AL***146Y | 10 kV | 400V(3ph) & 230V(single ph) | LV | 200 kVA :Kiosk Substation | 0.2 | --> | 0.2 | 0 | 0 | Constrained,otherwise capacity available =127kVA. | --> | 0.19 | 0 | 0 | 0 | 0 | 0 | 0 | Constrained,otherwise capacity available =210kW. | --> | C11 ex CLOONLOUGH | CLOONLOUGH: T41∥T42 | BARRYMORE |  | 52.2706 | -8.2711
MV/LV Substation AL***150 | 10 kV | 400V(3ph) & 230V(single ph) | LV | 1000 kVA :Building Structure | 1 | --> | 1 | 0.5 | 11.4 |  | --> | 0.95 | 0 | 0 | 0 | 0 | 0.5 | 0 |  | --> | C21 ex COOKSTOWN | COOKSTOWN: T101 | CARRICKMINES |  | 53.2885 | -6.3753
MV/LV Substation AL***150X | 20 kV | 400V(3ph) & 230V(single ph) | LV | 50 kVA :Pole Substation | 0.05 | --> | 0.05 | 0 | 0 | Constrained,otherwise capacity available =50kVA. | --> | 0.047 | 0 | 0 | 0 | 0 | 0.049 | 0 |  | --> | C15 ex KILMONEY | KILMONEY: T41∥T42 | TRABEG |  | 51.7568 | -8.5295
MV/LV Substation AL***155 | 10 kV | 400V(3ph) & 230V(single ph) | LV | 630 kVA :Building Structure | 0.63 | --> | 0.63 | 0.5 | 11.4 |  | --> | 0.598 | 0 | 0 | 0 | 0 | 0.5 | 0 |  | --> | C21 ex COOKSTOWN | COOKSTOWN: T101 | CARRICKMINES |  | 53.2887 | -6.3741
MV/LV Substation AL***156 | 20 kV | 400V(3ph) & 230V(single ph) | LV | 400 kVA :Kiosk Substation | 0.4 | --> | 0.4 | 0 | 0 | Constrained,otherwise capacity available =331kVA. | --> | 0.38 | 0 | 0 | 0 | 0.003 | 0.407 | 0 |  | --> | E16 ex JULIANSTOWN | JULIANSTOWN: T421∥T422 | DRYBRIDGE |  | 53.6812 | -6.2428
MV/LV Substation AL***161Z | 10 kV | 400V(3ph) & 230V(single ph) | LV | 200 kVA :Kiosk Substation | 0.2 | --> | 0.2 | 0.127 | 2.6 |  | --> | 0.19 | 0 | 0 | 0 | 0 | 0.21 | 0 |  | --> | C11 ex DRYBRIDGE | DRYBRIDGE: T41 | DRYBRIDGE |  | 53.7202 | -6.3747
MV/LV Substation AL***167 | 10 kV | 400V(3ph) & 230V(single ph) | LV | 400 kVA :Kiosk Substation | 0.4 | --> | 0.4 | 0.3 | 4.8 |  | --> | 0.38 | 0 | 0 | 0 | 0.031 | 0.383 | 0 |  | --> | C18 ex BREWERY ROAD | BREWERY ROAD: T42 | CARRICKMINES |  | 53.2861 | -6.2018
MV/LV Substation AL***178X | 10 kV | 400V(3ph) & 230V(single ph) | LV | 100 kVA :Pole Substation | 0.1 | --> | 0.1 | 0 | 0 | Constrained,otherwise capacity available =72kVA. | --> | 0.095 | 0 | 0 | 0 | 0.003 | 0.1 | 0 |  | --> | C18 ex BLAKE | BLAKE: T41∥T42 | BLAKE |  | 53.242 | -6.8529
MV/LV Substation AL***178Y | 20 kV | 400V(3ph) & 230V(single ph) | LV | 50 kVA :Pole Substation | 0.05 | --> | 0.05 | 0.046 | 4.5 |  | --> | 0.047 | 0 | 0 | 0 | 0 | 0 | 0 | Constrained,otherwise capacity available =49kW. | --> | E13 ex TELAYDON | TELAYDON: T421 | LISDRUM |  | 54.2652 | -7.1172
MV/LV Substation AL***185 | 10 kV | 400V(3ph) & 230V(single ph) | LV | 200 kVA :Kiosk Substation | 0.2 | --> | 0.2 | 0 | 0 | Constrained,otherwise capacity available =46kVA. | --> | 0.19 | 0 | 0 | 0 | 0.016 | 0.205 | 0 |  | --> | C11 ex MORRISTOWN | MORRISTOWN: T41∥T42 | NEWBRIDGE |  | 53.1781 | -6.8207
MV/LV Substation AL***190Z | 10 kV | 400V(3ph) & 230V(single ph) | LV | 400 kVA :Kiosk Substation | 0.4 | --> | 0.4 | 0.33 | 7.4 |  | --> | 0.38 | 0 | 0 | 0 | 0.015 | 0.395 | 0 |  | --> | C13 ex BALLYMUN | BALLYMUN: T41 | FINGLAS |  | 53.3878 | -6.2617
MV/LV Substation AL***196Y | 20 kV | 400V(3ph) & 230V(single ph) | LV | 400 kVA :Kiosk Substation | 0.4 | --> | 0.4 | 0 | 0 | Constrained,otherwise capacity available =200kVA. | --> | 0.38 | 0 | 0 | 0 | 0.074 | 0 | 0 | Constrained,otherwise capacity available =352kW. | --> | E15 ex ASHBOURNE | ASHBOURNE: T421 | FINGLAS |  | 53.5052 | -6.3957
MV/LV Substation AL***214 | 10 kV | 400V(3ph) & 230V(single ph) | LV | 400 kVA :Kiosk Substation | 0.4 | --> | 0.4 | 0.318 | 0.9 |  | --> | 0.38 | 0 | 0 | 0 | 0 | 0.412 | 0 |  | --> | C20 ex FAIRHILL | FAIRHILL: T42 | KILBARRY |  | 51.9048 | -8.4586
MV/LV Substation AL***220X | 10 kV | 400V(3ph) & 230V(single ph) | LV | 200 kVA :Pole Substation | 0.2 | --> | 0.2 | 0.191 | 3.7 |  | --> | 0.19 | 0 | 0 | 0 | 0 | 0.2 | 0 |  | --> | C20 ex CASTLEBLAYNEY | CASTLEBLAYNEY: T42 | DUNDALK |  | 54.1162 | -6.734
MV/LV Substation AL***224 | 10 kV | 400V(3ph) & 230V(single ph) | LV | 400 kVA :Kiosk Substation | 0.4 | --> | 0.4 | 0 | 0 | Constrained,otherwise capacity available =296kVA. | --> | 0.38 | 0 | 0 | 0 | 0 | 0 | 0 | Constrained,otherwise capacity available =415kW. | --> | C11 ex BELLFIELD | BELLFIELD: T41∥T42 | CRANE |  | 52.507 | -6.5828
MV/LV Substation AL***231X | 10 kV | 400V(3ph) & 230V(single ph) | LV | 400 kVA :Building Structure | 0.4 | --> | 0.4 | 0 | 0 | Constrained,otherwise capacity available =303kVA. | --> | 0.38 | 0 | 0 | 0 | 0 | 0.414 | 0 |  | --> | C17 ex CARRICKMINES | CARRICKMINES: T41 | CARRICKMINES |  | 53.2414 | -6.2007
MV/LV Substation AL***235Z | 10 kV | 400V(3ph) & 230V(single ph) | LV | 100 kVA :Pole Substation | 0.1 | --> | 0.1 | 0.07 | 2.3 |  | --> | 0.095 | 0 | 0 | 0 | 0 | 0.104 | 0 |  | --> | C17 ex GILLOGUE | GILLOGUE: T41∥T42 | ARDNACRUSHA |  | 52.6948 | -8.5965
MV/LV Substation AL***237 | 10 kV | 400V(3ph) & 230V(single ph) | LV | 400 kVA :Kiosk Substation | 0.4 | --> | 0.4 | 0.277 | 2.1 |  | --> | 0.38 | 0 | 0 | 0 | 0.036 | 0.38 | 0 |  | --> | C16 ex SALLYNOGGIN ROAD | SALLYNOGGIN ROAD: T42 | CHERRYWOOD |  | 53.2825 | -6.1189
MV/LV Substation AL***239Y | 10 kV | 400V(3ph) & 230V(single ph) | LV | 50 kVA :Pole Substation | 0.05 | --> | 0.05 | 0.034 | 0.2 |  | --> | 0.047 | 0 | 0 | 0 | 0.003 | 0.048 | 0 |  | --> | C15 ex LITTLE MILLS | LITTLE MILLS: T41 | DUNDALK |  | 53.9884 | -6.4051
MV/LV Substation AL***242Y | 10 kV | 400V(3ph) & 230V(single ph) | LV | 200 kVA :Kiosk Substation | 0.2 | --> | 0.2 | 0 | 0 | Constrained,otherwise capacity available =175kVA. | --> | 0.19 | 0 | 0 | 0 | 0 | 0 | 0 | Constrained,otherwise capacity available =203kW. | --> | C16 ex KANTURK | KANTURK: T41∥T42 | GLENLARA |  | 52.2777 | -8.8854
MV/LV Substation AL***268 | 10 kV | 400V(3ph) & 230V(single ph) | LV | 630 kVA :Kiosk Substation | 0.63 | --> | 0.63 | 0.5 | 2.6 |  | --> | 0.598 | 0 | 0 | 0 | 0 | 0.5 | 0 |  | --> | C11 ex HEADFORD ROAD | HEADFORD ROAD: T41 | GALWAY 110KV |  | 53.2734 | -9.0486
MV/LV Substation AL***269Y | 20 kV | 400V(3ph) & 230V(single ph) | LV | 630 kVA :Kiosk Substation | 0.63 | --> | 0.63 | 0 | 0 | Constrained,otherwise capacity available =500kVA. | --> | 0.598 | 0 | 0 | 0 | 0 | 0 | 0 | Constrained,otherwise capacity available =500kW. | --> | E15 ex FERNS | FERNS: T421 | CRANE |  | 52.5902 | -6.4938
MV/LV Substation AL***274X | 10 kV | 400V(3ph) & 230V(single ph) | LV | 630 kVA :Building Structure | 0.63 | --> | 0.63 | 0.5 | 9 |  | --> | 0.598 | 0 | 0 | 0 | 0 | 0.5 | 0 |  | --> | C22 ex TRINITY | TRINITY: T102 | POOLBEG |  | 53.3413 | -6.2467
MV/LV Substation AL***277Y | 10 kV | 400V(3ph) & 230V(single ph) | LV | 200 kVA :Pole Substation | 0.2 | --> | 0.2 | 0 | 0 | Constrained,otherwise capacity available =137kVA. | --> | 0.19 | 0 | 0 | 0 | 0 | 0.209 | 0 |  | --> | E12 ex DALTON | DALTON: T421∥T422 | DALTON |  | 53.723 | -8.9948
MV/LV Substation AL***277Y | 10 kV | 400V(3ph) & 230V(single ph) | LV | 400 kVA :Kiosk Substation | 0.4 | --> | 0.4 | 0.34 | 9.2 |  | --> | 0.38 | 0 | 0 | 0 | 0.009 | 0.4 | 0 |  | --> | C20 ex TRABEG | TRABEG: T101 | TRABEG |  | 51.8792 | -8.4487
MV/LV Substation AL***285 | 10 kV | 400V(3ph) & 230V(single ph) | LV | 400 kVA :Kiosk Substation | 0.4 | --> | 0.4 | 0.298 | 4.2 |  | --> | 0.38 | 0 | 0 | 0 | 0.002 | 0.413 | 0 |  | --> | C20 ex HOWTH JUNCTION | HOWTH JUNCTION: T42 | GRANGE (DR) |  | 53.3892 | -6.15
MV/LV Substation AL***289Y | 20 kV | 400V(3ph) & 230V(single ph) | LV | 400 kVA :Building Structure | 0.4 | --> | 0.4 | 0.295 | 0.7 |  | --> | 0.38 | 0 | 0 | 0 | 0 | 0.416 | 0 |  | --> | C17 ex MONEYCOOLEY | MONEYCOOLEY: T41 | GRIFFINRATH |  | 53.4271 | -6.5164
MV/LV Substation AL***299Y | 10 kV | 400V(3ph) & 230V(single ph) | LV | 400 kVA :Building Structure | 0.4 | --> | 0.4 | 0 | 0 | Constrained,otherwise capacity available =274kVA. | --> | 0.38 | 0 | 0 | 0 | 0 | 0.419 | 0 |  | --> | C17 ex TOGHER | TOGHER: T41 | TRABEG |  | 51.8765 | -8.4717
MV/LV Substation AL***316Z | 10 kV | 400V(3ph) & 230V(single ph) | LV | 50 kVA :Pole Substation | 0.05 | --> | 0.05 | 0 | 0 | Constrained,otherwise capacity available =35kVA. | --> | 0.047 | 0 | 0 | 0 | 0 | 0.051 | 0 |  | --> | C16 ex MORRISTOWN | MORRISTOWN: T41∥T42 | NEWBRIDGE |  | 53.2285 | -6.8566
MV/LV Substation AL***331X | 10 kV | 400V(3ph) & 230V(single ph) | LV | 400 kVA :Kiosk Substation | 0.4 | --> | 0.4 | 0.245 | 5.8 |  | --> | 0.38 | 0 | 0 | 0 | 0.006 | 0.417 | 0 |  | --> | C15 ex WHITESTOWN | WHITESTOWN: T41 | COOKSTOWN |  | 53.2893 | -6.3831
MV/LV Substation AL***332X | 10 kV | 400V(3ph) & 230V(single ph) | LV | 630 kVA :Kiosk Substation | 0.63 | --> | 0.63 | 0.429 | 4.3 |  | --> | 0.598 | 0 | 0 | 0 | 0.01 | 0.5 | 0 |  | --> | C16 ex WHITESTOWN | WHITESTOWN: T42 | COOKSTOWN |  | 53.2864 | -6.3804
MV/LV Substation AL***333Z | 10 kV | 400V(3ph) & 230V(single ph) | LV | 400 kVA :Building Structure | 0.4 | --> | 0.4 | 0.313 | 4.7 |  | --> | 0.38 | 0 | 0 | 0 | 0 | 0.413 | 0 |  | --> | C14 ex LIFFEY VALLEY | LIFFEY VALLEY: T42 | INCHICORE 220KV |  | 53.3523 | -6.4058
MV/LV Substation AL***341Z | 10 kV | 400V(3ph) & 230V(single ph) | LV | 400 kVA :Kiosk Substation | 0.4 | --> | 0.4 | 0 | 0 | Constrained,otherwise capacity available =283kVA. | --> | 0.38 | 0 | 0 | 0 | 0.022 | 0.394 | 0 |  | --> | C22 ex MACETOWN | MACETOWN: T102 | MACETOWN |  | 53.391 | -6.4263
MV/LV Substation AL***341Z | 10 kV | 400V(3ph) & 230V(single ph) | LV | 1000 kVA :Building Structure | 1 | --> | 1 | 0.5 | 5 |  | --> | 0.95 | 0 | 0 | 0 | 0.027 | 0.5 | 0 |  | --> | C24 ex UNIDARE | UNIDARE: T42 | FINGLAS |  | 53.3994 | -6.3055
MV/LV Substation AL***342Z | 10 kV | 400V(3ph) & 230V(single ph) | LV | 400 kVA :Kiosk Substation | 0.4 | --> | 0.4 | 0 | 0 | Constrained,otherwise capacity available =319kVA. | --> | 0.38 | 0 | 0 | 0 | 0 | 0.412 | 0 |  | --> | C22 ex MACETOWN | MACETOWN: T102 | MACETOWN |  | 53.3923 | -6.4307
MV/LV Substation AL***343Z | 10 kV | 400V(3ph) & 230V(single ph) | LV | 400 kVA :Kiosk Substation | 0.4 | --> | 0.4 | 0 | 0 | Constrained,otherwise capacity available =268kVA. | --> | 0.38 | 0 | 0 | 0 | 0.017 | 0.402 | 0 |  | --> | C22 ex MACETOWN | MACETOWN: T102 | MACETOWN |  | 53.3935 | -6.429
MV/LV Substation AL***351Y | 10 kV | 400V(3ph) & 230V(single ph) | LV | 400 kVA :Kiosk Substation | 0.4 | --> | 0.4 | 0 | 0 | Constrained,otherwise capacity available =321kVA. | --> | 0.38 | 0 | 0 | 0 | 0.003 | 0.408 | 0 |  | --> | C12 ex BALLINACURRA | BALLINACURRA: T42 | LIMERICK |  | 52.6526 | -8.6473
MV/LV Substation AL***358 | 10 kV | 400V(3ph) & 230V(single ph) | LV | 400 kVA :Kiosk Substation | 0.4 | --> | 0.4 | 0 | 0 | Constrained,otherwise capacity available =180kVA. | --> | 0.38 | 0 | 0 | 0 | 0.031 | 0.401 | 0 |  | --> | C20 ex GRANGE (DR) | GRANGE (DR): T42 | GRANGE (DR) |  | 53.3964 | -6.1477
MV/LV Substation AL***358Z | 10 kV | 400V(3ph) & 230V(single ph) | LV | 400 kVA :Kiosk Substation | 0.4 | --> | 0.4 | 0 | 0 | Constrained,otherwise capacity available =311kVA. | --> | 0.38 | 0 | 0 | 0 | 0.007 | 0.406 | 0 |  | --> | C22 ex MACETOWN | MACETOWN: T102 | MACETOWN |  | 53.3899 | -6.4263
MV/LV Substation AL***359Z | 10 kV | 400V(3ph) & 230V(single ph) | LV | 630 kVA :Kiosk Substation | 0.63 | --> | 0.63 | 0 | 0 | Constrained,otherwise capacity available =500kVA. | --> | 0.598 | 0 | 0 | 0 | 0 | 0 | 0 | Constrained,otherwise capacity available =500kW. | --> | C14 ex COOLMINE | COOLMINE: T42 | FINGLAS |  | 53.3888 | -6.4286
MV/LV Substation AL***361Y | 20 kV | 400V(3ph) & 230V(single ph) | LV | 200 kVA :Kiosk Substation | 0.2 | --> | 0.2 | 0.105 | 2.6 |  | --> | 0.19 | 0 | 0 | 0 | 0.034 | 0.178 | 0 |  | --> | C17 ex DRYBRIDGE | DRYBRIDGE: T41 | DRYBRIDGE |  | 53.7393 | -6.4192
MV/LV Substation AL***364Y | 10 kV | 400V(3ph) & 230V(single ph) | LV | 400 kVA :Kiosk Substation | 0.4 | --> | 0.4 | 0 | 0 | Constrained,otherwise capacity available =342kVA. | --> | 0.38 | 0 | 0 | 0 | 0 | 0.408 | 0 |  | --> | C17 ex CARRICKMACROSS | CARRICKMACROSS: T41 | MEATH HILL |  | 53.9792 | -6.7104
MV/LV Substation AL***382Y | 10 kV | 400V(3ph) & 230V(single ph) | LV | 200 kVA :Kiosk Substation | 0.2 | --> | 0.2 | 0 | 0 | Constrained,otherwise capacity available =192kVA. | --> | 0.19 | 0 | 0 | 0 | 0 | 0.2 | 0 |  | --> | C16 ex LEIXLIP | LEIXLIP: T42 | GRIFFINRATH |  | 53.354 | -6.5082
MV/LV Substation AL***389X | 10 kV | 400V(3ph) & 230V(single ph) | LV | 630 kVA :Kiosk Substation | 0.63 | --> | 0.63 | 0.5 | 1.3 |  | --> | 0.598 | 0 | 0 | 0 | 0 | 0.5 | 0 |  | --> | C13 ex DRUMCONDRA | DRUMCONDRA: T41 | MCDERMOTT |  | 53.3722 | -6.2513
MV/LV Substation AL***4008 | 10 kV | 400V(3ph) & 230V(single ph) | LV | 400 kVA :Kiosk Substation | 0.4 | --> | 0.4 | 0.4 | 2.6 |  | --> | 0.38 | 0 | 0 | 0 | 0 | 0.4 | 0 |  | --> | C26 ex CLIFDEN | CLIFDEN: T41∥T42 | GALWAY 110KV |  | 53.4885 | -10.0105
MV/LV Substation AL***4013 | 10 kV | 400V(3ph) & 230V(single ph) | LV | 400 kVA :Kiosk Substation | 0.4 | --> | 0.4 | 0.399 | 5.1 |  | --> | 0.38 | 0 | 0 | 0 | 0 | 0.4 | 0 |  | --> | C12 ex LLOYD | LLOYD: T41∥T42 | NAVAN |  | 53.7307 | -6.8899
MV/LV Substation AL***4015 | 10 kV | 400V(3ph) & 230V(single ph) | LV | 400 kVA :Kiosk Substation | 0.4 | --> | 0.4 | 0 | 0 | Constrained,otherwise capacity available =358kVA. | --> | 0.38 | 0 | 0 | 0 | 0 | 0.406 | 0 |  | --> | C22 ex GREYSTONES | GREYSTONES: T42 | FASSAROE |  | 53.1318 | -6.0717
MV/LV Substation AL***4020 | 10 kV | 400V(3ph) & 230V(single ph) | LV | 630 kVA :Kiosk Substation | 0.63 | --> | 0.63 | 0.5 | 2 |  | --> | 0.598 | 0 | 0 | 0 | 0 | 0.5 | 0 |  | --> | C17 ex FAIRVIEW | FAIRVIEW: T41 | MCDERMOTT |  | 53.3624 | -6.2249
MV/LV Substation AL***4027 | 20 kV | 400V(3ph) & 230V(single ph) | LV | 400 kVA :Kiosk Substation | 0.4 | --> | 0.4 | 0.318 | 6.3 |  | --> | 0.38 | 0 | 0 | 0 | 0 | 0 | 0 | Constrained,otherwise capacity available =406kW. | --> | E11 ex BAGENALSTOWN | BAGENALSTOWN: T421∥T422 | CARLOW |  | 52.7032 | -6.956
MV/LV Substation AL***403Y | 20 kV | 400V(3ph) & 230V(single ph) | LV | 50 kVA :Pole Substation | 0.05 | --> | 0.05 | 0 | 0 | Constrained,otherwise capacity available =47kVA. | --> | 0.047 | 0 | 0 | 0 | 0 | 0.049 | 0 |  | --> | E18 ex CREAGH | CREAGH: T421∥T422 | ATHLONE |  | 53.3912 | -8.4793
MV/LV Substation AL***4061 | 10 kV | 400V(3ph) & 230V(single ph) | LV | 400 kVA :Kiosk Substation | 0.4 | --> | 0.4 | 0 | 0 | Constrained,otherwise capacity available =337kVA. | --> | 0.38 | 0 | 0 | 0 | 0 | 0 | 0 | Constrained,otherwise capacity available =409kW. | --> | C24 ex BALLYCOOLIN | BALLYCOOLIN: T42 | FINGLAS |  | 53.4017 | -6.3956
MV/LV Substation AL***4065 | 10 kV | 400V(3ph) & 230V(single ph) | LV | 400 kVA :Kiosk Substation | 0.4 | --> | 0.4 | 0 | 0 | Constrained,otherwise capacity available =363kVA. | --> | 0.38 | 0 | 0 | 0 | 0.002 | 0.403 | 0 |  | --> | C13 ex LOUGHLINSTOWN | LOUGHLINSTOWN: T41 | CARRICKMINES |  | 53.2514 | -6.1218
MV/LV Substation AL***4065 | 10 kV | 400V(3ph) & 230V(single ph) | LV | 400 kVA :Kiosk Substation | 0.4 | --> | 0.4 | 0.275 | 0.7 |  | --> | 0.38 | 0 | 0 | 0 | 0 | 0.416 | 0 |  | --> | C28 ex ACADEMY STREET | ACADEMY STREET: T44 | NAVAN |  | 53.6512 | -6.691
MV/LV Substation AL***4069 | 10 kV | 400V(3ph) & 230V(single ph) | LV | 400 kVA :Kiosk Substation | 0.4 | --> | 0.4 | 0 | 0 | Constrained,otherwise capacity available =348kVA. | --> | 0.38 | 0 | 0 | 0 | 0 | 0 | 0 | Constrained,otherwise capacity available =407kW. | --> | C15 ex PORTARLINGTON | PORTARLINGTON: T41∥T42 | PORTLAOISE |  | 53.1559 | -7.1839
MV/LV Substation AL***4071 | 10 kV | 400V(3ph) & 230V(single ph) | LV | 400 kVA :Kiosk Substation | 0.4 | --> | 0.4 | 0.348 | 2 |  | --> | 0.38 | 0 | 0 | 0 | 0 | 0.407 | 0 |  | --> | C16 ex KENMARE | KENMARE: T42 | KNOCKEARAGH |  | 51.8836 | -9.5785
MV/LV Substation AL***4074 | 10 kV | 400V(3ph) & 230V(single ph) | LV | 400 kVA :Building Structure | 0.4 | --> | 0.4 | 0 | 0 | Constrained,otherwise capacity available =288kVA. | --> | 0.38 | 0 | 0 | 0 | 0 | 0.417 | 0 |  | --> | C25 ex POPPINTREE | POPPINTREE: T101 | FINGLAS |  | 53.4172 | -6.314
MV/LV Substation AL***4074 | 10 kV | 400V(3ph) & 230V(single ph) | LV | 630 kVA :Building Structure | 0.63 | --> | 0.63 | 0 | 0 | Constrained,otherwise capacity available =500kVA. | --> | 0.598 | 0 | 0 | 0 | 0 | 0.5 | 0 |  | --> | C11 ex COOLCORCORAN | COOLCORCORAN: T41∥T42 | KNOCKEARAGH |  | 52.0606 | -9.4944
MV/LV Substation AL***4075 | 10 kV | 400V(3ph) & 230V(single ph) | LV | 630 kVA :Kiosk Substation | 0.63 | --> | 0.63 | 0 | 0 | Constrained,otherwise capacity available =500kVA. | --> | 0.598 | 0 | 0 | 0 | 0.003 | 0.5 | 0 |  | --> | C15 ex ENNISTYMON | ENNISTYMON: T41∥T42 | ENNIS |  | 52.9398 | -9.29
MV/LV Substation AL***4080 | 10 kV | 400V(3ph) & 230V(single ph) | LV | 400 kVA :Kiosk Substation | 0.4 | --> | 0.4 | 0.295 | 1.2 |  | --> | 0.38 | 0 | 0 | 0 | 0 | 0.416 | 0 |  | --> | C15 ex TRIM | TRIM: T41∥T42 | NAVAN |  | 53.5557 | -6.795
MV/LV Substation AL***4082 | 10 kV | 400V(3ph) & 230V(single ph) | LV | 400 kVA :Building Structure | 0.4 | --> | 0.4 | 0 | 0 | Constrained,otherwise capacity available =336kVA. | --> | 0.38 | 0 | 0 | 0 | 0 | 0 | 0 | Constrained,otherwise capacity available =409kW. | --> | C13 ex FERMOY NORTH | FERMOY NORTH: T41∥T42 | BARRYMORE |  | 52.1463 | -8.2767
MV/LV Substation AL***4095 | 10 kV | 400V(3ph) & 230V(single ph) | LV | 400 kVA :Kiosk Substation | 0.4 | --> | 0.4 | 0.04 | 0 | Constrained,otherwise capacity available =337kVA. | --> | 0.38 | 0 | 0 | 0 | 0 | 0.409 | 0 |  | --> | C17 ex GRAIGUENAMANAGH | GRAIGUENAMANAGH: T41∥T42 | KILKENNY |  | 52.5419 | -6.9578
MV/LV Substation AL***4100 | 10 kV | 400V(3ph) & 230V(single ph) | LV | 200 kVA :Kiosk Substation | 0.2 | --> | 0.2 | 0 | 0 | Constrained,otherwise capacity available =148kVA. | --> | 0.19 | 0 | 0 | 0 | 0 | 0.207 | 0 |  | --> | C12 ex SKIBBEREEN | SKIBBEREEN: T41∥T42 | DUNMANWAY |  | 51.5483 | -9.2698
MV/LV Substation AL***4101 | 10 kV | 400V(3ph) & 230V(single ph) | LV | 400 kVA :Kiosk Substation | 0.4 | --> | 0.4 | 0.4 | 12.3 |  | --> | 0.38 | 0 | 0 | 0 | 0 | 0.4 | 0 |  | --> | C17 ex MONREAD | MONREAD: T101 | MONREAD |  | 53.2393 | -6.6589
MV/LV Substation AL***4108 | 10 kV | 400V(3ph) & 230V(single ph) | LV | 400 kVA :Kiosk Substation | 0.4 | --> | 0.4 | 0.4 | 0.9 |  | --> | 0.38 | 0 | 0 | 0 | 0 | 0.4 | 0 |  | --> | C15 ex RIVERSTOWN | RIVERSTOWN: T41∥T42 | KILBARRY |  | 51.9308 | -8.3907
MV/LV Substation AL***4111 | 10 kV | 400V(3ph) & 230V(single ph) | LV | 630 kVA :Kiosk Substation | 0.63 | --> | 0.63 | 0.5 | 9.8 |  | --> | 0.598 | 0 | 0 | 0 | 0 | 0.5 | 0 |  | --> | C11 ex KILCOOLE | KILCOOLE: T41∥T42 | FASSAROE |  | 53.093 | -6.1196
MV/LV Substation AL***4113 | 10 kV | 400V(3ph) & 230V(single ph) | LV | 400 kVA :Kiosk Substation | 0.4 | --> | 0.4 | 0 | 0 | Constrained,otherwise capacity available =360kVA. | --> | 0.38 | 0 | 0 | 0 | 0 | 0.406 | 0 |  | --> | C13 ex TUAM SOUTH | TUAM SOUTH: T42 | CLOON |  | 53.516 | -8.854
MV/LV Substation AL***4115 | 10 kV | 400V(3ph) & 230V(single ph) | LV | 200 kVA :Kiosk Substation | 0.2 | --> | 0.2 | 0.006 | 12.2 |  | --> | 0.19 | 0 | 0 | 0 | 0 | 0.228 | 0 |  | --> | C22 ex SALTHILL | SALTHILL: T102 | SALTHILL |  | 53.2704 | -9.0994
MV/LV Substation AL***4117 | 20 kV | 400V(3ph) & 230V(single ph) | LV | 630 kVA :Kiosk Substation | 0.63 | --> | 0.63 | 0.5 | 1.1 |  | --> | 0.598 | 0 | 0 | 0 | 0 | 0 | 0 | Constrained,otherwise capacity available =500kW. | --> | E17 ex BELMULLET | BELMULLET: T421 | BELLACORICK |  | 54.2273 | -9.9891
MV/LV Substation AL***4120 | 20 kV | 400V(3ph) & 230V(single ph) | LV | 630 kVA :Kiosk Substation | 0.63 | --> | 0.63 | 0.5 | 2.5 |  | --> | 0.598 | 0 | 0 | 0 | 0 | 0.5 | 0 |  | --> | E16 ex CONG | CONG: T421∥T422 | CLOON |  | 53.6151 | -9.2259
MV/LV Substation AL***4130 | 10 kV | 400V(3ph) & 230V(single ph) | LV | 400 kVA :Building Structure | 0.4 | --> | 0.4 | 0.337 | 3.4 |  | --> | 0.38 | 0 | 0 | 0 | 0 | 0.409 | 0 |  | --> | C16 ex TRAMORE | TRAMORE: T42 | BUTLERSTOWN |  | 52.1612 | -7.1487
MV/LV Substation AL***4133 | 10 kV | 400V(3ph) & 230V(single ph) | LV | 200 kVA :Kiosk Substation | 0.2 | --> | 0.2 | 0 | 0 | Constrained,otherwise capacity available =126kVA. | --> | 0.19 | 0 | 0 | 0 | 0 | 0 | 0 | Constrained,otherwise capacity available =210kW. | --> | C14 ex LEE BRIDGE | LEE BRIDGE: T42 | MACROOM |  | 51.903 | -8.9535
MV/LV Substation AL***4134 | 10 kV | 400V(3ph) & 230V(single ph) | LV | 400 kVA :Kiosk Substation | 0.4 | --> | 0.4 | 0 | 0 | Constrained,otherwise capacity available =354kVA. | --> | 0.38 | 0 | 0 | 0 | 0 | 0.407 | 0 |  | --> | C17 ex BALLYHAUNIS | BALLYHAUNIS: T41∥T42 | DALTON |  | 53.7636 | -8.7703
MV/LV Substation AL***4140 | 10 kV | 400V(3ph) & 230V(single ph) | LV | 400 kVA :Kiosk Substation | 0.4 | --> | 0.4 | 0 | 0 | Constrained,otherwise capacity available =279kVA. | --> | 0.38 | 0 | 0 | 0 | 0.003 | 0.415 | 0 |  | --> | C18 ex LEIXLIP | LEIXLIP: T42 | GRIFFINRATH |  | 53.3633 | -6.4937
MV/LV Substation AL***4142 | 20 kV | 400V(3ph) & 230V(single ph) | LV | 400 kVA :Kiosk Substation | 0.4 | --> | 0.4 | 0.337 | 3.3 |  | --> | 0.38 | 0 | 0 | 0 | 0 | 0.409 | 0 |  | --> | E12 ex BIRDHILL | BIRDHILL: T422 | ARDNACRUSHA |  | 52.8048 | -8.4413
MV/LV Substation AL***4144 | 20 kV | 400V(3ph) & 230V(single ph) | LV | 400 kVA :Building Structure | 0.4 | --> | 0.4 | 0.4 | 1.6 |  | --> | 0.38 | 0 | 0 | 0 | 0 | 0.4 | 0 |  | --> | E15 ex GURRANEBANE | GURRANEBANE: T421∥T422 | OUGHTRAGH |  | 51.9457 | -10.2294
MV/LV Substation AL***4145 | 10 kV | 400V(3ph) & 230V(single ph) | LV | 200 kVA :Kiosk Substation | 0.2 | --> | 0.2 | 0.071 | 2.7 |  | --> | 0.19 | 0 | 0 | 0 | 0 | 0.209 | 0 |  | --> | C19 ex CALLAN | CALLAN: T41∥T42 | KILKENNY |  | 52.5447 | -7.3946
MV/LV Substation AL***4147 | 10 kV | 400V(3ph) & 230V(single ph) | LV | 200 kVA :Kiosk Substation | 0.2 | --> | 0.2 | 0.2 | 4.7 |  | --> | 0.19 | 0 | 0 | 0 | 0 | 0.2 | 0 |  | --> | C11 ex OAKFIELD | OAKFIELD: T41 | SLIGO |  | 54.2684 | -8.4828
MV/LV Substation AL***4152 | 10 kV | 400V(3ph) & 230V(single ph) | LV | 400 kVA :Kiosk Substation | 0.4 | --> | 0.4 | 0.336 | 5.9 |  | --> | 0.38 | 0 | 0 | 0 | 0 | 0.409 | 0 |  | --> | C11 ex BANDON | BANDON: T101 | BANDON |  | 51.746 | -8.7311
MV/LV Substation AL***4156 | 10 kV | 400V(3ph) & 230V(single ph) | LV | 1000 kVA :Building Structure | 1 | --> | 1 | 0.5 | 9.2 |  | --> | 0.95 | 0 | 0 | 0 | 0 | 0.5 | 0 |  | --> | C27 ex CENTRE PARK ROAD | MARINA: T105 | MARINA |  | 51.8976 | -8.4632
MV/LV Substation AL***4157 | 10 kV | 400V(3ph) & 230V(single ph) | LV | 1000 kVA :Building Structure | 1 | --> | 1 | 0.5 | 9.2 |  | --> | 0.95 | 0 | 0 | 0 | 0 | 0.5 | 0 |  | --> | C27 ex CENTRE PARK ROAD | MARINA: T105 | MARINA |  | 51.8977 | -8.4633
MV/LV Substation AL***415Z | 10 kV | 400V(3ph) & 230V(single ph) | LV | 400 kVA :Kiosk Substation | 0.4 | --> | 0.4 | 0.368 | 3.4 |  | --> | 0.38 | 0 | 0 | 0 | 0 | 0.404 | 0 |  | --> | C19 ex COOLOCK | COOLOCK: T41 | FINGLAS |  | 53.3768 | -6.1782
MV/LV Substation AL***4165 | 10 kV | 400V(3ph) & 230V(single ph) | LV | 400 kVA :Kiosk Substation | 0.4 | --> | 0.4 | 0.355 | 1.4 |  | --> | 0.38 | 0 | 0 | 0 | 0 | 0.407 | 0 |  | --> | C16 ex GRANGE (SR) | GRANGE (SR): T41∥T42 | BUTLERSTOWN |  | 52.2465 | -7.086
MV/LV Substation AL***4166 | 20 kV | 400V(3ph) & 230V(single ph) | LV | 200 kVA :Pole Substation | 0.2 | --> | 0.2 | 0 | 0 | Constrained,otherwise capacity available =167kVA. | --> | 0.19 | 0 | 0 | 0 | 0 | 0 | 0 | Constrained,otherwise capacity available =204kW. | --> | E17 ex PORTLAOISE | PORTLAOISE: T423∥T424 | PORTLAOISE |  | 52.9142 | -7.3684
MV/LV Substation AL***4168 | 10 kV | 400V(3ph) & 230V(single ph) | LV | 400 kVA :Kiosk Substation | 0.4 | --> | 0.4 | 0.363 | 3.4 |  | --> | 0.38 | 0 | 0 | 0 | 0 | 0.405 | 0 |  | --> | C17 ex STICKILLEN | STICKILLEN: T41∥T42 | DRYBRIDGE |  | 53.8552 | -6.5414
MV/LV Substation AL***416X | 10 kV | 400V(3ph) & 230V(single ph) | LV | 200 kVA :Kiosk Substation | 0.2 | --> | 0.2 | 0 | 0 | Constrained,otherwise capacity available =50kVA. | --> | 0.19 | 0 | 0 | 0 | 0 | 0.222 | 0 |  | --> | C22 ex OLDBAWN | OLDBAWN: T42 | COOKSTOWN |  | 53.2721 | -6.3558
MV/LV Substation AL***4170 | 10 kV | 400V(3ph) & 230V(single ph) | LV | 400 kVA :Kiosk Substation | 0.4 | --> | 0.4 | 0 | 0 | Constrained,otherwise capacity available =363kVA. | --> | 0.38 | 0 | 0 | 0 | 0 | 0.405 | 0 |  | --> | C22 ex MACETOWN | MACETOWN: T102 | MACETOWN |  | 53.3902 | -6.4284
MV/LV Substation AL***417X | 10 kV | 400V(3ph) & 230V(single ph) | LV | 400 kVA :Kiosk Substation | 0.4 | --> | 0.4 | 0 | 0 | Constrained,otherwise capacity available =252kVA. | --> | 0.38 | 0 | 0 | 0 | 0.001 | 0.421 | 0 |  | --> | C22 ex OLDBAWN | OLDBAWN: T42 | COOKSTOWN |  | 53.2724 | -6.3519
MV/LV Substation AL***418X | 10 kV | 400V(3ph) & 230V(single ph) | LV | 400 kVA :Kiosk Substation | 0.4 | --> | 0.4 | 0 | 0 | Constrained,otherwise capacity available =317kVA. | --> | 0.38 | 0 | 0 | 0 | 0.003 | 0.409 | 0 |  | --> | C22 ex OLDBAWN | OLDBAWN: T42 | COOKSTOWN |  | 53.2744 | -6.3542
MV/LV Substation AL***4193 | 10 kV | 400V(3ph) & 230V(single ph) | LV | 630 kVA :Kiosk Substation | 0.63 | --> | 0.63 | 0.5 | 8.3 |  | --> | 0.598 | 0 | 0 | 0 | 0 | 0.5 | 0 |  | --> | C21 ex BALLYBEG | BALLYBEG: T101 | CARRICKMINES |  | 52.9956 | -6.0785
MV/LV Substation AL***4197 | 10 kV | 400V(3ph) & 230V(single ph) | LV | 630 kVA :Building Structure | 0.63 | --> | 0.63 | 0.5 | 5.4 |  | --> | 0.598 | 0 | 0 | 0 | 0 | 0.5 | 0 |  | --> | C14 ex ARDNAREE | ARDNAREE: T42 | MOY |  | 54.1136 | -9.1581
MV/LV Substation AL***4201 | 10 kV | 400V(3ph) & 230V(single ph) | LV | 1000 kVA :Building Structure | 1 | --> | 1 | 0.5 | 2.9 |  | --> | 0.95 | 0 | 0 | 0 | 0 | 0.5 | 0 |  | --> | C20 ex MONKSTOWN | MONKSTOWN: T42 | BLACKROCK |  | 53.3022 | -6.1907
MV/LV Substation AL***4218 | 10 kV | 400V(3ph) & 230V(single ph) | LV | 400 kVA :Kiosk Substation | 0.4 | --> | 0.4 | 0 | 0 | Constrained,otherwise capacity available =317kVA. | --> | 0.38 | 0 | 0 | 0 | 0 | 0 | 0 | Constrained,otherwise capacity available =409kW. | --> | C13 ex ROSCREA | ROSCREA: T41 | IKERRIN |  | 52.9571 | -7.801
MV/LV Substation AL***4222 | 10 kV | 400V(3ph) & 230V(single ph) | LV | 400 kVA :Kiosk Substation | 0.4 | --> | 0.4 | 0 | 0 | Constrained,otherwise capacity available =400kVA. | --> | 0.38 | 0 | 0 | 0 | 0 | 0.4 | 0 |  | --> | C16 ex CLONAKILTY | CLONAKILTY: T41∥T42 | DUNMANWAY |  | 51.6207 | -8.8846
MV/LV Substation AL***4223 | 10 kV | 400V(3ph) & 230V(single ph) | LV | 630 kVA :Building Structure | 0.63 | --> | 0.63 | 0.5 | 2.9 |  | --> | 0.598 | 0 | 0 | 0 | 0 | 0.5 | 0 |  | --> | C20 ex MONKSTOWN | MONKSTOWN: T42 | BLACKROCK |  | 53.3022 | -6.1906
MV/LV Substation AL***4230 | 10 kV | 400V(3ph) & 230V(single ph) | LV | 400 kVA :Kiosk Substation | 0.4 | --> | 0.4 | 0.27 | 2.8 |  | --> | 0.38 | 0 | 0 | 0 | 0 | 0.408 | 0 |  | --> | C20 ex CASHEL | CASHEL: T42 | CAHIR |  | 52.5149 | -7.8887
MV/LV Substation AL***4234 | 20 kV | 400V(3ph) & 230V(single ph) | LV | 630 kVA :Kiosk Substation | 0.63 | --> | 0.63 | 0 | 0 | Constrained,otherwise capacity available =500kVA. | --> | 0.598 | 0 | 0 | 0 | 0 | 0.5 | 0 |  | --> | E18 ex CREAGH | CREAGH: T421∥T422 | ATHLONE |  | 53.4695 | -8.495
MV/LV Substation AL***4251 | 10 kV | 400V(3ph) & 230V(single ph) | LV | 400 kVA :Building Structure | 0.4 | --> | 0.4 | 0.31 | 1.8 |  | --> | 0.38 | 0 | 0 | 0 | 0 | 0.414 | 0 |  | --> | C19 ex DUNDALK | DUNDALK: T41 | DUNDALK |  | 53.9925 | -6.4151
MV/LV Substation AL***4255 | 10 kV | 400V(3ph) & 230V(single ph) | LV | 400 kVA :Kiosk Substation | 0.4 | --> | 0.4 | 0.4 | 1.5 |  | --> | 0.38 | 0 | 0 | 0 | 0 | 0.4 | 0 |  | --> | C16 ex DERRYCRAMPH | DERRYCRAMPH: T41∥T42 | SHANKILL |  | 53.9849 | -7.3503
MV/LV Substation AL***4283 | 20 kV | 400V(3ph) & 230V(single ph) | LV | 400 kVA :Building Structure | 0.4 | --> | 0.4 | 0 | 0 | Constrained,otherwise capacity available =400kVA. | --> | 0.38 | 0 | 0 | 0 | 0 | 0.4 | 0 |  | --> | E17 ex BALTRASNA | BALTRASNA: T121 | BALTRASNA |  | 53.5124 | -6.5376
MV/LV Substation AL***4306 | 10 kV | 400V(3ph) & 230V(single ph) | LV | 400 kVA :Building Structure | 0.4 | --> | 0.4 | 0 | 0 | Constrained,otherwise capacity available =315kVA. | --> | 0.38 | 0 | 0 | 0 | 0 | 0.41 | 0 |  | --> | C13 ex DOUGLAS | DOUGLAS: T42 | TRABEG |  | 51.8781 | -8.4346
MV/LV Substation AL***4323 | 10 kV | 400V(3ph) & 230V(single ph) | LV | 400 kVA :Building Structure | 0.4 | --> | 0.4 | 0 | 0 | Constrained,otherwise capacity available =365kVA. | --> | 0.38 | 0 | 0 | 0 | 0 | 0.405 | 0 |  | --> | C16 ex ATHENRY | ATHENRY: T41∥T42 | GALWAY 110KV |  | 53.2971 | -8.749
MV/LV Substation AL***434X | 10 kV | 400V(3ph) & 230V(single ph) | LV | 630 kVA :Building Structure | 0.63 | --> | 0.63 | 0.5 | 9.8 |  | --> | 0.598 | 0 | 0 | 0 | 0 | 0.5 | 0 |  | --> | C22 ex COOKSTOWN | COOKSTOWN: T102 | CARRICKMINES |  | 53.299 | -6.3732
MV/LV Substation AL***4392 | 10 kV | 400V(3ph) & 230V(single ph) | LV | 200 kVA :Kiosk Substation | 0.2 | --> | 0.2 | 0.063 | 1.4 |  | --> | 0.19 | 0 | 0 | 0 | 0.009 | 0.208 | 0 |  | --> | C17 ex BALLINDERRY | BALLINDERRY: T41 | MULLINGAR |  | 53.526 | -7.3198
MV/LV Substation AL***4398 | 10 kV | 400V(3ph) & 230V(single ph) | LV | 400 kVA :Kiosk Substation | 0.4 | --> | 0.4 | 0.34 | 6.6 |  | --> | 0.38 | 0 | 0 | 0 | 0.001 | 0.408 | 0 |  | --> | C17 ex GLEBE | GLEBE: T41∥T42 | RICHMOND |  | 53.7174 | -7.7838
MV/LV Substation AL***4429 | 10 kV | 400V(3ph) & 230V(single ph) | LV | 400 kVA :Building Structure | 0.4 | --> | 0.4 | 0 | 0 | Constrained,otherwise capacity available =363kVA. | --> | 0.38 | 0 | 0 | 0 | 0 | 0.405 | 0 |  | --> | C19 ex KILMONEY | KILMONEY: T41∥T42 | TRABEG |  | 51.8149 | -8.3959
MV/LV Substation AL***449 | 20 kV | 400V(3ph) & 230V(single ph) | LV | 400 kVA :Kiosk Substation | 0.4 | --> | 0.4 | 0.306 | 1.6 |  | --> | 0.38 | 0 | 0 | 0 | 0.011 | 0 | 0 | Constrained,otherwise capacity available =402kW. | --> | E11 ex CASTLETOWNBERE | CASTLETOWNBERE: T421 | BALLYLICKY |  | 51.6412 | -10.0436
MV/LV Substation AL***4504 | 20 kV | 400V(3ph) & 230V(single ph) | LV | 200 kVA :Pole Substation | 0.2 | --> | 0.2 | 0 | 0 | Constrained,otherwise capacity available =127kVA. | --> | 0.19 | 0 | 0 | 0 | 0 | 0.21 | 0 |  | --> | E19 ex EDENDERRY | EDENDERRY: T421∥T422 | BLAKE |  | 53.4529 | -7.0995
MV/LV Substation AL***4561 | 20 kV | 400V(3ph) & 230V(single ph) | LV | 630 kVA :Kiosk Substation | 0.63 | --> | 0.63 | 0 | 0 | Constrained,otherwise capacity available =500kVA. | --> | 0.598 | 0 | 0 | 0 | 0 | 0.5 | 0 |  | --> | E13 ex BALTINGLASS | BALTINGLASS: T421∥T422 | STRATFORD |  | 52.9329 | -6.7091
MV/LV Substation AL***470 | 10 kV | 400V(3ph) & 230V(single ph) | LV | 200 kVA :Kiosk Substation | 0.2 | --> | 0.2 | 0.18 | 2.8 |  | --> | 0.19 | 0 | 0 | 0 | 0.004 | 0.198 | 0 |  | --> | C16 ex CARRIGLAWN | CARRIGLAWN: T41∥T42 | WEXFORD |  | 52.3502 | -6.4915
MV/LV Substation AL***471Y | 10 kV | 400V(3ph) & 230V(single ph) | LV | 50 kVA :Pole Substation | 0.05 | --> | 0.05 | 0 | 0 | Constrained,otherwise capacity available =45kVA. | --> | 0.047 | 0 | 0 | 0 | 0 | 0 | 0 | Constrained,otherwise capacity available =50kW. | --> | C11 ex BELLFIELD | BELLFIELD: T41∥T42 | CRANE |  | 52.5053 | -6.5889
MV/LV Substation AL***473X | 20 kV | 400V(3ph) & 230V(single ph) | LV | 50 kVA :Pole Substation | 0.05 | --> | 0.05 | 0.04 | 2.5 |  | --> | 0.047 | 0 | 0 | 0 | 0 | 0.051 | 0 |  | --> | C16 ex CURRA | CURRA: T41 | SOMERSET |  | 53.0476 | -8.4016
MV/LV Substation AL***474Z | 10 kV | 400V(3ph) & 230V(single ph) | LV | 400 kVA :Kiosk Substation | 0.4 | --> | 0.4 | 0.202 | 3.3 |  | --> | 0.38 | 0 | 0 | 0 | 0.046 | 0.381 | 0 |  | --> | C17 ex CELBRIDGE | CELBRIDGE: T41 | GRIFFINRATH |  | 53.3506 | -6.5455
MV/LV Substation AL***490X | 20 kV | 400V(3ph) & 230V(single ph) | LV | 100 kVA :Pole Substation | 0.1 | --> | 0.1 | 0.083 | 2.5 |  | --> | 0.095 | 0 | 0 | 0 | 0.003 | 0 | 0 | Constrained,otherwise capacity available =99kW. | --> | E11 ex CLOONBANNIN | CLOONBANNIN: T421 | GLENLARA |  | 52.058 | -9.0509
MV/LV Substation AL***492Y | 10 kV | 400V(3ph) & 230V(single ph) | LV | 400 kVA :Kiosk Substation | 0.4 | --> | 0.4 | 0.309 | 9.2 |  | --> | 0.38 | 0 | 0 | 0 | 0.01 | 0.403 | 0 |  | --> | C18 ex TRABEG | TRABEG: T101 | TRABEG |  | 51.8724 | -8.4499
MV/LV Substation AL***508X | 10 kV | 400V(3ph) & 230V(single ph) | LV | 400 kVA :Building Structure | 0.4 | --> | 0.4 | 0.369 | 1.6 |  | --> | 0.38 | 0 | 0 | 0 | 0 | 0.404 | 0 |  | --> | C22 ex BALLYMOUNT | BALLYMOUNT: T42 | INCHICORE 220KV |  | 53.313 | -6.3599
MV/LV Substation AL***508X | 20 kV | 400V(3ph) & 230V(single ph) | LV | 50 kVA :Pole Substation | 0.05 | --> | 0.05 | 0 | 0 | Constrained,otherwise capacity available =36kVA. | --> | 0.047 | 0 | 0 | 0 | 0.003 | 0.047 | 0 |  | --> | E18 ex CREAGH | CREAGH: T421∥T422 | ATHLONE |  | 53.3812 | -8.4863
MV/LV Substation AL***522X | 10 kV | 400V(3ph) & 230V(single ph) | LV | 400 kVA :Building Structure | 0.4 | --> | 0.4 | 0.304 | 2.9 |  | --> | 0.38 | 0 | 0 | 0 | 0 | 0.414 | 0 |  | --> | C17 ex INCHICORE NORTH | INCHICORE NORTH: T41 | INCHICORE 220KV |  | 53.3344 | -6.3429
MV/LV Substation AL***523X | 10 kV | 400V(3ph) & 230V(single ph) | LV | 100 kVA :Pole Substation | 0.1 | --> | 0.1 | 0.099 | 5.9 |  | --> | 0.095 | 0 | 0 | 0 | 0 | 0 | 0 | Constrained,otherwise capacity available =100kW. | --> | C22 ex NEWMARKET (SR) | NEWMARKET (SR): T41∥T42 | GLENLARA |  | 52.1927 | -8.969
MV/LV Substation AL***525 | 10 kV | 400V(3ph) & 230V(single ph) | LV | 200 kVA :Kiosk Substation | 0.2 | --> | 0.2 | 0.07 | 3.1 |  | --> | 0.19 | 0 | 0 | 0 | 0.003 | 0.216 | 0 |  | --> | C19 ex MONKSTOWN | MONKSTOWN: T41 | BLACKROCK |  | 53.2965 | -6.1673
MV/LV Substation AL***535Y | 10 kV | 400V(3ph) & 230V(single ph) | LV | 630 kVA :Building Structure | 0.63 | --> | 0.63 | 0.5 | 2.2 |  | --> | 0.598 | 0 | 0 | 0 | 0 | 0.5 | 0 |  | --> | C14 ex MANOR STREET | MANOR STREET: T42 | WATERFORD |  | 52.2545 | -7.11
MV/LV Substation AL***540Z | 10 kV | 400V(3ph) & 230V(single ph) | LV | 400 kVA :Kiosk Substation | 0.4 | --> | 0.4 | 0 | 0 | Constrained,otherwise capacity available =361kVA. | --> | 0.38 | 0 | 0 | 0 | 0.037 | 0.366 | 0 |  | --> | C39 ex COLLEGE PARK | COLLEGE PARK: T103 | COLLEGE PARK |  | 53.4344 | -6.3775
MV/LV Substation AL***548 | 10 kV | 400V(3ph) & 230V(single ph) | LV | 50 kVA :Pole Substation | 0.05 | --> | 0.05 | 0.03 | 1.5 |  | --> | 0.047 | 0 | 0 | 0 | 0.004 | 0.048 | 0 |  | --> | E17 ex BEALISTOWN | BEALISTOWN: T421∥T422 | GREAT ISLAND |  | 52.1744 | -6.8799
MV/LV Substation AL***548Z | 10 kV | 400V(3ph) & 230V(single ph) | LV | 200 kVA :Kiosk Substation | 0.2 | --> | 0.2 | 0.08 | 0.8 |  | --> | 0.19 | 0 | 0 | 0 | 0.002 | 0.216 | 0 |  | --> | C18 ex KNOCKMULLEN | KNOCKMULLEN: T42 | GREAT ISLAND |  | 52.3875 | -6.9515
MV/LV Substation AL***552X | 10 kV | 400V(3ph) & 230V(single ph) | LV | 1000 kVA :Building Structure | 1 | --> | 1 | 0.5 | 7.1 |  | --> | 0.95 | 0 | 0 | 0 | 0 | 0.5 | 0 |  | --> | C12 ex PEMBROKE | PEMBROKE: T41∥T43 | RINGSEND |  | 53.3393 | -6.2338
MV/LV Substation AL***569X | 20 kV | 400V(3ph) & 230V(single ph) | LV | 200 kVA :Kiosk Substation | 0.2 | --> | 0.2 | 0.187 | 7.4 |  | --> | 0.19 | 0 | 0 | 0 | 0 | 0 | 0 | Constrained,otherwise capacity available =201kW. | --> | E14 ex ARIGNA | ARIGNA: T121 | ARIGNA |  | 54.0423 | -8.0371
MV/LV Substation AL***580 | 10 kV | 400V(3ph) & 230V(single ph) | LV | 50 kVA :Pole Substation | 0.05 | --> | 0.05 | 0.028 | 9.8 |  | --> | 0.047 | 0 | 0 | 0 | 0 | 0.052 | 0 |  | --> | C14 ex KILCOOLE | KILCOOLE: T41∥T42 | FASSAROE |  | 53.113 | -6.1258
MV/LV Substation AL***598X | 10 kV | 400V(3ph) & 230V(single ph) | LV | 50 kVA :Pole Substation | 0.05 | --> | 0.05 | 0.045 | 0.7 |  | --> | 0.047 | 0 | 0 | 0 | 0 | 0.05 | 0 |  | --> | C30 ex ACADEMY STREET | ACADEMY STREET: T44 | NAVAN |  | 53.647 | -6.6426
MV/LV Substation AL***607Z | 10 kV | 400V(3ph) & 230V(single ph) | LV | 1000 kVA :Building Structure | 1 | --> | 1 | 0 | 0 | Constrained,otherwise capacity available =500kVA. | --> | 0.95 | 0 | 0 | 0 | 0 | 0.5 | 0 |  | --> | C17 ex NAAS | NAAS: T41 | NEWBRIDGE |  | 53.2133 | -6.6951
MV/LV Substation AL***617 | 10 kV | 400V(3ph) & 230V(single ph) | LV | 630 kVA :Kiosk Substation | 0.63 | --> | 0.63 | 0 | 0 | Constrained,otherwise capacity available =483kVA. | --> | 0.598 | 0 | 0 | 0 | 0.019 | 0 | 0 | Constrained,otherwise capacity available =500kW. | --> | C14 ex COOLMINE | COOLMINE: T42 | FINGLAS |  | 53.3872 | -6.428
MV/LV Substation AL***629X | 10 kV | 400V(3ph) & 230V(single ph) | LV | 50 kVA :Pole Substation | 0.05 | --> | 0.05 | 0 | 0 | Constrained,otherwise capacity available =33kVA. | --> | 0.047 | 0 | 0 | 0 | 0.003 | 0.048 | 0 |  | --> | C16 ex LUCAN EAST | LUCAN EAST: T41∥T42 | GRANGE CASTLE |  | 53.3725 | -6.4494
MV/LV Substation AL***634X | 20 kV | 400V(3ph) & 230V(single ph) | LV | 50 kVA :Pole Substation | 0.05 | --> | 0.05 | 0.039 | 6.9 |  | --> | 0.047 | 0 | 0 | 0 | 0 | 0 | 0 | Constrained,otherwise capacity available =51kW. | --> | E11 ex RATHKEALE | RATHKEALE: T421∥T422 | RATHKEALE |  | 52.5629 | -8.9753
MV/LV Substation AL***652 | 10 kV | 400V(3ph) & 230V(single ph) | LV | 50 kVA :Pole Substation | 0.05 | --> | 0.05 | 0.042 | 2.2 |  | --> | 0.047 | 0 | 0 | 0 | 0.008 | 0.041 | 0 |  | --> | C13 ex MORNINGTON ROAD | MORNINGTON ROAD: T41 | DRYBRIDGE |  | 53.7196 | -6.3081
MV/LV Substation AL***653 | 20 kV | 400V(3ph) & 230V(single ph) | LV | 50 kVA :Pole Substation | 0.05 | --> | 0.05 | 0.05 | 4.4 |  | --> | 0.047 | 0 | 0 | 0 | 0 | 0.049 | 0 |  | --> | E16 ex MOHILL | MOHILL: T421∥T422 | CARRICK ON SHANNON |  | 53.9117 | -8.0021
MV/LV Substation AL***654Y | 20 kV | 400V(3ph) & 230V(single ph) | LV | 50 kVA :Pole Substation | 0.05 | --> | 0.05 | 0 | 0 | Constrained,otherwise capacity available =47kVA. | --> | 0.047 | 0 | 0 | 0 | 0 | 0.049 | 0 |  | --> | C17 ex CLONES | CLONES: T41∥T42 | SHANKILL |  | 54.1795 | -7.2181
MV/LV Substation AL***655Z | 10 kV | 400V(3ph) & 230V(single ph) | LV | 200 kVA :Kiosk Substation | 0.2 | --> | 0.2 | 0.132 | 1.6 |  | --> | 0.19 | 0 | 0 | 0 | 0.003 | 0.206 | 0 |  | --> | C17 ex SALLINS | SALLINS: T41 | GRIFFINRATH |  | 53.2897 | -6.6789
MV/LV Substation AL***664X | 10 kV | 400V(3ph) & 230V(single ph) | LV | 630 kVA :Building Structure | 0.63 | --> | 0.63 | 0.5 | 1.5 |  | --> | 0.598 | 0 | 0 | 0 | 0.003 | 0.5 | 0 |  | --> | C20 ex GLOUCESTER PLACE | GLOUCESTER PLACE: T42 | MCDERMOTT |  | 53.3552 | -6.247
MV/LV Substation AL***689Y | 10 kV | 400V(3ph) & 230V(single ph) | LV | 100 kVA :Pole Substation | 0.1 | --> | 0.1 | 0 | 0 | Constrained,otherwise capacity available =74kVA. | --> | 0.095 | 0 | 0 | 0 | 0 | 0.103 | 0 |  | --> | C17 ex CARRICKMACROSS | CARRICKMACROSS: T41 | MEATH HILL |  | 53.981 | -6.7108
MV/LV Substation AL***694Z | 10 kV | 400V(3ph) & 230V(single ph) | LV | 100 kVA :Pole Substation | 0.1 | --> | 0.1 | 0 | 0 | Constrained,otherwise capacity available =66kVA. | --> | 0.095 | 0 | 0 | 0 | 0.004 | 0.1 | 0 |  | --> | C18 ex BLAKE | BLAKE: T41∥T42 | BLAKE |  | 53.2465 | -6.8447
MV/LV Substation AL***703X | 10 kV | 400V(3ph) & 230V(single ph) | LV | 630 kVA :Kiosk Substation | 0.63 | --> | 0.63 | 0.27 | 1.2 |  | --> | 0.598 | 0 | 0 | 0 | 0 | 0 | 0 | Constrained,otherwise capacity available =500kW. | --> | C22 ex KNOCKAPHUNTA | KNOCKAPHUNTA: T41∥T42 | CASTLEBAR |  | 53.8539 | -9.3046
MV/LV Substation AL***734X | 10 kV | 400V(3ph) & 230V(single ph) | LV | 630 kVA :Kiosk Substation | 0.63 | --> | 0.63 | 0 | 0 | Constrained,otherwise capacity available =435kVA. | --> | 0.598 | 0 | 0 | 0 | 0 | 0.5 | 0 |  | --> | C14 ex OLDBAWN | OLDBAWN: T42 | COOKSTOWN |  | 53.2845 | -6.378
MV/LV Substation AL***739Z | 20 kV | 400V(3ph) & 230V(single ph) | LV | 400 kVA :Kiosk Substation | 0.4 | --> | 0.4 | 0.045 | 2.5 |  | --> | 0.38 | 0 | 0 | 0 | 0.025 | 0 | 0 | Constrained,otherwise capacity available =426kW. | --> | E15 ex TULLOW | TULLOW: T421 | CARLOW |  | 52.8041 | -6.7337
MV/LV Substation AL***770Z | 10 kV | 400V(3ph) & 230V(single ph) | LV | 200 kVA :Kiosk Substation | 0.2 | --> | 0.2 | 0.151 | 1.6 |  | --> | 0.19 | 0 | 0 | 0 | 0.011 | 0.195 | 0 |  | --> | C17 ex SALLINS | SALLINS: T41 | GRIFFINRATH |  | 53.2879 | -6.6807
MV/LV Substation AL***772X | 10 kV | 400V(3ph) & 230V(single ph) | LV | 630 kVA :Kiosk Substation | 0.63 | --> | 0.63 | 0.48 | 12.2 |  | --> | 0.598 | 0 | 0 | 0 | 0 | 0.5 | 0 |  | --> | C26 ex SALTHILL | SALTHILL: T102 | SALTHILL |  | 53.2682 | -9.1003
MV/LV Substation AL***783 | 20 kV | 400V(3ph) & 230V(single ph) | LV | 200 kVA :Pole Substation | 0.2 | --> | 0.2 | 0.19 | 2.5 |  | --> | 0.19 | 0 | 0 | 0 | 0 | 0 | 0 | Constrained,otherwise capacity available =201kW. | --> | E13 ex TULLOW | TULLOW: T421 | CARLOW |  | 52.7339 | -6.7216
MV/LV Substation AL***784Y | 10 kV | 400V(3ph) & 230V(single ph) | LV | 400 kVA :Kiosk Substation | 0.4 | --> | 0.4 | 0.251 | 1 |  | --> | 0.38 | 0 | 0 | 0 | 0.018 | 0 | 0 | Constrained,otherwise capacity available =403kW. | --> | C15 ex LOUGHTAGALLA | LOUGHTAGALLA: T41∥T42 | THURLES |  | 52.6799 | -7.8013
MV/LV Substation AL***788X | 10 kV | 400V(3ph) & 230V(single ph) | LV | 400 kVA :Building Structure | 0.4 | --> | 0.4 | 0.4 | 5.9 |  | --> | 0.38 | 0 | 0 | 0 | 0 | 0.4 | 0 |  | --> | C20 ex BANDON | BANDON: T101 | BANDON |  | 51.7445 | -8.796
MV/LV Substation AL***789 | 10 kV | 400V(3ph) & 230V(single ph) | LV | 630 kVA :Building Structure | 0.63 | --> | 0.63 | 0.374 | 8.7 |  | --> | 0.598 | 0 | 0 | 0 | 0 | 0.5 | 0 |  | --> | C24 ex HAROLDS CROSS | HAROLDS CROSS: T102 | POOLBEG |  | 53.3324 | -6.2609
MV/LV Substation AL***792Y | 20 kV | 400V(3ph) & 230V(single ph) | LV | 200 kVA :Kiosk Substation | 0.2 | --> | 0.2 | 0 | 0 | Constrained,otherwise capacity available =152kVA. | --> | 0.19 | 0 | 0 | 0 | 0.003 | 0.203 | 0 |  | --> | E13 ex BALTINGLASS | BALTINGLASS: T421∥T422 | STRATFORD |  | 52.9339 | -6.6925
MV/LV Substation AL***793 | 10 kV | 400V(3ph) & 230V(single ph) | LV | 200 kVA :Kiosk Substation | 0.2 | --> | 0.2 | 0.108 | 2.1 |  | --> | 0.19 | 0 | 0 | 0 | 0.003 | 0.21 | 0 |  | --> | C16 ex SALLYNOGGIN ROAD | SALLYNOGGIN ROAD: T42 | CHERRYWOOD |  | 53.279 | -6.1298
MV/LV Substation AL***815 | 10 kV | 400V(3ph) & 230V(single ph) | LV | 1000 kVA :Building Structure | 1 | --> | 1 | 0.5 | 2.7 |  | --> | 0.95 | 0 | 0 | 0 | 0 | 0.5 | 0 |  | --> | C14 ex GREENHILLS | GREENHILLS: T42 | INCHICORE 220KV |  | 53.3254 | -6.3366
MV/LV Substation AL***824X | 10 kV | 400V(3ph) & 230V(single ph) | LV | 1000 kVA :Building Structure | 1 | --> | 1 | 0 | 0 | Constrained,otherwise capacity available =500kVA. | --> | 0.95 | 0 | 0 | 0 | 0 | 0.5 | 0 |  | --> | C39 ex NORTH QUAYS | NORTH QUAYS: T102 | POOLBEG |  | 53.3534 | -6.2316
MV/LV Substation AL***836Y | 10 kV | 400V(3ph) & 230V(single ph) | LV | 200 kVA :Kiosk Substation | 0.2 | --> | 0.2 | 0.036 | 1.5 |  | --> | 0.19 | 0 | 0 | 0 | 0 | 0.224 | 0 |  | --> | C12 ex MOUNT MISERY | MOUNT MISERY: T41 | WATERFORD |  | 52.2724 | -7.0902
MV/LV Substation AL***838 | 10 kV | 400V(3ph) & 230V(single ph) | LV | 630 kVA :Building Structure | 0.63 | --> | 0.63 | 0.5 | 5.6 |  | --> | 0.598 | 0 | 0 | 0 | 0 | 0.5 | 0 |  | --> | C16 ex MILLTOWN (DR) | MILLTOWN (DR): T102 | INCHICORE 220KV |  | 53.3098 | -6.2515
MV/LV Substation AL***840Z | 10 kV | 400V(3ph) & 230V(single ph) | LV | 400 kVA :Kiosk Substation | 0.4 | --> | 0.4 | 0.286 | 1.6 |  | --> | 0.38 | 0 | 0 | 0 | 0.003 | 0.414 | 0 |  | --> | C17 ex SALLINS | SALLINS: T41 | GRIFFINRATH |  | 53.2897 | -6.6749
MV/LV Substation AL***884Z | 10 kV | 400V(3ph) & 230V(single ph) | LV | 200 kVA :Kiosk Substation | 0.2 | --> | 0.2 | 0.166 | 12.3 |  | --> | 0.19 | 0 | 0 | 0 | 0.01 | 0.194 | 0 |  | --> | C17 ex MONREAD | MONREAD: T101 | MONREAD |  | 53.2343 | -6.6629
MV/LV Substation AL***887X | 10 kV | 400V(3ph) & 230V(single ph) | LV | 1000 kVA :Building Structure | 1 | --> | 1 | 0.5 | 7.1 |  | --> | 0.95 | 0 | 0 | 0 | 0 | 0.5 | 0 |  | --> | C12 ex PEMBROKE | PEMBROKE: T41∥T43 | RINGSEND |  | 53.3393 | -6.2339
MV/LV Substation AL***892X | 10 kV | 400V(3ph) & 230V(single ph) | LV | 400 kVA :Kiosk Substation | 0.4 | --> | 0.4 | 0.315 | 2.2 |  | --> | 0.38 | 0 | 0 | 0 | 0 | 0.413 | 0 |  | --> | C11 ex MALLOW | MALLOW: T41 | MALLOW |  | 52.127 | -8.6433
MV/LV Substation AL***894 | 10 kV | 400V(3ph) & 230V(single ph) | LV | 630 kVA :Kiosk Substation | 0.63 | --> | 0.63 | 0.438 | 9.8 |  | --> | 0.598 | 0 | 0 | 0 | 0.023 | 0.5 | 0 |  | --> | C22 ex COOKSTOWN | COOKSTOWN: T102 | CARRICKMINES |  | 53.2969 | -6.3855
MV/LV Substation AL***909X | 20 kV | 400V(3ph) & 230V(single ph) | LV | 50 kVA :Pole Substation | 0.05 | --> | 0.05 | 0 | 0 | Constrained,otherwise capacity available =29kVA. | --> | 0.047 | 0 | 0 | 0 | 0 | 0.052 | 0 |  | --> | E18 ex DALTON | DALTON: T421∥T422 | DALTON |  | 53.6687 | -8.9528
MV/LV Substation AL***909X | 10 kV | 400V(3ph) & 230V(single ph) | LV | 400 kVA :Building Structure | 0.4 | --> | 0.4 | 0 | 0 | Constrained,otherwise capacity available =348kVA. | --> | 0.38 | 0 | 0 | 0 | 0 | 0.407 | 0 |  | --> | C19 ex BELGARD | BELGARD: T41 | COOKSTOWN |  | 53.2962 | -6.3612
MV/LV Substation AL***917X | 20 kV | 400V(3ph) & 230V(single ph) | LV | 50 kVA :Pole Substation | 0.05 | --> | 0.05 | 0.05 | 1.4 |  | --> | 0.047 | 0 | 0 | 0 | 0 | 0.049 | 0 |  | --> | E20 ex GARRANACANTY | GARRANACANTY: T422 | TIPPERARY |  | 52.5161 | -8.0796
MV/LV Substation AL***929X | 10 kV | 400V(3ph) & 230V(single ph) | LV | 400 kVA :Kiosk Substation | 0.4 | --> | 0.4 | 0.346 | 1.7 |  | --> | 0.38 | 0 | 0 | 0 | 0 | 0.407 | 0 |  | --> | C16 ex GORT | GORT: T41∥T42 | ENNIS |  | 53.0655 | -8.817
MV/LV Substation AL***936 | 20 kV | 400V(3ph) & 230V(single ph) | LV | 50 kVA :Pole Substation | 0.05 | --> | 0.05 | 0.044 | 1.7 |  | --> | 0.047 | 0 | 0 | 0 | 0 | 0 | 0 | Constrained,otherwise capacity available =50kW. | --> | E17 ex CREESLOUGH | CREESLOUGH: T421 | ARDNAGAPPARY |  | 55.1696 | -7.9033
MV/LV Substation AL***953 | 10 kV | 400V(3ph) & 230V(single ph) | LV | 100 kVA :Pole Substation | 0.1 | --> | 0.1 | 0 | 0 | Constrained,otherwise capacity available =57kVA. | --> | 0.095 | 0 | 0 | 0 | 0.007 | 0.098 | 0 |  | --> | C15 ex BLAKE | BLAKE: T41∥T42 | BLAKE |  | 53.2886 | -6.8737
MV/LV Substation AL***990Y | 10 kV | 400V(3ph) & 230V(single ph) | LV | 400 kVA :Kiosk Substation | 0.4 | --> | 0.4 | 0.183 | 3.1 |  | --> | 0.38 | 0 | 0 | 0 | 0.049 | 0.381 | 0 |  | --> | C17 ex TRABEG | TRABEG: T102 | TRABEG |  | 51.8696 | -8.4722
MV/LV Substation AL***995X | 10 kV | 400V(3ph) & 230V(single ph) | LV | 50 kVA :Pole Substation | 0.05 | --> | 0.05 | 0 | 0 | Constrained,otherwise capacity available =19kVA. | --> | 0.047 | 0 | 0 | 0 | 0 | 0.054 | 0 |  | --> | C14 ex BLAKE | BLAKE: T41∥T42 | BLAKE |  | 53.2886 | -6.8831
MV/LV Substation AM***007 | 10 kV | 400V(3ph) & 230V(single ph) | LV | 200 kVA :Pole Substation | 0.2 | --> | 0.2 | 0.158 | 1 |  | --> | 0.19 | 0 | 0 | 0 | 0 | 0.206 | 0 |  | --> | C16 ex RAHANS | RAHANS: T41 | MOY |  | 54.11 | -9.1493
MV/LV Substation AM***026Y | 20 kV | 400V(3ph) & 230V(single ph) | LV | 50 kVA :Pole Substation | 0.05 | --> | 0.05 | 0.047 | 6.9 |  | --> | 0.047 | 0 | 0 | 0 | 0 | 0 | 0 | Constrained,otherwise capacity available =49kW. | --> | E14 ex RATHKEALE | RATHKEALE: T421∥T422 | RATHKEALE |  | 52.5276 | -8.8945
MV/LV Substation AM***041X | 20 kV | 400V(3ph) & 230V(single ph) | LV | 50 kVA :Pole Substation | 0.05 | --> | 0.05 | 0 | 0 | Constrained,otherwise capacity available =43kVA. | --> | 0.047 | 0 | 0 | 0 | 0 | 0.05 | 0 |  | --> | E16 ex MANORHAMILTON | MANORHAMILTON: T422 | SLIGO |  | 54.3114 | -8.1934
MV/LV Substation AM***045 | 10 kV | 400V(3ph) & 230V(single ph) | LV | 200 kVA :Kiosk Substation | 0.2 | --> | 0.2 | 0.169 | 12.6 |  | --> | 0.19 | 0 | 0 | 0 | 0 | 0.204 | 0 |  | --> | C21 ex HEUSTON SQUARE | HEUSTON SQUARE: T101 | INCHICORE 220KV |  | 53.3586 | -6.3333
MV/LV Substation AM***061 | 10 kV | 400V(3ph) & 230V(single ph) | LV | 630 kVA :Kiosk Substation | 0.63 | --> | 0.63 | 0.5 | 3.4 |  | --> | 0.598 | 0 | 0 | 0 | 0 | 0.5 | 0 |  | --> | C16 ex TRAMORE | TRAMORE: T42 | BUTLERSTOWN |  | 52.1603 | -7.1476
MV/LV Substation AM***071Y | 10 kV | 400V(3ph) & 230V(single ph) | LV | 630 kVA :Building Structure | 0.63 | --> | 0.63 | 0 | 0 | Constrained,otherwise capacity available =397kVA. | --> | 0.598 | 0 | 0 | 0 | 0 | 0 | 0 | Constrained,otherwise capacity available =500kW. | --> | C16 ex RAMSTOWN | RAMSTOWN: T41∥T42 | CRANE |  | 52.6686 | -6.2899
MV/LV Substation AM***094 | 10 kV | 400V(3ph) & 230V(single ph) | LV | 100 kVA :Pole Substation | 0.1 | --> | 0.1 | 0 | 0 | Constrained,otherwise capacity available =35kVA. | --> | 0.095 | 0 | 0 | 0 | 0.009 | 0.1 | 0 |  | --> | C14 ex CARRICK ON SHANNON | CARRICK ON SHANNON: T41∥T42 | CARRICK ON SHANNON |  | 53.9508 | -8.0833
MV/LV Substation AM***158Z | 10 kV | 400V(3ph) & 230V(single ph) | LV | 200 kVA :Building Structure | 0.2 | --> | 0.2 | 0 | 0 | Constrained,otherwise capacity available =142kVA. | --> | 0.19 | 0 | 0 | 0 | 0 | 0.208 | 0 |  | --> | C22 ex KILMONEY | KILMONEY: T41∥T42 | TRABEG |  | 51.8109 | -8.3834
MV/LV Substation AM***173Y | 10 kV | 400V(3ph) & 230V(single ph) | LV | 400 kVA :Kiosk Substation | 0.4 | --> | 0.4 | 0.276 | 3.1 |  | --> | 0.38 | 0 | 0 | 0 | 0.006 | 0.412 | 0 |  | --> | C19 ex TRABEG | TRABEG: T102 | TRABEG |  | 51.8693 | -8.4533
MV/LV Substation AM***229Y | 10 kV | 400V(3ph) & 230V(single ph) | LV | 400 kVA :Building Structure | 0.4 | --> | 0.4 | 0 | 0 | Constrained,otherwise capacity available =207kVA. | --> | 0.38 | 0 | 0 | 0 | 0 | 0.429 | 0 |  | --> | C15 ex KILLACLOYNE | KILLACLOYNE: T41∥T42 | MIDLETON |  | 51.9109 | -8.2816
MV/LV Substation AM***267 | 20 kV | 400V(3ph) & 230V(single ph) | LV | 200 kVA :Pole Substation | 0.2 | --> | 0.2 | 0.185 | 6.9 |  | --> | 0.19 | 0 | 0 | 0 | 0 | 0 | 0 | Constrained,otherwise capacity available =202kW. | --> | E17 ex SPRINGS | SPRINGS: T421∥T422 | DUNGARVAN |  | 52.1107 | -7.5932
MV/LV Substation AM***280X | 10 kV | 400V(3ph) & 230V(single ph) | LV | 1000 kVA :Building Structure | 1 | --> | 1 | 0.5 | 1.7 |  | --> | 0.95 | 0 | 0 | 0 | 0 | 0.5 | 0 |  | --> | C18 ex SHERIFF STREET | SHERIFF STREET: T42 | FRANCIS STREET |  | 53.3516 | -6.2487
MV/LV Substation AM***331Y | 10 kV | 400V(3ph) & 230V(single ph) | LV | 400 kVA :Kiosk Substation | 0.4 | --> | 0.4 | 0.346 | 3.4 |  | --> | 0.38 | 0 | 0 | 0 | 0 | 0.407 | 0 |  | --> | C16 ex TRAMORE | TRAMORE: T42 | BUTLERSTOWN |  | 52.1597 | -7.1455
MV/LV Substation AM***367X | 20 kV | 400V(3ph) & 230V(single ph) | LV | 50 kVA :Pole Substation | 0.05 | --> | 0.05 | 0.029 | 6.9 |  | --> | 0.047 | 0 | 0 | 0 | 0.008 | 0 | 0 | Constrained,otherwise capacity available =44kW. | --> | E14 ex RATHKEALE | RATHKEALE: T421∥T422 | RATHKEALE |  | 52.5296 | -8.8942
MV/LV Substation AM***367Z | 10 kV | 400V(3ph) & 230V(single ph) | LV | 200 kVA :Kiosk Substation | 0.2 | --> | 0.2 | 0 | 0 | Constrained,otherwise capacity available =171kVA. | --> | 0.19 | 0 | 0 | 0 | 0 | 0.203 | 0 |  | --> | C14 ex MACETOWN | MACETOWN: T102 | MACETOWN |  | 53.4039 | -6.4033
MV/LV Substation AM***4002 | 10 kV | 400V(3ph) & 230V(single ph) | LV | 630 kVA :Building Structure | 0.63 | --> | 0.63 | 0.5 | 3.4 |  | --> | 0.598 | 0 | 0 | 0 | 0 | 0.5 | 0 |  | --> | C16 ex TRAMORE | TRAMORE: T42 | BUTLERSTOWN |  | 52.1603 | -7.147
MV/LV Substation AM***4042 | 10 kV | 400V(3ph) & 230V(single ph) | LV | 1000 kVA :Building Structure | 1 | --> | 1 | 0.5 | 0.7 |  | --> | 0.95 | 0 | 0 | 0 | 0 | 0.5 | 0 |  | --> | C11 ex FINISKLIN | FINISKLIN: T41∥T42 | SLIGO |  | 54.2735 | -8.4952
MV/LV Substation AM***4056 | 20 kV | 400V(3ph) & 230V(single ph) | LV | 200 kVA :Pole Substation | 0.2 | --> | 0.2 | 0.163 | 0.2 |  | --> | 0.19 | 0 | 0 | 0 | 0.027 | 0.177 | 0 |  | --> | C15 ex MOATE | MOATE: T42 | ATHLONE |  | 53.3985 | -7.738
MV/LV Substation AM***4097 | 10 kV | 400V(3ph) & 230V(single ph) | LV | 400 kVA :Kiosk Substation | 0.4 | --> | 0.4 | 0 | 0 | Constrained,otherwise capacity available =119kVA. | --> | 0.38 | 0 | 0 | 0 | 0 | 0 | 0 | Constrained,otherwise capacity available =430kW. | --> | C13 ex FERMOY NORTH | FERMOY NORTH: T41∥T42 | BARRYMORE |  | 52.1507 | -8.2774
MV/LV Substation AM***409Y | 10 kV | 400V(3ph) & 230V(single ph) | LV | 200 kVA :Pole Substation | 0.2 | --> | 0.2 | 0 | 0 | Constrained,otherwise capacity available =163kVA. | --> | 0.19 | 0 | 0 | 0 | 0 | 0 | 0 | Constrained,otherwise capacity available =205kW. | --> | C18 ex FERMOY NORTH | FERMOY NORTH: T41∥T42 | BARRYMORE |  | 52.1522 | -8.3288
MV/LV Substation AM***4137 | 10 kV | 400V(3ph) & 230V(single ph) | LV | 630 kVA :Building Structure | 0.63 | --> | 0.63 | 0.472 | 0.8 |  | --> | 0.598 | 0 | 0 | 0 | 0 | 0.5 | 0 |  | --> | C12 ex BALLYBEGGAN | BALLYBEGGAN: T43∥T44 | TRALEE |  | 52.2723 | -9.6734
MV/LV Substation AM***4254 | 10 kV | 400V(3ph) & 230V(single ph) | LV | 50 kVA :Pole Substation | 0.05 | --> | 0.05 | 0 | 0 | Constrained,otherwise capacity available =38kVA. | --> | 0.047 | 0 | 0 | 0 | 0 | 0 | 0 | Constrained,otherwise capacity available =51kW. | --> | C11 ex HOLYCROSS ROAD | HOLYCROSS ROAD: T41∥T42 | THURLES |  | 52.6088 | -7.8664
MV/LV Substation AM***4284 | 10 kV | 400V(3ph) & 230V(single ph) | LV | 400 kVA :Kiosk Substation | 0.4 | --> | 0.4 | 0.282 | 9 |  | --> | 0.38 | 0 | 0 | 0 | 0 | 0.417 | 0 |  | --> | C21 ex SINGLAND | SINGLAND: T101 | SINGLAND |  | 52.6576 | -8.5868
MV/LV Substation AM***4285 | 10 kV | 400V(3ph) & 230V(single ph) | LV | 400 kVA :Kiosk Substation | 0.4 | --> | 0.4 | 0.357 | 9 |  | --> | 0.38 | 0 | 0 | 0 | 0 | 0.406 | 0 |  | --> | C21 ex SINGLAND | SINGLAND: T101 | SINGLAND |  | 52.6568 | -8.5845
MV/LV Substation AM***4294 | 10 kV | 400V(3ph) & 230V(single ph) | LV | 200 kVA :Kiosk Substation | 0.2 | --> | 0.2 | 0.199 | 1.8 |  | --> | 0.19 | 0 | 0 | 0 | 0 | 0.2 | 0 |  | --> | C23 ex RATHMULLAN | RATHMULLAN: T41 | DRYBRIDGE |  | 53.7066 | -6.3871
MV/LV Substation AM***461X | 10 kV | 400V(3ph) & 230V(single ph) | LV | 1000 kVA :Building Structure | 1 | --> | 1 | 0 | 0 | Constrained,otherwise capacity available =189kVA. | --> | 0.95 | 0 | 0 | 0 | 0.003 | 0.5 | 0 |  | --> | C37 ex NORTH QUAYS | NORTH QUAYS: T102 | POOLBEG |  | 53.3512 | -6.2499
MV/LV Substation AM***490 | 10 kV | 400V(3ph) & 230V(single ph) | LV | 200 kVA :Kiosk Substation | 0.2 | --> | 0.2 | 0 | 0 | Constrained,otherwise capacity available =83kVA. | --> | 0.19 | 0 | 0 | 0 | 0.014 | 0.202 | 0 |  | --> | C13 ex CARRICKMINES | CARRICKMINES: T41 | CARRICKMINES |  | 53.2584 | -6.1745
MV/LV Substation AM***569 | 20 kV | 400V(3ph) & 230V(single ph) | LV | 100 kVA :Pole Substation | 0.1 | --> | 0.1 | 0.049 | 5.6 |  | --> | 0.095 | 0 | 0 | 0 | 0 | 0.107 | 0 |  | --> | E18 ex CRANE | CRANE: T122 | CRANE |  | 52.6443 | -6.2344
MV/LV Substation AM***661 | 10 kV | 400V(3ph) & 230V(single ph) | LV | 630 kVA :Building Structure | 0.63 | --> | 0.63 | 0.5 | 1.1 |  | --> | 0.598 | 0 | 0 | 0 | 0 | 0 | 0 | Constrained,otherwise capacity available =500kW. | --> | C21 ex BALLYCOOLIN | BALLYCOOLIN: T43 | FINGLAS |  | 53.4052 | -6.3562
MV/LV Substation AM***716 | 20 kV | 400V(3ph) & 230V(single ph) | LV | 630 kVA :Building Structure | 0.63 | --> | 0.63 | 0.409 | 5.1 |  | --> | 0.598 | 0 | 0 | 0 | 0.007 | 0.5 | 0 |  | --> | E18 ex BALLYBUNION | BALLYBUNION: T421∥T422 | TRIEN |  | 52.5109 | -9.6739
MV/LV Substation AM***716Y | 10 kV | 400V(3ph) & 230V(single ph) | LV | 200 kVA :Pole Substation | 0.2 | --> | 0.2 | 0.2 | 9.2 |  | --> | 0.19 | 0 | 0 | 0 | 0 | 0.2 | 0 |  | --> | C19 ex MIDLETON | MIDLETON: T101 | MIDLETON |  | 51.9137 | -8.2263
MV/LV Substation AM***779Y | 20 kV | 400V(3ph) & 230V(single ph) | LV | 630 kVA :Building Structure | 0.63 | --> | 0.63 | 0 | 0 | Constrained,otherwise capacity available =334kVA. | --> | 0.598 | 0 | 0 | 0 | 0 | 0.5 | 0 |  | --> | E16 ex JULIANSTOWN | JULIANSTOWN: T421∥T422 | DRYBRIDGE |  | 53.6989 | -6.2461
MV/LV Substation AM***891X | 10 kV | 400V(3ph) & 230V(single ph) | LV | 400 kVA :Building Structure | 0.4 | --> | 0.4 | 0.206 | 11.1 |  | --> | 0.38 | 0 | 0 | 0 | 0.038 | 0.389 | 0 |  | --> | C11 ex FORTUNESTOWN | FORTUNESTOWN: T101 | INCHICORE 220KV |  | 53.2925 | -6.4208
MV/LV Substation AM***951X | 20 kV | 400V(3ph) & 230V(single ph) | LV | 100 kVA :Pole Substation | 0.1 | --> | 0.1 | 0.1 | 2 |  | --> | 0.095 | 0 | 0 | 0 | 0 | 0.1 | 0 |  | --> | E15 ex BALLYCONNELL | BALLYCONNELL: T421∥T422 | GORTAWEE |  | 54.1116 | -7.5714
MV/LV Substation AN***004 | 10 kV | 400V(3ph) & 230V(single ph) | LV | 400 kVA :Building Structure | 0.4 | --> | 0.4 | 0.352 | 2.1 |  | --> | 0.38 | 0 | 0 | 0 | 0 | 0.407 | 0 |  | --> | C12 ex KILSARAN | KILSARAN: T42 | DRYBRIDGE |  | 53.8838 | -6.3463
MV/LV Substation AN***004Y | 20 kV | 400V(3ph) & 230V(single ph) | LV | 400 kVA :Kiosk Substation | 0.4 | --> | 0.4 | 0.227 | 1.6 |  | --> | 0.38 | 0 | 0 | 0 | 0.003 | 0.423 | 0 |  | --> | E15 ex GURRANEBANE | GURRANEBANE: T421∥T422 | OUGHTRAGH |  | 51.9458 | -10.2292
MV/LV Substation AN***004Y | 10 kV | 400V(3ph) & 230V(single ph) | LV | 200 kVA :Kiosk Substation | 0.2 | --> | 0.2 | 0.129 | 5.8 |  | --> | 0.19 | 0 | 0 | 0 | 0 | 0.21 | 0 |  | --> | C22 ex CLOON | CLOON: T42 | CLOON |  | 53.5079 | -8.838
MV/LV Substation AN***007Y | 20 kV | 400V(3ph) & 230V(single ph) | LV | 50 kVA :Pole Substation | 0.05 | --> | 0.05 | 0.041 | 1.6 |  | --> | 0.047 | 0 | 0 | 0 | 0 | 0.05 | 0 |  | --> | E18 ex GURRANEBANE | GURRANEBANE: T421∥T422 | OUGHTRAGH |  | 51.9204 | -10.2954
MV/LV Substation AN***008X | 10 kV | 400V(3ph) & 230V(single ph) | LV | 200 kVA :Kiosk Substation | 0.2 | --> | 0.2 | 0.162 | 2.2 |  | --> | 0.19 | 0 | 0 | 0 | 0.011 | 0.193 | 0 |  | --> | C18 ex KINGSCOURT | KINGSCOURT: T42 | MEATH HILL |  | 53.9048 | -6.8147
MV/LV Substation AN***010Y | 10 kV | 400V(3ph) & 230V(single ph) | LV | 50 kVA :Pole Substation | 0.05 | --> | 0.05 | 0 | 0 | Constrained,otherwise capacity available =50kVA. | --> | 0.047 | 0 | 0 | 0 | 0 | 0 | 0 | Constrained,otherwise capacity available =49kW. | --> | C12 ex ROSCREA | ROSCREA: T42 | IKERRIN |  | 52.9582 | -7.7945
MV/LV Substation AN***014 | 10 kV | 400V(3ph) & 230V(single ph) | LV | 630 kVA :Kiosk Substation | 0.63 | --> | 0.63 | 0.135 | 2.9 |  | --> | 0.598 | 0 | 0 | 0 | 0.023 | 0.5 | 0 |  | --> | C20 ex MONKSTOWN | MONKSTOWN: T42 | BLACKROCK |  | 53.2979 | -6.181
MV/LV Substation AN***015Y | 10 kV | 400V(3ph) & 230V(single ph) | LV | 50 kVA :Pole Substation | 0.05 | --> | 0.05 | 0.05 | 5.9 |  | --> | 0.047 | 0 | 0 | 0 | 0 | 0 | 0 | Constrained,otherwise capacity available =49kW. | --> | C15 ex NEWMARKET (SR) | NEWMARKET (SR): T41∥T42 | GLENLARA |  | 52.2099 | -9.0112
MV/LV Substation AN***020 | 10 kV | 400V(3ph) & 230V(single ph) | LV | 200 kVA :Kiosk Substation | 0.2 | --> | 0.2 | 0.145 | 0.3 |  | --> | 0.19 | 0 | 0 | 0 | 0.003 | 0.205 | 0 |  | --> | C21 ex NENAGH | NENAGH: T41 | NENAGH |  | 52.8607 | -8.2159
MV/LV Substation AN***024 | 20 kV | 400V(3ph) & 230V(single ph) | LV | 50 kVA :Pole Substation | 0.05 | --> | 0.05 | 0.049 | 1.6 |  | --> | 0.047 | 0 | 0 | 0 | 0.004 | 0.045 | 0 |  | --> | E16 ex MILLTOWN (SR) | MILLTOWN (SR): T422 | OUGHTRAGH |  | 52.1023 | -9.7571
MV/LV Substation AN***028Y | 20 kV | 400V(3ph) & 230V(single ph) | LV | 400 kVA :Kiosk Substation | 0.4 | --> | 0.4 | 0.319 | 2.1 |  | --> | 0.38 | 0 | 0 | 0 | 0.016 | 0.308 | 0 | Constrained,otherwise capacity available =395kW. | --> | E15 ex KILROSS ROAD | KILROSS ROAD: T421 | TIPPERARY |  | 52.4668 | -8.1692
MV/LV Substation AN***029Y | 10 kV | 400V(3ph) & 230V(single ph) | LV | 400 kVA :Building Structure | 0.4 | --> | 0.4 | 0 | 0 | Constrained,otherwise capacity available =398kVA. | --> | 0.38 | 0 | 0 | 0 | 0 | 0 | 0 | Constrained,otherwise capacity available =400kW. | --> | C13 ex FERMOY NORTH | FERMOY NORTH: T41∥T42 | BARRYMORE |  | 52.1446 | -8.2615
MV/LV Substation AN***031 | 10 kV | 400V(3ph) & 230V(single ph) | LV | 400 kVA :Kiosk Substation | 0.4 | --> | 0.4 | 0 | 0 | Constrained,otherwise capacity available =312kVA. | --> | 0.38 | 0 | 0 | 0 | 0.027 | 0.384 | 0 |  | --> | C15 ex LOUGHSHINNY | LOUGHSHINNY: T41 | GLASMORE |  | 53.5207 | -6.1019
MV/LV Substation AN***032X | 20 kV | 400V(3ph) & 230V(single ph) | LV | 50 kVA :Pole Substation | 0.05 | --> | 0.05 | 0.047 | 1.6 |  | --> | 0.047 | 0 | 0 | 0 | 0 | 0.049 | 0 |  | --> | E18 ex INCH | INCH: T421∥T422 | OUGHTRAGH |  | 52.1521 | -10.0576
MV/LV Substation AN***039Z | 20 kV | 400V(3ph) & 230V(single ph) | LV | 50 kVA :Pole Substation | 0.05 | --> | 0.05 | 0 | 0 | Constrained,otherwise capacity available =49kVA. | --> | 0.047 | 0 | 0 | 0 | 0 | 0 | 0 | Constrained,otherwise capacity available =49kW. | --> | E14 ex EMYVALE | EMYVALE: T422 | LISDRUM |  | 54.3473 | -6.9443
MV/LV Substation AN***040 | 10 kV | 400V(3ph) & 230V(single ph) | LV | 200 kVA :Kiosk Substation | 0.2 | --> | 0.2 | 0.14 | 8.9 |  | --> | 0.19 | 0 | 0 | 0 | 0 | 0.209 | 0 |  | --> | C13 ex CARROWBEG | CARROWBEG: T41∥T42 | CARROWBEG |  | 53.8035 | -9.5142
MV/LV Substation AN***040Y | 10 kV | 400V(3ph) & 230V(single ph) | LV | 100 kVA :Pole Substation | 0.1 | --> | 0.1 | 0.099 | 1.5 |  | --> | 0.095 | 0 | 0 | 0 | 0 | 0.1 | 0 |  | --> | C16 ex DERRYCRAMPH | DERRYCRAMPH: T41∥T42 | SHANKILL |  | 53.9849 | -7.3358
MV/LV Substation AN***041X | 10 kV | 400V(3ph) & 230V(single ph) | LV | 50 kVA :Pole Substation | 0.05 | --> | 0.05 | 0.044 | 3.7 |  | --> | 0.047 | 0 | 0 | 0 | 0 | 0.05 | 0 |  | --> | C20 ex CASTLEBLAYNEY | CASTLEBLAYNEY: T42 | DUNDALK |  | 54.1128 | -6.724
MV/LV Substation AN***041Z | 10 kV | 400V(3ph) & 230V(single ph) | LV | 400 kVA :Kiosk Substation | 0.4 | --> | 0.4 | 0.317 | 6.6 |  | --> | 0.38 | 0 | 0 | 0 | 0 | 0.412 | 0 |  | --> | C12 ex GLEBE | GLEBE: T41∥T42 | RICHMOND |  | 53.7259 | -7.7972
MV/LV Substation AN***045 | 10 kV | 400V(3ph) & 230V(single ph) | LV | 200 kVA :Pole Substation | 0.2 | --> | 0.2 | 0 | 0 | Constrained,otherwise capacity available =130kVA. | --> | 0.19 | 0 | 0 | 0 | 0 | 0.21 | 0 |  | --> | C18 ex CLONES | CLONES: T41∥T42 | SHANKILL |  | 54.1772 | -7.2292
MV/LV Substation AN***046Y | 10 kV | 400V(3ph) & 230V(single ph) | LV | 200 kVA :Kiosk Substation | 0.2 | --> | 0.2 | 0.166 | 25.1 |  | --> | 0.19 | 0 | 0 | 0 | 0 | 0.204 | 0 |  | --> | C19 ex ARKLOW | ARKLOW: T101∥T102 | ARKLOW |  | 52.7949 | -6.1485
MV/LV Substation AN***049 | 10 kV | 400V(3ph) & 230V(single ph) | LV | 200 kVA :Building Structure | 0.2 | --> | 0.2 | 0.127 | 4.6 |  | --> | 0.19 | 0 | 0 | 0 | 0 | 0.21 | 0 |  | --> | C12 ex BALLYRAINE | BALLYRAINE: T41∥T42 | LETTERKENNY |  | 54.9552 | -7.7045
MV/LV Substation AN***059 | 10 kV | 400V(3ph) & 230V(single ph) | LV | 630 kVA :Kiosk Substation | 0.63 | --> | 0.63 | 0.299 | 0.9 |  | --> | 0.598 | 0 | 0 | 0 | 0 | 0.5 | 0 |  | --> | C14 ex MULGANNON | MULGANNON: T42 | WEXFORD |  | 52.3382 | -6.4603
MV/LV Substation AN***068 | 10 kV | 400V(3ph) & 230V(single ph) | LV | 1000 kVA :Building Structure | 1 | --> | 1 | 0.5 | 2 |  | --> | 0.95 | 0 | 0 | 0 | 0.014 | 0.5 | 0 |  | --> | C16 ex FAIRVIEW | FAIRVIEW: T41 | MCDERMOTT |  | 53.3609 | -6.2382
MV/LV Substation AN***074X | 10 kV | 400V(3ph) & 230V(single ph) | LV | 400 kVA :Building Structure | 0.4 | --> | 0.4 | 0 | 0 |  | --> | 0.38 | 0 | 0 | 0 | 0 | 0.468 | 0 |  | --> | C19 ex SEMPERIT | SEMPERIT: T41 | GRANGE CASTLE |  | 53.3469 | -6.3506
MV/LV Substation AN***078X | 10 kV | 400V(3ph) & 230V(single ph) | LV | 200 kVA :Pole Substation | 0.2 | --> | 0.2 | 0.093 | 0.3 |  | --> | 0.19 | 0 | 0 | 0 | 0.001 | 0.215 | 0 |  | --> | C21 ex NENAGH | NENAGH: T41 | NENAGH |  | 52.8614 | -8.2091
MV/LV Substation AN***093X | 20 kV | 400V(3ph) & 230V(single ph) | LV | 100 kVA :Pole Substation | 0.1 | --> | 0.1 | 0.032 | 7.5 |  | --> | 0.095 | 0 | 0 | 0 | 0.003 | 0.106 | 0 |  | --> | C03 ex AHANE | AHANE: T102 | AHANE |  | 52.6704 | -8.5326
MV/LV Substation AN***094Z | 10 kV | 400V(3ph) & 230V(single ph) | LV | 200 kVA :Kiosk Substation | 0.2 | --> | 0.2 | 0 | 0 | Constrained,otherwise capacity available =145kVA. | --> | 0.19 | 0 | 0 | 0 | 0 | 0.208 | 0 |  | --> | C18 ex LUCAN EAST | LUCAN EAST: T41∥T42 | GRANGE CASTLE |  | 53.3575 | -6.4312
MV/LV Substation AN***095X | 10 kV | 400V(3ph) & 230V(single ph) | LV | 400 kVA :Kiosk Substation | 0.4 | --> | 0.4 | 0.31 | 12.2 |  | --> | 0.38 | 0 | 0 | 0 | 0 | 0.414 | 0 |  | --> | C28 ex SALTHILL | SALTHILL: T102 | SALTHILL |  | 53.2512 | -9.1512
MV/LV Substation AN***095X | 10 kV | 400V(3ph) & 230V(single ph) | LV | 50 kVA :Pole Substation | 0.05 | --> | 0.05 | 0 | 0 | Constrained,otherwise capacity available =42kVA. | --> | 0.047 | 0 | 0 | 0 | 0 | 0.05 | 0 |  | --> | C23 ex ATHLONE | ATHLONE: T41 | ATHLONE |  | 53.4362 | -7.939
MV/LV Substation AN***104X | 10 kV | 400V(3ph) & 230V(single ph) | LV | 100 kVA :Pole Substation | 0.1 | --> | 0.1 | 0 | 0 | Constrained,otherwise capacity available =99kVA. | --> | 0.095 | 0 | 0 | 0 | 0 | 0.1 | 0 |  | --> | C30 ex CLAREGALWAY | CLAREGALWAY: T42 | GALWAY 110KV |  | 53.3839 | -9.0704
MV/LV Substation AN***106Y | 20 kV | 400V(3ph) & 230V(single ph) | LV | 50 kVA :Pole Substation | 0.05 | --> | 0.05 | 0.04 | 1.4 |  | --> | 0.047 | 0 | 0 | 0 | 0 | 0.051 | 0 |  | --> | E18 ex GARRANACANTY | GARRANACANTY: T422 | TIPPERARY |  | 52.5652 | -8.1092
MV/LV Substation AN***107Y | 20 kV | 400V(3ph) & 230V(single ph) | LV | 50 kVA :Pole Substation | 0.05 | --> | 0.05 | 0.05 | 1.4 |  | --> | 0.047 | 0 | 0 | 0 | 0 | 0.049 | 0 |  | --> | E18 ex GARRANACANTY | GARRANACANTY: T422 | TIPPERARY |  | 52.5651 | -8.1028
MV/LV Substation AN***108Y | 20 kV | 400V(3ph) & 230V(single ph) | LV | 50 kVA :Pole Substation | 0.05 | --> | 0.05 | 0.047 | 1.4 |  | --> | 0.047 | 0 | 0 | 0 | 0 | 0.049 | 0 |  | --> | E18 ex GARRANACANTY | GARRANACANTY: T422 | TIPPERARY |  | 52.563 | -8.1068
MV/LV Substation AN***111 | 10 kV | 400V(3ph) & 230V(single ph) | LV | 400 kVA :Building Structure | 0.4 | --> | 0.4 | 0.295 | 2.9 |  | --> | 0.38 | 0 | 0 | 0 | 0.039 | 0.375 | 0 |  | --> | C15 ex COES ROAD | COES ROAD: T41∥T42 | DUNDALK |  | 53.9983 | -6.3816
MV/LV Substation AN***114X | 20 kV | 400V(3ph) & 230V(single ph) | LV | 200 kVA :Kiosk Substation | 0.2 | --> | 0.2 | 0.154 | 3.7 |  | --> | 0.19 | 0 | 0 | 0 | 0.002 | 0 | 0 | Constrained,otherwise capacity available =204kW. | --> | E20 ex FOXHOLE | FOXHOLE: T421∥T422 | DUNGARVAN |  | 51.9428 | -8
MV/LV Substation AN***119 | 10 kV | 400V(3ph) & 230V(single ph) | LV | 1000 kVA :Building Structure | 1 | --> | 1 | 0.5 | 3.1 |  | --> | 0.95 | 0 | 0 | 0 | 0.07 | 0.5 | 0 |  | --> | C19 ex BALLYMOUNT | BALLYMOUNT: T41 | INCHICORE 220KV |  | 53.312 | -6.3593
MV/LV Substation AN***119X | 10 kV | 400V(3ph) & 230V(single ph) | LV | 400 kVA :Kiosk Substation | 0.4 | --> | 0.4 | 0 | 0 | Constrained,otherwise capacity available =347kVA. | --> | 0.38 | 0 | 0 | 0 | 0 | 0.407 | 0 |  | --> | C23 ex CASTLEISLAND | CASTLEISLAND: T41∥T42 | TRALEE |  | 52.2339 | -9.4655
MV/LV Substation AN***121 | 10 kV | 400V(3ph) & 230V(single ph) | LV | 50 kVA :Pole Substation | 0.05 | --> | 0.05 | 0.05 | 0.7 |  | --> | 0.047 | 0 | 0 | 0 | 0 | 0 | 0 | Constrained,otherwise capacity available =49kW. | --> | C20 ex KILMARTIN | KILMARTIN: T41 | ARKLOW |  | 53.0321 | -6.2536
MV/LV Substation AN***128 | 10 kV | 400V(3ph) & 230V(single ph) | LV | 200 kVA :Pole Substation | 0.2 | --> | 0.2 | 0.103 | 8.3 |  | --> | 0.19 | 0 | 0 | 0 | 0 | 0.214 | 0 |  | --> | C12 ex DRYBRIDGE | DRYBRIDGE: T42 | DRYBRIDGE |  | 53.7219 | -6.358
MV/LV Substation AN***128Y | 10 kV | 400V(3ph) & 230V(single ph) | LV | 200 kVA :Pole Substation | 0.2 | --> | 0.2 | 0.183 | 1.5 |  | --> | 0.19 | 0 | 0 | 0 | 0.015 | 0.186 | 0 |  | --> | C15 ex DERRYCRAMPH | DERRYCRAMPH: T41∥T42 | SHANKILL |  | 53.9936 | -7.3694
MV/LV Substation AN***129 | 10 kV | 400V(3ph) & 230V(single ph) | LV | 630 kVA :Kiosk Substation | 0.63 | --> | 0.63 | 0.5 | 2.1 |  | --> | 0.598 | 0 | 0 | 0 | 0.021 | 0.5 | 0 |  | --> | C13 ex TEMPLEOGUE | TEMPLEOGUE: T42 | MILLTOWN (DR) |  | 53.2917 | -6.3042
MV/LV Substation AN***129X | 20 kV | 400V(3ph) & 230V(single ph) | LV | 50 kVA :Pole Substation | 0.05 | --> | 0.05 | 0.05 | 7.4 |  | --> | 0.047 | 0 | 0 | 0 | 0 | 0 | 0 | Constrained,otherwise capacity available =49kW. | --> | E12 ex ARIGNA | ARIGNA: T121 | ARIGNA |  | 54.1856 | -8.0263
MV/LV Substation AN***130X | 20 kV | 400V(3ph) & 230V(single ph) | LV | 100 kVA :Pole Substation | 0.1 | --> | 0.1 | 0.078 | 1.6 |  | --> | 0.095 | 0 | 0 | 0 | 0.004 | 0.098 | 0 |  | --> | E18 ex INCH | INCH: T421∥T422 | OUGHTRAGH |  | 52.152 | -10.0608
MV/LV Substation AN***133 | 10 kV | 400V(3ph) & 230V(single ph) | LV | 630 kVA :Building Structure | 0.63 | --> | 0.63 | 0.243 | 5 |  | --> | 0.598 | 0 | 0 | 0 | 0 | 0.5 | 0 |  | --> | C14 ex CENTRE PARK ROAD | MARINA: T106 | MARINA |  | 51.8968 | -8.4665
MV/LV Substation AN***133X | 10 kV | 400V(3ph) & 230V(single ph) | LV | 1000 kVA :Building Structure | 1 | --> | 1 | 0.5 | 1.8 |  | --> | 0.95 | 0 | 0 | 0 | 0 | 0.5 | 0 |  | --> | C19 ex DUNDRUM | DUNDRUM: T41 | BLACKROCK |  | 53.2989 | -6.2456
MV/LV Substation AN***136X | 10 kV | 400V(3ph) & 230V(single ph) | LV | 630 kVA :Building Structure | 0.63 | --> | 0.63 | 0.467 | 0.8 |  | --> | 0.598 | 0 | 0 | 0 | 0 | 0.5 | 0 |  | --> | C20 ex BALLYBEGGAN | BALLYBEGGAN: T43∥T44 | TRALEE |  | 52.2717 | -9.7014
MV/LV Substation AN***146Y | 10 kV | 400V(3ph) & 230V(single ph) | LV | 400 kVA :Kiosk Substation | 0.4 | --> | 0.4 | 0.22 | 1 |  | --> | 0.38 | 0 | 0 | 0 | 0 | 0 | 0 | Constrained,otherwise capacity available =419kW. | --> | C15 ex LOUGHTAGALLA | LOUGHTAGALLA: T41∥T42 | THURLES |  | 52.679 | -7.796
MV/LV Substation AN***156X | 20 kV | 400V(3ph) & 230V(single ph) | LV | 50 kVA :Pole Substation | 0.05 | --> | 0.05 | 0.033 | 2.4 |  | --> | 0.047 | 0 | 0 | 0 | 0.007 | 0.044 | 0 |  | --> | C22 ex BUSHFIELD | BUSHFIELD: T42 | ATHLONE |  | 53.4541 | -7.8758
MV/LV Substation AN***159 | 10 kV | 400V(3ph) & 230V(single ph) | LV | 400 kVA :Kiosk Substation | 0.4 | --> | 0.4 | 0.244 | 2.9 |  | --> | 0.38 | 0 | 0 | 0 | 0.003 | 0.42 | 0 |  | --> | C16 ex COES ROAD | COES ROAD: T41∥T42 | DUNDALK |  | 53.9984 | -6.3842
MV/LV Substation AN***160X | 20 kV | 400V(3ph) & 230V(single ph) | LV | 50 kVA :Pole Substation | 0.05 | --> | 0.05 | 0.036 | 1.8 |  | --> | 0.047 | 0 | 0 | 0 | 0 | 0.051 | 0 |  | --> | E17 ex CARRIGALLEN | CARRIGALLEN: T421 | CARRICK ON SHANNON |  | 53.9469 | -7.7726
MV/LV Substation AN***160Z | 20 kV | 400V(3ph) & 230V(single ph) | LV | 50 kVA :Pole Substation | 0.05 | --> | 0.05 | 0.049 | 5.6 |  | --> | 0.047 | 0 | 0 | 0 | 0 | 0 | 0 | Constrained,otherwise capacity available =49kW. | --> | E17 ex BLESSINGTON | BLESSINGTON: T421 | KILTEEL |  | 53.094 | -6.5221
MV/LV Substation AN***167X | 10 kV | 400V(3ph) & 230V(single ph) | LV | 200 kVA :Pole Substation | 0.2 | --> | 0.2 | 0 | 0 | Constrained,otherwise capacity available =122kVA. | --> | 0.19 | 0 | 0 | 0 | 0 | 0.211 | 0 |  | --> | C22 ex CAVAN | CAVAN: T42 | SHANKILL |  | 53.9856 | -7.3303
MV/LV Substation AN***170 | 10 kV | 400V(3ph) & 230V(single ph) | LV | 100 kVA :Pole Substation | 0.1 | --> | 0.1 | 0.099 | 3.7 |  | --> | 0.095 | 0 | 0 | 0 | 0 | 0.1 | 0 |  | --> | C20 ex CASTLEBLAYNEY | CASTLEBLAYNEY: T42 | DUNDALK |  | 54.1103 | -6.7267
MV/LV Substation AN***174Z | 20 kV | 400V(3ph) & 230V(single ph) | LV | 400 kVA :Building Structure | 0.4 | --> | 0.4 | 0.261 | 7.5 |  | --> | 0.38 | 0 | 0 | 0 | 0.134 | 0.279 | 0 |  | --> | C06 ex AHANE | AHANE: T102 | AHANE |  | 52.6632 | -8.5093
MV/LV Substation AN***176Y | 20 kV | 400V(3ph) & 230V(single ph) | LV | 200 kVA :Kiosk Substation | 0.2 | --> | 0.2 | 0.189 | 7.4 |  | --> | 0.19 | 0 | 0 | 0 | 0.014 | 0.186 | 0 |  | --> | E21 ex BANOGE | BANOGE: T122 | BANOGE |  | 52.6788 | -6.3954
MV/LV Substation AN***180 | 10 kV | 400V(3ph) & 230V(single ph) | LV | 400 kVA :Building Structure | 0.4 | --> | 0.4 | 0.226 | 5 |  | --> | 0.38 | 0 | 0 | 0 | 0.039 | 0.385 | 0 |  | --> | C11 ex BALLYRICKARD | BALLYRICKARD: T41∥T42 | TRALEE |  | 52.2815 | -9.7042
MV/LV Substation AN***187X | 20 kV | 400V(3ph) & 230V(single ph) | LV | 200 kVA :Pole Substation | 0.2 | --> | 0.2 | 0.19 | 1.8 |  | --> | 0.19 | 0 | 0 | 0 | 0 | 0.201 | 0 |  | --> | E11 ex CARRIGALLEN | CARRIGALLEN: T421 | CARRICK ON SHANNON |  | 54.0566 | -7.8082
MV/LV Substation AN***192X | 20 kV | 400V(3ph) & 230V(single ph) | LV | 50 kVA :Pole Substation | 0.05 | --> | 0.05 | 0.044 | 1.6 |  | --> | 0.047 | 0 | 0 | 0 | 0 | 0.05 | 0 |  | --> | E16 ex INCH | INCH: T421∥T422 | OUGHTRAGH |  | 52.1485 | -9.9618
MV/LV Substation AN***194Y | 10 kV | 400V(3ph) & 230V(single ph) | LV | 200 kVA :Pole Substation | 0.2 | --> | 0.2 | 0.18 | 3.1 |  | --> | 0.19 | 0 | 0 | 0 | 0 | 0 | 0 | Constrained,otherwise capacity available =203kW. | --> | C18 ex GLENGOOLE | GLENGOOLE: T42 | THURLES |  | 52.5674 | -7.6668
MV/LV Substation AN***202 | 10 kV | 400V(3ph) & 230V(single ph) | LV | 1000 kVA :Building Structure | 1 | --> | 1 | 0.5 | 3.4 |  | --> | 0.95 | 0 | 0 | 0 | 0 | 0.5 | 0 |  | --> | C20 ex DONNYBROOK | DONNYBROOK: T42 | MILLTOWN (DR) |  | 53.3278 | -6.2307
MV/LV Substation AN***206 | 10 kV | 400V(3ph) & 230V(single ph) | LV | 630 kVA :Building Structure | 0.63 | --> | 0.63 | 0.47 | 2.1 |  | --> | 0.598 | 0 | 0 | 0 | 0 | 0.5 | 0 |  | --> | C13 ex SOUTH KING STREET | SOUTH KING STREET: T42 | FRANCIS STREET |  | 53.3438 | -6.2612
MV/LV Substation AN***208X | 10 kV | 400V(3ph) & 230V(single ph) | LV | 400 kVA :Kiosk Substation | 0.4 | --> | 0.4 | 0.288 | 1.3 |  | --> | 0.38 | 0 | 0 | 0 | 0.04 | 0.375 | 0 |  | --> | E12 ex KILCARRAGH | KILCARRAGH: T421∥T422 | BUTLERSTOWN |  | 52.2323 | -7.0661
MV/LV Substation AN***208X | 10 kV | 400V(3ph) & 230V(single ph) | LV | 200 kVA :Pole Substation | 0.2 | --> | 0.2 | 0.193 | 2.7 |  | --> | 0.19 | 0 | 0 | 0 | 0 | 0.2 | 0 |  | --> | C11 ex CALLAN | CALLAN: T41∥T42 | KILKENNY |  | 52.5424 | -7.3815
MV/LV Substation AN***214X | 10 kV | 400V(3ph) & 230V(single ph) | LV | 50 kVA :Pole Substation | 0.05 | --> | 0.05 | 0.048 | 4.3 |  | --> | 0.047 | 0 | 0 | 0 | 0 | 0.049 | 0 |  | --> | C19 ex BAILIEBORO | BAILIEBORO: T41∥T42 | MEATH HILL |  | 53.8726 | -7.0534
MV/LV Substation AN***226Y | 20 kV | 400V(3ph) & 230V(single ph) | LV | 100 kVA :Pole Substation | 0.1 | --> | 0.1 | 0.097 | 0.7 |  | --> | 0.095 | 0 | 0 | 0 | 0 | 0 | 0 | Constrained,otherwise capacity available =100kW. | --> | C15 ex KILMAGIG | KILMAGIG: T42 | ARKLOW |  | 52.8423 | -6.3551
MV/LV Substation AN***231Y | 10 kV | 400V(3ph) & 230V(single ph) | LV | 200 kVA :Kiosk Substation | 0.2 | --> | 0.2 | 0 | 0 | Constrained,otherwise capacity available =142kVA. | --> | 0.19 | 0 | 0 | 0 | 0 | 0.208 | 0 |  | --> | C19 ex RAHEEN | RAHEEN: T41 | LIMERICK |  | 52.6282 | -8.6586
MV/LV Substation AN***233 | 10 kV | 400V(3ph) & 230V(single ph) | LV | 400 kVA :Building Structure | 0.4 | --> | 0.4 | 0 | 0 | Constrained,otherwise capacity available =319kVA. | --> | 0.38 | 0 | 0 | 0 | 0 | 0.412 | 0 |  | --> | C11 ex DOCK ROAD | DOCK ROAD: T41∥T42 | LIMERICK |  | 52.654 | -8.6576
MV/LV Substation AN***234X | 10 kV | 400V(3ph) & 230V(single ph) | LV | 400 kVA :Building Structure | 0.4 | --> | 0.4 | 0 | 0 | Constrained,otherwise capacity available =358kVA. | --> | 0.38 | 0 | 0 | 0 | 0 | 0.406 | 0 |  | --> | C11 ex GRANGE (DR) | GRANGE (DR): T41 | GRANGE (DR) |  | 53.393 | -6.1529
MV/LV Substation AN***236X | 10 kV | 400V(3ph) & 230V(single ph) | LV | 50 kVA :Pole Substation | 0.05 | --> | 0.05 | 0.049 | 1.7 |  | --> | 0.047 | 0 | 0 | 0 | 0 | 0 | 0 | Constrained,otherwise capacity available =49kW. | --> | C18 ex BALLYBAY | BALLYBAY: T41∥T42 | LISDRUM |  | 54.1639 | -6.9311
MV/LV Substation AN***238 | 10 kV | 400V(3ph) & 230V(single ph) | LV | 100 kVA :Pole Substation | 0.1 | --> | 0.1 | 0.1 | 1.7 |  | --> | 0.095 | 0 | 0 | 0 | 0 | 0.1 | 0 |  | --> | C15 ex TULLA | TULLA: T41 | ENNIS |  | 52.8917 | -8.661
MV/LV Substation AN***242X | 10 kV | 400V(3ph) & 230V(single ph) | LV | 100 kVA :Pole Substation | 0.1 | --> | 0.1 | 0.068 | 3.1 |  | --> | 0.095 | 0 | 0 | 0 | 0 | 0.104 | 0 |  | --> | C17 ex ERRIGAL | ERRIGAL: T41 | SHANKILL |  | 54.1336 | -7.1152
MV/LV Substation AN***248 | 10 kV | 400V(3ph) & 230V(single ph) | LV | 50 kVA :Pole Substation | 0.05 | --> | 0.05 | 0.025 | 3.7 |  | --> | 0.047 | 0 | 0 | 0 | 0 | 0.053 | 0 |  | --> | C20 ex CASTLEBLAYNEY | CASTLEBLAYNEY: T42 | DUNDALK |  | 54.0848 | -6.7061
MV/LV Substation AN***248Y | 10 kV | 400V(3ph) & 230V(single ph) | LV | 400 kVA :Kiosk Substation | 0.4 | --> | 0.4 | 0.177 | 0.3 |  | --> | 0.38 | 0 | 0 | 0 | 0.009 | 0.424 | 0 |  | --> | C16 ex ATHLONE | ATHLONE: T42 | ATHLONE |  | 53.4245 | -7.9615
MV/LV Substation AN***251Y | 20 kV | 400V(3ph) & 230V(single ph) | LV | 400 kVA :Kiosk Substation | 0.4 | --> | 0.4 | 0.326 | 6.9 |  | --> | 0.38 | 0 | 0 | 0 | 0.014 | 0 | 0 | Constrained,otherwise capacity available =396kW. | --> | E17 ex SPRINGS | SPRINGS: T421∥T422 | DUNGARVAN |  | 52.1026 | -7.5742
MV/LV Substation AN***256Z | 20 kV | 400V(3ph) & 230V(single ph) | LV | 50 kVA :Pole Substation | 0.05 | --> | 0.05 | 0 | 0 | Constrained,otherwise capacity available =32kVA. | --> | 0.047 | 0 | 0 | 0 | 0.008 | 0.043 | 0 |  | --> | C17 ex KINSALE | KINSALE: T41∥T42 | BANDON |  | 51.7915 | -8.6029
MV/LV Substation AN***259X | 10 kV | 400V(3ph) & 230V(single ph) | LV | 630 kVA :Building Structure | 0.63 | --> | 0.63 | 0.5 | 2.9 |  | --> | 0.598 | 0 | 0 | 0 | 0 | 0.5 | 0 |  | --> | C21 ex CASTLEBLAYNEY | CASTLEBLAYNEY: T41 | DUNDALK |  | 54.1621 | -6.7842
MV/LV Substation AN***263Z | 10 kV | 400V(3ph) & 230V(single ph) | LV | 400 kVA :Kiosk Substation | 0.4 | --> | 0.4 | 0 | 0 | Constrained,otherwise capacity available =330kVA. | --> | 0.38 | 0 | 0 | 0 | 0 | 0.411 | 0 |  | --> | C22 ex MACETOWN | MACETOWN: T102 | MACETOWN |  | 53.3926 | -6.434
MV/LV Substation AN***267Z | 10 kV | 400V(3ph) & 230V(single ph) | LV | 100 kVA :Pole Substation | 0.1 | --> | 0.1 | 0.071 | 5.6 |  | --> | 0.095 | 0 | 0 | 0 | 0 | 0.103 | 0 |  | --> | C12 ex PURCELLS INCH | PURCELLS INCH: T42 | KILKENNY |  | 52.5634 | -7.1956
MV/LV Substation AN***272 | 10 kV | 400V(3ph) & 230V(single ph) | LV | 50 kVA :Pole Substation | 0.05 | --> | 0.05 | 0.039 | 0.4 |  | --> | 0.047 | 0 | 0 | 0 | 0.002 | 0 | 0 | Constrained,otherwise capacity available =48kW. | --> | C15 ex GARRYSPILLANE | GARRYSPILLANE: T41 | TIPPERARY |  | 52.337 | -8.2905
MV/LV Substation AN***275 | 10 kV | 400V(3ph) & 230V(single ph) | LV | 200 kVA :Kiosk Substation | 0.2 | --> | 0.2 | 0.054 | 9 |  | --> | 0.19 | 0 | 0 | 0 | 0.003 | 0.218 | 0 |  | --> | C13 ex SINGLAND | SINGLAND: T101 | SINGLAND |  | 52.6663 | -8.5957
MV/LV Substation AN***278X | 20 kV | 400V(3ph) & 230V(single ph) | LV | 50 kVA :Pole Substation | 0.05 | --> | 0.05 | 0.044 | 5.6 |  | --> | 0.047 | 0 | 0 | 0 | 0 | 0.05 | 0 |  | --> | E13 ex CRANE | CRANE: T122 | CRANE |  | 52.4379 | -6.3803
MV/LV Substation AN***281X | 10 kV | 400V(3ph) & 230V(single ph) | LV | 50 kVA :Pole Substation | 0.05 | --> | 0.05 | 0.05 | 2.9 |  | --> | 0.047 | 0 | 0 | 0 | 0 | 0.049 | 0 |  | --> | C17 ex DUNLEER | DUNLEER: T41∥T42 | DRYBRIDGE |  | 53.8756 | -6.3435
MV/LV Substation AN***282 | 10 kV | 400V(3ph) & 230V(single ph) | LV | 400 kVA :Kiosk Substation | 0.4 | --> | 0.4 | 0.237 | 4.6 |  | --> | 0.38 | 0 | 0 | 0 | 0.071 | 0.35 | 0 |  | --> | C11 ex BALLINCLEA | BALLINCLEA: T41 | CHERRYWOOD |  | 53.2724 | -6.1204
MV/LV Substation AN***290Y | 10 kV | 400V(3ph) & 230V(single ph) | LV | 400 kVA :Building Structure | 0.4 | --> | 0.4 | 0.163 | 1.8 |  | --> | 0.38 | 0 | 0 | 0 | 0.064 | 0.368 | 0 |  | --> | C13 ex WATERFORD | WATERFORD: T41 | WATERFORD |  | 52.2627 | -7.1191
MV/LV Substation AN***292Z | 10 kV | 400V(3ph) & 230V(single ph) | LV | 200 kVA :Kiosk Substation | 0.2 | --> | 0.2 | 0.146 | 1.6 |  | --> | 0.19 | 0 | 0 | 0 | 0.003 | 0.204 | 0 |  | --> | C17 ex SALLINS | SALLINS: T41 | GRIFFINRATH |  | 53.2877 | -6.6854
MV/LV Substation AN***293 | 20 kV | 400V(3ph) & 230V(single ph) | LV | 100 kVA :Pole Substation | 0.1 | --> | 0.1 | 0.099 | 1.6 |  | --> | 0.095 | 0 | 0 | 0 | 0 | 0.1 | 0 |  | --> | E18 ex GURRANEBANE | GURRANEBANE: T421∥T422 | OUGHTRAGH |  | 51.8546 | -10.2614
MV/LV Substation AN***302 | 20 kV | 400V(3ph) & 230V(single ph) | LV | 50 kVA :Pole Substation | 0.05 | --> | 0.05 | 0.038 | 1.6 |  | --> | 0.047 | 0 | 0 | 0 | 0 | 0.051 | 0 |  | --> | E16 ex MILLTOWN (SR) | MILLTOWN (SR): T422 | OUGHTRAGH |  | 52.1014 | -9.7569
MV/LV Substation AN***304X | 20 kV | 400V(3ph) & 230V(single ph) | LV | 50 kVA :Pole Substation | 0.05 | --> | 0.05 | 0.05 | 4.4 |  | --> | 0.047 | 0 | 0 | 0 | 0 | 0.049 | 0 |  | --> | E11 ex MOHILL | MOHILL: T421∥T422 | CARRICK ON SHANNON |  | 53.8845 | -7.7816
MV/LV Substation AN***324Z | 10 kV | 400V(3ph) & 230V(single ph) | LV | 400 kVA :Building Structure | 0.4 | --> | 0.4 | 0.343 | 1.2 |  | --> | 0.38 | 0 | 0 | 0 | 0 | 0.408 | 0 |  | --> | C15 ex ABBEYLAND | ABBEYLAND: T41 | NAVAN |  | 53.6521 | -6.6848
MV/LV Substation AN***339Z | 10 kV | 400V(3ph) & 230V(single ph) | LV | 630 kVA :Kiosk Substation | 0.63 | --> | 0.63 | 0.15 | 0.2 | Constrained,otherwise capacity available =494kVA. | --> | 0.598 | 0 | 0 | 0 | 0.006 | 0 | 0 | Constrained,otherwise capacity available =500kW. | --> | C11 ex COOLMINE | COOLMINE: T41 | FINGLAS |  | 53.3745 | -6.406
MV/LV Substation AN***340Y | 10 kV | 400V(3ph) & 230V(single ph) | LV | 630 kVA :Kiosk Substation | 0.63 | --> | 0.63 | 0.413 | 7.3 |  | --> | 0.598 | 0 | 0 | 0 | 0 | 0.5 | 0 |  | --> | C11 ex GARRYCASTLE | GARRYCASTLE: T41 | ATHLONE |  | 53.42 | -7.9278
MV/LV Substation AN***340Z | 10 kV | 400V(3ph) & 230V(single ph) | LV | 200 kVA :Kiosk Substation | 0.2 | --> | 0.2 | 0.15 | 0.2 | Constrained,otherwise capacity available =167kVA. | --> | 0.19 | 0 | 0 | 0 | 0.003 | 0 | 0 | Constrained,otherwise capacity available =201kW. | --> | C11 ex COOLMINE | COOLMINE: T41 | FINGLAS |  | 53.3733 | -6.4059
MV/LV Substation AN***341Z | 20 kV | 400V(3ph) & 230V(single ph) | LV | 50 kVA :Pole Substation | 0.05 | --> | 0.05 | 0 | 0 | Constrained,otherwise capacity available =45kVA. | --> | 0.047 | 0 | 0 | 0 | 0.004 | 0.046 | 0 |  | --> | E17 ex JULIANSTOWN | JULIANSTOWN: T421∥T422 | DRYBRIDGE |  | 53.6689 | -6.28
MV/LV Substation AN***345 | 10 kV | 400V(3ph) & 230V(single ph) | LV | 50 kVA :Pole Substation | 0.05 | --> | 0.05 | 0.042 | 5.9 |  | --> | 0.047 | 0 | 0 | 0 | 0 | 0.05 | 0 |  | --> | C18 ex BANDON | BANDON: T101 | BANDON |  | 51.7936 | -8.6299
MV/LV Substation AN***350 | 10 kV | 400V(3ph) & 230V(single ph) | LV | 630 kVA :Building Structure | 0.63 | --> | 0.63 | 0.342 | 4.6 |  | --> | 0.598 | 0 | 0 | 0 | 0.029 | 0.5 | 0 |  | --> | C24 ex CABRA | CABRA: T101 | FINGLAS |  | 53.3606 | -6.2868
MV/LV Substation AN***352Y | 20 kV | 400V(3ph) & 230V(single ph) | LV | 100 kVA :Pole Substation | 0.1 | --> | 0.1 | 0 | 0 | Constrained,otherwise capacity available =81kVA. | --> | 0.095 | 0 | 0 | 0 | 0 | 0.102 | 0 |  | --> | C21 ex TERMONFECKIN ROAD | TERMONFECKIN ROAD: T41∥T42 | DRYBRIDGE |  | 53.7547 | -6.2711
MV/LV Substation AN***355 | 10 kV | 400V(3ph) & 230V(single ph) | LV | 50 kVA :Pole Substation | 0.05 | --> | 0.05 | 0.046 | 1.7 |  | --> | 0.047 | 0 | 0 | 0 | 0 | 0 | 0 | Constrained,otherwise capacity available =49kW. | --> | C12 ex BALLYBAY | BALLYBAY: T41∥T42 | LISDRUM |  | 54.1205 | -6.9172
MV/LV Substation AN***355Y | 10 kV | 400V(3ph) & 230V(single ph) | LV | 50 kVA :Pole Substation | 0.05 | --> | 0.05 | 0 | 0 | Constrained,otherwise capacity available =46kVA. | --> | 0.047 | 0 | 0 | 0 | 0 | 0.049 | 0 |  | --> | C21 ex CARRICKMACROSS | CARRICKMACROSS: T41 | MEATH HILL |  | 53.9196 | -6.6309
MV/LV Substation AN***361Y | 10 kV | 400V(3ph) & 230V(single ph) | LV | 630 kVA :Building Structure | 0.63 | --> | 0.63 | 0.5 | 1.8 |  | --> | 0.598 | 0 | 0 | 0 | 0 | 0.5 | 0 |  | --> | C13 ex WATERFORD | WATERFORD: T41 | WATERFORD |  | 52.2626 | -7.1191
MV/LV Substation AN***390X | 10 kV | 400V(3ph) & 230V(single ph) | LV | 630 kVA :Building Structure | 0.63 | --> | 0.63 | 0.283 | 1.1 |  | --> | 0.598 | 0 | 0 | 0 | 0 | 0.5 | 0 |  | --> | C47 ex BEDFORD ROW | BEDFORD ROW: T41 | FRANCIS STREET |  | 53.3433 | -6.2627
MV/LV Substation AN***392X | 20 kV | 400V(3ph) & 230V(single ph) | LV | 50 kVA :Pole Substation | 0.05 | --> | 0.05 | 0.04 | 7.4 |  | --> | 0.047 | 0 | 0 | 0 | 0 | 0 | 0 | Constrained,otherwise capacity available =51kW. | --> | E14 ex ARIGNA | ARIGNA: T121 | ARIGNA |  | 54.0198 | -7.9435
MV/LV Substation AN***392X | 20 kV | 400V(3ph) & 230V(single ph) | LV | 400 kVA :Kiosk Substation | 0.4 | --> | 0.4 | 0.285 | 6.9 |  | --> | 0.38 | 0 | 0 | 0 | 0 | 0 | 0 | Constrained,otherwise capacity available =414kW. | --> | E14 ex RATHKEALE | RATHKEALE: T421∥T422 | RATHKEALE |  | 52.5063 | -8.7395
MV/LV Substation AN***398Z | 20 kV | 400V(3ph) & 230V(single ph) | LV | 50 kVA :Pole Substation | 0.05 | --> | 0.05 | 0 | 0 | Constrained,otherwise capacity available =39kVA. | --> | 0.047 | 0 | 0 | 0 | 0 | 0.051 | 0 |  | --> | E18 ex JULIANSTOWN | JULIANSTOWN: T421∥T422 | DRYBRIDGE |  | 53.6752 | -6.3577
MV/LV Substation AN***399Y | 10 kV | 400V(3ph) & 230V(single ph) | LV | 200 kVA :Kiosk Substation | 0.2 | --> | 0.2 | 0.19 | 2.4 |  | --> | 0.19 | 0 | 0 | 0 | 0.003 | 0 | 0 | Constrained,otherwise capacity available =198kW. | --> | C23 ex TINAHASK | TINAHASK: T41∥T42 | ARKLOW |  | 52.7289 | -6.2861
MV/LV Substation AN***4015 | 10 kV | 400V(3ph) & 230V(single ph) | LV | 50 kVA :Pole Substation | 0.05 | --> | 0.05 | 0 | 0 | Constrained,otherwise capacity available =31kVA. | --> | 0.047 | 0 | 0 | 0 | 0.003 | 0.048 | 0 |  | --> | C16 ex KILLACLOYNE | KILLACLOYNE: T41∥T42 | MIDLETON |  | 51.9169 | -8.2766
MV/LV Substation AN***4017 | 10 kV | 400V(3ph) & 230V(single ph) | LV | 50 kVA :Pole Substation | 0.05 | --> | 0.05 | 0.05 | 3.6 |  | --> | 0.047 | 0 | 0 | 0 | 0 | 0.049 | 0 |  | --> | C27 ex BALLYCROSSAUN | BALLYCROSSAUN: T421∥T422 | SOMERSET |  | 53.1648 | -8.283
MV/LV Substation AN***4033 | 20 kV | 400V(3ph) & 230V(single ph) | LV | 100 kVA :Pole Substation | 0.1 | --> | 0.1 | 0.061 | 8.5 |  | --> | 0.095 | 0 | 0 | 0 | 0 | 0.105 | 0 |  | --> | C14 ex ARDGEEHA | ARDGEEHA: T41∥T42 | DOON |  | 52.3979 | -7.6584
MV/LV Substation AN***4034 | 20 kV | 400V(3ph) & 230V(single ph) | LV | 100 kVA :Pole Substation | 0.1 | --> | 0.1 | 0 | 0 | Constrained,otherwise capacity available =37kVA. | --> | 0.095 | 0 | 0 | 0 | 0 | 0.109 | 0 |  | --> | E17 ex CAVAN | CAVAN: T421 | SHANKILL |  | 54.0628 | -7.3925
MV/LV Substation AN***4036 | 10 kV | 400V(3ph) & 230V(single ph) | LV | 1000 kVA :Building Structure | 1 | --> | 1 | 0.5 | 1.9 |  | --> | 0.95 | 0 | 0 | 0 | 0 | 0.5 | 0 |  | --> | C15 ex ORANMORE | ORANMORE: T41 | GALWAY 110KV |  | 53.2703 | -8.9301
MV/LV Substation AN***4041 | 10 kV | 400V(3ph) & 230V(single ph) | LV | 400 kVA :Kiosk Substation | 0.4 | --> | 0.4 | 0 | 0 | Constrained,otherwise capacity available =320kVA. | --> | 0.38 | 0 | 0 | 0 | 0.037 | 0.373 | 0 |  | --> | C16 ex MERVILLE | MERVILLE: T42 | FINGLAS |  | 53.3851 | -6.3001
MV/LV Substation AN***4042 | 20 kV | 400V(3ph) & 230V(single ph) | LV | 400 kVA :Kiosk Substation | 0.4 | --> | 0.4 | 0.395 | 2 |  | --> | 0.38 | 0 | 0 | 0 | 0 | 0.4 | 0 |  | --> | E15 ex BALLYCONNELL | BALLYCONNELL: T421∥T422 | GORTAWEE |  | 54.1012 | -7.4567
MV/LV Substation AN***4045 | 20 kV | 400V(3ph) & 230V(single ph) | LV | 50 kVA :Pole Substation | 0.05 | --> | 0.05 | 0.041 | 2 |  | --> | 0.047 | 0 | 0 | 0 | 0 | 0.05 | 0 |  | --> | C16 ex CAPPAMORE | CAPPAMORE: T41∥T42 | ARDNACRUSHA |  | 52.5891 | -8.163
MV/LV Substation AN***4045 | 10 kV | 400V(3ph) & 230V(single ph) | LV | 400 kVA :Kiosk Substation | 0.4 | --> | 0.4 | 0 | 0 | Constrained,otherwise capacity available =391kVA. | --> | 0.38 | 0 | 0 | 0 | 0 | 0 | 0 | Constrained,otherwise capacity available =400kW. | --> | C14 ex GARDEN CITY | GARDEN CITY: T41∥T42 | ARKLOW |  | 52.6756 | -6.2814
MV/LV Substation AN***4050 | 10 kV | 400V(3ph) & 230V(single ph) | LV | 630 kVA :Kiosk Substation | 0.63 | --> | 0.63 | 0 | 0 | Constrained,otherwise capacity available =481kVA. | --> | 0.598 | 0 | 0 | 0 | 0.007 | 0.5 | 0 |  | --> | C18 ex DOUGLAS | DOUGLAS: T41 | TRABEG |  | 51.8618 | -8.4169
MV/LV Substation AN***406Y | 10 kV | 400V(3ph) & 230V(single ph) | LV | 100 kVA :Pole Substation | 0.1 | --> | 0.1 | 0 | 0 | Constrained,otherwise capacity available =89kVA. | --> | 0.095 | 0 | 0 | 0 | 0.003 | 0 | 0 | Constrained,otherwise capacity available =98kW. | --> | C11 ex COLLIGAN | COLLIGAN: T41 | DUNGARVAN |  | 52.1044 | -7.6004
MV/LV Substation AN***4085 | 20 kV | 400V(3ph) & 230V(single ph) | LV | 50 kVA :Pole Substation | 0.05 | --> | 0.05 | 0.05 | 3.7 |  | --> | 0.047 | 0 | 0 | 0 | 0 | 0.049 | 0 |  | --> | E15 ex JENKINSTOWN | JENKINSTOWN: T421∥T422 | DUNDALK |  | 54.0476 | -6.3369
MV/LV Substation AN***4086 | 20 kV | 400V(3ph) & 230V(single ph) | LV | 50 kVA :Pole Substation | 0.05 | --> | 0.05 | 0.05 | 0.9 |  | --> | 0.047 | 0 | 0 | 0 | 0 | 0.049 | 0 |  | --> | C18 ex RIVERSTOWN | RIVERSTOWN: T41∥T42 | KILBARRY |  | 51.98 | -8.3839
MV/LV Substation AN***4089 | 10 kV | 400V(3ph) & 230V(single ph) | LV | 50 kVA :Pole Substation | 0.05 | --> | 0.05 | 0.05 | 3.7 |  | --> | 0.047 | 0 | 0 | 0 | 0 | 0.049 | 0 |  | --> | C20 ex CASTLEBLAYNEY | CASTLEBLAYNEY: T42 | DUNDALK |  | 54.0652 | -6.6998
MV/LV Substation AN***4093 | 10 kV | 400V(3ph) & 230V(single ph) | LV | 400 kVA :Building Structure | 0.4 | --> | 0.4 | 0 | 0 | Constrained,otherwise capacity available =377kVA. | --> | 0.38 | 0 | 0 | 0 | 0 | 0.403 | 0 |  | --> | C19 ex SEMPERIT | SEMPERIT: T41 | GRANGE CASTLE |  | 53.3459 | -6.3504
MV/LV Substation AN***4100 | 20 kV | 400V(3ph) & 230V(single ph) | LV | 50 kVA :Pole Substation | 0.05 | --> | 0.05 | 0.041 | 2.5 |  | --> | 0.047 | 0 | 0 | 0 | 0 | 0.05 | 0 |  | --> | E19 ex GARRANACANTY | GARRANACANTY: T421 | TIPPERARY |  | 52.4215 | -8.1044
MV/LV Substation AN***4106 | 10 kV | 400V(3ph) & 230V(single ph) | LV | 400 kVA :Kiosk Substation | 0.4 | --> | 0.4 | 0 | 0 | Constrained,otherwise capacity available =319kVA. | --> | 0.38 | 0 | 0 | 0 | 0 | 0.412 | 0 |  | --> | C39 ex CASTLEVIEW | CASTLEVIEW: T101 | CASTLEVIEW |  | 51.8995 | -8.3295
MV/LV Substation AN***4112 | 10 kV | 400V(3ph) & 230V(single ph) | LV | 200 kVA :Kiosk Substation | 0.2 | --> | 0.2 | 0.176 | 0.8 |  | --> | 0.19 | 0 | 0 | 0 | 0 | 0.203 | 0 |  | --> | C17 ex BALLYBEGGAN | BALLYBEGGAN: T43∥T44 | TRALEE |  | 52.2848 | -9.6901
MV/LV Substation AN***4118 | 20 kV | 400V(3ph) & 230V(single ph) | LV | 50 kVA :Pole Substation | 0.05 | --> | 0.05 | 0.05 | 1.6 |  | --> | 0.047 | 0 | 0 | 0 | 0 | 0.049 | 0 |  | --> | E11 ex MILLTOWN (SR) | MILLTOWN (SR): T421 | OUGHTRAGH |  | 52.1702 | -9.7074
MV/LV Substation AN***411X | 10 kV | 400V(3ph) & 230V(single ph) | LV | 200 kVA :Pole Substation | 0.2 | --> | 0.2 | 0.137 | 1.7 |  | --> | 0.19 | 0 | 0 | 0 | 0 | 0.209 | 0 |  | --> | C26 ex BISHOPSTOWN | BISHOPSTOWN: T42 | KILBARRY |  | 51.8978 | -8.5685
MV/LV Substation AN***4124 | 20 kV | 400V(3ph) & 230V(single ph) | LV | 400 kVA :Building Structure | 0.4 | --> | 0.4 | 0.243 | 8.5 |  | --> | 0.38 | 0 | 0 | 0 | 0 | 0.424 | 0 |  | --> | C14 ex ARDGEEHA | ARDGEEHA: T41∥T42 | DOON |  | 52.4514 | -7.6265
MV/LV Substation AN***4128 | 20 kV | 400V(3ph) & 230V(single ph) | LV | 50 kVA :Pole Substation | 0.05 | --> | 0.05 | 0.045 | 1.6 |  | --> | 0.047 | 0 | 0 | 0 | 0 | 0.05 | 0 |  | --> | E12 ex MILLTOWN (SR) | MILLTOWN (SR): T422 | OUGHTRAGH |  | 52.0919 | -9.7624
MV/LV Substation AN***4144 | 10 kV | 400V(3ph) & 230V(single ph) | LV | 630 kVA :Kiosk Substation | 0.63 | --> | 0.63 | 0 | 0 | Constrained,otherwise capacity available =500kVA. | --> | 0.598 | 0 | 0 | 0 | 0 | 0 | 0 | Constrained,otherwise capacity available =500kW. | --> | C17 ex KILMALLOCK | KILMALLOCK: T42 | CHARLEVILLE |  | 52.4051 | -8.5883
MV/LV Substation AN***4144 | 20 kV | 400V(3ph) & 230V(single ph) | LV | 100 kVA :Pole Substation | 0.1 | --> | 0.1 | 0 | 0 | Constrained,otherwise capacity available =75kVA. | --> | 0.095 | 0 | 0 | 0 | 0.015 | 0.088 | 0 |  | --> | C24 ex MACETOWN | MACETOWN: T102 | MACETOWN |  | 53.471 | -6.3763
MV/LV Substation AN***4150 | 20 kV | 400V(3ph) & 230V(single ph) | LV | 400 kVA :Kiosk Substation | 0.4 | --> | 0.4 | 0.301 | 11.5 |  | --> | 0.38 | 0 | 0 | 0 | 0 | 0.414 | 0 |  | --> | C27 ex SALTHILL | SALTHILL: T101 | SALTHILL |  | 53.3351 | -9.1787
MV/LV Substation AN***4159 | 10 kV | 400V(3ph) & 230V(single ph) | LV | 200 kVA :Kiosk Substation | 0.2 | --> | 0.2 | 0.126 | 1.9 |  | --> | 0.19 | 0 | 0 | 0 | 0.025 | 0.184 | 0 |  | --> | C15 ex ORANMORE | ORANMORE: T41 | GALWAY 110KV |  | 53.2742 | -8.9391
MV/LV Substation AN***4160 | 10 kV | 400V(3ph) & 230V(single ph) | LV | 400 kVA :Kiosk Substation | 0.4 | --> | 0.4 | 0.275 | 0.8 |  | --> | 0.38 | 0 | 0 | 0 | 0.06 | 0.356 | 0 |  | --> | C18 ex ORANMORE | ORANMORE: T44 | GALWAY 110KV |  | 53.2697 | -8.9246
MV/LV Substation AN***4164 | 10 kV | 400V(3ph) & 230V(single ph) | LV | 400 kVA :Kiosk Substation | 0.4 | --> | 0.4 | 0.383 | 4 |  | --> | 0.38 | 0 | 0 | 0 | 0 | 0.402 | 0 |  | --> | C13 ex DUNMANWAY | DUNMANWAY: T43 | DUNMANWAY |  | 51.7276 | -9.104
MV/LV Substation AN***4171 | 20 kV | 400V(3ph) & 230V(single ph) | LV | 630 kVA :Building Structure | 0.63 | --> | 0.63 | 0 | 0 | Constrained,otherwise capacity available =491kVA. | --> | 0.598 | 0 | 0 | 0 | 0 | 0.5 | 0 |  | --> | E16 ex JULIANSTOWN | JULIANSTOWN: T421∥T422 | DRYBRIDGE |  | 53.6961 | -6.2488
MV/LV Substation AN***4177 | 10 kV | 400V(3ph) & 230V(single ph) | LV | 400 kVA :Kiosk Substation | 0.4 | --> | 0.4 | 0.4 | 1.8 |  | --> | 0.38 | 0 | 0 | 0 | 0 | 0.4 | 0 |  | --> | C13 ex DUNDRUM | DUNDRUM: T41 | BLACKROCK |  | 53.2895 | -6.2411
MV/LV Substation AN***4188 | 10 kV | 400V(3ph) & 230V(single ph) | LV | 630 kVA :Kiosk Substation | 0.63 | --> | 0.63 | 0 | 0 | Constrained,otherwise capacity available =500kVA. | --> | 0.598 | 0 | 0 | 0 | 0.011 | 0.5 | 0 |  | --> | C14 ex CLONAKILTY | CLONAKILTY: T41∥T42 | DUNMANWAY |  | 51.614 | -8.9106
MV/LV Substation AN***4192 | 10 kV | 400V(3ph) & 230V(single ph) | LV | 200 kVA :Kiosk Substation | 0.2 | --> | 0.2 | 0.2 | 3 |  | --> | 0.19 | 0 | 0 | 0 | 0 | 0 | 0 | Constrained,otherwise capacity available =200kW. | --> | C13 ex SWINFORD | SWINFORD: T41∥T42 | CASTLEBAR |  | 53.8935 | -9.15
MV/LV Substation AN***4196 | 10 kV | 400V(3ph) & 230V(single ph) | LV | 200 kVA :Pole Substation | 0.2 | --> | 0.2 | 0 | 0 | Constrained,otherwise capacity available =200kVA. | --> | 0.19 | 0 | 0 | 0 | 0 | 0.2 | 0 |  | --> | C21 ex LITTLE BRAY | LITTLE BRAY: T41 | FASSAROE |  | 53.2022 | -6.1663
MV/LV Substation AN***420 | 20 kV | 400V(3ph) & 230V(single ph) | LV | 100 kVA :Pole Substation | 0.1 | --> | 0.1 | 0 | 5.7 |  | --> | 0.095 | 0 | 0 | 0 | 0 | 0.132 | 0 |  | --> | E13 ex MOY | MOY: T421∥T422 | MOY |  | 53.9772 | -9.2112
MV/LV Substation AN***4211 | 10 kV | 400V(3ph) & 230V(single ph) | LV | 200 kVA :Kiosk Substation | 0.2 | --> | 0.2 | 0 | 0 | Constrained,otherwise capacity available =176kVA. | --> | 0.19 | 0 | 0 | 0 | 0.001 | 0.202 | 0 |  | --> | C15 ex TERMONFECKIN ROAD | TERMONFECKIN ROAD: T41∥T42 | DRYBRIDGE |  | 53.7255 | -6.3309
MV/LV Substation AN***421Y | 10 kV | 400V(3ph) & 230V(single ph) | LV | 400 kVA :Kiosk Substation | 0.4 | --> | 0.4 | 0.349 | 11.5 |  | --> | 0.38 | 0 | 0 | 0 | 0.003 | 0.404 | 0 |  | --> | C18 ex BALLYBEG | BALLYBEG: T102 | CARRICKMINES |  | 52.9676 | -6.1411
MV/LV Substation AN***423X | 10 kV | 400V(3ph) & 230V(single ph) | LV | 200 kVA :Kiosk Substation | 0.2 | --> | 0.2 | 0 | 0 | Constrained,otherwise capacity available =134kVA. | --> | 0.19 | 0 | 0 | 0 | 0.012 | 0 | 0 | Constrained,otherwise capacity available =197kW. | --> | C21 ex BIRR | BIRR: T41 | DALLOW |  | 53.0745 | -7.8922
MV/LV Substation AN***4243 | 10 kV | 400V(3ph) & 230V(single ph) | LV | 100 kVA :Pole Substation | 0.1 | --> | 0.1 | 0 | 0 | Constrained,otherwise capacity available =94kVA. | --> | 0.095 | 0 | 0 | 0 | 0.003 | 0.097 | 0 |  | --> | C17 ex LOUGHREA | LOUGHREA: T41∥T42 | SOMERSET |  | 53.2064 | -8.5752
MV/LV Substation AN***4262 | 10 kV | 400V(3ph) & 230V(single ph) | LV | 630 kVA :Building Structure | 0.63 | --> | 0.63 | 0 | 0 | Constrained,otherwise capacity available =230kVA. | --> | 0.598 | 0 | 0 | 0 | 0 | 0.5 | 0 |  | --> | C39 ex CASTLEVIEW | CASTLEVIEW: T101 | CASTLEVIEW |  | 51.902 | -8.3283
MV/LV Substation AN***4263 | 10 kV | 400V(3ph) & 230V(single ph) | LV | 400 kVA :Kiosk Substation | 0.4 | --> | 0.4 | 0.4 | 3.7 |  | --> | 0.38 | 0 | 0 | 0 | 0 | 0.4 | 0 |  | --> | C11 ex BALLINASLOE | BALLINASLOE: T41∥T42 | SOMERSET |  | 53.3294 | -8.1988
MV/LV Substation AN***4278 | 20 kV | 400V(3ph) & 230V(single ph) | LV | 50 kVA :Pole Substation | 0.05 | --> | 0.05 | 0 | 0 | Constrained,otherwise capacity available =50kVA. | --> | 0.047 | 0 | 0 | 0 | 0 | 0.049 | 0 |  | --> | E19 ex EDENDERRY | EDENDERRY: T421∥T422 | BLAKE |  | 53.4898 | -7.1205
MV/LV Substation AN***4286 | 10 kV | 400V(3ph) & 230V(single ph) | LV | 1000 kVA :Building Structure | 1 | --> | 1 | 0.5 | 6.1 |  | --> | 0.95 | 0 | 0 | 0 | 0 | 0.5 | 0 |  | --> | C07 ex BEDFORD ROW | BEDFORD ROW: T43 | FRANCIS STREET |  | 53.3446 | -6.2619
MV/LV Substation AN***4287 | 10 kV | 400V(3ph) & 230V(single ph) | LV | 400 kVA :Kiosk Substation | 0.4 | --> | 0.4 | 0 | 0 | Constrained,otherwise capacity available =389kVA. | --> | 0.38 | 0 | 0 | 0 | 0.013 | 0.387 | 0 |  | --> | C16 ex KILLACLOYNE | KILLACLOYNE: T41∥T42 | MIDLETON |  | 51.9163 | -8.2808
MV/LV Substation AN***4319 | 10 kV | 400V(3ph) & 230V(single ph) | LV | 400 kVA :Kiosk Substation | 0.4 | --> | 0.4 | 0.316 | 3.3 |  | --> | 0.38 | 0 | 0 | 0 | 0.012 | 0.399 | 0 |  | --> | C19 ex CELBRIDGE | CELBRIDGE: T41 | GRIFFINRATH |  | 53.3156 | -6.6123
MV/LV Substation AN***4331 | 10 kV | 400V(3ph) & 230V(single ph) | LV | 630 kVA :Kiosk Substation | 0.63 | --> | 0.63 | 0 | 0 | Constrained,otherwise capacity available =500kVA. | --> | 0.598 | 0 | 0 | 0 | 0 | 0.5 | 0 |  | --> | C15 ex TERMONFECKIN ROAD | TERMONFECKIN ROAD: T41∥T42 | DRYBRIDGE |  | 53.7213 | -6.3394
MV/LV Substation AN***4343 | 20 kV | 400V(3ph) & 230V(single ph) | LV | 50 kVA :Pole Substation | 0.05 | --> | 0.05 | 0 | 0 | Constrained,otherwise capacity available =31kVA. | --> | 0.047 | 0 | 0 | 0 | 0 | 0.051 | 0 |  | --> | E20 ex BALLINDERRY | BALLINDERRY: T422 | MULLINGAR |  | 53.4742 | -7.3412
MV/LV Substation AN***4344 | 10 kV | 400V(3ph) & 230V(single ph) | LV | 1000 kVA :Building Structure | 1 | --> | 1 | 0.5 | 1.1 |  | --> | 0.95 | 0 | 0 | 0 | 0 | 0.5 | 0 |  | --> | C47 ex BEDFORD ROW | BEDFORD ROW: T41 | FRANCIS STREET |  | 53.3433 | -6.2626
MV/LV Substation AN***436Y | 10 kV | 400V(3ph) & 230V(single ph) | LV | 630 kVA :Kiosk Substation | 0.63 | --> | 0.63 | 0 | 0 | Constrained,otherwise capacity available =462kVA. | --> | 0.598 | 0 | 0 | 0 | 0 | 0 | 0 | Constrained,otherwise capacity available =500kW. | --> | C26 ex PORTLAOISE | PORTLAOISE: T42 | PORTLAOISE |  | 53.0261 | -7.3055
MV/LV Substation AN***4378 | 20 kV | 400V(3ph) & 230V(single ph) | LV | 100 kVA :Pole Substation | 0.1 | --> | 0.1 | 0.1 | 2.5 |  | --> | 0.095 | 0 | 0 | 0 | 0 | 0 | 0 | Constrained,otherwise capacity available =100kW. | --> | E15 ex TULLOW | TULLOW: T421 | CARLOW |  | 52.8058 | -6.7352
MV/LV Substation AN***4380 | 10 kV | 400V(3ph) & 230V(single ph) | LV | 400 kVA :Kiosk Substation | 0.4 | --> | 0.4 | 0 | 0 | Constrained,otherwise capacity available =400kVA. | --> | 0.38 | 0 | 0 | 0 | 0 | 0 | 0 | Constrained,otherwise capacity available =400kW. | --> | C14 ex BELLFIELD | BELLFIELD: T41∥T42 | CRANE |  | 52.5147 | -6.5828
MV/LV Substation AN***4384 | 10 kV | 400V(3ph) & 230V(single ph) | LV | 630 kVA :Kiosk Substation | 0.63 | --> | 0.63 | 0.494 | 2.2 |  | --> | 0.598 | 0 | 0 | 0 | 0 | 0.5 | 0 |  | --> | C11 ex MORNINGTON ROAD | MORNINGTON ROAD: T41 | DRYBRIDGE |  | 53.7107 | -6.3547
MV/LV Substation AN***4408 | 10 kV | 400V(3ph) & 230V(single ph) | LV | 400 kVA :Kiosk Substation | 0.4 | --> | 0.4 | 0 | 0 | Constrained,otherwise capacity available =400kVA. | --> | 0.38 | 0 | 0 | 0 | 0 | 0.4 | 0 |  | --> | C22 ex TERMONFECKIN ROAD | TERMONFECKIN ROAD: T41∥T42 | DRYBRIDGE |  | 53.7256 | -6.3412
MV/LV Substation AN***441X | 20 kV | 400V(3ph) & 230V(single ph) | LV | 50 kVA :Pole Substation | 0.05 | --> | 0.05 | 0.044 | 3.4 |  | --> | 0.047 | 0 | 0 | 0 | 0 | 0.05 | 0 |  | --> | E20 ex CLONMINCH | CLONMINCH: T422 | THORNSBERRY |  | 53.2578 | -7.376
MV/LV Substation AN***444 | 20 kV | 400V(3ph) & 230V(single ph) | LV | 200 kVA :Pole Substation | 0.2 | --> | 0.2 | 0.119 | 1.7 |  | --> | 0.19 | 0 | 0 | 0 | 0.008 | 0.203 | 0 |  | --> | C18 ex NEWTOWNCUNNINGHAM | NEWTOWNCUNNINGHAM: T41∥T42 | LETTERKENNY |  | 55.0393 | -7.4347
MV/LV Substation AN***4474 | 10 kV | 400V(3ph) & 230V(single ph) | LV | 630 kVA :Kiosk Substation | 0.63 | --> | 0.63 | 0 | 0 | Constrained,otherwise capacity available =500kVA. | --> | 0.598 | 0 | 0 | 0 | 0 | 0 | 0 | Constrained,otherwise capacity available =500kW. | --> | C20 ex PORTLAOISE | PORTLAOISE: T42 | PORTLAOISE |  | 53.0315 | -7.2785
MV/LV Substation AN***4479 | 20 kV | 400V(3ph) & 230V(single ph) | LV | 630 kVA :Kiosk Substation | 0.63 | --> | 0.63 | 0.5 | 26.7 |  | --> | 0.598 | 0 | 0 | 0 | 0 | 0.5 | 0 |  | --> | E21 ex WEXFORD | WEXFORD: T121∥T122 | WEXFORD |  | 52.3809 | -6.4511
MV/LV Substation AN***452 | 20 kV | 400V(3ph) & 230V(single ph) | LV | 50 kVA :Pole Substation | 0.05 | --> | 0.05 | 0.029 | 0.7 |  | --> | 0.047 | 0 | 0 | 0 | 0 | 0 | 0 | Constrained,otherwise capacity available =52kW. | --> | C15 ex KILMAGIG | KILMAGIG: T42 | ARKLOW |  | 52.8425 | -6.3566
MV/LV Substation AN***4522 | 10 kV | 400V(3ph) & 230V(single ph) | LV | 100 kVA :Pole Substation | 0.1 | --> | 0.1 | 0.092 | 1.4 |  | --> | 0.095 | 0 | 0 | 0 | 0 | 0.1 | 0 |  | --> | C21 ex BALLINDERRY | BALLINDERRY: T41 | MULLINGAR |  | 53.5172 | -7.3427
MV/LV Substation AN***457 | 20 kV | 400V(3ph) & 230V(single ph) | LV | 50 kVA :Pole Substation | 0.05 | --> | 0.05 | 0.046 | 3.4 |  | --> | 0.047 | 0 | 0 | 0 | 0 | 0.049 | 0 |  | --> | E20 ex CLONMINCH | CLONMINCH: T422 | THORNSBERRY |  | 53.2551 | -7.3806
MV/LV Substation AN***460Z | 20 kV | 400V(3ph) & 230V(single ph) | LV | 200 kVA :Kiosk Substation | 0.2 | --> | 0.2 | 0 | 0 | Constrained,otherwise capacity available =164kVA. | --> | 0.19 | 0 | 0 | 0 | 0.003 | 0.202 | 0 |  | --> | E11 ex WHITECHURCH | WHITECHURCH: T421 | KILBARRY |  | 52.0477 | -8.7301
MV/LV Substation AN***467Y | 10 kV | 400V(3ph) & 230V(single ph) | LV | 50 kVA :Pole Substation | 0.05 | --> | 0.05 | 0 | 0 | Constrained,otherwise capacity available =36kVA. | --> | 0.047 | 0 | 0 | 0 | 0 | 0.051 | 0 |  | --> | C18 ex HEADFORD | HEADFORD: T42 | CLOON |  | 53.446 | -9.1973
MV/LV Substation AN***469 | 20 kV | 400V(3ph) & 230V(single ph) | LV | 50 kVA :Pole Substation | 0.05 | --> | 0.05 | 0 | 0 | Constrained,otherwise capacity available =31kVA. | --> | 0.047 | 0 | 0 | 0 | 0 | 0 | 0 | Constrained,otherwise capacity available =51kW. | --> | C17 ex BANAGHER | BANAGHER: T42 | DALLOW |  | 53.2168 | -8.2161
MV/LV Substation AN***471 | 10 kV | 400V(3ph) & 230V(single ph) | LV | 50 kVA :Pole Substation | 0.05 | --> | 0.05 | 0.046 | 0.9 |  | --> | 0.047 | 0 | 0 | 0 | 0.004 | 0 | 0 | Constrained,otherwise capacity available =45kW. | --> | C15 ex MILLTOWN MALBAY | MILLTOWN MALBAY: T42 | TULLABRACK |  | 52.7816 | -9.4365
MV/LV Substation AN***472 | 20 kV | 400V(3ph) & 230V(single ph) | LV | 50 kVA :Pole Substation | 0.05 | --> | 0.05 | 0 | 0 | Constrained,otherwise capacity available =48kVA. | --> | 0.047 | 0 | 0 | 0 | 0 | 0.049 | 0 |  | --> | C18 ex DELVIN | DELVIN: T42 | MULLINGAR |  | 53.6756 | -7.2
MV/LV Substation AN***472Y | 10 kV | 400V(3ph) & 230V(single ph) | LV | 400 kVA :Building Structure | 0.4 | --> | 0.4 | 0.322 | 1.8 |  | --> | 0.38 | 0 | 0 | 0 | 0 | 0.411 | 0 |  | --> | C13 ex WATERFORD | WATERFORD: T41 | WATERFORD |  | 52.2622 | -7.118
MV/LV Substation AN***490X | 20 kV | 400V(3ph) & 230V(single ph) | LV | 50 kVA :Pole Substation | 0.05 | --> | 0.05 | 0.037 | 3.7 |  | --> | 0.047 | 0 | 0 | 0 | 0 | 0.051 | 0 |  | --> | E16 ex JENKINSTOWN | JENKINSTOWN: T421∥T422 | DUNDALK |  | 54.002 | -6.2755
MV/LV Substation AN***503X | 10 kV | 400V(3ph) & 230V(single ph) | LV | 630 kVA :Kiosk Substation | 0.63 | --> | 0.63 | 0.5 | 9.6 |  | --> | 0.598 | 0 | 0 | 0 | 0.007 | 0.5 | 0 |  | --> | C14 ex GORTLEE | GORTLEE: T41∥T42 | LETTERKENNY |  | 54.9697 | -7.7556
MV/LV Substation AN***505X | 20 kV | 400V(3ph) & 230V(single ph) | LV | 100 kVA :Pole Substation | 0.1 | --> | 0.1 | 0.083 | 7.5 |  | --> | 0.095 | 0 | 0 | 0 | 0.003 | 0.099 | 0 |  | --> | C06 ex AHANE | AHANE: T102 | AHANE |  | 52.6746 | -8.5308
MV/LV Substation AN***524X | 20 kV | 400V(3ph) & 230V(single ph) | LV | 50 kVA :Pole Substation | 0.05 | --> | 0.05 | 0.04 | 3.6 |  | --> | 0.047 | 0 | 0 | 0 | 0 | 0.051 | 0 |  | --> | E15 ex BALLYCROSSAUN | BALLYCROSSAUN: T421∥T422 | SOMERSET |  | 53.0833 | -8.1344
MV/LV Substation AN***526X | 10 kV | 400V(3ph) & 230V(single ph) | LV | 200 kVA :Kiosk Substation | 0.2 | --> | 0.2 | 0.161 | 5 |  | --> | 0.19 | 0 | 0 | 0 | 0.007 | 0.198 | 0 |  | --> | C22 ex GALWAY 110KV | GALWAY 110KV: T102 | GALWAY 110KV |  | 53.2906 | -8.9929
MV/LV Substation AN***530X | 20 kV | 400V(3ph) & 230V(single ph) | LV | 400 kVA :Kiosk Substation | 0.4 | --> | 0.4 | 0.289 | 7.5 |  | --> | 0.38 | 0 | 0 | 0 | 0.003 | 0.414 | 0 |  | --> | C03 ex AHANE | AHANE: T102 | AHANE |  | 52.6682 | -8.5303
MV/LV Substation AN***556 | 10 kV | 400V(3ph) & 230V(single ph) | LV | 400 kVA :Building Structure | 0.4 | --> | 0.4 | 0 | 0 | Constrained,otherwise capacity available =388kVA. | --> | 0.38 | 0 | 0 | 0 | 0 | 0.401 | 0 |  | --> | C16 ex LUCAN EAST | LUCAN EAST: T41∥T42 | GRANGE CASTLE |  | 53.3686 | -6.4329
MV/LV Substation AN***559Y | 10 kV | 400V(3ph) & 230V(single ph) | LV | 400 kVA :Building Structure | 0.4 | --> | 0.4 | 0 | 0 | Constrained,otherwise capacity available =352kVA. | --> | 0.38 | 0 | 0 | 0 | 0.004 | 0 | 0 | Constrained,otherwise capacity available =402kW. | --> | C16 ex COOLCARRON | COOLCARRON: T41 | BARRYMORE |  | 52.1386 | -8.2732
MV/LV Substation AN***563X | 20 kV | 400V(3ph) & 230V(single ph) | LV | 50 kVA :Pole Substation | 0.05 | --> | 0.05 | 0.039 | 11.9 |  | --> | 0.047 | 0 | 0 | 0 | 0 | 0 | 0 | Constrained,otherwise capacity available =51kW. | --> | E16 ex WESTPORT | WESTPORT: T421∥T422 | CASTLEBAR |  | 53.5934 | -9.6921
MV/LV Substation AN***572 | 10 kV | 400V(3ph) & 230V(single ph) | LV | 200 kVA :Pole Substation | 0.2 | --> | 0.2 | 0.114 | 3.9 |  | --> | 0.19 | 0 | 0 | 0 | 0 | 0 | 0 | Constrained,otherwise capacity available =213kW. | --> | C13 ex DERRYBEG | DERRYBEG: T41∥T42 | ARDNAGAPPARY |  | 55.0209 | -8.3259
MV/LV Substation AN***574Z | 10 kV | 400V(3ph) & 230V(single ph) | LV | 200 kVA :Kiosk Substation | 0.2 | --> | 0.2 | 0.141 | 0.8 |  | --> | 0.19 | 0 | 0 | 0 | 0 | 0.208 | 0 |  | --> | C14 ex KNOCKMULLEN | KNOCKMULLEN: T42 | GREAT ISLAND |  | 52.4027 | -6.93
MV/LV Substation AN***584Y | 20 kV | 400V(3ph) & 230V(single ph) | LV | 200 kVA :Kiosk Substation | 0.2 | --> | 0.2 | 0 | 0 | Constrained,otherwise capacity available =152kVA. | --> | 0.19 | 0 | 0 | 0 | 0.004 | 0.202 | 0 |  | --> | E11 ex CAVAN | CAVAN: T421 | SHANKILL |  | 54.0421 | -7.3208
MV/LV Substation AN***585 | 10 kV | 400V(3ph) & 230V(single ph) | LV | 50 kVA :Pole Substation | 0.05 | --> | 0.05 | 0.046 | 2.9 |  | --> | 0.047 | 0 | 0 | 0 | 0.003 | 0.046 | 0 |  | --> | C21 ex CASTLEBLAYNEY | CASTLEBLAYNEY: T41 | DUNDALK |  | 54.1662 | -6.7965
MV/LV Substation AN***586Y | 20 kV | 400V(3ph) & 230V(single ph) | LV | 200 kVA :Kiosk Substation | 0.2 | --> | 0.2 | 0.148 | 1.5 |  | --> | 0.19 | 0 | 0 | 0 | 0 | 0.207 | 0 |  | --> | C19 ex TRAMORE | TRAMORE: T41 | BUTLERSTOWN |  | 52.1764 | -7.1487
MV/LV Substation AN***588Y | 20 kV | 400V(3ph) & 230V(single ph) | LV | 200 kVA :Kiosk Substation | 0.2 | --> | 0.2 | 0.156 | 1.8 |  | --> | 0.19 | 0 | 0 | 0 | 0.002 | 0.204 | 0 |  | --> | C18 ex DUNDALK | DUNDALK: T41 | DUNDALK |  | 54.0207 | -6.4266
MV/LV Substation AN***593Y | 10 kV | 400V(3ph) & 230V(single ph) | LV | 630 kVA :Kiosk Substation | 0.63 | --> | 0.63 | 0.47 | 6.6 |  | --> | 0.598 | 0 | 0 | 0 | 0 | 0.5 | 0 |  | --> | C16 ex GLEBE | GLEBE: T41∥T42 | RICHMOND |  | 53.7285 | -7.8001
MV/LV Substation AN***603X | 10 kV | 400V(3ph) & 230V(single ph) | LV | 630 kVA :Building Structure | 0.63 | --> | 0.63 | 0 | 0 | Constrained,otherwise capacity available =500kVA. | --> | 0.598 | 0 | 0 | 0 | 0.003 | 0.5 | 0 |  | --> | C21 ex PHIBSBORO | PHIBSBORO: T41 | FINGLAS |  | 53.3589 | -6.2874
MV/LV Substation AN***608 | 10 kV | 400V(3ph) & 230V(single ph) | LV | 100 kVA :Pole Substation | 0.1 | --> | 0.1 | 0.09 | 2.9 |  | --> | 0.095 | 0 | 0 | 0 | 0 | 0.101 | 0 |  | --> | C21 ex CASTLEBLAYNEY | CASTLEBLAYNEY: T41 | DUNDALK |  | 54.16 | -6.7894
MV/LV Substation AN***614 | 10 kV | 400V(3ph) & 230V(single ph) | LV | 200 kVA :Kiosk Substation | 0.2 | --> | 0.2 | 0 | 0 | Constrained,otherwise capacity available =190kVA. | --> | 0.19 | 0 | 0 | 0 | 0 | 0.201 | 0 |  | --> | C13 ex MALAHIDE | MALAHIDE: T41 | GLASMORE |  | 53.4226 | -6.1749
MV/LV Substation AN***618 | 20 kV | 400V(3ph) & 230V(single ph) | LV | 50 kVA :Pole Substation | 0.05 | --> | 0.05 | 0.038 | 1.6 |  | --> | 0.047 | 0 | 0 | 0 | 0 | 0.051 | 0 |  | --> | E12 ex MILLTOWN (SR) | MILLTOWN (SR): T422 | OUGHTRAGH |  | 52.0971 | -9.7674
MV/LV Substation AN***625X | 10 kV | 400V(3ph) & 230V(single ph) | LV | 400 kVA :Kiosk Substation | 0.4 | --> | 0.4 | 0.341 | 11.5 |  | --> | 0.38 | 0 | 0 | 0 | 0.003 | 0.405 | 0 |  | --> | C33 ex SALTHILL | SALTHILL: T101 | SALTHILL |  | 53.2703 | -9.0957
MV/LV Substation AN***630 | 20 kV | 400V(3ph) & 230V(single ph) | LV | 50 kVA :Pole Substation | 0.05 | --> | 0.05 | 0.041 | 1.1 |  | --> | 0.047 | 0 | 0 | 0 | 0 | 0.05 | 0 |  | --> | E19 ex LAWLESSTOWN | LAWLESSTOWN: T421 | DOON |  | 52.489 | -7.7367
MV/LV Substation AN***631 | 20 kV | 400V(3ph) & 230V(single ph) | LV | 50 kVA :Pole Substation | 0.05 | --> | 0.05 | 0.028 | 1.2 |  | --> | 0.047 | 0 | 0 | 0 | 0 | 0.052 | 0 |  | --> | C16 ex SCREEB | SCREEB: T41 | SCREEB |  | 53.3106 | -9.6282
MV/LV Substation AN***645X | 10 kV | 400V(3ph) & 230V(single ph) | LV | 400 kVA :Building Structure | 0.4 | --> | 0.4 | 0.358 | 7.7 |  | --> | 0.38 | 0 | 0 | 0 | 0 | 0.406 | 0 |  | --> | C20 ex GARRYCASTLE | GARRYCASTLE: T42 | ATHLONE |  | 53.4248 | -7.8995
MV/LV Substation AN***649 | 10 kV | 400V(3ph) & 230V(single ph) | LV | 50 kVA :Pole Substation | 0.05 | --> | 0.05 | 0.039 | 5.6 |  | --> | 0.047 | 0 | 0 | 0 | 0 | 0.051 | 0 |  | --> | C12 ex PURCELLS INCH | PURCELLS INCH: T42 | KILKENNY |  | 52.5602 | -7.1952
MV/LV Substation AN***650X | 10 kV | 400V(3ph) & 230V(single ph) | LV | 200 kVA :Pole Substation | 0.2 | --> | 0.2 | 0.199 | 3 |  | --> | 0.19 | 0 | 0 | 0 | 0 | 0.2 | 0 |  | --> | C11 ex CROSSMOLINA | CROSSMOLINA: T41∥T42 | MOY |  | 54.0354 | -9.3244
MV/LV Substation AN***652Y | 20 kV | 400V(3ph) & 230V(single ph) | LV | 400 kVA :Building Structure | 0.4 | --> | 0.4 | 0.369 | 7.5 |  | --> | 0.38 | 0 | 0 | 0 | 0 | 0.404 | 0 |  | --> | C03 ex AHANE | AHANE: T102 | AHANE |  | 52.6684 | -8.5287
MV/LV Substation AN***654Y | 10 kV | 400V(3ph) & 230V(single ph) | LV | 100 kVA :Pole Substation | 0.1 | --> | 0.1 | 0 | 0 | Constrained,otherwise capacity available =100kVA. | --> | 0.095 | 0 | 0 | 0 | 0 | 0.1 | 0 |  | --> | C17 ex CARRICKMACROSS | CARRICKMACROSS: T41 | MEATH HILL |  | 53.9673 | -6.674
MV/LV Substation AN***655Z | 10 kV | 400V(3ph) & 230V(single ph) | LV | 200 kVA :Kiosk Substation | 0.2 | --> | 0.2 | 0 | 0 | Constrained,otherwise capacity available =155kVA. | --> | 0.19 | 0 | 0 | 0 | 0.008 | 0.198 | 0 |  | --> | C23 ex GORESBRIDGE | GORESBRIDGE: T41∥T42 | KILKENNY |  | 52.6837 | -7.0322
MV/LV Substation AN***662 | 10 kV | 400V(3ph) & 230V(single ph) | LV | 630 kVA :Building Structure | 0.63 | --> | 0.63 | 0.5 | 6.1 |  | --> | 0.598 | 0 | 0 | 0 | 0 | 0.5 | 0 |  | --> | C07 ex BEDFORD ROW | BEDFORD ROW: T43 | FRANCIS STREET |  | 53.3455 | -6.2619
MV/LV Substation AN***666 | 10 kV | 400V(3ph) & 230V(single ph) | LV | 100 kVA :Pole Substation | 0.1 | --> | 0.1 | 0 | 0 | Constrained,otherwise capacity available =100kVA. | --> | 0.095 | 0 | 0 | 0 | 0 | 0.1 | 0 |  | --> | C30 ex CLAREGALWAY | CLAREGALWAY: T42 | GALWAY 110KV |  | 53.3825 | -9.0733
MV/LV Substation AN***670X | 10 kV | 400V(3ph) & 230V(single ph) | LV | 400 kVA :Kiosk Substation | 0.4 | --> | 0.4 | 0.309 | 0.8 |  | --> | 0.38 | 0 | 0 | 0 | 0.013 | 0.4 | 0 |  | --> | C12 ex ORANMORE | ORANMORE: T44 | GALWAY 110KV |  | 53.2818 | -8.9806
MV/LV Substation AN***676 | 20 kV | 400V(3ph) & 230V(single ph) | LV | 200 kVA :Pole Substation | 0.2 | --> | 0.2 | 0.196 | 4.5 |  | --> | 0.19 | 0 | 0 | 0 | 0 | 0 | 0 | Constrained,otherwise capacity available =200kW. | --> | E19 ex TELAYDON | TELAYDON: T421 | LISDRUM |  | 54.3079 | -6.8627
MV/LV Substation AN***677 | 20 kV | 400V(3ph) & 230V(single ph) | LV | 100 kVA :Pole Substation | 0.1 | --> | 0.1 | 0.094 | 3.7 |  | --> | 0.095 | 0 | 0 | 0 | 0 | 0.1 | 0 |  | --> | E16 ex JENKINSTOWN | JENKINSTOWN: T421∥T422 | DUNDALK |  | 53.999 | -6.2762
MV/LV Substation AN***687X | 20 kV | 400V(3ph) & 230V(single ph) | LV | 200 kVA :Kiosk Substation | 0.2 | --> | 0.2 | 0 | 0 | Constrained,otherwise capacity available =147kVA. | --> | 0.19 | 0 | 0 | 0 | 0.007 | 0.2 | 0 |  | --> | E13 ex BALLINROBE | BALLINROBE: T421∥T422 | DALTON |  | 53.6312 | -9.2365
MV/LV Substation AN***691X | 20 kV | 400V(3ph) & 230V(single ph) | LV | 100 kVA :Pole Substation | 0.1 | --> | 0.1 | 0.073 | 1.8 |  | --> | 0.095 | 0 | 0 | 0 | 0 | 0.103 | 0 |  | --> | C26 ex DUNDALK | DUNDALK: T41 | DUNDALK |  | 54.035 | -6.5481
MV/LV Substation AN***707 | 10 kV | 400V(3ph) & 230V(single ph) | LV | 200 kVA :Pole Substation | 0.2 | --> | 0.2 | 0 | 0 | Constrained,otherwise capacity available =112kVA. | --> | 0.19 | 0 | 0 | 0 | 0 | 0.213 | 0 |  | --> | C13 ex BUTTEVANT | BUTTEVANT: T41∥T42 | MALLOW |  | 52.1829 | -8.5792
MV/LV Substation AN***712 | 10 kV | 400V(3ph) & 230V(single ph) | LV | 200 kVA :Pole Substation | 0.2 | --> | 0.2 | 0.182 | 0.4 |  | --> | 0.19 | 0 | 0 | 0 | 0.007 | 0 | 0 | Constrained,otherwise capacity available =195kW. | --> | C15 ex GARRYSPILLANE | GARRYSPILLANE: T41 | TIPPERARY |  | 52.3397 | -8.29
MV/LV Substation AN***717 | 10 kV | 400V(3ph) & 230V(single ph) | LV | 400 kVA :Building Structure | 0.4 | --> | 0.4 | 0.344 | 4.2 |  | --> | 0.38 | 0 | 0 | 0 | 0 | 0.408 | 0 |  | --> | C12 ex LOUGHLINSTOWN | LOUGHLINSTOWN: T42 | CARRICKMINES |  | 53.2485 | -6.1311
MV/LV Substation AN***720 | 10 kV | 400V(3ph) & 230V(single ph) | LV | 100 kVA :Pole Substation | 0.1 | --> | 0.1 | 0 | 0 | Constrained,otherwise capacity available =94kVA. | --> | 0.095 | 0 | 0 | 0 | 0 | 0.1 | 0 |  | --> | C14 ex GREYSTONES | GREYSTONES: T42 | FASSAROE |  | 53.0936 | -6.2221
MV/LV Substation AN***720Y | 10 kV | 400V(3ph) & 230V(single ph) | LV | 630 kVA :Kiosk Substation | 0.63 | --> | 0.63 | 0.5 | 7.3 |  | --> | 0.598 | 0 | 0 | 0 | 0 | 0.5 | 0 |  | --> | C11 ex GARRYCASTLE | GARRYCASTLE: T41 | ATHLONE |  | 53.4197 | -7.9264
MV/LV Substation AN***728 | 10 kV | 400V(3ph) & 230V(single ph) | LV | 50 kVA :Pole Substation | 0.05 | --> | 0.05 | 0.025 | 3.3 |  | --> | 0.047 | 0 | 0 | 0 | 0 | 0.053 | 0 |  | --> | C19 ex SHERCOCK | SHERCOCK: T41∥T42 | MEATH HILL |  | 53.9782 | -6.9314
MV/LV Substation AN***742Y | 10 kV | 400V(3ph) & 230V(single ph) | LV | 200 kVA :Kiosk Substation | 0.2 | --> | 0.2 | 0 | 0 | Constrained,otherwise capacity available =187kVA. | --> | 0.19 | 0 | 0 | 0 | 0 | 0 | 0 | Constrained,otherwise capacity available =201kW. | --> | C23 ex PORTLAOISE | PORTLAOISE: T41 | PORTLAOISE |  | 53.0329 | -7.2934
MV/LV Substation AN***743 | 10 kV | 400V(3ph) & 230V(single ph) | LV | 50 kVA :Pole Substation | 0.05 | --> | 0.05 | 0 | 0 | Constrained,otherwise capacity available =20kVA. | --> | 0.047 | 0 | 0 | 0 | 0.002 | 0 | 0 | Constrained,otherwise capacity available =51kW. | --> | C18 ex PORTARLINGTON | PORTARLINGTON: T41∥T42 | PORTLAOISE |  | 53.147 | -7.2383
MV/LV Substation AN***746Y | 10 kV | 400V(3ph) & 230V(single ph) | LV | 200 kVA :Kiosk Substation | 0.2 | --> | 0.2 | 0 | 0 | Constrained,otherwise capacity available =165kVA. | --> | 0.19 | 0 | 0 | 0 | 0.003 | 0 | 0 | Constrained,otherwise capacity available =202kW. | --> | C18 ex FERMOY NORTH | FERMOY NORTH: T41∥T42 | BARRYMORE |  | 52.147 | -8.399
MV/LV Substation AN***747 | 10 kV | 400V(3ph) & 230V(single ph) | LV | 630 kVA :Kiosk Substation | 0.63 | --> | 0.63 | 0.5 | 2.6 |  | --> | 0.598 | 0 | 0 | 0 | 0.004 | 0.5 | 0 |  | --> | C17 ex OUGHTERARD | OUGHTERARD: T41∥T42 | GALWAY 110KV |  | 53.4228 | -9.3259
MV/LV Substation AN***749Z | 10 kV | 400V(3ph) & 230V(single ph) | LV | 400 kVA :Building Structure | 0.4 | --> | 0.4 | 0.327 | 8.5 |  | --> | 0.38 | 0 | 0 | 0 | 0 | 0.411 | 0 |  | --> | C19 ex MULLINGAR | MULLINGAR: T101 | MULLINGAR |  | 53.5248 | -7.3382
MV/LV Substation AN***753Y | 20 kV | 400V(3ph) & 230V(single ph) | LV | 400 kVA :Kiosk Substation | 0.4 | --> | 0.4 | 0 | 0 | Constrained,otherwise capacity available =354kVA. | --> | 0.38 | 0 | 0 | 0 | 0.006 | 0 | 0 | Constrained,otherwise capacity available =400kW. | --> | C13 ex CLOYNE | CLOYNE: T41 | MIDLETON |  | 51.8613 | -7.9995
MV/LV Substation AN***761X | 20 kV | 400V(3ph) & 230V(single ph) | LV | 50 kVA :Pole Substation | 0.05 | --> | 0.05 | 0.047 | 1.6 |  | --> | 0.047 | 0 | 0 | 0 | 0 | 0.049 | 0 |  | --> | E16 ex MILLTOWN (SR) | MILLTOWN (SR): T422 | OUGHTRAGH |  | 52.1008 | -9.7497
MV/LV Substation AN***766 | 20 kV | 400V(3ph) & 230V(single ph) | LV | 50 kVA :Pole Substation | 0.05 | --> | 0.05 | 0.002 | 1.8 |  | --> | 0.047 | 0 | 0 | 0 | 0 | 0.056 | 0 |  | --> | C26 ex DUNDALK | DUNDALK: T41 | DUNDALK |  | 53.9938 | -6.5358
MV/LV Substation AN***774X | 10 kV | 400V(3ph) & 230V(single ph) | LV | 200 kVA :Kiosk Substation | 0.2 | --> | 0.2 | 0.169 | 3.8 |  | --> | 0.19 | 0 | 0 | 0 | 0.003 | 0 | 0 | Constrained,otherwise capacity available =201kW. | --> | C13 ex TURLOUGH ROAD | TURLOUGH ROAD: T41∥T42 | CASTLEBAR |  | 53.8648 | -9.2858
MV/LV Substation AN***774Y | 10 kV | 400V(3ph) & 230V(single ph) | LV | 400 kVA :Kiosk Substation | 0.4 | --> | 0.4 | 0 | 0 | Constrained,otherwise capacity available =241kVA. | --> | 0.38 | 0 | 0 | 0 | 0.004 | 0 | 0 | Constrained,otherwise capacity available =419kW. | --> | C14 ex BELLFIELD | BELLFIELD: T41∥T42 | CRANE |  | 52.514 | -6.5816
MV/LV Substation AN***775 | 10 kV | 400V(3ph) & 230V(single ph) | LV | 50 kVA :Pole Substation | 0.05 | --> | 0.05 | 0 | 0 | Constrained,otherwise capacity available =41kVA. | --> | 0.047 | 0 | 0 | 0 | 0 | 0.05 | 0 |  | --> | C21 ex LITTLE BRAY | LITTLE BRAY: T41 | FASSAROE |  | 53.2096 | -6.1713
MV/LV Substation AN***775X | 10 kV | 400V(3ph) & 230V(single ph) | LV | 100 kVA :Pole Substation | 0.1 | --> | 0.1 | 0.084 | 0.7 |  | --> | 0.095 | 0 | 0 | 0 | 0.004 | 0 | 0 | Constrained,otherwise capacity available =98kW. | --> | C20 ex KILMARTIN | KILMARTIN: T41 | ARKLOW |  | 53.0317 | -6.2564
MV/LV Substation AN***775Z | 10 kV | 400V(3ph) & 230V(single ph) | LV | 400 kVA :Kiosk Substation | 0.4 | --> | 0.4 | 0.324 | 1.6 |  | --> | 0.38 | 0 | 0 | 0 | 0.002 | 0.409 | 0 |  | --> | C19 ex SALLINS | SALLINS: T41 | GRIFFINRATH |  | 53.2904 | -6.7562
MV/LV Substation AN***781 | 10 kV | 400V(3ph) & 230V(single ph) | LV | 200 kVA :Pole Substation | 0.2 | --> | 0.2 | 0.175 | 9.8 |  | --> | 0.19 | 0 | 0 | 0 | 0 | 0.203 | 0 |  | --> | C13 ex KILCOOLE | KILCOOLE: T41∥T42 | FASSAROE |  | 53.0963 | -6.1105
MV/LV Substation AN***782 | 10 kV | 400V(3ph) & 230V(single ph) | LV | 100 kVA :Pole Substation | 0.1 | --> | 0.1 | 0.086 | 3.3 |  | --> | 0.095 | 0 | 0 | 0 | 0 | 0.101 | 0 |  | --> | C19 ex SHERCOCK | SHERCOCK: T41∥T42 | MEATH HILL |  | 53.978 | -6.9428
MV/LV Substation AN***783 | 10 kV | 400V(3ph) & 230V(single ph) | LV | 400 kVA :Building Structure | 0.4 | --> | 0.4 | 0.291 | 1.9 |  | --> | 0.38 | 0 | 0 | 0 | 0.136 | 0 | 0 | Constrained,otherwise capacity available =273kW. | --> | E16 ex GWEEDORE | GWEEDORE: T421 | ARDNAGAPPARY |  | 55.0489 | -8.2231
MV/LV Substation AN***786 | 20 kV | 400V(3ph) & 230V(single ph) | LV | 200 kVA :Pole Substation | 0.2 | --> | 0.2 | 0.137 | 3.3 |  | --> | 0.19 | 0 | 0 | 0 | 0.039 | 0.168 | 0 |  | --> | E18 ex BIRDHILL | BIRDHILL: T422 | ARDNACRUSHA |  | 52.7341 | -8.4655
MV/LV Substation AN***790Z | 10 kV | 400V(3ph) & 230V(single ph) | LV | 400 kVA :Kiosk Substation | 0.4 | --> | 0.4 | 0.373 | 5.9 |  | --> | 0.38 | 0 | 0 | 0 | 0 | 0.403 | 0 |  | --> | C22 ex BALLINCOLLIG | BALLINCOLLIG: T42 | KILBARRY |  | 51.8845 | -8.6053
MV/LV Substation AN***800Y | 10 kV | 400V(3ph) & 230V(single ph) | LV | 400 kVA :Kiosk Substation | 0.4 | --> | 0.4 | 0.262 | 2.8 |  | --> | 0.38 | 0 | 0 | 0 | 0 | 0.421 | 0 |  | --> | E14 ex LONGFORD | LONGFORD: T422 | RICHMOND |  | 53.7269 | -7.8052
MV/LV Substation AN***823 | 10 kV | 400V(3ph) & 230V(single ph) | LV | 630 kVA :Building Structure | 0.63 | --> | 0.63 | 0.5 | 6.5 |  | --> | 0.598 | 0 | 0 | 0 | 0 | 0.5 | 0 |  | --> | C20 ex MISERY HILL | MISERY HILL: T102 | POOLBEG |  | 53.3403 | -6.2597
MV/LV Substation AN***838X | 10 kV | 400V(3ph) & 230V(single ph) | LV | 200 kVA :Kiosk Substation | 0.2 | --> | 0.2 | 0.175 | 4.3 |  | --> | 0.19 | 0 | 0 | 0 | 0 | 0.203 | 0 |  | --> | C12 ex WHITESTOWN | WHITESTOWN: T42 | COOKSTOWN |  | 53.2785 | -6.4012
MV/LV Substation AN***841X | 20 kV | 400V(3ph) & 230V(single ph) | LV | 400 kVA :Kiosk Substation | 0.4 | --> | 0.4 | 0.309 | 2.1 |  | --> | 0.38 | 0 | 0 | 0 | 0.027 | 0.308 | 0 | Constrained,otherwise capacity available =385kW. | --> | E15 ex KILROSS ROAD | KILROSS ROAD: T421 | TIPPERARY |  | 52.467 | -8.1656
MV/LV Substation AN***847Y | 10 kV | 400V(3ph) & 230V(single ph) | LV | 50 kVA :Pole Substation | 0.05 | --> | 0.05 | 0 | 0 | Constrained,otherwise capacity available =50kVA. | --> | 0.047 | 0 | 0 | 0 | 0 | 0.049 | 0 |  | --> | C17 ex CARRICKMACROSS | CARRICKMACROSS: T41 | MEATH HILL |  | 53.9716 | -6.6815
MV/LV Substation AN***857 | 20 kV | 400V(3ph) & 230V(single ph) | LV | 50 kVA :Pole Substation | 0.05 | --> | 0.05 | 0.039 | 1.4 |  | --> | 0.047 | 0 | 0 | 0 | 0.004 | 0.046 | 0 |  | --> | E18 ex GARRANACANTY | GARRANACANTY: T422 | TIPPERARY |  | 52.5638 | -8.1099
MV/LV Substation AN***864X | 10 kV | 400V(3ph) & 230V(single ph) | LV | 400 kVA :Kiosk Substation | 0.4 | --> | 0.4 | 0.369 | 3.9 |  | --> | 0.38 | 0 | 0 | 0 | 0.003 | 0.401 | 0 |  | --> | C21 ex GALWAY 110KV | GALWAY 110KV: T103 | GALWAY 110KV |  | 53.2801 | -8.9829
MV/LV Substation AN***877X | 10 kV | 400V(3ph) & 230V(single ph) | LV | 630 kVA :Building Structure | 0.63 | --> | 0.63 | 0.473 | 1.7 |  | --> | 0.598 | 0 | 0 | 0 | 0 | 0.5 | 0 |  | --> | C12 ex BISHOPSTOWN | BISHOPSTOWN: T42 | KILBARRY |  | 51.8877 | -8.5291
MV/LV Substation AN***882X | 10 kV | 400V(3ph) & 230V(single ph) | LV | 200 kVA :Kiosk Substation | 0.2 | --> | 0.2 | 0 | 0 | Constrained,otherwise capacity available =127kVA. | --> | 0.19 | 0 | 0 | 0 | 0.009 | 0 | 0 | Constrained,otherwise capacity available =201kW. | --> | C11 ex BELLFIELD | BELLFIELD: T41∥T42 | CRANE |  | 52.5 | -6.5796
MV/LV Substation AN***884X | 20 kV | 400V(3ph) & 230V(single ph) | LV | 100 kVA :Pole Substation | 0.1 | --> | 0.1 | 0.087 | 0.8 |  | --> | 0.095 | 0 | 0 | 0 | 0 | 0.101 | 0 |  | --> | E15 ex RATHMORE | RATHMORE: T421 | KNOCKEARAGH |  | 52.1816 | -9.2403
MV/LV Substation AN***885X | 10 kV | 400V(3ph) & 230V(single ph) | LV | 400 kVA :Kiosk Substation | 0.4 | --> | 0.4 | 0.354 | 5 |  | --> | 0.38 | 0 | 0 | 0 | 0 | 0.407 | 0 |  | --> | C28 ex GALWAY 110KV | GALWAY 110KV: T102 | GALWAY 110KV |  | 53.2965 | -9.0316
MV/LV Substation AN***886 | 10 kV | 400V(3ph) & 230V(single ph) | LV | 200 kVA :Pole Substation | 0.2 | --> | 0.2 | 0 | 0 | Constrained,otherwise capacity available =183kVA. | --> | 0.19 | 0 | 0 | 0 | 0.003 | 0.199 | 0 |  | --> | C14 ex BLAKE | BLAKE: T41∥T42 | BLAKE |  | 53.2789 | -6.9423
MV/LV Substation AN***899X | 10 kV | 400V(3ph) & 230V(single ph) | LV | 200 kVA :Kiosk Substation | 0.2 | --> | 0.2 | 0.156 | 12.2 |  | --> | 0.19 | 0 | 0 | 0 | 0.002 | 0.204 | 0 |  | --> | C28 ex SALTHILL | SALTHILL: T102 | SALTHILL |  | 53.2521 | -9.1531
MV/LV Substation AN***901X | 20 kV | 400V(3ph) & 230V(single ph) | LV | 200 kVA :Kiosk Substation | 0.2 | --> | 0.2 | 0.184 | 0.8 |  | --> | 0.19 | 0 | 0 | 0 | 0 | 0.202 | 0 |  | --> | E15 ex RATHMORE | RATHMORE: T421 | KNOCKEARAGH |  | 52.1199 | -9.2755
MV/LV Substation AN***902X | 20 kV | 400V(3ph) & 230V(single ph) | LV | 400 kVA :Kiosk Substation | 0.4 | --> | 0.4 | 0.338 | 11.5 |  | --> | 0.38 | 0 | 0 | 0 | 0.003 | 0.406 | 0 |  | --> | C27 ex SALTHILL | SALTHILL: T101 | SALTHILL |  | 53.3367 | -9.1832
MV/LV Substation AN***909 | 20 kV | 400V(3ph) & 230V(single ph) | LV | 50 kVA :Pole Substation | 0.05 | --> | 0.05 | 0 | 0 | Constrained,otherwise capacity available =42kVA. | --> | 0.047 | 0 | 0 | 0 | 0 | 0.05 | 0 |  | --> | E47 ex CLAREGALWAY | CLAREGALWAY: T421 | GALWAY 110KV |  | 53.4221 | -8.8212
MV/LV Substation AN***911 | 10 kV | 400V(3ph) & 230V(single ph) | LV | 50 kVA :Pole Substation | 0.05 | --> | 0.05 | 0.047 | 1.7 |  | --> | 0.047 | 0 | 0 | 0 | 0 | 0.049 | 0 |  | --> | C11 ex RATHMORE | RATHMORE: T42 | KNOCKEARAGH |  | 52.1141 | -9.3842
MV/LV Substation AN***927 | 10 kV | 400V(3ph) & 230V(single ph) | LV | 50 kVA :Pole Substation | 0.05 | --> | 0.05 | 0.049 | 3.9 |  | --> | 0.047 | 0 | 0 | 0 | 0 | 0 | 0 | Constrained,otherwise capacity available =49kW. | --> | C13 ex DERRYBEG | DERRYBEG: T41∥T42 | ARDNAGAPPARY |  | 55.0194 | -8.3091
MV/LV Substation AN***932X | 10 kV | 400V(3ph) & 230V(single ph) | LV | 200 kVA :Kiosk Substation | 0.2 | --> | 0.2 | 0 | 0 | Constrained,otherwise capacity available =176kVA. | --> | 0.19 | 0 | 0 | 0 | 0 | 0 | 0 | Constrained,otherwise capacity available =203kW. | --> | C19 ex POLLERTON | POLLERTON: T41 | CARLOW |  | 52.8314 | -6.9188
MV/LV Substation AN***958X | 10 kV | 400V(3ph) & 230V(single ph) | LV | 100 kVA :Pole Substation | 0.1 | --> | 0.1 | 0.068 | 1.5 |  | --> | 0.095 | 0 | 0 | 0 | 0.027 | 0.076 | 0 |  | --> | C13 ex ROSCOMMON | ROSCOMMON: T41 | LANESBORO |  | 53.621 | -8.1895
MV/LV Substation AN***958Y | 10 kV | 400V(3ph) & 230V(single ph) | LV | 400 kVA :Kiosk Substation | 0.4 | --> | 0.4 | 0.273 | 0.3 | Constrained,otherwise capacity available =388kVA. | --> | 0.38 | 0 | 0 | 0 | 0.003 | 0 | 0 | Constrained,otherwise capacity available =398kW. | --> | C14 ex DRUMBEAR | DRUMBEAR: T41∥T42 | LISDRUM |  | 54.2481 | -6.9538
MV/LV Substation AN***965 | 10 kV | 400V(3ph) & 230V(single ph) | LV | 200 kVA :Pole Substation | 0.2 | --> | 0.2 | 0.093 | 3.9 |  | --> | 0.19 | 0 | 0 | 0 | 0.035 | 0 | 0 | Constrained,otherwise capacity available =179kW. | --> | C13 ex DERRYBEG | DERRYBEG: T41∥T42 | ARDNAGAPPARY |  | 55.0204 | -8.311
MV/LV Substation AN***968Y | 20 kV | 400V(3ph) & 230V(single ph) | LV | 200 kVA :Kiosk Substation | 0.2 | --> | 0.2 | 0 | 0 | Constrained,otherwise capacity available =125kVA. | --> | 0.19 | 0 | 0 | 0 | 0 | 0.211 | 0 |  | --> | C17 ex KINSALE | KINSALE: T41∥T42 | BANDON |  | 51.8036 | -8.5715
MV/LV Substation AN***973X | 20 kV | 400V(3ph) & 230V(single ph) | LV | 100 kVA :Pole Substation | 0.1 | --> | 0.1 | 0.078 | 1.1 |  | --> | 0.095 | 0 | 0 | 0 | 0 | 0.103 | 0 |  | --> | E19 ex LAWLESSTOWN | LAWLESSTOWN: T421 | DOON |  | 52.4932 | -7.732
MV/LV Substation AN***974 | 10 kV | 400V(3ph) & 230V(single ph) | LV | 200 kVA :Pole Substation | 0.2 | --> | 0.2 | 0.173 | 3.7 |  | --> | 0.19 | 0 | 0 | 0 | 0.039 | 0.162 | 0 |  | --> | C20 ex CASTLEBLAYNEY | CASTLEBLAYNEY: T42 | DUNDALK |  | 54.084 | -6.704
MV/LV Substation AN***979 | 20 kV | 400V(3ph) & 230V(single ph) | LV | 100 kVA :Pole Substation | 0.1 | --> | 0.1 | 0.097 | 11.3 |  | --> | 0.095 | 0 | 0 | 0 | 0 | 0.1 | 0 |  | --> | C14 ex SINGLAND | SINGLAND: T102 | SINGLAND |  | 52.6114 | -8.5173
MV/LV Substation AN***985 | 10 kV | 400V(3ph) & 230V(single ph) | LV | 400 kVA :Kiosk Substation | 0.4 | --> | 0.4 | 0 | 0 | Constrained,otherwise capacity available =343kVA. | --> | 0.38 | 0 | 0 | 0 | 0 | 0.408 | 0 |  | --> | C20 ex ENNISTYMON | ENNISTYMON: T41∥T42 | ENNIS |  | 52.8756 | -9.1784
MV/LV Substation AN***987X | 10 kV | 400V(3ph) & 230V(single ph) | LV | 400 kVA :Building Structure | 0.4 | --> | 0.4 | 0 | 0 | Constrained,otherwise capacity available =358kVA. | --> | 0.38 | 0 | 0 | 0 | 0 | 0.406 | 0 |  | --> | C12 ex RAHEEN | RAHEEN: T42 | LIMERICK |  | 52.6236 | -8.6589
MV/LV Substation AN***987X | 20 kV | 400V(3ph) & 230V(single ph) | LV | 50 kVA :Pole Substation | 0.05 | --> | 0.05 | 0 | 0 | Constrained,otherwise capacity available =41kVA. | --> | 0.047 | 0 | 0 | 0 | 0 | 0.05 | 0 |  | --> | E47 ex CLAREGALWAY | CLAREGALWAY: T421 | GALWAY 110KV |  | 53.4255 | -8.8165
MV/LV Substation AN***994 | 10 kV | 400V(3ph) & 230V(single ph) | LV | 50 kVA :Pole Substation | 0.05 | --> | 0.05 | 0.045 | 1.5 |  | --> | 0.047 | 0 | 0 | 0 | 0 | 0.05 | 0 |  | --> | C13 ex MOUNT MISERY | MOUNT MISERY: T41 | WATERFORD |  | 52.2569 | -7.0892
MV/LV Substation AN***997 | 10 kV | 400V(3ph) & 230V(single ph) | LV | 50 kVA :Pole Substation | 0.05 | --> | 0.05 | 0 | 0 | Constrained,otherwise capacity available =44kVA. | --> | 0.047 | 0 | 0 | 0 | 0 | 0.05 | 0 |  | --> | C21 ex LITTLE BRAY | LITTLE BRAY: T41 | FASSAROE |  | 53.2068 | -6.1701
MV/LV Substation AP***027Y | 20 kV | 400V(3ph) & 230V(single ph) | LV | 630 kVA :Building Structure | 0.63 | --> | 0.63 | 0.481 | 1.6 |  | --> | 0.598 | 0 | 0 | 0 | 0 | 0.5 | 0 |  | --> | E15 ex GURRANEBANE | GURRANEBANE: T421∥T422 | OUGHTRAGH |  | 51.948 | -10.2261
MV/LV Substation AP***037 | 10 kV | 400V(3ph) & 230V(single ph) | LV | 50 kVA :Pole Substation | 0.05 | --> | 0.05 | 0.037 | 2.2 |  | --> | 0.047 | 0 | 0 | 0 | 0 | 0 | 0 | Constrained,otherwise capacity available =51kW. | --> | C19 ex NEWCASTLEWEST | NEWCASTLEWEST: T41∥T42 | RATHKEALE |  | 52.3765 | -8.9803
MV/LV Substation AP***043 | 10 kV | 400V(3ph) & 230V(single ph) | LV | 400 kVA :Kiosk Substation | 0.4 | --> | 0.4 | 0.177 | 2.5 |  | --> | 0.38 | 0 | 0 | 0 | 0.081 | 0.348 | 0 |  | --> | C15 ex GREYSTONES | GREYSTONES: T41 | FASSAROE |  | 53.1466 | -6.0835
MV/LV Substation AP***092X | 10 kV | 400V(3ph) & 230V(single ph) | LV | 630 kVA :Building Structure | 0.63 | --> | 0.63 | 0.478 | 3 |  | --> | 0.598 | 0 | 0 | 0 | 0 | 0.5 | 0 |  | --> | C18 ex SANDYFORD | SANDYFORD: T42 | CARRICKMINES |  | 53.2769 | -6.2174
MV/LV Substation AP***104Z | 10 kV | 400V(3ph) & 230V(single ph) | LV | 400 kVA :Building Structure | 0.4 | --> | 0.4 | 0 | 0 | Constrained,otherwise capacity available =231kVA. | --> | 0.38 | 0 | 0 | 0 | 0.031 | 0.392 | 0 |  | --> | C17 ex MACETOWN | MACETOWN: T101 | MACETOWN |  | 53.4116 | -6.4071
MV/LV Substation AP***237X | 10 kV | 400V(3ph) & 230V(single ph) | LV | 630 kVA :Building Structure | 0.63 | --> | 0.63 | 0 | 0 | Constrained,otherwise capacity available =500kVA. | --> | 0.598 | 0 | 0 | 0 | 0 | 0.5 | 0 |  | --> | C17 ex CARRICKMINES | CARRICKMINES: T41 | CARRICKMINES |  | 53.222 | -6.1849
MV/LV Substation AP***240 | 10 kV | 400V(3ph) & 230V(single ph) | LV | 630 kVA :Kiosk Substation | 0.63 | --> | 0.63 | 0.393 | 8.5 |  | --> | 0.598 | 0 | 0 | 0 | 0.013 | 0.5 | 0 |  | --> | C23 ex MILLTOWN (DR) | MILLTOWN (DR): T101 | POOLBEG |  | 53.3278 | -6.2474
MV/LV Substation AP***257Z | 20 kV | 400V(3ph) & 230V(single ph) | LV | 630 kVA :Kiosk Substation | 0.63 | --> | 0.63 | 0 | 0 | Constrained,otherwise capacity available =390kVA. | --> | 0.598 | 0 | 0 | 0 | 0 | 0.5 | 0 |  | --> | E13 ex GLASMORE | GLASMORE: T421 | GLASMORE |  | 53.4698 | -6.2302
MV/LV Substation AP***370 | 10 kV | 400V(3ph) & 230V(single ph) | LV | 50 kVA :Pole Substation | 0.05 | --> | 0.05 | 0.047 | 2.2 |  | --> | 0.047 | 0 | 0 | 0 | 0 | 0 | 0 | Constrained,otherwise capacity available =49kW. | --> | C19 ex NEWCASTLEWEST | NEWCASTLEWEST: T41∥T42 | RATHKEALE |  | 52.3745 | -8.9802
MV/LV Substation AP***4072 | 10 kV | 400V(3ph) & 230V(single ph) | LV | 200 kVA :Kiosk Substation | 0.2 | --> | 0.2 | 0.168 | 1.2 |  | --> | 0.19 | 0 | 0 | 0 | 0 | 0.204 | 0 |  | --> | C18 ex TRIM | TRIM: T41∥T42 | NAVAN |  | 53.547 | -6.7952
MV/LV Substation AP***4086 | 20 kV | 400V(3ph) & 230V(single ph) | LV | 400 kVA :Kiosk Substation | 0.4 | --> | 0.4 | 0.316 | 3.3 |  | --> | 0.38 | 0 | 0 | 0 | 0 | 0.412 | 0 |  | --> | E14 ex BIRDHILL | BIRDHILL: T422 | ARDNACRUSHA |  | 52.7584 | -8.4098
MV/LV Substation AP***4111 | 10 kV | 400V(3ph) & 230V(single ph) | LV | 200 kVA :Pole Substation | 0.2 | --> | 0.2 | 0 | 0.7 |  | --> | 0.19 | 0 | 0 | 0 | 0 | 0 | 0 | Constrained,otherwise capacity available =229kW. | --> | C15 ex KILMARTIN | KILMARTIN: T41 | ARKLOW |  | 53.044 | -6.0893
MV/LV Substation AP***4124 | 10 kV | 400V(3ph) & 230V(single ph) | LV | 630 kVA :Kiosk Substation | 0.63 | --> | 0.63 | 0.5 | 4.2 |  | --> | 0.598 | 0 | 0 | 0 | 0 | 0.5 | 0 |  | --> | C18 ex LOUGHLINSTOWN | LOUGHLINSTOWN: T42 | CARRICKMINES |  | 53.2531 | -6.1451
MV/LV Substation AP***4130 | 10 kV | 400V(3ph) & 230V(single ph) | LV | 400 kVA :Kiosk Substation | 0.4 | --> | 0.4 | 0.333 | 1.2 |  | --> | 0.38 | 0 | 0 | 0 | 0.003 | 0.407 | 0 |  | --> | C13 ex SMEARLA | SMEARLA: T41 | TRIEN |  | 52.4484 | -9.4664
MV/LV Substation AP***4164 | 10 kV | 400V(3ph) & 230V(single ph) | LV | 400 kVA :Kiosk Substation | 0.4 | --> | 0.4 | 0 | 0 | Constrained,otherwise capacity available =295kVA. | --> | 0.38 | 0 | 0 | 0 | 0 | 0 | 0 | Constrained,otherwise capacity available =416kW. | --> | C24 ex RAMSTOWN | RAMSTOWN: T41∥T42 | CRANE |  | 52.6709 | -6.3004
MV/LV Substation AP***4203 | 10 kV | 400V(3ph) & 230V(single ph) | LV | 400 kVA :Kiosk Substation | 0.4 | --> | 0.4 | 0 | 0 | Constrained,otherwise capacity available =400kVA. | --> | 0.38 | 0 | 0 | 0 | 0 | 0.4 | 0 |  | --> | C12 ex SAGGART | SAGGART: T41∥T42 | GRANGE CASTLE |  | 53.2785 | -6.489
MV/LV Substation AP***4211 | 10 kV | 400V(3ph) & 230V(single ph) | LV | 400 kVA :Kiosk Substation | 0.4 | --> | 0.4 | 0 | 0 | Constrained,otherwise capacity available =205kVA. | --> | 0.38 | 0 | 0 | 0 | 0 | 0.43 | 0 |  | --> | C23 ex GORESBRIDGE | GORESBRIDGE: T41∥T42 | KILKENNY |  | 52.6799 | -7.0335
MV/LV Substation AP***4214 | 10 kV | 400V(3ph) & 230V(single ph) | LV | 400 kVA :Kiosk Substation | 0.4 | --> | 0.4 | 0.254 | 1.5 |  | --> | 0.38 | 0 | 0 | 0 | 0 | 0.422 | 0 |  | --> | C23 ex TRAMORE | TRAMORE: T41 | BUTLERSTOWN |  | 52.1728 | -7.1405
MV/LV Substation AP***4214 | 10 kV | 400V(3ph) & 230V(single ph) | LV | 100 kVA :Kiosk Substation | 0.1 | --> | 0.1 | 0 | 8.3 |  | --> | 0.095 | 0 | 0 | 0 | 0 | 0.121 | 0 |  | --> | C18 ex MONREAD | MONREAD: T102 | MONREAD |  | 53.2277 | -6.6874
MV/LV Substation AP***4257 | 10 kV | 400V(3ph) & 230V(single ph) | LV | 400 kVA :Kiosk Substation | 0.4 | --> | 0.4 | 0.283 | 1.2 |  | --> | 0.38 | 0 | 0 | 0 | 0 | 0.417 | 0 |  | --> | C11 ex ABBEYLAND | ABBEYLAND: T41 | NAVAN |  | 53.6509 | -6.7058
MV/LV Substation AP***4275 | 10 kV | 400V(3ph) & 230V(single ph) | LV | 400 kVA :Kiosk Substation | 0.4 | --> | 0.4 | 0.294 | 3.9 |  | --> | 0.38 | 0 | 0 | 0 | 0 | 0.416 | 0 |  | --> | C23 ex GALWAY 110KV | GALWAY 110KV: T103 | GALWAY 110KV |  | 53.2866 | -9.031
MV/LV Substation AP***4292 | 10 kV | 400V(3ph) & 230V(single ph) | LV | 630 kVA :Kiosk Substation | 0.63 | --> | 0.63 | 0 | 0 | Constrained,otherwise capacity available =441kVA. | --> | 0.598 | 0 | 0 | 0 | 0 | 0.5 | 0 |  | --> | C15 ex MORRISTOWN | MORRISTOWN: T41∥T42 | NEWBRIDGE |  | 53.184 | -6.813
MV/LV Substation AP***4337 | 10 kV | 400V(3ph) & 230V(single ph) | LV | 400 kVA :Building Structure | 0.4 | --> | 0.4 | 0.285 | 3.5 |  | --> | 0.38 | 0 | 0 | 0 | 0 | 0.417 | 0 |  | --> | C18 ex MARSHES | MARSHES: T42 | DUNDALK |  | 53.9868 | -6.3786
MV/LV Substation AP***4361 | 10 kV | 400V(3ph) & 230V(single ph) | LV | 630 kVA :Kiosk Substation | 0.63 | --> | 0.63 | 0.419 | 1.2 |  | --> | 0.598 | 0 | 0 | 0 | 0.011 | 0.5 | 0 |  | --> | C17 ex ABBEYLAND | ABBEYLAND: T41 | NAVAN |  | 53.6592 | -6.6809
MV/LV Substation AP***442Z | 20 kV | 400V(3ph) & 230V(single ph) | LV | 630 kVA :Building Structure | 0.63 | --> | 0.63 | 0 | 0 | Constrained,otherwise capacity available =420kVA. | --> | 0.598 | 0 | 0 | 0 | 0 | 0.5 | 0 |  | --> | E13 ex GLASMORE | GLASMORE: T421 | GLASMORE |  | 53.47 | -6.2284
MV/LV Substation AP***4430 | 10 kV | 400V(3ph) & 230V(single ph) | LV | 1000 kVA :Building Structure | 1 | --> | 1 | 0.5 | 8.2 |  | --> | 0.95 | 0 | 0 | 0 | 0 | 0.5 | 0 |  | --> | C17 ex MISERY HILL | MISERY HILL: T101 | POOLBEG |  | 53.3465 | -6.2553
MV/LV Substation AP***4431 | 10 kV | 400V(3ph) & 230V(single ph) | LV | 1000 kVA :Building Structure | 1 | --> | 1 | 0.416 | 8.2 |  | --> | 0.95 | 0 | 0 | 0 | 0 | 0.5 | 0 |  | --> | C17 ex MISERY HILL | MISERY HILL: T101 | POOLBEG |  | 53.3465 | -6.2553
MV/LV Substation AP***452Z | 20 kV | 400V(3ph) & 230V(single ph) | LV | 400 kVA :Kiosk Substation | 0.4 | --> | 0.4 | 0 | 0 | Constrained,otherwise capacity available =381kVA. | --> | 0.38 | 0 | 0 | 0 | 0 | 0.402 | 0 |  | --> | E13 ex GLASMORE | GLASMORE: T421 | GLASMORE |  | 53.4711 | -6.2331
MV/LV Substation AP***546Y | 10 kV | 400V(3ph) & 230V(single ph) | LV | 200 kVA :Kiosk Substation | 0.2 | --> | 0.2 | 0 | 0 | Constrained,otherwise capacity available =185kVA. | --> | 0.19 | 0 | 0 | 0 | 0.011 | 0 | 0 | Constrained,otherwise capacity available =190kW. | --> | C17 ex COLLIGAN | COLLIGAN: T41 | DUNGARVAN |  | 52.0973 | -7.6303
MV/LV Substation AP***835 | 10 kV | 400V(3ph) & 230V(single ph) | LV | 400 kVA :Kiosk Substation | 0.4 | --> | 0.4 | 0.375 | 5.7 |  | --> | 0.38 | 0 | 0 | 0 | 0 | 0.403 | 0 |  | --> | C19 ex HAROLDS CROSS | HAROLDS CROSS: T101 | POOLBEG |  | 53.3204 | -6.2912
MV/LV Substation AP***859Z | 20 kV | 400V(3ph) & 230V(single ph) | LV | 200 kVA :Kiosk Substation | 0.2 | --> | 0.2 | 0 | 0 | Constrained,otherwise capacity available =191kVA. | --> | 0.19 | 0 | 0 | 0 | 0 | 0.2 | 0 |  | --> | E13 ex GLASMORE | GLASMORE: T421 | GLASMORE |  | 53.4724 | -6.2342
MV/LV Substation AQ***004X | 20 kV | 400V(3ph) & 230V(single ph) | LV | 200 kVA :Kiosk Substation | 0.2 | --> | 0.2 | 0.162 | 4.5 |  | --> | 0.19 | 0 | 0 | 0 | 0 | 0.205 | 0 |  | --> | E20 ex ENNISCRONE | ENNISCRONE: T421∥T422 | MOY |  | 54.2177 | -9.0903
MV/LV Substation AQ***033 | 10 kV | 400V(3ph) & 230V(single ph) | LV | 630 kVA :Building Structure | 0.63 | --> | 0.63 | 0.462 | 5 |  | --> | 0.598 | 0 | 0 | 0 | 0.007 | 0.5 | 0 |  | --> | C21 ex BALLYRICKARD | BALLYRICKARD: T41∥T42 | TRALEE |  | 52.2636 | -9.7101
MV/LV Substation AQ***039 | 20 kV | 400V(3ph) & 230V(single ph) | LV | 400 kVA :Building Structure | 0.4 | --> | 0.4 | 0.156 | 1.6 |  | --> | 0.38 | 0 | 0 | 0 | 0.05 | 0.383 | 0 |  | --> | E17 ex DINGLE | DINGLE: T421 | OUGHTRAGH |  | 52.14 | -10.2784
MV/LV Substation AQ***071X | 10 kV | 400V(3ph) & 230V(single ph) | LV | 50 kVA :Pole Substation | 0.05 | --> | 0.05 | 0 | 0 | Constrained,otherwise capacity available =49kVA. | --> | 0.047 | 0 | 0 | 0 | 0 | 0 | 0 | Constrained,otherwise capacity available =49kW. | --> | C11 ex DONEGAL | DONEGAL: T41∥T42 | CATHALEENS FALL |  | 54.6462 | -8.14
MV/LV Substation AQ***225X | 20 kV | 400V(3ph) & 230V(single ph) | LV | 50 kVA :Pole Substation | 0.05 | --> | 0.05 | 0.025 | 5.3 |  | --> | 0.047 | 0 | 0 | 0 | 0 | 0.053 | 0 |  | --> | E15 ex BUSH | BUSH: T421∥T422 | DUNDALK |  | 54.0295 | -6.1561
MV/LV Substation AQ***4095 | 20 kV | 400V(3ph) & 230V(single ph) | LV | 200 kVA :Kiosk Substation | 0.2 | --> | 0.2 | 0.181 | 5.7 |  | --> | 0.19 | 0 | 0 | 0 | 0 | 0.202 | 0 |  | --> | E14 ex MOY | MOY: T421∥T422 | MOY |  | 54.1933 | -9.21
MV/LV Substation AQ***552X | 10 kV | 400V(3ph) & 230V(single ph) | LV | 100 kVA :Pole Substation | 0.1 | --> | 0.1 | 0.068 | 25.1 |  | --> | 0.095 | 0 | 0 | 0 | 0 | 0.104 | 0 |  | --> | C22 ex ARKLOW | ARKLOW: T101∥T102 | ARKLOW |  | 52.7879 | -6.1743
MV/LV Substation AQ***741X | 10 kV | 400V(3ph) & 230V(single ph) | LV | 200 kVA :Pole Substation | 0.2 | --> | 0.2 | 0 | 0 | Constrained,otherwise capacity available =144kVA. | --> | 0.19 | 0 | 0 | 0 | 0 | 0.208 | 0 |  | --> | C14 ex CLONAKILTY | CLONAKILTY: T41∥T42 | DUNMANWAY |  | 51.6195 | -8.9063
MV/LV Substation AQ***755X | 20 kV | 400V(3ph) & 230V(single ph) | LV | 630 kVA :Kiosk Substation | 0.63 | --> | 0.63 | 0.5 | 1.6 |  | --> | 0.598 | 0 | 0 | 0 | 0 | 0.5 | 0 |  | --> | E16 ex MILLTOWN (SR) | MILLTOWN (SR): T422 | OUGHTRAGH |  | 52.0997 | -9.7836
MV/LV Substation AQ***866 | 10 kV | 400V(3ph) & 230V(single ph) | LV | 400 kVA :Building Structure | 0.4 | --> | 0.4 | 0.06 | 3.6 |  | --> | 0.38 | 0 | 0 | 0 | 0 | 0.447 | 0 |  | --> | C21 ex BOGHALL ROAD | BOGHALL ROAD: T41 | FASSAROE |  | 53.2036 | -6.0981
MV/LV Substation AQ***997X | 20 kV | 400V(3ph) & 230V(single ph) | LV | 50 kVA :Pole Substation | 0.05 | --> | 0.05 | 0.05 | 1 |  | --> | 0.047 | 0 | 0 | 0 | 0 | 0.049 | 0 |  | --> | E14 ex RANDALSTOWN | RANDALSTOWN: T422 | NAVAN |  | 53.7544 | -6.7442
MV/LV Substation AR***001 | 10 kV | 400V(3ph) & 230V(single ph) | LV | 400 kVA :Building Structure | 0.4 | --> | 0.4 | 0.376 | 4.2 |  | --> | 0.38 | 0 | 0 | 0 | 0 | 0.403 | 0 |  | --> | C16 ex HOWTH JUNCTION | HOWTH JUNCTION: T42 | GRANGE (DR) |  | 53.3903 | -6.1551
MV/LV Substation AR***006 | 10 kV | 400V(3ph) & 230V(single ph) | LV | 200 kVA :Pole Substation | 0.2 | --> | 0.2 | 0 | 0 | Constrained,otherwise capacity available =118kVA. | --> | 0.19 | 0 | 0 | 0 | 0.012 | 0.199 | 0 |  | --> | C21 ex CARRICKMACROSS | CARRICKMACROSS: T41 | MEATH HILL |  | 53.9716 | -6.7188
MV/LV Substation AR***009 | 10 kV | 400V(3ph) & 230V(single ph) | LV | 400 kVA :Kiosk Substation | 0.4 | --> | 0.4 | 0.26 | 1.2 |  | --> | 0.38 | 0 | 0 | 0 | 0.009 | 0 | 0 | Constrained,otherwise capacity available =412kW. | --> | E16 ex BUNCRANA | BUNCRANA: T421∥T422 | TRILLICK |  | 55.1361 | -7.4477
MV/LV Substation AR***009Y | 20 kV | 400V(3ph) & 230V(single ph) | LV | 100 kVA :Pole Substation | 0.1 | --> | 0.1 | 0.079 | 1.5 |  | --> | 0.095 | 0 | 0 | 0 | 0 | 0.103 | 0 |  | --> | E15 ex ARDFINNAN | ARDFINNAN: T421 | CAHIR |  | 52.3096 | -7.8786
MV/LV Substation AR***011 | 10 kV | 400V(3ph) & 230V(single ph) | LV | 400 kVA :Kiosk Substation | 0.4 | --> | 0.4 | 0 | 0 | Constrained,otherwise capacity available =175kVA. | --> | 0.38 | 0 | 0 | 0 | 0.037 | 0.395 | 0 |  | --> | C12 ex TOGHER | TOGHER: T42 | TRABEG |  | 51.8847 | -8.4872
MV/LV Substation AR***011 | 10 kV | 400V(3ph) & 230V(single ph) | LV | 630 kVA :Kiosk Substation | 0.63 | --> | 0.63 | 0 | 0 | Constrained,otherwise capacity available =389kVA. | --> | 0.598 | 0 | 0 | 0 | 0 | 0.5 | 0 |  | --> | C18 ex ROSEHILL | ROSEHILL: T42 | KILKENNY |  | 52.6528 | -7.2542
MV/LV Substation AR***012 | 10 kV | 400V(3ph) & 230V(single ph) | LV | 400 kVA :Kiosk Substation | 0.4 | --> | 0.4 | 0 | 0 | Constrained,otherwise capacity available =185kVA. | --> | 0.38 | 0 | 0 | 0 | 0.02 | 0.411 | 0 |  | --> | C12 ex TOGHER | TOGHER: T42 | TRABEG |  | 51.8884 | -8.4826
MV/LV Substation AR***014 | 10 kV | 400V(3ph) & 230V(single ph) | LV | 100 kVA :Pole Substation | 0.1 | --> | 0.1 | 0 | 0 |  | --> | 0.095 | 0 | 0 | 0 | 0.004 | 0 | 0 | Constrained,otherwise capacity available =116kW. | --> | C15 ex GARDEN CITY | GARDEN CITY: T41∥T42 | ARKLOW |  | 52.6785 | -6.2894
MV/LV Substation AR***014 | 10 kV | 400V(3ph) & 230V(single ph) | LV | 400 kVA :Kiosk Substation | 0.4 | --> | 0.4 | 0.273 | 0.3 | Constrained,otherwise capacity available =285kVA. | --> | 0.38 | 0 | 0 | 0 | 0 | 0 | 0 | Constrained,otherwise capacity available =417kW. | --> | C14 ex DRUMBEAR | DRUMBEAR: T41∥T42 | LISDRUM |  | 54.2423 | -6.9662
MV/LV Substation AR***016 | 10 kV | 400V(3ph) & 230V(single ph) | LV | 630 kVA :Building Structure | 0.63 | --> | 0.63 | 0.5 | 2.4 |  | --> | 0.598 | 0 | 0 | 0 | 0 | 0 | 0 | Constrained,otherwise capacity available =500kW. | --> | C25 ex TINAHASK | TINAHASK: T41∥T42 | ARKLOW |  | 52.792 | -6.1439
MV/LV Substation AR***017 | 10 kV | 400V(3ph) & 230V(single ph) | LV | 630 kVA :Kiosk Substation | 0.63 | --> | 0.63 | 0.419 | 5.4 |  | --> | 0.598 | 0 | 0 | 0 | 0.015 | 0.5 | 0 |  | --> | C18 ex ARDNAREE | ARDNAREE: T42 | MOY |  | 54.1103 | -9.1419
MV/LV Substation AR***017X | 10 kV | 400V(3ph) & 230V(single ph) | LV | 630 kVA :Kiosk Substation | 0.63 | --> | 0.63 | 0 | 0 | Constrained,otherwise capacity available =500kVA. | --> | 0.598 | 0 | 0 | 0 | 0 | 0.5 | 0 |  | --> | C17 ex NEWMARKET (DR) | NEWMARKET (DR): T41 | FRANCIS STREET |  | 53.3408 | -6.2728
MV/LV Substation AR***018X | 10 kV | 400V(3ph) & 230V(single ph) | LV | 630 kVA :Kiosk Substation | 0.63 | --> | 0.63 | 0 | 0 | Constrained,otherwise capacity available =500kVA. | --> | 0.598 | 0 | 0 | 0 | 0 | 0.5 | 0 |  | --> | C17 ex NEWMARKET (DR) | NEWMARKET (DR): T41 | FRANCIS STREET |  | 53.3405 | -6.2728
MV/LV Substation AR***020Z | 10 kV | 400V(3ph) & 230V(single ph) | LV | 200 kVA :Kiosk Substation | 0.2 | --> | 0.2 | 0.1 | 8.9 |  | --> | 0.19 | 0 | 0 | 0 | 0.038 | 0.175 | 0 |  | --> | C29 ex STEPHENSTOWN | STEPHENSTOWN: T101 | FINGLAS |  | 53.597 | -6.1753
MV/LV Substation AR***021 | 10 kV | 400V(3ph) & 230V(single ph) | LV | 200 kVA :Kiosk Substation | 0.2 | --> | 0.2 | 0 | 0 | Constrained,otherwise capacity available =132kVA. | --> | 0.19 | 0 | 0 | 0 | 0.004 | 0.205 | 0 |  | --> | C20 ex ROSEHILL | ROSEHILL: T42 | KILKENNY |  | 52.6388 | -7.2379
MV/LV Substation AR***021 | 10 kV | 400V(3ph) & 230V(single ph) | LV | 200 kVA :Pole Substation | 0.2 | --> | 0.2 | 0.159 | 0.2 |  | --> | 0.19 | 0 | 0 | 0 | 0 | 0.206 | 0 |  | --> | C15 ex LITTLE MILLS | LITTLE MILLS: T41 | DUNDALK |  | 53.9912 | -6.4255
MV/LV Substation AR***021X | 10 kV | 400V(3ph) & 230V(single ph) | LV | 100 kVA :Pole Substation | 0.1 | --> | 0.1 | 0.092 | 2.2 |  | --> | 0.095 | 0 | 0 | 0 | 0 | 0.1 | 0 |  | --> | C18 ex KINGSCOURT | KINGSCOURT: T42 | MEATH HILL |  | 53.9065 | -6.8159
MV/LV Substation AR***023Y | 10 kV | 400V(3ph) & 230V(single ph) | LV | 400 kVA :Building Structure | 0.4 | --> | 0.4 | 0.283 | 11.2 |  | --> | 0.38 | 0 | 0 | 0 | 0.007 | 0.41 | 0 |  | --> | C23 ex ARTANE | ARTANE: T101 | FINGLAS |  | 53.3827 | -6.2145
MV/LV Substation AR***025 | 10 kV | 400V(3ph) & 230V(single ph) | LV | 400 kVA :Kiosk Substation | 0.4 | --> | 0.4 | 0.304 | 4.6 |  | --> | 0.38 | 0 | 0 | 0 | 0.004 | 0.41 | 0 |  | --> | C11 ex BALLYRAINE | BALLYRAINE: T41∥T42 | LETTERKENNY |  | 54.9577 | -7.7193
MV/LV Substation AR***027 | 10 kV | 400V(3ph) & 230V(single ph) | LV | 200 kVA :Pole Substation | 0.2 | --> | 0.2 | 0.14 | 0.6 |  | --> | 0.19 | 0 | 0 | 0 | 0 | 0.209 | 0 |  | --> | C23 ex SRAH | SRAH: T43 | THORNSBERRY |  | 53.2886 | -7.4948
MV/LV Substation AR***028 | 20 kV | 400V(3ph) & 230V(single ph) | LV | 50 kVA :Pole Substation | 0.05 | --> | 0.05 | 0.048 | 4.1 |  | --> | 0.047 | 0 | 0 | 0 | 0 | 0 | 0 | Constrained,otherwise capacity available =49kW. | --> | E14 ex CHARLEVILLE | CHARLEVILLE: T422 | CHARLEVILLE |  | 52.3468 | -8.7282
MV/LV Substation AR***028 | 10 kV | 400V(3ph) & 230V(single ph) | LV | 200 kVA :Pole Substation | 0.2 | --> | 0.2 | 0 | 0 | Constrained,otherwise capacity available =154kVA. | --> | 0.19 | 0 | 0 | 0 | 0 | 0.207 | 0 |  | --> | C15 ex ENNISTYMON | ENNISTYMON: T41∥T42 | ENNIS |  | 52.9359 | -9.2942
MV/LV Substation AR***030Z | 10 kV | 400V(3ph) & 230V(single ph) | LV | 400 kVA :Building Structure | 0.4 | --> | 0.4 | 0 | 0 | Constrained,otherwise capacity available =394kVA. | --> | 0.38 | 0 | 0 | 0 | 0.011 | 0.389 | 0 |  | --> | C21 ex POPPINTREE | POPPINTREE: T101 | FINGLAS |  | 53.4021 | -6.2863
MV/LV Substation AR***032 | 10 kV | 400V(3ph) & 230V(single ph) | LV | 400 kVA :Kiosk Substation | 0.4 | --> | 0.4 | 0.232 | 4.5 |  | --> | 0.38 | 0 | 0 | 0 | 0 | 0 | 0 | Constrained,otherwise capacity available =425kW. | --> | E21 ex TELAYDON | TELAYDON: T421 | LISDRUM |  | 54.2588 | -6.961
MV/LV Substation AR***033X | 10 kV | 400V(3ph) & 230V(single ph) | LV | 1000 kVA :Building Structure | 1 | --> | 1 | 0.5 | 2.9 |  | --> | 0.95 | 0 | 0 | 0 | 0 | 0.5 | 0 |  | --> | C24 ex WOLFE TONE STREET | WOLFE TONE STREET: T102 | FINGLAS |  | 53.3463 | -6.2763
MV/LV Substation AR***033X | 20 kV | 400V(3ph) & 230V(single ph) | LV | 400 kVA :Kiosk Substation | 0.4 | --> | 0.4 | 0.235 | 0.2 | Constrained,otherwise capacity available =254kVA. | --> | 0.38 | 0 | 0 | 0 | 0.019 | 0.402 | 0 |  | --> | C16 ex MOATE | MOATE: T42 | ATHLONE |  | 53.3944 | -7.7025
MV/LV Substation AR***033Y | 10 kV | 400V(3ph) & 230V(single ph) | LV | 400 kVA :Kiosk Substation | 0.4 | --> | 0.4 | 0.328 | 1.4 |  | --> | 0.38 | 0 | 0 | 0 | 0 | 0.411 | 0 |  | --> | C19 ex BALLINDERRY | BALLINDERRY: T41 | MULLINGAR |  | 53.5194 | -7.3304
MV/LV Substation AR***034X | 20 kV | 400V(3ph) & 230V(single ph) | LV | 50 kVA :Pole Substation | 0.05 | --> | 0.05 | 0 | 0 | Constrained,otherwise capacity available =28kVA. | --> | 0.047 | 0 | 0 | 0 | 0.002 | 0.05 | 0 |  | --> | E16 ex PATRICKSWELL | PATRICKSWELL: T421∥T422 | LIMERICK |  | 52.5729 | -8.7837
MV/LV Substation AR***039 | 10 kV | 400V(3ph) & 230V(single ph) | LV | 50 kVA :Pole Substation | 0.05 | --> | 0.05 | 0.047 | 1 |  | --> | 0.047 | 0 | 0 | 0 | 0 | 0 | 0 | Constrained,otherwise capacity available =49kW. | --> | C12 ex LOUGHTAGALLA | LOUGHTAGALLA: T41∥T42 | THURLES |  | 52.6607 | -7.7928
MV/LV Substation AR***039X | 10 kV | 400V(3ph) & 230V(single ph) | LV | 400 kVA :Building Structure | 0.4 | --> | 0.4 | 0.284 | 1.1 |  | --> | 0.38 | 0 | 0 | 0 | 0 | 0.417 | 0 |  | --> | C19 ex BREWERY ROAD | BREWERY ROAD: T41 | CARRICKMINES |  | 53.273 | -6.2079
MV/LV Substation AR***039Y | 20 kV | 400V(3ph) & 230V(single ph) | LV | 400 kVA :Kiosk Substation | 0.4 | --> | 0.4 | 0.33 | 3.3 |  | --> | 0.38 | 0 | 0 | 0 | 0.011 | 0.399 | 0 |  | --> | E21 ex CRATLOE | CRATLOE: T421∥T422 | ARDNACRUSHA |  | 52.748 | -8.7672
MV/LV Substation AR***040 | 10 kV | 400V(3ph) & 230V(single ph) | LV | 400 kVA :Kiosk Substation | 0.4 | --> | 0.4 | 0.28 | 8.5 |  | --> | 0.38 | 0 | 0 | 0 | 0.007 | 0.411 | 0 |  | --> | C13 ex ARDGEEHA | ARDGEEHA: T41∥T42 | DOON |  | 52.3608 | -7.6908
MV/LV Substation AR***040 | 10 kV | 400V(3ph) & 230V(single ph) | LV | 200 kVA :Building Structure | 0.2 | --> | 0.2 | 0.186 | 1.4 |  | --> | 0.19 | 0 | 0 | 0 | 0 | 0.201 | 0 |  | --> | C16 ex GRANGE (SR) | GRANGE (SR): T41∥T42 | BUTLERSTOWN |  | 52.25 | -7.0796
MV/LV Substation AR***040 | 10 kV | 400V(3ph) & 230V(single ph) | LV | 630 kVA :Kiosk Substation | 0.63 | --> | 0.63 | 0.423 | 4 |  | --> | 0.598 | 0 | 0 | 0 | 0.077 | 0.5 | 0 |  | --> | C20 ex OAKFIELD | OAKFIELD: T42 | SLIGO |  | 54.2713 | -8.4932
MV/LV Substation AR***041 | 10 kV | 400V(3ph) & 230V(single ph) | LV | 200 kVA :Kiosk Substation | 0.2 | --> | 0.2 | 0 | 0 | Constrained,otherwise capacity available =44kVA. | --> | 0.19 | 0 | 0 | 0 | 0.021 | 0.201 | 0 |  | --> | C16 ex ATHENRY | ATHENRY: T41∥T42 | GALWAY 110KV |  | 53.3024 | -8.7525
MV/LV Substation AR***041 | 10 kV | 400V(3ph) & 230V(single ph) | LV | 400 kVA :Building Structure | 0.4 | --> | 0.4 | 0.295 | 4.6 |  | --> | 0.38 | 0 | 0 | 0 | 0 | 0.416 | 0 |  | --> | C28 ex CABRA | CABRA: T101 | FINGLAS |  | 53.3595 | -6.3162
MV/LV Substation AR***042Y | 20 kV | 400V(3ph) & 230V(single ph) | LV | 50 kVA :Pole Substation | 0.05 | --> | 0.05 | 0.029 | 1.7 |  | --> | 0.047 | 0 | 0 | 0 | 0 | 0.052 | 0 |  | --> | E15 ex GORT | GORT: T41∥T42 | ENNIS |  | 53.152 | -8.8068
MV/LV Substation AR***045X | 10 kV | 400V(3ph) & 230V(single ph) | LV | 200 kVA :Building Structure | 0.2 | --> | 0.2 | 0.199 | 9.2 |  | --> | 0.19 | 0 | 0 | 0 | 0 | 0.2 | 0 |  | --> | C25 ex CENTRE PARK ROAD | MARINA: T105 | MARINA |  | 51.8994 | -8.4533
MV/LV Substation AR***045Y | 10 kV | 400V(3ph) & 230V(single ph) | LV | 200 kVA :Kiosk Substation | 0.2 | --> | 0.2 | 0.054 | 4.3 |  | --> | 0.19 | 0 | 0 | 0 | 0.019 | 0.201 | 0 |  | --> | C16 ex LAWLESSTOWN | LAWLESSTOWN: T42 | DOON |  | 52.3669 | -7.7141
MV/LV Substation AR***046 | 10 kV | 400V(3ph) & 230V(single ph) | LV | 630 kVA :Building Structure | 0.63 | --> | 0.63 | 0.5 | 11.2 |  | --> | 0.598 | 0 | 0 | 0 | 0.031 | 0.5 | 0 |  | --> | C23 ex ARTANE | ARTANE: T101 | FINGLAS |  | 53.3841 | -6.2136
MV/LV Substation AR***046Y | 10 kV | 400V(3ph) & 230V(single ph) | LV | 200 kVA :Kiosk Substation | 0.2 | --> | 0.2 | 0.137 | 1.5 |  | --> | 0.19 | 0 | 0 | 0 | 0.003 | 0.206 | 0 |  | --> | C12 ex MOUNT MISERY | MOUNT MISERY: T41 | WATERFORD |  | 52.2699 | -7.0968
MV/LV Substation AR***047 | 10 kV | 400V(3ph) & 230V(single ph) | LV | 400 kVA :Building Structure | 0.4 | --> | 0.4 | 0.393 | 2.3 |  | --> | 0.38 | 0 | 0 | 0 | 0 | 0.4 | 0 |  | --> | C16 ex GILLOGUE | GILLOGUE: T41∥T42 | ARDNACRUSHA |  | 52.7064 | -8.6188
MV/LV Substation AR***047Y | 20 kV | 400V(3ph) & 230V(single ph) | LV | 50 kVA :Pole Substation | 0.05 | --> | 0.05 | 0.049 | 1.6 |  | --> | 0.047 | 0 | 0 | 0 | 0 | 0.049 | 0 |  | --> | E18 ex GURRANEBANE | GURRANEBANE: T421∥T422 | OUGHTRAGH |  | 51.9088 | -10.2688
MV/LV Substation AR***048 | 10 kV | 400V(3ph) & 230V(single ph) | LV | 50 kVA :Pole Substation | 0.05 | --> | 0.05 | 0 | 0 | Constrained,otherwise capacity available =47kVA. | --> | 0.047 | 0 | 0 | 0 | 0 | 0.049 | 0 |  | --> | C22 ex SKIBBEREEN | SKIBBEREEN: T41∥T42 | DUNMANWAY |  | 51.4939 | -9.3734
MV/LV Substation AR***048Y | 10 kV | 400V(3ph) & 230V(single ph) | LV | 200 kVA :Kiosk Substation | 0.2 | --> | 0.2 | 0 | 0 | Constrained,otherwise capacity available =153kVA. | --> | 0.19 | 0 | 0 | 0 | 0.015 | 0.191 | 0 |  | --> | C17 ex CARRIGALINE | CARRIGALINE: T41∥T42 | BARNAHELY |  | 51.8025 | -8.2885
MV/LV Substation AR***048Z | 10 kV | 400V(3ph) & 230V(single ph) | LV | 400 kVA :Building Structure | 0.4 | --> | 0.4 | 0.312 | 2.9 |  | --> | 0.38 | 0 | 0 | 0 | 0 | 0.413 | 0 |  | --> | C12 ex COES ROAD | COES ROAD: T41∥T42 | DUNDALK |  | 54.0067 | -6.3837
MV/LV Substation AR***050X | 20 kV | 400V(3ph) & 230V(single ph) | LV | 200 kVA :Kiosk Substation | 0.2 | --> | 0.2 | 0.146 | 1.3 |  | --> | 0.19 | 0 | 0 | 0 | 0.008 | 0.199 | 0 |  | --> | C14 ex ROOSKY | ROOSKY: T41 | RICHMOND |  | 53.8594 | -7.9217
MV/LV Substation AR***051 | 10 kV | 400V(3ph) & 230V(single ph) | LV | 400 kVA :Kiosk Substation | 0.4 | --> | 0.4 | 0.269 | 6.6 |  | --> | 0.38 | 0 | 0 | 0 | 0.027 | 0.391 | 0 |  | --> | C17 ex GLEBE | GLEBE: T41∥T42 | RICHMOND |  | 53.7293 | -7.7834
MV/LV Substation AR***051Y | 10 kV | 400V(3ph) & 230V(single ph) | LV | 630 kVA :Building Structure | 0.63 | --> | 0.63 | 0.5 | 1.4 |  | --> | 0.598 | 0 | 0 | 0 | 0 | 0.5 | 0 |  | --> | C16 ex GRANGE (SR) | GRANGE (SR): T41∥T42 | BUTLERSTOWN |  | 52.246 | -7.0816
MV/LV Substation AR***052X | 20 kV | 400V(3ph) & 230V(single ph) | LV | 50 kVA :Kiosk Substation | 0.05 | --> | 0.05 | 0.05 | 1.7 |  | --> | 0.047 | 0 | 0 | 0 | 0 | 0 | 0 | Constrained,otherwise capacity available =49kW. | --> | E17 ex CREESLOUGH | CREESLOUGH: T421 | ARDNAGAPPARY |  | 55.1536 | -7.9047
MV/LV Substation AR***053X | 20 kV | 400V(3ph) & 230V(single ph) | LV | 50 kVA :Kiosk Substation | 0.05 | --> | 0.05 | 0.049 | 1.7 |  | --> | 0.047 | 0 | 0 | 0 | 0 | 0 | 0 | Constrained,otherwise capacity available =49kW. | --> | E17 ex CREESLOUGH | CREESLOUGH: T421 | ARDNAGAPPARY |  | 55.1581 | -7.8884
MV/LV Substation AR***054X | 20 kV | 400V(3ph) & 230V(single ph) | LV | 200 kVA :Kiosk Substation | 0.2 | --> | 0.2 | 0 | 0 | Constrained,otherwise capacity available =171kVA. | --> | 0.19 | 0 | 0 | 0 | 0.004 | 0.199 | 0 |  | --> | E11 ex KILCOLGAN | KILCOLGAN: T421 | GALWAY 110KV |  | 53.1381 | -8.9395
MV/LV Substation AR***057Y | 10 kV | 400V(3ph) & 230V(single ph) | LV | 200 kVA :Kiosk Substation | 0.2 | --> | 0.2 | 0.16 | 1.5 |  | --> | 0.19 | 0 | 0 | 0 | 0.008 | 0.197 | 0 |  | --> | C12 ex MOUNT MISERY | MOUNT MISERY: T41 | WATERFORD |  | 52.2645 | -7.0929
MV/LV Substation AR***058 | 10 kV | 400V(3ph) & 230V(single ph) | LV | 630 kVA :Kiosk Substation | 0.63 | --> | 0.63 | 0.379 | 11.2 |  | --> | 0.598 | 0 | 0 | 0 | 0.021 | 0.5 | 0 |  | --> | C19 ex ARTANE | ARTANE: T101 | FINGLAS |  | 53.3843 | -6.208
MV/LV Substation AR***058Z | 10 kV | 400V(3ph) & 230V(single ph) | LV | 200 kVA :Kiosk Substation | 0.2 | --> | 0.2 | 0.106 | 4.5 |  | --> | 0.19 | 0 | 0 | 0 | 0.002 | 0.211 | 0 |  | --> | C21 ex MAYFIELD | MAYFIELD: T41 | KILBARRY |  | 51.9192 | -8.4279
MV/LV Substation AR***061 | 10 kV | 400V(3ph) & 230V(single ph) | LV | 200 kVA :Kiosk Substation | 0.2 | --> | 0.2 | 0 | 0 | Constrained,otherwise capacity available =168kVA. | --> | 0.19 | 0 | 0 | 0 | 0 | 0.204 | 0 |  | --> | C11 ex CRANMORE | CRANMORE: T41∥T42 | SLIGO |  | 54.2744 | -8.4721
MV/LV Substation AR***063 | 10 kV | 400V(3ph) & 230V(single ph) | LV | 400 kVA :Kiosk Substation | 0.4 | --> | 0.4 | 0.318 | 4.9 |  | --> | 0.38 | 0 | 0 | 0 | 0.011 | 0.401 | 0 |  | --> | C21 ex DUNDALK | DUNDALK: T42 | DUNDALK |  | 54.0029 | -6.4141
MV/LV Substation AR***066X | 20 kV | 400V(3ph) & 230V(single ph) | LV | 50 kVA :Pole Substation | 0.05 | --> | 0.05 | 0.044 | 26.7 |  | --> | 0.047 | 0 | 0 | 0 | 0 | 0.05 | 0 |  | --> | E17 ex WEXFORD | WEXFORD: T121∥T122 | WEXFORD |  | 52.3053 | -6.6917
MV/LV Substation AR***066X | 20 kV | 400V(3ph) & 230V(single ph) | LV | 400 kVA :Kiosk Substation | 0.4 | --> | 0.4 | 0.235 | 0.2 | Constrained,otherwise capacity available =358kVA. | --> | 0.38 | 0 | 0 | 0 | 0.001 | 0.405 | 0 |  | --> | C15 ex MOATE | MOATE: T42 | ATHLONE |  | 53.3976 | -7.7338
MV/LV Substation AR***068X | 10 kV | 400V(3ph) & 230V(single ph) | LV | 50 kVA :Pole Substation | 0.05 | --> | 0.05 | 0.047 | 0.7 |  | --> | 0.047 | 0 | 0 | 0 | 0 | 0.049 | 0 |  | --> | C23 ex GLENTIES | GLENTIES: T41 | BINBANE |  | 54.7736 | -8.4098
MV/LV Substation AR***069 | 10 kV | 400V(3ph) & 230V(single ph) | LV | 400 kVA :Kiosk Substation | 0.4 | --> | 0.4 | 0.358 | 1 |  | --> | 0.38 | 0 | 0 | 0 | 0 | 0 | 0 | Constrained,otherwise capacity available =406kW. | --> | C12 ex LOUGHTAGALLA | LOUGHTAGALLA: T41∥T42 | THURLES |  | 52.6594 | -7.7974
MV/LV Substation AR***069Z | 20 kV | 400V(3ph) & 230V(single ph) | LV | 50 kVA :Pole Substation | 0.05 | --> | 0.05 | 0.048 | 3.2 |  | --> | 0.047 | 0 | 0 | 0 | 0 | 0.049 | 0 |  | --> | E62 ex ATHY | ATHY: T102 | ATHY |  | 53.0281 | -6.9191
MV/LV Substation AR***072X | 20 kV | 400V(3ph) & 230V(single ph) | LV | 100 kVA :Pole Substation | 0.1 | --> | 0.1 | 0 | 0 | Constrained,otherwise capacity available =95kVA. | --> | 0.095 | 0 | 0 | 0 | 0 | 0 | 0 | Constrained,otherwise capacity available =100kW. | --> | E12 ex KILLYBEGS | KILLYBEGS: | N/A |  | 54.6339 | -8.3592
MV/LV Substation AR***072Y | 20 kV | 400V(3ph) & 230V(single ph) | LV | 100 kVA :Pole Substation | 0.1 | --> | 0.1 | 0.091 | 5.6 |  | --> | 0.095 | 0 | 0 | 0 | 0 | 0 | 0 | Constrained,otherwise capacity available =100kW. | --> | E13 ex BLESSINGTON | BLESSINGTON: T421 | KILTEEL |  | 53.1234 | -6.6367
MV/LV Substation AR***072Z | 10 kV | 400V(3ph) & 230V(single ph) | LV | 400 kVA :Kiosk Substation | 0.4 | --> | 0.4 | 0.341 | 4.8 |  | --> | 0.38 | 0 | 0 | 0 | 0 | 0.408 | 0 |  | --> | C23 ex ATHY | ATHY: T101 | ATHY |  | 52.9818 | -6.992
MV/LV Substation AR***073 | 20 kV | 400V(3ph) & 230V(single ph) | LV | 50 kVA :Pole Substation | 0.05 | --> | 0.05 | 0.036 | 1.4 |  | --> | 0.047 | 0 | 0 | 0 | 0 | 0.051 | 0 |  | --> | E18 ex GARRANACANTY | GARRANACANTY: T422 | TIPPERARY |  | 52.5292 | -8.2663
MV/LV Substation AR***075 | 10 kV | 400V(3ph) & 230V(single ph) | LV | 200 kVA :Kiosk Substation | 0.2 | --> | 0.2 | 0.155 | 4.3 |  | --> | 0.19 | 0 | 0 | 0 | 0.01 | 0.196 | 0 |  | --> | C16 ex LAWLESSTOWN | LAWLESSTOWN: T42 | DOON |  | 52.3649 | -7.7126
MV/LV Substation AR***076Z | 10 kV | 400V(3ph) & 230V(single ph) | LV | 630 kVA :Kiosk Substation | 0.63 | --> | 0.63 | 0.5 | 4.2 |  | --> | 0.598 | 0 | 0 | 0 | 0 | 0.5 | 0 |  | --> | C17 ex SWORDS | SWORDS: T41 | GLASMORE |  | 53.4583 | -6.2064
MV/LV Substation AR***079Z | 10 kV | 400V(3ph) & 230V(single ph) | LV | 400 kVA :Kiosk Substation | 0.4 | --> | 0.4 | 0 | 0 | Constrained,otherwise capacity available =277kVA. | --> | 0.38 | 0 | 0 | 0 | 0.051 | 0.365 | 0 |  | --> | C13 ex DOCK ROAD | DOCK ROAD: T41∥T42 | LIMERICK |  | 52.6382 | -8.6748
MV/LV Substation AR***081 | 10 kV | 400V(3ph) & 230V(single ph) | LV | 400 kVA :Building Structure | 0.4 | --> | 0.4 | 0 | 0 | Constrained,otherwise capacity available =298kVA. | --> | 0.38 | 0 | 0 | 0 | 0 | 0.415 | 0 |  | --> | C13 ex SPIDDAL | SPIDDAL: T42 | SCREEB |  | 53.2489 | -9.283
MV/LV Substation AR***082Z | 10 kV | 400V(3ph) & 230V(single ph) | LV | 400 kVA :Building Structure | 0.4 | --> | 0.4 | 0.358 | 1.2 |  | --> | 0.38 | 0 | 0 | 0 | 0 | 0.406 | 0 |  | --> | C15 ex ABBEYLAND | ABBEYLAND: T41 | NAVAN |  | 53.6507 | -6.6854
MV/LV Substation AR***084X | 10 kV | 400V(3ph) & 230V(single ph) | LV | 100 kVA :Pole Substation | 0.1 | --> | 0.1 | 0 | 0 | Constrained,otherwise capacity available =85kVA. | --> | 0.095 | 0 | 0 | 0 | 0 | 0 | 0 | Constrained,otherwise capacity available =102kW. | --> | E12 ex KILLYBEGS | KILLYBEGS: | N/A |  | 54.6812 | -8.4141
MV/LV Substation AR***085Y | 10 kV | 400V(3ph) & 230V(single ph) | LV | 400 kVA :Kiosk Substation | 0.4 | --> | 0.4 | 0.016 | 0 | Constrained,otherwise capacity available =289kVA. | --> | 0.38 | 0 | 0 | 0 | 0.023 | 0.393 | 0 |  | --> | C14 ex SWORDS | SWORDS: T42 | GLASMORE |  | 53.4651 | -6.2392
MV/LV Substation AR***088X | 10 kV | 400V(3ph) & 230V(single ph) | LV | 200 kVA :Pole Substation | 0.2 | --> | 0.2 | 0.174 | 0.7 |  | --> | 0.19 | 0 | 0 | 0 | 0 | 0.203 | 0 |  | --> | C23 ex GLENTIES | GLENTIES: T41 | BINBANE |  | 54.7616 | -8.4018
MV/LV Substation AR***089X | 20 kV | 400V(3ph) & 230V(single ph) | LV | 100 kVA :Pole Substation | 0.1 | --> | 0.1 | 0.08 | 0.4 |  | --> | 0.095 | 0 | 0 | 0 | 0 | 0.103 | 0 |  | --> | C17 ex KYLEERAGH | KYLEERAGH: T41 | NENAGH |  | 52.9352 | -8.1572
MV/LV Substation AR***090 | 10 kV | 400V(3ph) & 230V(single ph) | LV | 200 kVA :Kiosk Substation | 0.2 | --> | 0.2 | 0.156 | 5 |  | --> | 0.19 | 0 | 0 | 0 | 0.008 | 0.197 | 0 |  | --> | C18 ex BALLYRICKARD | BALLYRICKARD: T41∥T42 | TRALEE |  | 52.2766 | -9.7147
MV/LV Substation AR***090 | 10 kV | 400V(3ph) & 230V(single ph) | LV | 630 kVA :Building Structure | 0.63 | --> | 0.63 | 0.5 | 4.6 |  | --> | 0.598 | 0 | 0 | 0 | 0.015 | 0.5 | 0 |  | --> | C15 ex BALLYRAINE | BALLYRAINE: T41∥T42 | LETTERKENNY |  | 54.9534 | -7.7323
MV/LV Substation AR***093Y | 20 kV | 400V(3ph) & 230V(single ph) | LV | 200 kVA :Kiosk Substation | 0.2 | --> | 0.2 | 0 | 0 | Constrained,otherwise capacity available =173kVA. | --> | 0.19 | 0 | 0 | 0 | 0.009 | 0 | 0 | Constrained,otherwise capacity available =194kW. | --> | C18 ex KANTURK | KANTURK: T41∥T42 | GLENLARA |  | 52.1313 | -8.8966
MV/LV Substation AR***093Y | 10 kV | 400V(3ph) & 230V(single ph) | LV | 400 kVA :Kiosk Substation | 0.4 | --> | 0.4 | 0.285 | 1.3 |  | --> | 0.38 | 0 | 0 | 0 | 0 | 0.417 | 0 |  | --> | C19 ex ENNIS NORTH | ENNIS NORTH: T41∥T42 | ENNIS |  | 52.8644 | -8.9832
MV/LV Substation AR***094 | 10 kV | 400V(3ph) & 230V(single ph) | LV | 100 kVA :Pole Substation | 0.1 | --> | 0.1 | 0.069 | 3.3 |  | --> | 0.095 | 0 | 0 | 0 | 0 | 0.104 | 0 |  | --> | E11 ex KNOCKMULLEN | KNOCKMULLEN: T421 | GREAT ISLAND |  | 52.3842 | -6.9196
MV/LV Substation AR***095 | 20 kV | 400V(3ph) & 230V(single ph) | LV | 50 kVA :Pole Substation | 0.05 | --> | 0.05 | 0.046 | 2.8 |  | --> | 0.047 | 0 | 0 | 0 | 0 | 0.049 | 0 |  | --> | C14 ex CASHEL | CASHEL: T42 | CAHIR |  | 52.5715 | -7.9084
MV/LV Substation AR***095X | 10 kV | 400V(3ph) & 230V(single ph) | LV | 100 kVA :Pole Substation | 0.1 | --> | 0.1 | 0.08 | 2.2 |  | --> | 0.095 | 0 | 0 | 0 | 0 | 0 | 0 | Constrained,otherwise capacity available =103kW. | --> | C16 ex NEWCASTLEWEST | NEWCASTLEWEST: T41∥T42 | RATHKEALE |  | 52.4964 | -9.0619
MV/LV Substation AR***095Z | 20 kV | 400V(3ph) & 230V(single ph) | LV | 200 kVA :Pole Substation | 0.2 | --> | 0.2 | 0.184 | 1.5 |  | --> | 0.19 | 0 | 0 | 0 | 0 | 0.202 | 0 |  | --> | E16 ex BEALISTOWN | BEALISTOWN: T421∥T422 | GREAT ISLAND |  | 52.2452 | -6.9553
MV/LV Substation AR***096 | 10 kV | 400V(3ph) & 230V(single ph) | LV | 400 kVA :Kiosk Substation | 0.4 | --> | 0.4 | 0.31 | 4.6 |  | --> | 0.38 | 0 | 0 | 0 | 0.016 | 0.397 | 0 |  | --> | C15 ex BALLINCLEA | BALLINCLEA: T41 | CHERRYWOOD |  | 53.2728 | -6.1083
MV/LV Substation AR***098X | 10 kV | 400V(3ph) & 230V(single ph) | LV | 400 kVA :Building Structure | 0.4 | --> | 0.4 | 0 | 0 | Constrained,otherwise capacity available =370kVA. | --> | 0.38 | 0 | 0 | 0 | 0 | 0.404 | 0 |  | --> | C11 ex KINGSBRIDGE | KINGSBRIDGE: T41 | INCHICORE 220KV |  | 53.3504 | -6.2966
MV/LV Substation AR***100X | 20 kV | 400V(3ph) & 230V(single ph) | LV | 50 kVA :Pole Substation | 0.05 | --> | 0.05 | 0.033 | 3.3 |  | --> | 0.047 | 0 | 0 | 0 | 0.013 | 0.038 | 0 |  | --> | E13 ex BIRDHILL | BIRDHILL: T421 | ARDNACRUSHA |  | 52.7487 | -8.516
MV/LV Substation AR***101X | 20 kV | 400V(3ph) & 230V(single ph) | LV | 400 kVA :Kiosk Substation | 0.4 | --> | 0.4 | 0.304 | 2.4 |  | --> | 0.38 | 0 | 0 | 0 | 0.004 | 0.41 | 0 |  | --> | E19 ex KENMARE | KENMARE: T421 | KNOCKEARAGH |  | 51.887 | -9.5988
MV/LV Substation AR***102 | 20 kV | 400V(3ph) & 230V(single ph) | LV | 50 kVA :Pole Substation | 0.05 | --> | 0.05 | 0.045 | 2.8 |  | --> | 0.047 | 0 | 0 | 0 | 0 | 0.05 | 0 |  | --> | C14 ex CASHEL | CASHEL: T42 | CAHIR |  | 52.5656 | -7.926
MV/LV Substation AR***105 | 10 kV | 400V(3ph) & 230V(single ph) | LV | 200 kVA :Kiosk Substation | 0.2 | --> | 0.2 | 0.145 | 3.4 |  | --> | 0.19 | 0 | 0 | 0 | 0.029 | 0.178 | 0 |  | --> | C18 ex MAYFIELD | MAYFIELD: T42 | KILBARRY |  | 51.9058 | -8.452
MV/LV Substation AR***107X | 10 kV | 400V(3ph) & 230V(single ph) | LV | 50 kVA :Pole Substation | 0.05 | --> | 0.05 | 0.023 | 3.2 |  | --> | 0.047 | 0 | 0 | 0 | 0 | 0.053 | 0 |  | --> | C17 ex BOYLE | BOYLE: T41∥T42 | CARRICK ON SHANNON |  | 53.9725 | -8.2014
MV/LV Substation AR***109X | 20 kV | 400V(3ph) & 230V(single ph) | LV | 50 kVA :Pole Substation | 0.05 | --> | 0.05 | 0.03 | 3.3 |  | --> | 0.047 | 0 | 0 | 0 | 0 | 0.052 | 0 |  | --> | E13 ex BIRDHILL | BIRDHILL: T421 | ARDNACRUSHA |  | 52.7509 | -8.5075
MV/LV Substation AR***110 | 10 kV | 400V(3ph) & 230V(single ph) | LV | 400 kVA :Kiosk Substation | 0.4 | --> | 0.4 | 0.288 | 4.5 |  | --> | 0.38 | 0 | 0 | 0 | 0.027 | 0.388 | 0 |  | --> | C12 ex BRAY | BRAY: T42 | FASSAROE |  | 53.199 | -6.1223
MV/LV Substation AR***110Y | 20 kV | 400V(3ph) & 230V(single ph) | LV | 200 kVA :Kiosk Substation | 0.2 | --> | 0.2 | 0.166 | 3 |  | --> | 0.19 | 0 | 0 | 0 | 0.003 | 0 | 0 | Constrained,otherwise capacity available =201kW. | --> | E17 ex WINDSOR | WINDSOR: T421∥T422 | CASTLEBAR |  | 53.7996 | -9.1269
MV/LV Substation AR***111 | 10 kV | 400V(3ph) & 230V(single ph) | LV | 400 kVA :Kiosk Substation | 0.4 | --> | 0.4 | 0.304 | 4.5 |  | --> | 0.38 | 0 | 0 | 0 | 0.046 | 0.366 | 0 |  | --> | C12 ex BRAY | BRAY: T42 | FASSAROE |  | 53.1972 | -6.1218
MV/LV Substation AR***112X | 10 kV | 400V(3ph) & 230V(single ph) | LV | 50 kVA :Pole Substation | 0.05 | --> | 0.05 | 0 | 0 | Constrained,otherwise capacity available =41kVA. | --> | 0.047 | 0 | 0 | 0 | 0 | 0 | 0 | Constrained,otherwise capacity available =50kW. | --> | C13 ex DONEGAL | DONEGAL: T41∥T42 | CATHALEENS FALL |  | 54.6527 | -8.1001
MV/LV Substation AR***112X | 10 kV | 400V(3ph) & 230V(single ph) | LV | 400 kVA :Kiosk Substation | 0.4 | --> | 0.4 | 0.326 | 0.6 |  | --> | 0.38 | 0 | 0 | 0 | 0.003 | 0.407 | 0 |  | --> | C18 ex ATHBOY | ATHBOY: T42 | NAVAN |  | 53.6223 | -6.9148
MV/LV Substation AR***114Y | 20 kV | 400V(3ph) & 230V(single ph) | LV | 200 kVA :Pole Substation | 0.2 | --> | 0.2 | 0.17 | 9.9 |  | --> | 0.19 | 0 | 0 | 0 | 0 | 0.204 | 0 |  | --> | C19 ex ENNIS | ENNIS: T101 | ENNIS |  | 52.8169 | -8.8561
MV/LV Substation AR***114Z | 10 kV | 400V(3ph) & 230V(single ph) | LV | 400 kVA :Kiosk Substation | 0.4 | --> | 0.4 | 0.31 | 2.2 |  | --> | 0.38 | 0 | 0 | 0 | 0.003 | 0 | 0 | Constrained,otherwise capacity available =410kW. | --> | C15 ex NEWCASTLEWEST | NEWCASTLEWEST: T41∥T42 | RATHKEALE |  | 52.4436 | -9.0545
MV/LV Substation AR***115Y | 10 kV | 400V(3ph) & 230V(single ph) | LV | 100 kVA :Pole Substation | 0.1 | --> | 0.1 | 0 | 0 | Constrained,otherwise capacity available =73kVA. | --> | 0.095 | 0 | 0 | 0 | 0.007 | 0.096 | 0 |  | --> | C22 ex ENNISTYMON | ENNISTYMON: T41∥T42 | ENNIS |  | 52.9375 | -9.2868
MV/LV Substation AR***115Z | 20 kV | 400V(3ph) & 230V(single ph) | LV | 100 kVA :Pole Substation | 0.1 | --> | 0.1 | 0.1 | 3.2 |  | --> | 0.095 | 0 | 0 | 0 | 0 | 0.1 | 0 |  | --> | E62 ex ATHY | ATHY: T102 | ATHY |  | 53.0545 | -6.9177
MV/LV Substation AR***116 | 10 kV | 400V(3ph) & 230V(single ph) | LV | 630 kVA :Kiosk Substation | 0.63 | --> | 0.63 | 0 | 0 | Constrained,otherwise capacity available =500kVA. | --> | 0.598 | 0 | 0 | 0 | 0.026 | 0.5 | 0 |  | --> | C17 ex KILBARRY | KILBARRY: T101 | KILBARRY |  | 51.9123 | -8.464
MV/LV Substation AR***116X | 20 kV | 400V(3ph) & 230V(single ph) | LV | 50 kVA :Pole Substation | 0.05 | --> | 0.05 | 0.036 | 7.4 |  | --> | 0.047 | 0 | 0 | 0 | 0 | 0 | 0 | Constrained,otherwise capacity available =51kW. | --> | E14 ex ARIGNA | ARIGNA: T121 | ARIGNA |  | 54.0794 | -8.1221
MV/LV Substation AR***117 | 10 kV | 400V(3ph) & 230V(single ph) | LV | 400 kVA :Kiosk Substation | 0.4 | --> | 0.4 | 0 | 0 | Constrained,otherwise capacity available =303kVA. | --> | 0.38 | 0 | 0 | 0 | 0.002 | 0.412 | 0 |  | --> | C17 ex KILBARRY | KILBARRY: T101 | KILBARRY |  | 51.9115 | -8.4665
MV/LV Substation AR***118 | 10 kV | 400V(3ph) & 230V(single ph) | LV | 100 kVA :Pole Substation | 0.1 | --> | 0.1 | 0 | 0 | Constrained,otherwise capacity available =46kVA. | --> | 0.095 | 0 | 0 | 0 | 0.04 | 0.065 | 0 |  | --> | C16 ex KINSALE | KINSALE: T41∥T42 | BANDON |  | 51.7098 | -8.532
MV/LV Substation AR***119X | 10 kV | 400V(3ph) & 230V(single ph) | LV | 100 kVA :Pole Substation | 0.1 | --> | 0.1 | 0.059 | 1 |  | --> | 0.095 | 0 | 0 | 0 | 0 | 0.106 | 0 |  | --> | C15 ex RAHANS | RAHANS: T41 | MOY |  | 54.0887 | -9.2304
MV/LV Substation AR***121Z | 10 kV | 400V(3ph) & 230V(single ph) | LV | 400 kVA :Kiosk Substation | 0.4 | --> | 0.4 | 0.387 | 2.2 |  | --> | 0.38 | 0 | 0 | 0 | 0 | 0 | 0 | Constrained,otherwise capacity available =401kW. | --> | C15 ex NEWCASTLEWEST | NEWCASTLEWEST: T41∥T42 | RATHKEALE |  | 52.4432 | -9.0568
MV/LV Substation AR***122 | 10 kV | 400V(3ph) & 230V(single ph) | LV | 400 kVA :Kiosk Substation | 0.4 | --> | 0.4 | 0.287 | 0.9 |  | --> | 0.38 | 0 | 0 | 0 | 0.02 | 0.396 | 0 |  | --> | C13 ex BRAY | BRAY: T41 | FASSAROE |  | 53.1978 | -6.1176
MV/LV Substation AR***123 | 10 kV | 400V(3ph) & 230V(single ph) | LV | 100 kVA :Pole Substation | 0.1 | --> | 0.1 | 0.059 | 4 |  | --> | 0.095 | 0 | 0 | 0 | 0 | 0 | 0 | Constrained,otherwise capacity available =106kW. | --> | C19 ex LISMORE | LISMORE: T41∥T42 | DUNGARVAN |  | 52.1334 | -7.9285
MV/LV Substation AR***123 | 10 kV | 400V(3ph) & 230V(single ph) | LV | 630 kVA :Building Structure | 0.63 | --> | 0.63 | 0.5 | 0.7 |  | --> | 0.598 | 0 | 0 | 0 | 0 | 0.5 | 0 |  | --> | C15 ex FINISKLIN | FINISKLIN: T41∥T42 | SLIGO |  | 54.2766 | -8.499
MV/LV Substation AR***123X | 10 kV | 400V(3ph) & 230V(single ph) | LV | 200 kVA :Kiosk Substation | 0.2 | --> | 0.2 | 0.158 | 2 |  | --> | 0.19 | 0 | 0 | 0 | 0.003 | 0.203 | 0 |  | --> | C16 ex KENMARE | KENMARE: T42 | KNOCKEARAGH |  | 51.8821 | -9.5985
MV/LV Substation AR***125Y | 10 kV | 400V(3ph) & 230V(single ph) | LV | 400 kVA :Building Structure | 0.4 | --> | 0.4 | 0.358 | 25.1 |  | --> | 0.38 | 0 | 0 | 0 | 0 | 0.406 | 0 |  | --> | C19 ex ARKLOW | ARKLOW: T101∥T102 | ARKLOW |  | 52.8031 | -6.1442
MV/LV Substation AR***128 | 20 kV | 400V(3ph) & 230V(single ph) | LV | 50 kVA :Pole Substation | 0.05 | --> | 0.05 | 0 | 0 | Constrained,otherwise capacity available =46kVA. | --> | 0.047 | 0 | 0 | 0 | 0 | 0 | 0 | Constrained,otherwise capacity available =49kW. | --> | E14 ex EMYVALE | EMYVALE: T422 | LISDRUM |  | 54.3158 | -6.9905
MV/LV Substation AR***129 | 10 kV | 400V(3ph) & 230V(single ph) | LV | 400 kVA :Building Structure | 0.4 | --> | 0.4 | 0.316 | 0.7 |  | --> | 0.38 | 0 | 0 | 0 | 0.007 | 0.405 | 0 |  | --> | C11 ex FINISKLIN | FINISKLIN: T41∥T42 | SLIGO |  | 54.2777 | -8.4899
MV/LV Substation AR***130X | 10 kV | 400V(3ph) & 230V(single ph) | LV | 50 kVA :Pole Substation | 0.05 | --> | 0.05 | 0.05 | 0.3 |  | --> | 0.047 | 0 | 0 | 0 | 0 | 0 | 0 | Constrained,otherwise capacity available =49kW. | --> | C15 ex DRUMBEAR | DRUMBEAR: T41∥T42 | LISDRUM |  | 54.2094 | -6.9047
MV/LV Substation AR***133X | 20 kV | 400V(3ph) & 230V(single ph) | LV | 100 kVA :Pole Substation | 0.1 | --> | 0.1 | 0.062 | 1.2 |  | --> | 0.095 | 0 | 0 | 0 | 0 | 0 | 0 | Constrained,otherwise capacity available =105kW. | --> | E17 ex BUNCRANA | BUNCRANA: T421∥T422 | TRILLICK |  | 55.0743 | -7.2695
MV/LV Substation AR***133Y | 10 kV | 400V(3ph) & 230V(single ph) | LV | 100 kVA :Pole Substation | 0.1 | --> | 0.1 | 0 | 0 | Constrained,otherwise capacity available =79kVA. | --> | 0.095 | 0 | 0 | 0 | 0 | 0.103 | 0 |  | --> | C18 ex CAVAN | CAVAN: T42 | SHANKILL |  | 53.9983 | -7.3737
MV/LV Substation AR***135Y | 10 kV | 400V(3ph) & 230V(single ph) | LV | 200 kVA :Kiosk Substation | 0.2 | --> | 0.2 | 0 | 0 | Constrained,otherwise capacity available =177kVA. | --> | 0.19 | 0 | 0 | 0 | 0.007 | 0 | 0 | Constrained,otherwise capacity available =195kW. | --> | C11 ex CLOONLOUGH | CLOONLOUGH: T41∥T42 | BARRYMORE |  | 52.2594 | -8.2814
MV/LV Substation AR***136 | 10 kV | 400V(3ph) & 230V(single ph) | LV | 400 kVA :Kiosk Substation | 0.4 | --> | 0.4 | 0.114 | 0.1 | Constrained,otherwise capacity available =258kVA. | --> | 0.38 | 0 | 0 | 0 | 0.015 | 0.406 | 0 |  | --> | C19 ex ROSEHILL | ROSEHILL: T41 | KILKENNY |  | 52.6444 | -7.2416
MV/LV Substation AR***137 | 20 kV | 400V(3ph) & 230V(single ph) | LV | 50 kVA :Pole Substation | 0.05 | --> | 0.05 | 0.024 | 5.6 |  | --> | 0.047 | 0 | 0 | 0 | 0.002 | 0.051 | 0 |  | --> | E18 ex CRANE | CRANE: T122 | CRANE |  | 52.6288 | -6.2335
MV/LV Substation AR***138 | 10 kV | 400V(3ph) & 230V(single ph) | LV | 400 kVA :Kiosk Substation | 0.4 | --> | 0.4 | 0 | 0 | Constrained,otherwise capacity available =254kVA. | --> | 0.38 | 0 | 0 | 0 | 0.003 | 0.419 | 0 |  | --> | C23 ex KILBARRY | KILBARRY: T101 | KILBARRY |  | 51.9065 | -8.5047
MV/LV Substation AR***138X | 20 kV | 400V(3ph) & 230V(single ph) | LV | 400 kVA :Kiosk Substation | 0.4 | --> | 0.4 | 0.264 | 2.4 |  | --> | 0.38 | 0 | 0 | 0 | 0.003 | 0.417 | 0 |  | --> | E19 ex KENMARE | KENMARE: T421 | KNOCKEARAGH |  | 51.8394 | -9.901
MV/LV Substation AR***141 | 10 kV | 400V(3ph) & 230V(single ph) | LV | 200 kVA :Pole Substation | 0.2 | --> | 0.2 | 0 | 0 | Constrained,otherwise capacity available =151kVA. | --> | 0.19 | 0 | 0 | 0 | 0.007 | 0.199 | 0 |  | --> | C13 ex DOUGLAS | DOUGLAS: T42 | TRABEG |  | 51.8696 | -8.4358
MV/LV Substation AR***142Y | 10 kV | 400V(3ph) & 230V(single ph) | LV | 200 kVA :Pole Substation | 0.2 | --> | 0.2 | 0.142 | 25.1 |  | --> | 0.19 | 0 | 0 | 0 | 0 | 0.208 | 0 |  | --> | C19 ex ARKLOW | ARKLOW: T101∥T102 | ARKLOW |  | 52.8094 | -6.1351
MV/LV Substation AR***143X | 20 kV | 400V(3ph) & 230V(single ph) | LV | 400 kVA :Kiosk Substation | 0.4 | --> | 0.4 | 0.382 | 2.4 |  | --> | 0.38 | 0 | 0 | 0 | 0 | 0.402 | 0 |  | --> | E19 ex KENMARE | KENMARE: T421 | KNOCKEARAGH |  | 51.837 | -9.8966
MV/LV Substation AR***146 | 10 kV | 400V(3ph) & 230V(single ph) | LV | 400 kVA :Kiosk Substation | 0.4 | --> | 0.4 | 0.301 | 2.4 |  | --> | 0.38 | 0 | 0 | 0 | 0.005 | 0.409 | 0 |  | --> | C14 ex DUNDRUM | DUNDRUM: T42 | BLACKROCK |  | 53.2846 | -6.2591
MV/LV Substation AR***148 | 10 kV | 400V(3ph) & 230V(single ph) | LV | 1000 kVA :Building Structure | 1 | --> | 1 | 0.297 | 11.4 |  | --> | 0.95 | 0 | 0 | 0 | 0 | 0.5 | 0 |  | --> | C11 ex COOKSTOWN | COOKSTOWN: T101 | CARRICKMINES |  | 53.2828 | -6.3764
MV/LV Substation AR***150 | 10 kV | 400V(3ph) & 230V(single ph) | LV | 400 kVA :Kiosk Substation | 0.4 | --> | 0.4 | 0 | 0 | Constrained,otherwise capacity available =373kVA. | --> | 0.38 | 0 | 0 | 0 | 0 | 0.403 | 0 |  | --> | C13 ex SPIDDAL | SPIDDAL: T42 | SCREEB |  | 53.2484 | -9.2826
MV/LV Substation AR***150X | 10 kV | 400V(3ph) & 230V(single ph) | LV | 200 kVA :Kiosk Substation | 0.2 | --> | 0.2 | 0.143 | 3.7 |  | --> | 0.19 | 0 | 0 | 0 | 0 | 0.208 | 0 |  | --> | C20 ex CASTLEBLAYNEY | CASTLEBLAYNEY: T42 | DUNDALK |  | 54.1168 | -6.743
MV/LV Substation AR***152X | 20 kV | 400V(3ph) & 230V(single ph) | LV | 100 kVA :Pole Substation | 0.1 | --> | 0.1 | 0.093 | 0.8 |  | --> | 0.095 | 0 | 0 | 0 | 0 | 0 | 0 | Constrained,otherwise capacity available =100kW. | --> | E12 ex CARNDONAGH | CARNDONAGH: T421∥T422 | TRILLICK |  | 55.3667 | -7.3387
MV/LV Substation AR***156X | 10 kV | 400V(3ph) & 230V(single ph) | LV | 200 kVA :Pole Substation | 0.2 | --> | 0.2 | 0 | 0 | Constrained,otherwise capacity available =174kVA. | --> | 0.19 | 0 | 0 | 0 | 0.007 | 0.196 | 0 |  | --> | C13 ex SPIDDAL | SPIDDAL: T42 | SCREEB |  | 53.2497 | -9.2115
MV/LV Substation AR***156X | 10 kV | 400V(3ph) & 230V(single ph) | LV | 50 kVA :Pole Substation | 0.05 | --> | 0.05 | 0.029 | 4.4 |  | --> | 0.047 | 0 | 0 | 0 | 0.002 | 0.05 | 0 |  | --> | C16 ex ARDFINNAN | ARDFINNAN: T42 | CAHIR |  | 52.3161 | -7.8816
MV/LV Substation AR***157 | 10 kV | 400V(3ph) & 230V(single ph) | LV | 200 kVA :Pole Substation | 0.2 | --> | 0.2 | 0.134 | 2.1 |  | --> | 0.19 | 0 | 0 | 0 | 0 | 0.21 | 0 |  | --> | C14 ex LITTLE BRAY | LITTLE BRAY: T42 | FASSAROE |  | 53.2025 | -6.1292
MV/LV Substation AR***159Y | 20 kV | 400V(3ph) & 230V(single ph) | LV | 200 kVA :Kiosk Substation | 0.2 | --> | 0.2 | 0.188 | 3.7 |  | --> | 0.19 | 0 | 0 | 0 | 0.003 | 0 | 0 | Constrained,otherwise capacity available =198kW. | --> | E13 ex FOXHOLE | FOXHOLE: T421∥T422 | DUNGARVAN |  | 51.9467 | -7.7196
MV/LV Substation AR***163 | 20 kV | 400V(3ph) & 230V(single ph) | LV | 200 kVA :Pole Substation | 0.2 | --> | 0.2 | 0 | 0 | Constrained,otherwise capacity available =99kVA. | --> | 0.19 | 0 | 0 | 0 | 0.008 | 0.204 | 0 |  | --> | E15 ex ACADEMY STREET | ACADEMY STREET: T421∥T422 | NAVAN |  | 53.6401 | -6.672
MV/LV Substation AR***163 | 10 kV | 400V(3ph) & 230V(single ph) | LV | 400 kVA :Kiosk Substation | 0.4 | --> | 0.4 | 0.253 | 0.3 | Constrained,otherwise capacity available =263kVA. | --> | 0.38 | 0 | 0 | 0 | 0.014 | 0.406 | 0 |  | --> | C19 ex BISHOPSTOWN | BISHOPSTOWN: T41 | KILBARRY |  | 51.8745 | -8.5257
MV/LV Substation AR***165 | 10 kV | 400V(3ph) & 230V(single ph) | LV | 400 kVA :Kiosk Substation | 0.4 | --> | 0.4 | 0.4 | 2.3 |  | --> | 0.38 | 0 | 0 | 0 | 0 | 0 | 0 | Constrained,otherwise capacity available =400kW. | --> | C15 ex GLENGOOLE | GLENGOOLE: T41 | THURLES |  | 52.7132 | -7.5675
MV/LV Substation AR***166Z | 20 kV | 400V(3ph) & 230V(single ph) | LV | 200 kVA :Kiosk Substation | 0.2 | --> | 0.2 | 0 | 0 | Constrained,otherwise capacity available =121kVA. | --> | 0.19 | 0 | 0 | 0 | 0.024 | 0.186 | 0 |  | --> | E15 ex WHITECHURCH | WHITECHURCH: T421 | KILBARRY |  | 51.9438 | -8.5626
MV/LV Substation AR***168X | 20 kV | 400V(3ph) & 230V(single ph) | LV | 100 kVA :Pole Substation | 0.1 | --> | 0.1 | 0.099 | 1.6 |  | --> | 0.095 | 0 | 0 | 0 | 0 | 0.1 | 0 |  | --> | E16 ex DINGLE | DINGLE: T422 | OUGHTRAGH |  | 52.1317 | -10.1634
MV/LV Substation AR***168Z | 10 kV | 400V(3ph) & 230V(single ph) | LV | 50 kVA :Pole Substation | 0.05 | --> | 0.05 | 0.017 | 4.4 |  | --> | 0.047 | 0 | 0 | 0 | 0.012 | 0.041 | 0 |  | --> | C11 ex RINGASKIDDY 110KV | RINGASKIDDY 110KV: T42 | BARNAHELY |  | 51.832 | -8.3563
MV/LV Substation AR***169X | 10 kV | 400V(3ph) & 230V(single ph) | LV | 400 kVA :Building Structure | 0.4 | --> | 0.4 | 0.355 | 3.6 |  | --> | 0.38 | 0 | 0 | 0 | 0.007 | 0.399 | 0 |  | --> | C17 ex DEANSGRANGE | DEANSGRANGE: T41 | CARRICKMINES |  | 53.2815 | -6.1522
MV/LV Substation AR***172 | 10 kV | 400V(3ph) & 230V(single ph) | LV | 630 kVA :Building Structure | 0.63 | --> | 0.63 | 0.39 | 0.9 |  | --> | 0.598 | 0 | 0 | 0 | 0 | 0.5 | 0 |  | --> | C19 ex BRAY | BRAY: T41 | FASSAROE |  | 53.1951 | -6.109
MV/LV Substation AR***173X | 10 kV | 400V(3ph) & 230V(single ph) | LV | 400 kVA :Kiosk Substation | 0.4 | --> | 0.4 | 0.345 | 2.8 |  | --> | 0.38 | 0 | 0 | 0 | 0.042 | 0.364 | 0 |  | --> | C16 ex CARRIGLAWN | CARRIGLAWN: T41∥T42 | WEXFORD |  | 52.3448 | -6.5003
MV/LV Substation AR***175X | 10 kV | 400V(3ph) & 230V(single ph) | LV | 630 kVA :Building Structure | 0.63 | --> | 0.63 | 0.5 | 5.7 |  | --> | 0.598 | 0 | 0 | 0 | 0 | 0.5 | 0 |  | --> | E18 ex MOY | MOY: T421∥T422 | MOY |  | 54.1157 | -9.1514
MV/LV Substation AR***177Z | 10 kV | 400V(3ph) & 230V(single ph) | LV | 400 kVA :Building Structure | 0.4 | --> | 0.4 | 0 | 0 | Constrained,otherwise capacity available =307kVA. | --> | 0.38 | 0 | 0 | 0 | 0 | 0.414 | 0 |  | --> | C18 ex POPPINTREE | POPPINTREE: T102 | FINGLAS |  | 53.3957 | -6.2623
MV/LV Substation AR***180Y | 20 kV | 400V(3ph) & 230V(single ph) | LV | 400 kVA :Kiosk Substation | 0.4 | --> | 0.4 | 0 | 0 | Constrained,otherwise capacity available =378kVA. | --> | 0.38 | 0 | 0 | 0 | 0.003 | 0 | 0 | Constrained,otherwise capacity available =400kW. | --> | C18 ex KANTURK | KANTURK: T41∥T42 | GLENLARA |  | 52.0828 | -8.861
MV/LV Substation AR***181 | 10 kV | 400V(3ph) & 230V(single ph) | LV | 200 kVA :Kiosk Substation | 0.2 | --> | 0.2 | 0 | 0 | Constrained,otherwise capacity available =137kVA. | --> | 0.19 | 0 | 0 | 0 | 0 | 0.209 | 0 |  | --> | C11 ex COOLCORCORAN | COOLCORCORAN: T41∥T42 | KNOCKEARAGH |  | 52.0669 | -9.4986
MV/LV Substation AR***182 | 20 kV | 400V(3ph) & 230V(single ph) | LV | 200 kVA :Pole Substation | 0.2 | --> | 0.2 | 0.166 | 5.6 |  | --> | 0.19 | 0 | 0 | 0 | 0 | 0.204 | 0 |  | --> | E18 ex CRANE | CRANE: T122 | CRANE |  | 52.6297 | -6.2335
MV/LV Substation AR***182X | 10 kV | 400V(3ph) & 230V(single ph) | LV | 50 kVA :Pole Substation | 0.05 | --> | 0.05 | 0.048 | 8.5 |  | --> | 0.047 | 0 | 0 | 0 | 0 | 0 | 0 | Constrained,otherwise capacity available =49kW. | --> | C16 ex BUNDORAN | BUNDORAN: T41∥T42 | CATHALEENS FALL |  | 54.4734 | -8.2631
MV/LV Substation AR***183 | 20 kV | 400V(3ph) & 230V(single ph) | LV | 100 kVA :Pole Substation | 0.1 | --> | 0.1 | 0.095 | 2.7 |  | --> | 0.095 | 0 | 0 | 0 | 0 | 0.1 | 0 |  | --> | C18 ex KILLESHANDRA | KILLESHANDRA: T41∥T42 | GORTAWEE |  | 53.9207 | -7.583
MV/LV Substation AR***183Z | 10 kV | 400V(3ph) & 230V(single ph) | LV | 50 kVA :Pole Substation | 0.05 | --> | 0.05 | 0.048 | 3.3 |  | --> | 0.047 | 0 | 0 | 0 | 0.01 | 0.038 | 0 |  | --> | E11 ex KNOCKMULLEN | KNOCKMULLEN: T421 | GREAT ISLAND |  | 52.3808 | -6.9236
MV/LV Substation AR***184 | 10 kV | 400V(3ph) & 230V(single ph) | LV | 630 kVA :Kiosk Substation | 0.63 | --> | 0.63 | 0.485 | 2.1 |  | --> | 0.598 | 0 | 0 | 0 | 0.01 | 0.5 | 0 |  | --> | C14 ex CAHERDAVIN | CAHERDAVIN: T42 | ARDNACRUSHA |  | 52.6675 | -8.6491
MV/LV Substation AR***184X | 20 kV | 400V(3ph) & 230V(single ph) | LV | 400 kVA :Kiosk Substation | 0.4 | --> | 0.4 | 0.315 | 3.7 |  | --> | 0.38 | 0 | 0 | 0 | 0.007 | 0 | 0 | Constrained,otherwise capacity available =406kW. | --> | E17 ex FOXHOLE | FOXHOLE: T421∥T422 | DUNGARVAN |  | 51.9437 | -7.8625
MV/LV Substation AR***184Y | 10 kV | 400V(3ph) & 230V(single ph) | LV | 100 kVA :Pole Substation | 0.1 | --> | 0.1 | 0 | 0 | Constrained,otherwise capacity available =81kVA. | --> | 0.095 | 0 | 0 | 0 | 0 | 0.102 | 0 |  | --> | C15 ex ENNISTYMON | ENNISTYMON: T41∥T42 | ENNIS |  | 52.9368 | -9.2913
MV/LV Substation AR***185 | 20 kV | 400V(3ph) & 230V(single ph) | LV | 50 kVA :Pole Substation | 0.05 | --> | 0.05 | 0.045 | 2.7 |  | --> | 0.047 | 0 | 0 | 0 | 0 | 0.05 | 0 |  | --> | C18 ex KILLESHANDRA | KILLESHANDRA: T41∥T42 | GORTAWEE |  | 53.9259 | -7.5893
MV/LV Substation AR***185Y | 20 kV | 400V(3ph) & 230V(single ph) | LV | 200 kVA :Kiosk Substation | 0.2 | --> | 0.2 | 0 | 0 | Constrained,otherwise capacity available =194kVA. | --> | 0.19 | 0 | 0 | 0 | 0 | 0.2 | 0 |  | --> | C12 ex SPIDDAL | SPIDDAL: T42 | SCREEB |  | 53.2502 | -9.3042
MV/LV Substation AR***186 | 20 kV | 400V(3ph) & 230V(single ph) | LV | 100 kVA :Pole Substation | 0.1 | --> | 0.1 | 0.087 | 1.5 |  | --> | 0.095 | 0 | 0 | 0 | 0 | 0.101 | 0 |  | --> | C21 ex TRAMORE | TRAMORE: T41 | BUTLERSTOWN |  | 52.1664 | -7.2541
MV/LV Substation AR***186Y | 10 kV | 400V(3ph) & 230V(single ph) | LV | 50 kVA :Pole Substation | 0.05 | --> | 0.05 | 0.045 | 1.5 |  | --> | 0.047 | 0 | 0 | 0 | 0 | 0.05 | 0 |  | --> | C17 ex ROSCOMMON | ROSCOMMON: T41 | LANESBORO |  | 53.6191 | -8.1772
MV/LV Substation AR***187Y | 20 kV | 400V(3ph) & 230V(single ph) | LV | 100 kVA :Pole Substation | 0.1 | --> | 0.1 | 0.079 | 1.1 |  | --> | 0.095 | 0 | 0 | 0 | 0 | 0.103 | 0 |  | --> | E19 ex LAWLESSTOWN | LAWLESSTOWN: T421 | DOON |  | 52.4723 | -7.6896
MV/LV Substation AR***190 | 10 kV | 400V(3ph) & 230V(single ph) | LV | 400 kVA :Kiosk Substation | 0.4 | --> | 0.4 | 0.307 | 11.5 |  | --> | 0.38 | 0 | 0 | 0 | 0.031 | 0.381 | 0 |  | --> | C19 ex SALTHILL | SALTHILL: T101 | SALTHILL |  | 53.2681 | -9.0831
MV/LV Substation AR***194 | 10 kV | 400V(3ph) & 230V(single ph) | LV | 400 kVA :Kiosk Substation | 0.4 | --> | 0.4 | 0.252 | 5.7 |  | --> | 0.38 | 0 | 0 | 0 | 0.017 | 0.404 | 0 |  | --> | C14 ex DEANSGRANGE | DEANSGRANGE: T42 | CARRICKMINES |  | 53.2837 | -6.1848
MV/LV Substation AR***195 | 10 kV | 400V(3ph) & 230V(single ph) | LV | 1000 kVA :Building Structure | 1 | --> | 1 | 0.5 | 11.5 |  | --> | 0.95 | 0 | 0 | 0 | 0.015 | 0.5 | 0 |  | --> | C26 ex CENTRAL PARK | CENTRAL PARK: T102 | CARRICKMINES |  | 53.2776 | -6.2083
MV/LV Substation AR***196X | 20 kV | 400V(3ph) & 230V(single ph) | LV | 200 kVA :Pole Substation | 0.2 | --> | 0.2 | 0.163 | 1 |  | --> | 0.19 | 0 | 0 | 0 | 0 | 0 | 0 | Constrained,otherwise capacity available =205kW. | --> | E13 ex SHILLELAGH | SHILLELAGH: T421∥T422 | CARLOW |  | 52.755 | -6.5291
MV/LV Substation AR***198X | 10 kV | 400V(3ph) & 230V(single ph) | LV | 200 kVA :Pole Substation | 0.2 | --> | 0.2 | 0.16 | 4.1 |  | --> | 0.19 | 0 | 0 | 0 | 0.012 | 0.193 | 0 |  | --> | C21 ex MARSHES | MARSHES: T41 | DUNDALK |  | 53.9602 | -6.3819
MV/LV Substation AR***199X | 10 kV | 400V(3ph) & 230V(single ph) | LV | 200 kVA :Kiosk Substation | 0.2 | --> | 0.2 | 0 | 0 | Constrained,otherwise capacity available =117kVA. | --> | 0.19 | 0 | 0 | 0 | 0.039 | 0.171 | 0 |  | --> | C15 ex MALAHIDE | MALAHIDE: T41 | GLASMORE |  | 53.4269 | -6.137
MV/LV Substation AR***200 | 10 kV | 400V(3ph) & 230V(single ph) | LV | 400 kVA :Kiosk Substation | 0.4 | --> | 0.4 | 0.289 | 2.1 |  | --> | 0.38 | 0 | 0 | 0 | 0.02 | 0.396 | 0 |  | --> | C20 ex SALLYNOGGIN ROAD | SALLYNOGGIN ROAD: T42 | CHERRYWOOD |  | 53.2814 | -6.1477
MV/LV Substation AR***200 | 10 kV | 400V(3ph) & 230V(single ph) | LV | 400 kVA :Building Structure | 0.4 | --> | 0.4 | 0.368 | 9.8 |  | --> | 0.38 | 0 | 0 | 0 | 0 | 0.404 | 0 |  | --> | C18 ex COOKSTOWN | COOKSTOWN: T102 | CARRICKMINES |  | 53.288 | -6.3734
MV/LV Substation AR***212 | 10 kV | 400V(3ph) & 230V(single ph) | LV | 630 kVA :Building Structure | 0.63 | --> | 0.63 | 0.39 | 8.7 |  | --> | 0.598 | 0 | 0 | 0 | 0 | 0.5 | 0 |  | --> | C14 ex HAROLDS CROSS | HAROLDS CROSS: T102 | POOLBEG |  | 53.3265 | -6.2673
MV/LV Substation AR***213 | 10 kV | 400V(3ph) & 230V(single ph) | LV | 400 kVA :Building Structure | 0.4 | --> | 0.4 | 0.256 | 2.4 |  | --> | 0.38 | 0 | 0 | 0 | 0.018 | 0.402 | 0 |  | --> | C22 ex MOUNT MERRION | MOUNT MERRION: T42 | CARRICKMINES |  | 53.2992 | -6.223
MV/LV Substation AR***214X | 10 kV | 400V(3ph) & 230V(single ph) | LV | 50 kVA :Pole Substation | 0.05 | --> | 0.05 | 0.047 | 2.3 |  | --> | 0.047 | 0 | 0 | 0 | 0 | 0.049 | 0 |  | --> | C17 ex GILLOGUE | GILLOGUE: T41∥T42 | ARDNACRUSHA |  | 52.7063 | -8.6134
MV/LV Substation AR***214Z | 20 kV | 400V(3ph) & 230V(single ph) | LV | 100 kVA :Pole Substation | 0.1 | --> | 0.1 | 0.068 | 1.2 |  | --> | 0.095 | 0 | 0 | 0 | 0 | 0.104 | 0 |  | --> | E11 ex BALLYDEHOB | BALLYDEHOB: T421 | DUNMANWAY |  | 51.5297 | -9.5529
MV/LV Substation AR***217X | 10 kV | 400V(3ph) & 230V(single ph) | LV | 400 kVA :Kiosk Substation | 0.4 | --> | 0.4 | 0 | 0 | Constrained,otherwise capacity available =356kVA. | --> | 0.38 | 0 | 0 | 0 | 0.011 | 0 | 0 | Constrained,otherwise capacity available =394kW. | --> | C13 ex DONEGAL | DONEGAL: T41∥T42 | CATHALEENS FALL |  | 54.6505 | -8.0982
MV/LV Substation AR***221X | 10 kV | 400V(3ph) & 230V(single ph) | LV | 630 kVA :Kiosk Substation | 0.63 | --> | 0.63 | 0.5 | 3.7 |  | --> | 0.598 | 0 | 0 | 0 | 0 | 0.5 | 0 |  | --> | C20 ex CASTLEBLAYNEY | CASTLEBLAYNEY: T42 | DUNDALK |  | 54.1147 | -6.7432
MV/LV Substation AR***224Y | 10 kV | 400V(3ph) & 230V(single ph) | LV | 200 kVA :Kiosk Substation | 0.2 | --> | 0.2 | 0.185 | 8.5 |  | --> | 0.19 | 0 | 0 | 0 | 0 | 0.202 | 0 |  | --> | C11 ex ARDGEEHA | ARDGEEHA: T41∥T42 | DOON |  | 52.3722 | -7.7007
MV/LV Substation AR***226 | 10 kV | 400V(3ph) & 230V(single ph) | LV | 100 kVA :Pole Substation | 0.1 | --> | 0.1 | 0 | 0 | Constrained,otherwise capacity available =87kVA. | --> | 0.095 | 0 | 0 | 0 | 0 | 0.101 | 0 |  | --> | C15 ex KINSALE | KINSALE: T41∥T42 | BANDON |  | 51.7068 | -8.5084
MV/LV Substation AR***226 | 20 kV | 400V(3ph) & 230V(single ph) | LV | 50 kVA :Pole Substation | 0.05 | --> | 0.05 | 0 | 0.9 |  | --> | 0.047 | 0 | 0 | 0 | 0 | 0.057 | 0 |  | --> | C16 ex CARRAROE | CARRAROE: T42 | SCREEB |  | 53.2895 | -9.5545
MV/LV Substation AR***227 | 10 kV | 400V(3ph) & 230V(single ph) | LV | 630 kVA :Kiosk Substation | 0.63 | --> | 0.63 | 0.427 | 9.7 |  | --> | 0.598 | 0 | 0 | 0 | 0.021 | 0.5 | 0 |  | --> | C24 ex ARTANE | ARTANE: T102 | FINGLAS |  | 53.3873 | -6.2165
MV/LV Substation AR***227Z | 10 kV | 400V(3ph) & 230V(single ph) | LV | 400 kVA :Kiosk Substation | 0.4 | --> | 0.4 | 0.344 | 5.9 |  | --> | 0.38 | 0 | 0 | 0 | 0.009 | 0.399 | 0 |  | --> | C17 ex BANDON | BANDON: T101 | BANDON |  | 51.7695 | -8.6589
MV/LV Substation AR***229 | 10 kV | 400V(3ph) & 230V(single ph) | LV | 400 kVA :Kiosk Substation | 0.4 | --> | 0.4 | 0.342 | 9.7 |  | --> | 0.38 | 0 | 0 | 0 | 0.01 | 0.398 | 0 |  | --> | C20 ex ARTANE | ARTANE: T102 | FINGLAS |  | 53.3875 | -6.2232
MV/LV Substation AR***229Z | 10 kV | 400V(3ph) & 230V(single ph) | LV | 200 kVA :Pole Substation | 0.2 | --> | 0.2 | 0 | 0 | Constrained,otherwise capacity available =159kVA. | --> | 0.19 | 0 | 0 | 0 | 0 | 0.206 | 0 |  | --> | C18 ex DOUGLAS | DOUGLAS: T41 | TRABEG |  | 51.8671 | -8.4269
MV/LV Substation AR***231X | 10 kV | 400V(3ph) & 230V(single ph) | LV | 630 kVA :Building Structure | 0.63 | --> | 0.63 | 0.291 | 11.2 |  | --> | 0.598 | 0 | 0 | 0 | 0 | 0.5 | 0 |  | --> | C23 ex ARTANE | ARTANE: T101 | FINGLAS |  | 53.383 | -6.2149
MV/LV Substation AR***233X | 10 kV | 400V(3ph) & 230V(single ph) | LV | 100 kVA :Pole Substation | 0.1 | --> | 0.1 | 0.097 | 1.2 |  | --> | 0.095 | 0 | 0 | 0 | 0 | 0 | 0 | Constrained,otherwise capacity available =100kW. | --> | E16 ex BUNCRANA | BUNCRANA: T421∥T422 | TRILLICK |  | 55.1326 | -7.4446
MV/LV Substation AR***234 | 10 kV | 400V(3ph) & 230V(single ph) | LV | 400 kVA :Kiosk Substation | 0.4 | --> | 0.4 | 0.279 | 12.2 |  | --> | 0.38 | 0 | 0 | 0 | 0.021 | 0.396 | 0 |  | --> | C34 ex SALTHILL | SALTHILL: T102 | SALTHILL |  | 53.2806 | -9.069
MV/LV Substation AR***234X | 20 kV | 400V(3ph) & 230V(single ph) | LV | 200 kVA :Kiosk Substation | 0.2 | --> | 0.2 | 0.196 | 4 |  | --> | 0.19 | 0 | 0 | 0 | 0 | 0.2 | 0 |  | --> | E11 ex KILLINICK | KILLINICK: T421∥T422 | WEXFORD |  | 52.179 | -6.5861
MV/LV Substation AR***234Y | 20 kV | 400V(3ph) & 230V(single ph) | LV | 50 kVA :Pole Substation | 0.05 | --> | 0.05 | 0.05 | 2.7 |  | --> | 0.047 | 0 | 0 | 0 | 0 | 0 | 0 | Constrained,otherwise capacity available =49kW. | --> | E16 ex TULLOW | TULLOW: T422 | CARLOW |  | 52.783 | -6.6879
MV/LV Substation AR***235X | 20 kV | 400V(3ph) & 230V(single ph) | LV | 100 kVA :Pole Substation | 0.1 | --> | 0.1 | 0.075 | 0.8 |  | --> | 0.095 | 0 | 0 | 0 | 0 | 0 | 0 | Constrained,otherwise capacity available =103kW. | --> | E12 ex CARNDONAGH | CARNDONAGH: T421∥T422 | TRILLICK |  | 55.2555 | -7.279
MV/LV Substation AR***241X | 10 kV | 400V(3ph) & 230V(single ph) | LV | 400 kVA :Building Structure | 0.4 | --> | 0.4 | 0.327 | 5.4 |  | --> | 0.38 | 0 | 0 | 0 | 0 | 0.411 | 0 |  | --> | C20 ex TRIMMS LANE | TRIMMS LANE: T42 | SALTHILL |  | 53.2639 | -9.0708
MV/LV Substation AR***242X | 10 kV | 400V(3ph) & 230V(single ph) | LV | 400 kVA :Building Structure | 0.4 | --> | 0.4 | 0.222 | 4.4 |  | --> | 0.38 | 0 | 0 | 0 | 0 | 0.427 | 0 |  | --> | C20 ex TYMON | TYMON: T42 | COOKSTOWN |  | 53.2968 | -6.3495
MV/LV Substation AR***245X | 20 kV | 400V(3ph) & 230V(single ph) | LV | 200 kVA :Kiosk Substation | 0.2 | --> | 0.2 | 0.162 | 4.5 |  | --> | 0.19 | 0 | 0 | 0 | 0 | 0 | 0 | Constrained,otherwise capacity available =205kW. | --> | E19 ex TELAYDON | TELAYDON: T421 | LISDRUM |  | 54.3186 | -6.8974
MV/LV Substation AR***247 | 20 kV | 400V(3ph) & 230V(single ph) | LV | 100 kVA :Pole Substation | 0.1 | --> | 0.1 | 0.013 | 2.8 |  | --> | 0.095 | 0 | 0 | 0 | 0.007 | 0.105 | 0 |  | --> | C12 ex CARRIGLAWN | CARRIGLAWN: T41∥T42 | WEXFORD |  | 52.3665 | -6.4482
MV/LV Substation AR***248X | 10 kV | 400V(3ph) & 230V(single ph) | LV | 1000 kVA :Building Structure | 1 | --> | 1 | 0 | 0 | Constrained,otherwise capacity available =500kVA. | --> | 0.95 | 0 | 0 | 0 | 0 | 0.5 | 0 |  | --> | C22 ex ROCHES STREET | ROCHES STREET: T42 | LIMERICK |  | 52.6655 | -8.6259
MV/LV Substation AR***248Y | 10 kV | 400V(3ph) & 230V(single ph) | LV | 200 kVA :Kiosk Substation | 0.2 | --> | 0.2 | 0 | 0 | Constrained,otherwise capacity available =170kVA. | --> | 0.19 | 0 | 0 | 0 | 0 | 0.204 | 0 |  | --> | E12 ex DALTON | DALTON: T421∥T422 | DALTON |  | 53.7284 | -9.0131
MV/LV Substation AR***249 | 10 kV | 400V(3ph) & 230V(single ph) | LV | 50 kVA :Pole Substation | 0.05 | --> | 0.05 | 0.046 | 5.7 |  | --> | 0.047 | 0 | 0 | 0 | 0.002 | 0.047 | 0 |  | --> | E18 ex MOY | MOY: T421∥T422 | MOY |  | 54.1245 | -9.1775
MV/LV Substation AR***250 | 20 kV | 400V(3ph) & 230V(single ph) | LV | 50 kVA :Pole Substation | 0.05 | --> | 0.05 | 0.05 | 1.6 |  | --> | 0.047 | 0 | 0 | 0 | 0 | 0.049 | 0 |  | --> | E11 ex MILLTOWN (SR) | MILLTOWN (SR): T421 | OUGHTRAGH |  | 52.1748 | -9.7375
MV/LV Substation AR***250X | 10 kV | 400V(3ph) & 230V(single ph) | LV | 400 kVA :Kiosk Substation | 0.4 | --> | 0.4 | 0.326 | 1.2 |  | --> | 0.38 | 0 | 0 | 0 | 0 | 0 | 0 | Constrained,otherwise capacity available =411kW. | --> | E16 ex BUNCRANA | BUNCRANA: T421∥T422 | TRILLICK |  | 55.1316 | -7.4474
MV/LV Substation AR***251Y | 10 kV | 400V(3ph) & 230V(single ph) | LV | 200 kVA :Kiosk Substation | 0.2 | --> | 0.2 | 0.169 | 1.5 |  | --> | 0.19 | 0 | 0 | 0 | 0.017 | 0.186 | 0 |  | --> | C23 ex TRAMORE | TRAMORE: T41 | BUTLERSTOWN |  | 52.166 | -7.1482
MV/LV Substation AR***254 | 10 kV | 400V(3ph) & 230V(single ph) | LV | 630 kVA :Kiosk Substation | 0.63 | --> | 0.63 | 0 | 0 | Constrained,otherwise capacity available =500kVA. | --> | 0.598 | 0 | 0 | 0 | 0.003 | 0.5 | 0 |  | --> | C11 ex COOLCORCORAN | COOLCORCORAN: T41∥T42 | KNOCKEARAGH |  | 52.0616 | -9.4952
MV/LV Substation AR***255X | 20 kV | 400V(3ph) & 230V(single ph) | LV | 100 kVA :Pole Substation | 0.1 | --> | 0.1 | 0.05 | 4.7 |  | --> | 0.095 | 0 | 0 | 0 | 0 | 0.107 | 0 |  | --> | E17 ex EDGEWORTHSTOWN | EDGEWORTHSTOWN: T421∥T422 | RICHMOND |  | 53.6665 | -7.6937
MV/LV Substation AR***257X | 10 kV | 400V(3ph) & 230V(single ph) | LV | 100 kVA :Pole Substation | 0.1 | --> | 0.1 | 0.086 | 6.9 |  | --> | 0.095 | 0 | 0 | 0 | 0 | 0 | 0 | Constrained,otherwise capacity available =101kW. | --> | C16 ex BALLYSHANNON | BALLYSHANNON: T41∥T42 | CATHALEENS FALL |  | 54.5488 | -8.205
MV/LV Substation AR***257X | 20 kV | 400V(3ph) & 230V(single ph) | LV | 50 kVA :Pole Substation | 0.05 | --> | 0.05 | 0.048 | 6.9 |  | --> | 0.047 | 0 | 0 | 0 | 0.007 | 0 | 0 | Constrained,otherwise capacity available =42kW. | --> | E12 ex RATHKEALE | RATHKEALE: T421∥T422 | RATHKEALE |  | 52.518 | -8.9719
MV/LV Substation AR***259 | 20 kV | 400V(3ph) & 230V(single ph) | LV | 100 kVA :Pole Substation | 0.1 | --> | 0.1 | 0.073 | 4.1 |  | --> | 0.095 | 0 | 0 | 0 | 0 | 0 | 0 | Constrained,otherwise capacity available =103kW. | --> | E13 ex CHARLEVILLE | CHARLEVILLE: T422 | CHARLEVILLE |  | 52.3423 | -8.525
MV/LV Substation AR***268X | 10 kV | 400V(3ph) & 230V(single ph) | LV | 630 kVA :Building Structure | 0.63 | --> | 0.63 | 0.447 | 4 |  | --> | 0.598 | 0 | 0 | 0 | 0 | 0.5 | 0 |  | --> | C14 ex OAKFIELD | OAKFIELD: T42 | SLIGO |  | 54.2491 | -8.472
MV/LV Substation AR***269X | 10 kV | 400V(3ph) & 230V(single ph) | LV | 400 kVA :Kiosk Substation | 0.4 | --> | 0.4 | 0.344 | 2 |  | --> | 0.38 | 0 | 0 | 0 | 0 | 0.408 | 0 |  | --> | C15 ex BALLYTIVNAN | BALLYTIVNAN: T41 | SLIGO |  | 54.2772 | -8.4526
MV/LV Substation AR***269Y | 10 kV | 400V(3ph) & 230V(single ph) | LV | 50 kVA :Pole Substation | 0.05 | --> | 0.05 | 0.05 | 25.1 |  | --> | 0.047 | 0 | 0 | 0 | 0 | 0.049 | 0 |  | --> | C22 ex ARKLOW | ARKLOW: T101∥T102 | ARKLOW |  | 52.8017 | -6.1684
MV/LV Substation AR***271X | 10 kV | 400V(3ph) & 230V(single ph) | LV | 200 kVA :Pole Substation | 0.2 | --> | 0.2 | 0.183 | 2 |  | --> | 0.19 | 0 | 0 | 0 | 0 | 0.202 | 0 |  | --> | C17 ex KILCAR | KILCAR: T41 | BINBANE |  | 54.6591 | -8.635
MV/LV Substation AR***275 | 20 kV | 400V(3ph) & 230V(single ph) | LV | 200 kVA :Pole Substation | 0.2 | --> | 0.2 | 0.13 | 4.7 |  | --> | 0.19 | 0 | 0 | 0 | 0 | 0.21 | 0 |  | --> | E13 ex EDGEWORTHSTOWN | EDGEWORTHSTOWN: T421∥T422 | RICHMOND |  | 53.7283 | -7.5166
MV/LV Substation AR***282X | 10 kV | 400V(3ph) & 230V(single ph) | LV | 100 kVA :Pole Substation | 0.1 | --> | 0.1 | 0 | 0 | Constrained,otherwise capacity available =90kVA. | --> | 0.095 | 0 | 0 | 0 | 0 | 0.101 | 0 |  | --> | C15 ex BALLYBAILIE | BALLYBAILIE: T41 | DUNDALK |  | 53.8641 | -6.5599
MV/LV Substation AR***283 | 20 kV | 400V(3ph) & 230V(single ph) | LV | 100 kVA :Pole Substation | 0.1 | --> | 0.1 | 0.09 | 11.9 |  | --> | 0.095 | 0 | 0 | 0 | 0.003 | 0 | 0 | Constrained,otherwise capacity available =98kW. | --> | E16 ex WESTPORT | WESTPORT: T421∥T422 | CASTLEBAR |  | 53.7952 | -9.5513
MV/LV Substation AR***283 | 10 kV | 400V(3ph) & 230V(single ph) | LV | 400 kVA :Building Structure | 0.4 | --> | 0.4 | 0.337 | 3 |  | --> | 0.38 | 0 | 0 | 0 | 0 | 0 | 0 | Constrained,otherwise capacity available =409kW. | --> | C13 ex SWINFORD | SWINFORD: T41∥T42 | CASTLEBAR |  | 53.9345 | -8.949
MV/LV Substation AR***284 | 10 kV | 400V(3ph) & 230V(single ph) | LV | 400 kVA :Kiosk Substation | 0.4 | --> | 0.4 | 0 | 0 | Constrained,otherwise capacity available =231kVA. | --> | 0.38 | 0 | 0 | 0 | 0.028 | 0.396 | 0 |  | --> | C18 ex MOUNTGORRY | MOUNTGORRY: T42 | GRANGE (DR) |  | 53.4485 | -6.1734
MV/LV Substation AR***287 | 20 kV | 400V(3ph) & 230V(single ph) | LV | 50 kVA :Pole Substation | 0.05 | --> | 0.05 | 0 | 0 | Constrained,otherwise capacity available =48kVA. | --> | 0.047 | 0 | 0 | 0 | 0 | 0.049 | 0 |  | --> | C16 ex KILSHANNY | KILSHANNY: T42 | CAHIR |  | 52.2077 | -8.1085
MV/LV Substation AR***288Y | 20 kV | 400V(3ph) & 230V(single ph) | LV | 630 kVA :Building Structure | 0.63 | --> | 0.63 | 0.5 | 1.1 |  | --> | 0.598 | 0 | 0 | 0 | 0 | 0.5 | 0 |  | --> | E19 ex LAWLESSTOWN | LAWLESSTOWN: T421 | DOON |  | 52.374 | -7.7211
MV/LV Substation AR***289 | 10 kV | 400V(3ph) & 230V(single ph) | LV | 1000 kVA :Building Structure | 1 | --> | 1 | 0.5 | 2.9 |  | --> | 0.95 | 0 | 0 | 0 | 0 | 0.5 | 0 |  | --> | C20 ex WOLFE TONE STREET | WOLFE TONE STREET: T102 | FINGLAS |  | 53.3488 | -6.2625
MV/LV Substation AR***289Z | 10 kV | 400V(3ph) & 230V(single ph) | LV | 400 kVA :Kiosk Substation | 0.4 | --> | 0.4 | 0.228 | 3.2 |  | --> | 0.38 | 0 | 0 | 0 | 0.036 | 0.388 | 0 |  | --> | C14 ex MCDONAGH | MCDONAGH: T42 | KILKENNY |  | 52.654 | -7.2322
MV/LV Substation AR***290Y | 20 kV | 400V(3ph) & 230V(single ph) | LV | 400 kVA :Building Structure | 0.4 | --> | 0.4 | 0.338 | 1.1 |  | --> | 0.38 | 0 | 0 | 0 | 0 | 0.409 | 0 |  | --> | E19 ex LAWLESSTOWN | LAWLESSTOWN: T421 | DOON |  | 52.374 | -7.723
MV/LV Substation AR***296X | 10 kV | 400V(3ph) & 230V(single ph) | LV | 50 kVA :Pole Substation | 0.05 | --> | 0.05 | 0 | 0 | Constrained,otherwise capacity available =41kVA. | --> | 0.047 | 0 | 0 | 0 | 0 | 0 | 0 | Constrained,otherwise capacity available =50kW. | --> | C13 ex DONEGAL | DONEGAL: T41∥T42 | CATHALEENS FALL |  | 54.6921 | -8.012
MV/LV Substation AR***296X | 10 kV | 400V(3ph) & 230V(single ph) | LV | 630 kVA :Building Structure | 0.63 | --> | 0.63 | 0 | 0 | Constrained,otherwise capacity available =500kVA. | --> | 0.598 | 0 | 0 | 0 | 0 | 0.5 | 0 |  | --> | C21 ex ATHLONE | ATHLONE: T41 | ATHLONE |  | 53.4187 | -7.9895
MV/LV Substation AR***300Z | 10 kV | 400V(3ph) & 230V(single ph) | LV | 100 kVA :Pole Substation | 0.1 | --> | 0.1 | 0 | 0 | Constrained,otherwise capacity available =100kVA. | --> | 0.095 | 0 | 0 | 0 | 0 | 0.1 | 0 |  | --> | C11 ex JOHNSTOWN | JOHNSTOWN: T41 | KILTEEL |  | 53.2295 | -6.5724
MV/LV Substation AR***305Y | 20 kV | 400V(3ph) & 230V(single ph) | LV | 400 kVA :Building Structure | 0.4 | --> | 0.4 | 0.31 | 1.1 |  | --> | 0.38 | 0 | 0 | 0 | 0 | 0.414 | 0 |  | --> | E19 ex LAWLESSTOWN | LAWLESSTOWN: T421 | DOON |  | 52.3752 | -7.7238
MV/LV Substation AR***307 | 10 kV | 400V(3ph) & 230V(single ph) | LV | 200 kVA :Pole Substation | 0.2 | --> | 0.2 | 0.164 | 0.6 |  | --> | 0.19 | 0 | 0 | 0 | 0.012 | 0.192 | 0 |  | --> | C23 ex SRAH | SRAH: T43 | THORNSBERRY |  | 53.2862 | -7.4846
MV/LV Substation AR***308 | 10 kV | 400V(3ph) & 230V(single ph) | LV | 200 kVA :Pole Substation | 0.2 | --> | 0.2 | 0.162 | 0.6 |  | --> | 0.19 | 0 | 0 | 0 | 0.003 | 0.202 | 0 |  | --> | C23 ex SRAH | SRAH: T43 | THORNSBERRY |  | 53.2866 | -7.4904
MV/LV Substation AR***310X | 20 kV | 400V(3ph) & 230V(single ph) | LV | 400 kVA :Kiosk Substation | 0.4 | --> | 0.4 | 0.326 | 1.2 |  | --> | 0.38 | 0 | 0 | 0 | 0 | 0 | 0 | Constrained,otherwise capacity available =411kW. | --> | E17 ex BUNCRANA | BUNCRANA: T421∥T422 | TRILLICK |  | 55.0696 | -7.2764
MV/LV Substation AR***310X | 20 kV | 400V(3ph) & 230V(single ph) | LV | 50 kVA :Pole Substation | 0.05 | --> | 0.05 | 0.047 | 3.7 |  | --> | 0.047 | 0 | 0 | 0 | 0 | 0.049 | 0 |  | --> | E18 ex JENKINSTOWN | JENKINSTOWN: T421∥T422 | DUNDALK |  | 54.0845 | -6.2825
MV/LV Substation AR***311X | 10 kV | 400V(3ph) & 230V(single ph) | LV | 100 kVA :Pole Substation | 0.1 | --> | 0.1 | 0.074 | 0.2 |  | --> | 0.095 | 0 | 0 | 0 | 0 | 0.103 | 0 |  | --> | C18 ex LITTLE MILLS | LITTLE MILLS: T41 | DUNDALK |  | 53.9227 | -6.4019
MV/LV Substation AR***312X | 20 kV | 400V(3ph) & 230V(single ph) | LV | 50 kVA :Pole Substation | 0.05 | --> | 0.05 | 0.05 | 4.4 |  | --> | 0.047 | 0 | 0 | 0 | 0 | 0.049 | 0 |  | --> | E15 ex MOHILL | MOHILL: T421∥T422 | CARRICK ON SHANNON |  | 54.0065 | -7.8636
MV/LV Substation AR***321Z | 10 kV | 400V(3ph) & 230V(single ph) | LV | 100 kVA :Pole Substation | 0.1 | --> | 0.1 | 0.1 | 5.9 |  | --> | 0.095 | 0 | 0 | 0 | 0 | 0.1 | 0 |  | --> | C18 ex BANDON | BANDON: T101 | BANDON |  | 51.8126 | -8.6568
MV/LV Substation AR***332X | 10 kV | 400V(3ph) & 230V(single ph) | LV | 400 kVA :Kiosk Substation | 0.4 | --> | 0.4 | 0.281 | 9.9 |  | --> | 0.38 | 0 | 0 | 0 | 0 | 0.417 | 0 |  | --> | C17 ex CONVOY | CONVOY: T41∥T42 | LETTERKENNY |  | 54.8604 | -7.66
MV/LV Substation AR***337Z | 10 kV | 400V(3ph) & 230V(single ph) | LV | 400 kVA :Kiosk Substation | 0.4 | --> | 0.4 | 0.217 | 1.4 |  | --> | 0.38 | 0 | 0 | 0 | 0.041 | 0.384 | 0 |  | --> | C23 ex BALLINDERRY | BALLINDERRY: T41 | MULLINGAR |  | 53.5196 | -7.3122
MV/LV Substation AR***338Y | 20 kV | 400V(3ph) & 230V(single ph) | LV | 200 kVA :Pole Substation | 0.2 | --> | 0.2 | 0.192 | 4.4 |  | --> | 0.19 | 0 | 0 | 0 | 0.002 | 0 | 0 | Constrained,otherwise capacity available =198kW. | --> | E19 ex SLANE | SLANE: T421 | DRYBRIDGE |  | 53.7502 | -6.5577
MV/LV Substation AR***339 | 10 kV | 400V(3ph) & 230V(single ph) | LV | 1000 kVA :Building Structure | 1 | --> | 1 | 0.5 | 2.5 |  | --> | 0.95 | 0 | 0 | 0 | 0.056 | 0.5 | 0 |  | --> | C21 ex CENTRAL PARK | CENTRAL PARK: T101 | CARRICKMINES |  | 53.2899 | -6.2015
MV/LV Substation AR***340 | 10 kV | 400V(3ph) & 230V(single ph) | LV | 100 kVA :Pole Substation | 0.1 | --> | 0.1 | 0.025 | 0 | Constrained,otherwise capacity available =90kVA. | --> | 0.095 | 0 | 0 | 0 | 0 | 0 | 0 | Constrained,otherwise capacity available =101kW. | --> | C16 ex TOOMEVARA | TOOMEVARA: T42 | NENAGH |  | 52.8662 | -7.9669
MV/LV Substation AR***341X | 10 kV | 400V(3ph) & 230V(single ph) | LV | 1000 kVA :Building Structure | 1 | --> | 1 | 0.405 | 11.5 |  | --> | 0.95 | 0 | 0 | 0 | 0 | 0.5 | 0 |  | --> | C26 ex CENTRAL PARK | CENTRAL PARK: T102 | CARRICKMINES |  | 53.2773 | -6.2103
MV/LV Substation AR***342 | 20 kV | 400V(3ph) & 230V(single ph) | LV | 200 kVA :Kiosk Substation | 0.2 | --> | 0.2 | 0.182 | 3.7 |  | --> | 0.19 | 0 | 0 | 0 | 0 | 0 | 0 | Constrained,otherwise capacity available =202kW. | --> | E13 ex FOXHOLE | FOXHOLE: T421∥T422 | DUNGARVAN |  | 51.9462 | -7.7123
MV/LV Substation AR***343X | 10 kV | 400V(3ph) & 230V(single ph) | LV | 200 kVA :Pole Substation | 0.2 | --> | 0.2 | 0 | 0 | Constrained,otherwise capacity available =175kVA. | --> | 0.19 | 0 | 0 | 0 | 0 | 0.203 | 0 |  | --> | C18 ex CAVAN | CAVAN: T42 | SHANKILL |  | 53.9971 | -7.3769
MV/LV Substation AR***344Z | 10 kV | 400V(3ph) & 230V(single ph) | LV | 400 kVA :Kiosk Substation | 0.4 | --> | 0.4 | 0.273 | 9 |  | --> | 0.38 | 0 | 0 | 0 | 0.012 | 0.406 | 0 |  | --> | C18 ex MULLINGAR | MULLINGAR: T102 | MULLINGAR |  | 53.5235 | -7.3698
MV/LV Substation AR***344Z | 20 kV | 400V(3ph) & 230V(single ph) | LV | 200 kVA :Kiosk Substation | 0.2 | --> | 0.2 | 0 | 0 | Constrained,otherwise capacity available =180kVA. | --> | 0.19 | 0 | 0 | 0 | 0 | 0.203 | 0 |  | --> | E17 ex JULIANSTOWN | JULIANSTOWN: T421∥T422 | DRYBRIDGE |  | 53.6947 | -6.2599
MV/LV Substation AR***350Y | 10 kV | 400V(3ph) & 230V(single ph) | LV | 200 kVA :Kiosk Substation | 0.2 | --> | 0.2 | 0 | 0 | Constrained,otherwise capacity available =178kVA. | --> | 0.19 | 0 | 0 | 0 | 0 | 0.203 | 0 |  | --> | C22 ex MIDLETON | MIDLETON: T102 | MIDLETON |  | 51.9021 | -8.1702
MV/LV Substation AR***352Z | 10 kV | 400V(3ph) & 230V(single ph) | LV | 400 kVA :Kiosk Substation | 0.4 | --> | 0.4 | 0 | 0 | Constrained,otherwise capacity available =363kVA. | --> | 0.38 | 0 | 0 | 0 | 0 | 0.405 | 0 |  | --> | C20 ex POPPINTREE | POPPINTREE: T102 | FINGLAS |  | 53.3981 | -6.2672
MV/LV Substation AR***353Y | 10 kV | 400V(3ph) & 230V(single ph) | LV | 400 kVA :Kiosk Substation | 0.4 | --> | 0.4 | 0.353 | 1.5 |  | --> | 0.38 | 0 | 0 | 0 | 0.003 | 0.403 | 0 |  | --> | C12 ex MOUNT MISERY | MOUNT MISERY: T41 | WATERFORD |  | 52.2637 | -7.0953
MV/LV Substation AR***353Z | 10 kV | 400V(3ph) & 230V(single ph) | LV | 1000 kVA :Building Structure | 1 | --> | 1 | 0 | 0 | Constrained,otherwise capacity available =500kVA. | --> | 0.95 | 0 | 0 | 0 | 0 | 0.5 | 0 |  | --> | C34 ex CLONDALKIN | CLONDALKIN: T44 | INCHICORE 220KV |  | 53.3271 | -6.3832
MV/LV Substation AR***354Z | 10 kV | 400V(3ph) & 230V(single ph) | LV | 630 kVA :Building Structure | 0.63 | --> | 0.63 | 0 | 0 | Constrained,otherwise capacity available =368kVA. | --> | 0.598 | 0 | 0 | 0 | 0 | 0.5 | 0 |  | --> | C34 ex CLONDALKIN | CLONDALKIN: T44 | INCHICORE 220KV |  | 53.327 | -6.3832
MV/LV Substation AR***363Y | 10 kV | 400V(3ph) & 230V(single ph) | LV | 200 kVA :Pole Substation | 0.2 | --> | 0.2 | 0.18 | 1.6 |  | --> | 0.19 | 0 | 0 | 0 | 0.002 | 0.201 | 0 |  | --> | C22 ex CELBRIDGE | CELBRIDGE: T42 | GRIFFINRATH |  | 53.3365 | -6.539
MV/LV Substation AR***366 | 10 kV | 400V(3ph) & 230V(single ph) | LV | 400 kVA :Kiosk Substation | 0.4 | --> | 0.4 | 0.386 | 11.5 |  | --> | 0.38 | 0 | 0 | 0 | 0 | 0.401 | 0 |  | --> | C19 ex SALTHILL | SALTHILL: T101 | SALTHILL |  | 53.2578 | -9.0882
MV/LV Substation AR***366X | 10 kV | 400V(3ph) & 230V(single ph) | LV | 100 kVA :Pole Substation | 0.1 | --> | 0.1 | 0.062 | 4.6 |  | --> | 0.095 | 0 | 0 | 0 | 0 | 0.105 | 0 |  | --> | E14 ex CLARA | CLARA: T422 | THORNSBERRY |  | 53.338 | -7.6194
MV/LV Substation AR***371 | 10 kV | 400V(3ph) & 230V(single ph) | LV | 50 kVA :Pole Substation | 0.05 | --> | 0.05 | 0 | 6.4 |  | --> | 0.047 | 0 | 0 | 0 | 0 | 0.059 | 0 |  | --> | C13 ex AGHAGAD | AGHAGAD: T41∥T42 | SLIGO |  | 54.3774 | -8.4911
MV/LV Substation AR***377X | 10 kV | 400V(3ph) & 230V(single ph) | LV | 50 kVA :Pole Substation | 0.05 | --> | 0.05 | 0.033 | 1.2 |  | --> | 0.047 | 0 | 0 | 0 | 0 | 0.051 | 0 |  | --> | C15 ex SCREEB | SCREEB: T41 | SCREEB |  | 53.3059 | -9.7744
MV/LV Substation AR***379X | 10 kV | 400V(3ph) & 230V(single ph) | LV | 400 kVA :Kiosk Substation | 0.4 | --> | 0.4 | 0.4 | 4 |  | --> | 0.38 | 0 | 0 | 0 | 0 | 0.4 | 0 |  | --> | C20 ex OAKFIELD | OAKFIELD: T42 | SLIGO |  | 54.2729 | -8.4926
MV/LV Substation AR***380 | 10 kV | 400V(3ph) & 230V(single ph) | LV | 400 kVA :Building Structure | 0.4 | --> | 0.4 | 0.259 | 11.5 |  | --> | 0.38 | 0 | 0 | 0 | 0.082 | 0.335 | 0 |  | --> | C19 ex SALTHILL | SALTHILL: T101 | SALTHILL |  | 53.2685 | -9.0799
MV/LV Substation AR***380X | 20 kV | 400V(3ph) & 230V(single ph) | LV | 630 kVA :Kiosk Substation | 0.63 | --> | 0.63 | 0.462 | 3.3 |  | --> | 0.598 | 0 | 0 | 0 | 0.007 | 0.5 | 0 |  | --> | E12 ex BIRDHILL | BIRDHILL: T422 | ARDNACRUSHA |  | 52.808 | -8.4516
MV/LV Substation AR***384 | 10 kV | 400V(3ph) & 230V(single ph) | LV | 400 kVA :Kiosk Substation | 0.4 | --> | 0.4 | 0.239 | 1.6 |  | --> | 0.38 | 0 | 0 | 0 | 0.035 | 0.387 | 0 |  | --> | C12 ex SRAH | SRAH: T41∥T42 | THORNSBERRY |  | 53.2786 | -7.4951
MV/LV Substation AR***386Z | 10 kV | 400V(3ph) & 230V(single ph) | LV | 400 kVA :Kiosk Substation | 0.4 | --> | 0.4 | 0.296 | 9.2 |  | --> | 0.38 | 0 | 0 | 0 | 0.01 | 0.405 | 0 |  | --> | C18 ex TRABEG | TRABEG: T101 | TRABEG |  | 51.864 | -8.4507
MV/LV Substation AR***387 | 20 kV | 400V(3ph) & 230V(single ph) | LV | 50 kVA :Pole Substation | 0.05 | --> | 0.05 | 0.049 | 1.6 |  | --> | 0.047 | 0 | 0 | 0 | 0 | 0.049 | 0 |  | --> | E11 ex MILLTOWN (SR) | MILLTOWN (SR): T421 | OUGHTRAGH |  | 52.1736 | -9.729
MV/LV Substation AR***388Z | 10 kV | 400V(3ph) & 230V(single ph) | LV | 100 kVA :Pole Substation | 0.1 | --> | 0.1 | 0.062 | 5.3 |  | --> | 0.095 | 0 | 0 | 0 | 0 | 0.105 | 0 |  | --> | C12 ex SMEARLA | SMEARLA: T42 | TRIEN |  | 52.4488 | -9.4988
MV/LV Substation AR***392X | 10 kV | 400V(3ph) & 230V(single ph) | LV | 200 kVA :Pole Substation | 0.2 | --> | 0.2 | 0.2 | 2 |  | --> | 0.19 | 0 | 0 | 0 | 0 | 0.2 | 0 |  | --> | C15 ex BALLYTIVNAN | BALLYTIVNAN: T41 | SLIGO |  | 54.2803 | -8.441
MV/LV Substation AR***396 | 10 kV | 400V(3ph) & 230V(single ph) | LV | 400 kVA :Kiosk Substation | 0.4 | --> | 0.4 | 0.327 | 1.5 |  | --> | 0.38 | 0 | 0 | 0 | 0.042 | 0.366 | 0 |  | --> | C23 ex TRAMORE | TRAMORE: T41 | BUTLERSTOWN |  | 52.1715 | -7.1527
MV/LV Substation AR***397Y | 10 kV | 400V(3ph) & 230V(single ph) | LV | 400 kVA :Kiosk Substation | 0.4 | --> | 0.4 | 0.314 | 1.4 |  | --> | 0.38 | 0 | 0 | 0 | 0.031 | 0.38 | 0 |  | --> | C17 ex GRANGE (SR) | GRANGE (SR): T41∥T42 | BUTLERSTOWN |  | 52.2423 | -7.0887
MV/LV Substation AR***398Y | 10 kV | 400V(3ph) & 230V(single ph) | LV | 50 kVA :Pole Substation | 0.05 | --> | 0.05 | 0.037 | 1.9 |  | --> | 0.047 | 0 | 0 | 0 | 0.016 | 0.034 | 0 |  | --> | C17 ex VIRGINIA | VIRGINIA: T41∥T42 | MEATH HILL |  | 53.8298 | -7.0635
MV/LV Substation AR***4002 | 10 kV | 400V(3ph) & 230V(single ph) | LV | 400 kVA :Kiosk Substation | 0.4 | --> | 0.4 | 0 | 0 | Constrained,otherwise capacity available =373kVA. | --> | 0.38 | 0 | 0 | 0 | 0 | 0.403 | 0 |  | --> | C16 ex LOUGHREA | LOUGHREA: T41∥T42 | SOMERSET |  | 53.1932 | -8.5587
MV/LV Substation AR***4018 | 10 kV | 400V(3ph) & 230V(single ph) | LV | 200 kVA :Pole Substation | 0.2 | --> | 0.2 | 0 | 0 | Constrained,otherwise capacity available =170kVA. | --> | 0.19 | 0 | 0 | 0 | 0 | 0.204 | 0 |  | --> | C16 ex MILFORD (NR) | MILFORD (NR): T41∥T42 | LETTERKENNY |  | 55.0263 | -7.7807
MV/LV Substation AR***4024 | 10 kV | 400V(3ph) & 230V(single ph) | LV | 50 kVA :Pole Substation | 0.05 | --> | 0.05 | 0.046 | 3.3 |  | --> | 0.047 | 0 | 0 | 0 | 0 | 0.049 | 0 |  | --> | C19 ex CELBRIDGE | CELBRIDGE: T41 | GRIFFINRATH |  | 53.3261 | -6.5791
MV/LV Substation AR***4028 | 20 kV | 400V(3ph) & 230V(single ph) | LV | 50 kVA :Pole Substation | 0.05 | --> | 0.05 | 0.043 | 1.2 |  | --> | 0.047 | 0 | 0 | 0 | 0 | 0 | 0 | Constrained,otherwise capacity available =50kW. | --> | E17 ex BUNCRANA | BUNCRANA: T421∥T422 | TRILLICK |  | 55.0842 | -7.2705
MV/LV Substation AR***402Z | 10 kV | 400V(3ph) & 230V(single ph) | LV | 400 kVA :Building Structure | 0.4 | --> | 0.4 | 0 | 0 | Constrained,otherwise capacity available =300kVA. | --> | 0.38 | 0 | 0 | 0 | 0 | 0.415 | 0 |  | --> | C17 ex LUCAN EAST | LUCAN EAST: T41∥T42 | GRANGE CASTLE |  | 53.3552 | -6.4593
MV/LV Substation AR***4045 | 10 kV | 400V(3ph) & 230V(single ph) | LV | 400 kVA :Building Structure | 0.4 | --> | 0.4 | 0.355 | 2.1 |  | --> | 0.38 | 0 | 0 | 0 | 0 | 0.407 | 0 |  | --> | C14 ex CAHERDAVIN | CAHERDAVIN: T42 | ARDNACRUSHA |  | 52.6652 | -8.6404
MV/LV Substation AR***4046 | 20 kV | 400V(3ph) & 230V(single ph) | LV | 50 kVA :Pole Substation | 0.05 | --> | 0.05 | 0.047 | 4.7 |  | --> | 0.047 | 0 | 0 | 0 | 0 | 0.049 | 0 |  | --> | E17 ex EDGEWORTHSTOWN | EDGEWORTHSTOWN: T421∥T422 | RICHMOND |  | 53.6741 | -7.6967
MV/LV Substation AR***4046 | 10 kV | 400V(3ph) & 230V(single ph) | LV | 400 kVA :Kiosk Substation | 0.4 | --> | 0.4 | 0.398 | 2.4 |  | --> | 0.38 | 0 | 0 | 0 | 0 | 0.4 | 0 |  | --> | C24 ex MOUNT MERRION | MOUNT MERRION: T42 | CARRICKMINES |  | 53.2984 | -6.1797
MV/LV Substation AR***4048 | 10 kV | 400V(3ph) & 230V(single ph) | LV | 50 kVA :Pole Substation | 0.05 | --> | 0.05 | 0.049 | 2.1 |  | --> | 0.047 | 0 | 0 | 0 | 0 | 0.049 | 0 |  | --> | E14 ex NEWPORT | NEWPORT: T421 | CARROWBEG |  | 53.8436 | -9.5989
MV/LV Substation AR***4051 | 10 kV | 400V(3ph) & 230V(single ph) | LV | 400 kVA :Kiosk Substation | 0.4 | --> | 0.4 | 0.4 | 3.6 |  | --> | 0.38 | 0 | 0 | 0 | 0 | 0.4 | 0 |  | --> | C19 ex BOGHALL ROAD | BOGHALL ROAD: T41 | FASSAROE |  | 53.1851 | -6.1215
MV/LV Substation AR***4059 | 10 kV | 400V(3ph) & 230V(single ph) | LV | 630 kVA :Kiosk Substation | 0.63 | --> | 0.63 | 0.5 | 5.4 |  | --> | 0.598 | 0 | 0 | 0 | 0 | 0.5 | 0 |  | --> | C14 ex ARDNAREE | ARDNAREE: T42 | MOY |  | 54.1113 | -9.1552
MV/LV Substation AR***405Y | 20 kV | 400V(3ph) & 230V(single ph) | LV | 400 kVA :Building Structure | 0.4 | --> | 0.4 | 0.4 | 4.4 |  | --> | 0.38 | 0 | 0 | 0 | 0 | 0 | 0 | Constrained,otherwise capacity available =400kW. | --> | E19 ex SLANE | SLANE: T421 | DRYBRIDGE |  | 53.7366 | -6.5868
MV/LV Substation AR***4062 | 10 kV | 400V(3ph) & 230V(single ph) | LV | 50 kVA :Pole Substation | 0.05 | --> | 0.05 | 0.05 | 3.3 |  | --> | 0.047 | 0 | 0 | 0 | 0 | 0.049 | 0 |  | --> | C19 ex CELBRIDGE | CELBRIDGE: T41 | GRIFFINRATH |  | 53.3158 | -6.5932
MV/LV Substation AR***4063 | 10 kV | 400V(3ph) & 230V(single ph) | LV | 630 kVA :Kiosk Substation | 0.63 | --> | 0.63 | 0.5 | 2.4 |  | --> | 0.598 | 0 | 0 | 0 | 0.078 | 0.5 | 0 |  | --> | C20 ex MOUNT MERRION | MOUNT MERRION: T42 | CARRICKMINES |  | 53.2958 | -6.2273
MV/LV Substation AR***4063 | 10 kV | 400V(3ph) & 230V(single ph) | LV | 630 kVA :Kiosk Substation | 0.63 | --> | 0.63 | 0 | 0 | Constrained,otherwise capacity available =500kVA. | --> | 0.598 | 0 | 0 | 0 | 0.003 | 0.5 | 0 |  | --> | C22 ex GREYSTONES | GREYSTONES: T42 | FASSAROE |  | 53.1267 | -6.0824
MV/LV Substation AR***4063 | 10 kV | 400V(3ph) & 230V(single ph) | LV | 200 kVA :Building Structure | 0.2 | --> | 0.2 | 0 | 0 | Constrained,otherwise capacity available =200kVA. | --> | 0.19 | 0 | 0 | 0 | 0 | 0.2 | 0 |  | --> | C19 ex BALLYBAILIE | BALLYBAILIE: T41 | DUNDALK |  | 53.8512 | -6.5478
MV/LV Substation AR***4064 | 10 kV | 400V(3ph) & 230V(single ph) | LV | 630 kVA :Building Structure | 0.63 | --> | 0.63 | 0.5 | 1.1 |  | --> | 0.598 | 0 | 0 | 0 | 0 | 0.5 | 0 |  | --> | C16 ex KIMMAGE | KIMMAGE: T42 | INCHICORE 220KV |  | 53.3192 | -6.3066
MV/LV Substation AR***4068 | 10 kV | 400V(3ph) & 230V(single ph) | LV | 630 kVA :Kiosk Substation | 0.63 | --> | 0.63 | 0.5 | 5.8 |  | --> | 0.598 | 0 | 0 | 0 | 0 | 0.5 | 0 |  | --> | C19 ex WHITESTOWN | WHITESTOWN: T41 | COOKSTOWN |  | 53.2789 | -6.3818
MV/LV Substation AR***4069 | 10 kV | 400V(3ph) & 230V(single ph) | LV | 630 kVA :Kiosk Substation | 0.63 | --> | 0.63 | 0 | 0 | Constrained,otherwise capacity available =490kVA. | --> | 0.598 | 0 | 0 | 0 | 0.033 | 0.5 | 0 |  | --> | C22 ex GREYSTONES | GREYSTONES: T42 | FASSAROE |  | 53.1265 | -6.0781
MV/LV Substation AR***4071 | 10 kV | 400V(3ph) & 230V(single ph) | LV | 630 kVA :Kiosk Substation | 0.63 | --> | 0.63 | 0 | 0 | Constrained,otherwise capacity available =500kVA. | --> | 0.598 | 0 | 0 | 0 | 0 | 0.5 | 0 |  | --> | C22 ex GREYSTONES | GREYSTONES: T42 | FASSAROE |  | 53.1274 | -6.0755
MV/LV Substation AR***4072 | 10 kV | 400V(3ph) & 230V(single ph) | LV | 1000 kVA :Building Structure | 1 | --> | 1 | 0 | 0 | Constrained,otherwise capacity available =500kVA. | --> | 0.95 | 0 | 0 | 0 | 0 | 0.5 | 0 |  | --> | C22 ex GREYSTONES | GREYSTONES: T42 | FASSAROE |  | 53.1273 | -6.0789
MV/LV Substation AR***4073 | 10 kV | 400V(3ph) & 230V(single ph) | LV | 400 kVA :Kiosk Substation | 0.4 | --> | 0.4 | 0 | 0 | Constrained,otherwise capacity available =178kVA. | --> | 0.38 | 0 | 0 | 0 | 0.035 | 0.396 | 0 |  | --> | C22 ex GREYSTONES | GREYSTONES: T42 | FASSAROE |  | 53.1287 | -6.0803
MV/LV Substation AR***4073 | 10 kV | 400V(3ph) & 230V(single ph) | LV | 400 kVA :Building Structure | 0.4 | --> | 0.4 | 0.37 | 15.6 |  | --> | 0.38 | 0 | 0 | 0 | 0 | 0.404 | 0 |  | --> | C24 ex STEPHENSTOWN | STEPHENSTOWN: T102 | FINGLAS |  | 53.6003 | -6.179
MV/LV Substation AR***4075 | 10 kV | 400V(3ph) & 230V(single ph) | LV | 50 kVA :Pole Substation | 0.05 | --> | 0.05 | 0.05 | 1.9 |  | --> | 0.047 | 0 | 0 | 0 | 0 | 0 | 0 | Constrained,otherwise capacity available =49kW. | --> | E15 ex GWEEDORE | GWEEDORE: T421 | ARDNAGAPPARY |  | 55.1196 | -8.158
MV/LV Substation AR***4078 | 20 kV | 400V(3ph) & 230V(single ph) | LV | 50 kVA :Pole Substation | 0.05 | --> | 0.05 | 0.05 | 2.4 |  | --> | 0.047 | 0 | 0 | 0 | 0 | 0.049 | 0 |  | --> | E19 ex KENMARE | KENMARE: T421 | KNOCKEARAGH |  | 51.8035 | -9.9843
MV/LV Substation AR***4079 | 20 kV | 400V(3ph) & 230V(single ph) | LV | 50 kVA :Pole Substation | 0.05 | --> | 0.05 | 0.05 | 2.5 |  | --> | 0.047 | 0 | 0 | 0 | 0 | 0.049 | 0 |  | --> | E12 ex CONG | CONG: T421∥T422 | CLOON |  | 53.5325 | -9.3396
MV/LV Substation AR***407Y | 20 kV | 400V(3ph) & 230V(single ph) | LV | 400 kVA :Kiosk Substation | 0.4 | --> | 0.4 | 0 | 0 | Constrained,otherwise capacity available =383kVA. | --> | 0.38 | 0 | 0 | 0 | 0.035 | 0.365 | 0 |  | --> | E17 ex KILCOLGAN | KILCOLGAN: T421 | GALWAY 110KV |  | 53.1606 | -8.8055
MV/LV Substation AR***4085 | 10 kV | 400V(3ph) & 230V(single ph) | LV | 50 kVA :Pole Substation | 0.05 | --> | 0.05 | 0.031 | 2.3 |  | --> | 0.047 | 0 | 0 | 0 | 0 | 0.051 | 0 |  | --> | C17 ex GILLOGUE | GILLOGUE: T41∥T42 | ARDNACRUSHA |  | 52.7039 | -8.6119
MV/LV Substation AR***4090 | 10 kV | 400V(3ph) & 230V(single ph) | LV | 50 kVA :Pole Substation | 0.05 | --> | 0.05 | 0 | 0 | Constrained,otherwise capacity available =43kVA. | --> | 0.047 | 0 | 0 | 0 | 0 | 0 | 0 | Constrained,otherwise capacity available =50kW. | --> | C13 ex DONEGAL | DONEGAL: T41∥T42 | CATHALEENS FALL |  | 54.6348 | -8.1144
MV/LV Substation AR***4094 | 20 kV | 400V(3ph) & 230V(single ph) | LV | 400 kVA :Building Structure | 0.4 | --> | 0.4 | 0 | 0 | Constrained,otherwise capacity available =337kVA. | --> | 0.38 | 0 | 0 | 0 | 0 | 0 | 0 | Constrained,otherwise capacity available =409kW. | --> | E14 ex EMYVALE | EMYVALE: T422 | LISDRUM |  | 54.4083 | -7.0272
MV/LV Substation AR***4095 | 10 kV | 400V(3ph) & 230V(single ph) | LV | 50 kVA :Pole Substation | 0.05 | --> | 0.05 | 0.05 | 3.4 |  | --> | 0.047 | 0 | 0 | 0 | 0 | 0.049 | 0 |  | --> | C16 ex STICKILLEN | STICKILLEN: T41∥T42 | DRYBRIDGE |  | 53.8221 | -6.481
MV/LV Substation AR***409Z | 20 kV | 400V(3ph) & 230V(single ph) | LV | 400 kVA :Kiosk Substation | 0.4 | --> | 0.4 | 0.274 | 0.9 |  | --> | 0.38 | 0 | 0 | 0 | 0.018 | 0.4 | 0 |  | --> | C11 ex RIVERSTOWN | RIVERSTOWN: T41∥T42 | KILBARRY |  | 52.0109 | -8.3485
MV/LV Substation AR***410 | 10 kV | 400V(3ph) & 230V(single ph) | LV | 400 kVA :Kiosk Substation | 0.4 | --> | 0.4 | 0.239 | 2.9 |  | --> | 0.38 | 0 | 0 | 0 | 0.026 | 0.397 | 0 |  | --> | C18 ex DUNLEER | DUNLEER: T41∥T42 | DRYBRIDGE |  | 53.8312 | -6.398
MV/LV Substation AR***4103 | 20 kV | 400V(3ph) & 230V(single ph) | LV | 400 kVA :Kiosk Substation | 0.4 | --> | 0.4 | 0 | 0 | Constrained,otherwise capacity available =367kVA. | --> | 0.38 | 0 | 0 | 0 | 0.081 | 0.319 | 0 |  | --> | E21 ex BALTRASNA | BALTRASNA: T121 | BALTRASNA |  | 53.5099 | -6.3865
MV/LV Substation AR***4104 | 20 kV | 400V(3ph) & 230V(single ph) | LV | 400 kVA :Kiosk Substation | 0.4 | --> | 0.4 | 0 | 0 | Constrained,otherwise capacity available =378kVA. | --> | 0.38 | 0 | 0 | 0 | 0.07 | 0.329 | 0 |  | --> | E21 ex BALTRASNA | BALTRASNA: T121 | BALTRASNA |  | 53.5112 | -6.388
MV/LV Substation AR***4109 | 10 kV | 400V(3ph) & 230V(single ph) | LV | 50 kVA :Pole Substation | 0.05 | --> | 0.05 | 0 | 0 | Constrained,otherwise capacity available =34kVA. | --> | 0.047 | 0 | 0 | 0 | 0 | 0 | 0 | Constrained,otherwise capacity available =51kW. | --> | C32 ex CLOYNE | CLOYNE: T41 | MIDLETON |  | 51.8199 | -8.1618
MV/LV Substation AR***4112 | 10 kV | 400V(3ph) & 230V(single ph) | LV | 200 kVA :Pole Substation | 0.2 | --> | 0.2 | 0.175 | 3.4 |  | --> | 0.19 | 0 | 0 | 0 | 0 | 0.203 | 0 |  | --> | C15 ex CAUSEWAY | CAUSEWAY: T41∥T42 | TRALEE |  | 52.3323 | -9.794
MV/LV Substation AR***4116 | 20 kV | 400V(3ph) & 230V(single ph) | LV | 50 kVA :Pole Substation | 0.05 | --> | 0.05 | 0.047 | 1.7 |  | --> | 0.047 | 0 | 0 | 0 | 0 | 0.049 | 0 |  | --> | E15 ex GORT | GORT: T41∥T42 | ENNIS |  | 53.1581 | -8.801
MV/LV Substation AR***4118 | 20 kV | 400V(3ph) & 230V(single ph) | LV | 50 kVA :Pole Substation | 0.05 | --> | 0.05 | 0.047 | 1.6 |  | --> | 0.047 | 0 | 0 | 0 | 0 | 0.049 | 0 |  | --> | E18 ex GURRANEBANE | GURRANEBANE: T421∥T422 | OUGHTRAGH |  | 51.9111 | -10.2667
MV/LV Substation AR***4119 | 20 kV | 400V(3ph) & 230V(single ph) | LV | 100 kVA :Pole Substation | 0.1 | --> | 0.1 | 0.099 | 2.7 |  | --> | 0.095 | 0 | 0 | 0 | 0 | 0.1 | 0 |  | --> | C18 ex KILLESHANDRA | KILLESHANDRA: T41∥T42 | GORTAWEE |  | 53.9188 | -7.5819
MV/LV Substation AR***4119 | 10 kV | 400V(3ph) & 230V(single ph) | LV | 400 kVA :Kiosk Substation | 0.4 | --> | 0.4 | 0.4 | 4.7 |  | --> | 0.38 | 0 | 0 | 0 | 0 | 0.4 | 0 |  | --> | C23 ex CITYWEST | CITYWEST: T101 | INCHICORE 220KV |  | 53.2956 | -6.4232
MV/LV Substation AR***412 | 20 kV | 400V(3ph) & 230V(single ph) | LV | 50 kVA :Pole Substation | 0.05 | --> | 0.05 | 0 | 0 | Constrained,otherwise capacity available =39kVA. | --> | 0.047 | 0 | 0 | 0 | 0.007 | 0.043 | 0 |  | --> | C17 ex CARRICK ON SHANNON | CARRICK ON SHANNON: T41∥T42 | CARRICK ON SHANNON |  | 53.9233 | -8.0412
MV/LV Substation AR***4122 | 20 kV | 400V(3ph) & 230V(single ph) | LV | 100 kVA :Pole Substation | 0.1 | --> | 0.1 | 0.1 | 5.6 |  | --> | 0.095 | 0 | 0 | 0 | 0 | 0.1 | 0 |  | --> | E18 ex CRANE | CRANE: T122 | CRANE |  | 52.6271 | -6.237
MV/LV Substation AR***4129 | 20 kV | 400V(3ph) & 230V(single ph) | LV | 50 kVA :Pole Substation | 0.05 | --> | 0.05 | 0.05 | 7.4 |  | --> | 0.047 | 0 | 0 | 0 | 0 | 0 | 0 | Constrained,otherwise capacity available =49kW. | --> | E14 ex ARIGNA | ARIGNA: T121 | ARIGNA |  | 54.0434 | -8.0598
MV/LV Substation AR***413 | 10 kV | 400V(3ph) & 230V(single ph) | LV | 200 kVA :Kiosk Substation | 0.2 | --> | 0.2 | 0.134 | 5 |  | --> | 0.19 | 0 | 0 | 0 | 0.016 | 0.193 | 0 |  | --> | C16 ex BALLYRICKARD | BALLYRICKARD: T41∥T42 | TRALEE |  | 52.2804 | -9.7245
MV/LV Substation AR***4132 | 20 kV | 400V(3ph) & 230V(single ph) | LV | 50 kVA :Pole Substation | 0.05 | --> | 0.05 | 0.04 | 0.2 |  | --> | 0.047 | 0 | 0 | 0 | 0.015 | 0.035 | 0 |  | --> | C16 ex MOATE | MOATE: T42 | ATHLONE |  | 53.5189 | -7.7533
MV/LV Substation AR***4136 | 20 kV | 400V(3ph) & 230V(single ph) | LV | 630 kVA :Building Structure | 0.63 | --> | 0.63 | 0.479 | 7.7 |  | --> | 0.598 | 0 | 0 | 0 | 0 | 0.5 | 0 |  | --> | C18 ex GARRYCASTLE | GARRYCASTLE: T42 | ATHLONE |  | 53.4009 | -7.8272
MV/LV Substation AR***4137 | 20 kV | 400V(3ph) & 230V(single ph) | LV | 100 kVA :Pole Substation | 0.1 | --> | 0.1 | 0 | 0 | Constrained,otherwise capacity available =64kVA. | --> | 0.095 | 0 | 0 | 0 | 0 | 0.105 | 0 |  | --> | E15 ex ACADEMY STREET | ACADEMY STREET: T421∥T422 | NAVAN |  | 53.6388 | -6.671
MV/LV Substation AR***4140 | 10 kV | 400V(3ph) & 230V(single ph) | LV | 100 kVA :Pole Substation | 0.1 | --> | 0.1 | 0.095 | 3.4 |  | --> | 0.095 | 0 | 0 | 0 | 0 | 0.1 | 0 |  | --> | C12 ex CAUSEWAY | CAUSEWAY: T41∥T42 | TRALEE |  | 52.4703 | -9.6537
MV/LV Substation AR***414Z | 20 kV | 400V(3ph) & 230V(single ph) | LV | 400 kVA :Kiosk Substation | 0.4 | --> | 0.4 | 0 | 0 | Constrained,otherwise capacity available =375kVA. | --> | 0.38 | 0 | 0 | 0 | 0.009 | 0.394 | 0 |  | --> | E13 ex BALTINGLASS | BALTINGLASS: T421∥T422 | STRATFORD |  | 52.9093 | -6.8503
MV/LV Substation AR***4162 | 20 kV | 400V(3ph) & 230V(single ph) | LV | 50 kVA :Pole Substation | 0.05 | --> | 0.05 | 0 | 0 | Constrained,otherwise capacity available =50kVA. | --> | 0.047 | 0 | 0 | 0 | 0 | 0.049 | 0 |  | --> | E17 ex BRUFF | BRUFF: T421 | LIMERICK |  | 52.5005 | -8.5416
MV/LV Substation AR***4162 | 10 kV | 400V(3ph) & 230V(single ph) | LV | 100 kVA :Pole Substation | 0.1 | --> | 0.1 | 0.1 | 1.5 |  | --> | 0.095 | 0 | 0 | 0 | 0 | 0.1 | 0 |  | --> | E16 ex BEALISTOWN | BEALISTOWN: T421∥T422 | GREAT ISLAND |  | 52.2422 | -6.9472
MV/LV Substation AR***4169 | 10 kV | 400V(3ph) & 230V(single ph) | LV | 400 kVA :Building Structure | 0.4 | --> | 0.4 | 0.4 | 25.1 |  | --> | 0.38 | 0 | 0 | 0 | 0 | 0.4 | 0 |  | --> | C17 ex ARKLOW | ARKLOW: T101∥T102 | ARKLOW |  | 52.7973 | -6.1434
MV/LV Substation AR***4169 | 20 kV | 400V(3ph) & 230V(single ph) | LV | 50 kVA :Pole Substation | 0.05 | --> | 0.05 | 0 | 0 | Constrained,otherwise capacity available =50kVA. | --> | 0.047 | 0 | 0 | 0 | 0 | 0.049 | 0 |  | --> | E17 ex MANORHAMILTON | MANORHAMILTON: T422 | SLIGO |  | 54.2239 | -8.3014
MV/LV Substation AR***416X | 10 kV | 400V(3ph) & 230V(single ph) | LV | 50 kVA :Pole Substation | 0.05 | --> | 0.05 | 0.05 | 1.7 |  | --> | 0.047 | 0 | 0 | 0 | 0 | 0 | 0 | Constrained,otherwise capacity available =49kW. | --> | C18 ex BALLYBAY | BALLYBAY: T41∥T42 | LISDRUM |  | 54.1321 | -6.8917
MV/LV Substation AR***416X | 10 kV | 400V(3ph) & 230V(single ph) | LV | 200 kVA :Pole Substation | 0.2 | --> | 0.2 | 0 | 0 | Constrained,otherwise capacity available =122kVA. | --> | 0.19 | 0 | 0 | 0 | 0 | 0.204 | 0 |  | --> | C15 ex BALLYBAILIE | BALLYBAILIE: T41 | DUNDALK |  | 53.8765 | -6.5685
MV/LV Substation AR***417 | 10 kV | 400V(3ph) & 230V(single ph) | LV | 400 kVA :Kiosk Substation | 0.4 | --> | 0.4 | 0.304 | 8.5 |  | --> | 0.38 | 0 | 0 | 0 | 0.018 | 0.395 | 0 |  | --> | C11 ex ARDGEEHA | ARDGEEHA: T41∥T42 | DOON |  | 52.3678 | -7.7102
MV/LV Substation AR***418 | 20 kV | 400V(3ph) & 230V(single ph) | LV | 100 kVA :Pole Substation | 0.1 | --> | 0.1 | 0.057 | 26.7 |  | --> | 0.095 | 0 | 0 | 0 | 0 | 0.106 | 0 |  | --> | E21 ex WEXFORD | WEXFORD: T121∥T122 | WEXFORD |  | 52.3819 | -6.4804
MV/LV Substation AR***4182 | 10 kV | 400V(3ph) & 230V(single ph) | LV | 400 kVA :Kiosk Substation | 0.4 | --> | 0.4 | 0.35 | 11.5 |  | --> | 0.38 | 0 | 0 | 0 | 0.064 | 0.34 | 0 |  | --> | C23 ex SALTHILL | SALTHILL: T101 | SALTHILL |  | 53.2745 | -9.1168
MV/LV Substation AR***418Y | 10 kV | 400V(3ph) & 230V(single ph) | LV | 100 kVA :Pole Substation | 0.1 | --> | 0.1 | 0.097 | 3.9 |  | --> | 0.095 | 0 | 0 | 0 | 0 | 0.1 | 0 |  | --> | C17 ex BALLYJAMESDUFF | BALLYJAMESDUFF: T41 | SHANKILL |  | 53.922 | -7.3426
MV/LV Substation AR***4198 | 20 kV | 400V(3ph) & 230V(single ph) | LV | 400 kVA :Kiosk Substation | 0.4 | --> | 0.4 | 0.4 | 1.6 |  | --> | 0.38 | 0 | 0 | 0 | 0 | 0.4 | 0 |  | --> | E16 ex MILLTOWN (SR) | MILLTOWN (SR): T422 | OUGHTRAGH |  | 52.1407 | -9.7194
MV/LV Substation AR***4206 | 20 kV | 400V(3ph) & 230V(single ph) | LV | 630 kVA :Kiosk Substation | 0.63 | --> | 0.63 | 0.5 | 2.8 |  | --> | 0.598 | 0 | 0 | 0 | 0.008 | 0.5 | 0 |  | --> | C12 ex CARRIGLAWN | CARRIGLAWN: T41∥T42 | WEXFORD |  | 52.3582 | -6.4542
MV/LV Substation AR***4209 | 20 kV | 400V(3ph) & 230V(single ph) | LV | 100 kVA :Pole Substation | 0.1 | --> | 0.1 | 0.085 | 2.6 |  | --> | 0.095 | 0 | 0 | 0 | 0 | 0.102 | 0 |  | --> | E21 ex ATHENRY | ATHENRY: T423 | GALWAY 110KV |  | 53.3124 | -8.7356
MV/LV Substation AR***4209 | 10 kV | 400V(3ph) & 230V(single ph) | LV | 400 kVA :Kiosk Substation | 0.4 | --> | 0.4 | 0.4 | 4.1 |  | --> | 0.38 | 0 | 0 | 0 | 0 | 0.4 | 0 |  | --> | C17 ex MOUNT MERRION | MOUNT MERRION: T41 | CARRICKMINES |  | 53.2905 | -6.1898
MV/LV Substation AR***4215 | 10 kV | 400V(3ph) & 230V(single ph) | LV | 400 kVA :Kiosk Substation | 0.4 | --> | 0.4 | 0.373 | 2 |  | --> | 0.38 | 0 | 0 | 0 | 0 | 0.403 | 0 |  | --> | C22 ex TYCOR | TYCOR: T41∥T42 | WATERFORD |  | 52.2582 | -7.1532
MV/LV Substation AR***421X | 20 kV | 400V(3ph) & 230V(single ph) | LV | 200 kVA :Pole Substation | 0.2 | --> | 0.2 | 0.104 | 1.5 |  | --> | 0.19 | 0 | 0 | 0 | 0 | 0.214 | 0 |  | --> | E15 ex ARDFINNAN | ARDFINNAN: T421 | CAHIR |  | 52.3091 | -7.8832
MV/LV Substation AR***4221 | 10 kV | 400V(3ph) & 230V(single ph) | LV | 400 kVA :Building Structure | 0.4 | --> | 0.4 | 0.4 | 2.1 |  | --> | 0.38 | 0 | 0 | 0 | 0 | 0.4 | 0 |  | --> | C21 ex WATERFORD IND EST | WATERFORD IND EST: T41 | BUTLERSTOWN |  | 52.2323 | -7.1435
MV/LV Substation AR***4222 | 10 kV | 400V(3ph) & 230V(single ph) | LV | 1000 kVA :Kiosk Substation | 1 | --> | 1 | 0 | 0 | Constrained,otherwise capacity available =500kVA. | --> | 0.95 | 0 | 0 | 0 | 0.003 | 0.5 | 0 |  | --> | C11 ex CLONTARF | CLONTARF: T42 | FINGLAS |  | 53.3743 | -6.1943
MV/LV Substation AR***4244 | 10 kV | 400V(3ph) & 230V(single ph) | LV | 50 kVA :Pole Substation | 0.05 | --> | 0.05 | 0.044 | 3.3 |  | --> | 0.047 | 0 | 0 | 0 | 0.006 | 0.043 | 0 |  | --> | C19 ex CELBRIDGE | CELBRIDGE: T41 | GRIFFINRATH |  | 53.321 | -6.5897
MV/LV Substation AR***4265 | 10 kV | 400V(3ph) & 230V(single ph) | LV | 400 kVA :Kiosk Substation | 0.4 | --> | 0.4 | 0.266 | 1.3 |  | --> | 0.38 | 0 | 0 | 0 | 0.109 | 0.305 | 0 |  | --> | C13 ex MULGANNON | MULGANNON: T41 | WEXFORD |  | 52.3166 | -6.4765
MV/LV Substation AR***4265 | 10 kV | 400V(3ph) & 230V(single ph) | LV | 400 kVA :Kiosk Substation | 0.4 | --> | 0.4 | 0.306 | 0.9 |  | --> | 0.38 | 0 | 0 | 0 | 0.004 | 0.409 | 0 |  | --> | C16 ex RIVERSTOWN | RIVERSTOWN: T41∥T42 | KILBARRY |  | 51.9596 | -8.337
MV/LV Substation AR***4266 | 10 kV | 400V(3ph) & 230V(single ph) | LV | 630 kVA :Kiosk Substation | 0.63 | --> | 0.63 | 0 | 0 | Constrained,otherwise capacity available =500kVA. | --> | 0.598 | 0 | 0 | 0 | 0 | 0.5 | 0 |  | --> | C12 ex MONEYCOOLEY | MONEYCOOLEY: T42 | GRIFFINRATH |  | 53.3573 | -6.546
MV/LV Substation AR***4267 | 10 kV | 400V(3ph) & 230V(single ph) | LV | 630 kVA :Kiosk Substation | 0.63 | --> | 0.63 | 0 | 0 | Constrained,otherwise capacity available =500kVA. | --> | 0.598 | 0 | 0 | 0 | 0.007 | 0.5 | 0 |  | --> | C12 ex MONEYCOOLEY | MONEYCOOLEY: T42 | GRIFFINRATH |  | 53.3565 | -6.546
MV/LV Substation AR***4268 | 10 kV | 400V(3ph) & 230V(single ph) | LV | 630 kVA :Kiosk Substation | 0.63 | --> | 0.63 | 0 | 0 | Constrained,otherwise capacity available =500kVA. | --> | 0.598 | 0 | 0 | 0 | 0 | 0.5 | 0 |  | --> | C12 ex MONEYCOOLEY | MONEYCOOLEY: T42 | GRIFFINRATH |  | 53.3567 | -6.544
MV/LV Substation AR***427Y | 10 kV | 400V(3ph) & 230V(single ph) | LV | 200 kVA :Kiosk Substation | 0.2 | --> | 0.2 | 0.15 | 7.7 |  | --> | 0.19 | 0 | 0 | 0 | 0.01 | 0.197 | 0 |  | --> | C14 ex GARRYCASTLE | GARRYCASTLE: T42 | ATHLONE |  | 53.4226 | -7.9085
MV/LV Substation AR***427Y | 10 kV | 400V(3ph) & 230V(single ph) | LV | 200 kVA :Kiosk Substation | 0.2 | --> | 0.2 | 0 | 0 | Constrained,otherwise capacity available =181kVA. | --> | 0.19 | 0 | 0 | 0 | 0 | 0.202 | 0 |  | --> | C22 ex CAVAN | CAVAN: T42 | SHANKILL |  | 53.9993 | -7.3474
MV/LV Substation AR***4287 | 10 kV | 400V(3ph) & 230V(single ph) | LV | 630 kVA :Kiosk Substation | 0.63 | --> | 0.63 | 0.5 | 12.2 |  | --> | 0.598 | 0 | 0 | 0 | 0 | 0.5 | 0 |  | --> | C28 ex SALTHILL | SALTHILL: T102 | SALTHILL |  | 53.2565 | -9.1517
MV/LV Substation AR***4290 | 20 kV | 400V(3ph) & 230V(single ph) | LV | 400 kVA :Kiosk Substation | 0.4 | --> | 0.4 | 0.4 | 1.8 |  | --> | 0.38 | 0 | 0 | 0 | 0 | 0.4 | 0 |  | --> | E18 ex CURRALEIGH | CURRALEIGH: T421∥T422 | KILBARRY |  | 51.9114 | -8.5664
MV/LV Substation AR***4298 | 10 kV | 400V(3ph) & 230V(single ph) | LV | 400 kVA :Kiosk Substation | 0.4 | --> | 0.4 | 0.4 | 1 |  | --> | 0.38 | 0 | 0 | 0 | 0 | 0.4 | 0 |  | --> | C11 ex MANOR STREET | MANOR STREET: T41 | WATERFORD |  | 52.243 | -7.0853
MV/LV Substation AR***4305 | 20 kV | 400V(3ph) & 230V(single ph) | LV | 50 kVA :Pole Substation | 0.05 | --> | 0.05 | 0 | 0 | Constrained,otherwise capacity available =50kVA. | --> | 0.047 | 0 | 0 | 0 | 0 | 0 | 0 | Constrained,otherwise capacity available =49kW. | --> | C18 ex LEE BRIDGE | LEE BRIDGE: T42 | MACROOM |  | 51.9247 | -8.9909
MV/LV Substation AR***430Z | 10 kV | 400V(3ph) & 230V(single ph) | LV | 400 kVA :Kiosk Substation | 0.4 | --> | 0.4 | 0 | 0 | Constrained,otherwise capacity available =308kVA. | --> | 0.38 | 0 | 0 | 0 | 0 | 0.414 | 0 |  | --> | C11 ex MACETOWN | MACETOWN: T101 | MACETOWN |  | 53.4047 | -6.4077
MV/LV Substation AR***431X | 20 kV | 400V(3ph) & 230V(single ph) | LV | 50 kVA :Pole Substation | 0.05 | --> | 0.05 | 0 | 0 | Constrained,otherwise capacity available =37kVA. | --> | 0.047 | 0 | 0 | 0 | 0 | 0.051 | 0 |  | --> | E16 ex ACADEMY STREET | ACADEMY STREET: T421∥T422 | NAVAN |  | 53.6074 | -6.6541
MV/LV Substation AR***431Z | 10 kV | 400V(3ph) & 230V(single ph) | LV | 400 kVA :Kiosk Substation | 0.4 | --> | 0.4 | 0 | 0 | Constrained,otherwise capacity available =359kVA. | --> | 0.38 | 0 | 0 | 0 | 0 | 0.406 | 0 |  | --> | C17 ex KILBARRY | KILBARRY: T101 | KILBARRY |  | 51.9125 | -8.4619
MV/LV Substation AR***431Z | 10 kV | 400V(3ph) & 230V(single ph) | LV | 200 kVA :Kiosk Substation | 0.2 | --> | 0.2 | 0 | 0 | Constrained,otherwise capacity available =161kVA. | --> | 0.19 | 0 | 0 | 0 | 0 | 0.205 | 0 |  | --> | C11 ex MACETOWN | MACETOWN: T101 | MACETOWN |  | 53.4034 | -6.4099
MV/LV Substation AR***4324 | 10 kV | 400V(3ph) & 230V(single ph) | LV | 50 kVA :Pole Substation | 0.05 | --> | 0.05 | 0 | 0 | Constrained,otherwise capacity available =41kVA. | --> | 0.047 | 0 | 0 | 0 | 0 | 0 | 0 | Constrained,otherwise capacity available =50kW. | --> | C11 ex KILMALLOCK | KILMALLOCK: T42 | CHARLEVILLE |  | 52.4078 | -8.5685
MV/LV Substation AR***4326 | 20 kV | 400V(3ph) & 230V(single ph) | LV | 630 kVA :Kiosk Substation | 0.63 | --> | 0.63 | 0.5 | 2.5 |  | --> | 0.598 | 0 | 0 | 0 | 0.01 | 0 | 0 | Constrained,otherwise capacity available =500kW. | --> | E15 ex TULLOW | TULLOW: T421 | CARLOW |  | 52.8035 | -6.7455
MV/LV Substation AR***4330 | 10 kV | 400V(3ph) & 230V(single ph) | LV | 400 kVA :Kiosk Substation | 0.4 | --> | 0.4 | 0 | 0 | Constrained,otherwise capacity available =334kVA. | --> | 0.38 | 0 | 0 | 0 | 0.022 | 0.387 | 0 |  | --> | C12 ex LUCAN EAST | LUCAN EAST: T41∥T42 | GRANGE CASTLE |  | 53.3529 | -6.4548
MV/LV Substation AR***435 | 10 kV | 400V(3ph) & 230V(single ph) | LV | 50 kVA :Pole Substation | 0.05 | --> | 0.05 | 0.037 | 4 |  | --> | 0.047 | 0 | 0 | 0 | 0 | 0.051 | 0 |  | --> | C19 ex DUNMANWAY | DUNMANWAY: T43 | DUNMANWAY |  | 51.7595 | -9.0798
MV/LV Substation AR***4350 | 20 kV | 400V(3ph) & 230V(single ph) | LV | 400 kVA :Kiosk Substation | 0.4 | --> | 0.4 | 0.396 | 1.8 |  | --> | 0.38 | 0 | 0 | 0 | 0 | 0.4 | 0 |  | --> | C18 ex DUNDALK | DUNDALK: T41 | DUNDALK |  | 54.0251 | -6.4136
MV/LV Substation AR***4357 | 10 kV | 400V(3ph) & 230V(single ph) | LV | 630 kVA :Kiosk Substation | 0.63 | --> | 0.63 | 0.5 | 1.7 |  | --> | 0.598 | 0 | 0 | 0 | 0.004 | 0.5 | 0 |  | --> | C20 ex BISHOPSTOWN | BISHOPSTOWN: T42 | KILBARRY |  | 51.8778 | -8.5248
MV/LV Substation AR***4361 | 20 kV | 400V(3ph) & 230V(single ph) | LV | 200 kVA :Kiosk Substation | 0.2 | --> | 0.2 | 0 | 0 | Constrained,otherwise capacity available =88kVA. | --> | 0.19 | 0 | 0 | 0 | 0.093 | 0.108 | 0 |  | --> | E18 ex BALLINDERRY | BALLINDERRY: T422 | MULLINGAR |  | 53.5133 | -7.3114
MV/LV Substation AR***4365 | 10 kV | 400V(3ph) & 230V(single ph) | LV | 1000 kVA :Building Structure | 1 | --> | 1 | 0.5 | 2.9 |  | --> | 0.95 | 0 | 0 | 0 | 0 | 0.5 | 0 |  | --> | C20 ex WOLFE TONE STREET | WOLFE TONE STREET: T102 | FINGLAS |  | 53.3488 | -6.2625
MV/LV Substation AR***4370 | 10 kV | 400V(3ph) & 230V(single ph) | LV | 200 kVA :Pole Substation | 0.2 | --> | 0.2 | 0.2 | 1.5 |  | --> | 0.19 | 0 | 0 | 0 | 0 | 0.2 | 0 |  | --> | E16 ex BEALISTOWN | BEALISTOWN: T421∥T422 | GREAT ISLAND |  | 52.24 | -6.9478
MV/LV Substation AR***4372 | 10 kV | 400V(3ph) & 230V(single ph) | LV | 400 kVA :Kiosk Substation | 0.4 | --> | 0.4 | 0.4 | 0.8 |  | --> | 0.38 | 0 | 0 | 0 | 0 | 0.4 | 0 |  | --> | C14 ex KNOCKMULLEN | KNOCKMULLEN: T42 | GREAT ISLAND |  | 52.4045 | -6.9305
MV/LV Substation AR***4378 | 20 kV | 400V(3ph) & 230V(single ph) | LV | 200 kVA :Pole Substation | 0.2 | --> | 0.2 | 0.172 | 0.2 |  | --> | 0.19 | 0 | 0 | 0 | 0.029 | 0.173 | 0 |  | --> | C18 ex NEWBROOK | NEWBROOK: T42 | MULLINGAR |  | 53.4782 | -7.4267
MV/LV Substation AR***4382 | 10 kV | 400V(3ph) & 230V(single ph) | LV | 630 kVA :Kiosk Substation | 0.63 | --> | 0.63 | 0.5 | 2.4 |  | --> | 0.598 | 0 | 0 | 0 | 0.003 | 0.5 | 0 |  | --> | C18 ex BUSHFIELD | BUSHFIELD: T42 | ATHLONE |  | 53.4331 | -7.936
MV/LV Substation AR***4384 | 20 kV | 400V(3ph) & 230V(single ph) | LV | 630 kVA :Kiosk Substation | 0.63 | --> | 0.63 | 0.5 | 2.8 |  | --> | 0.598 | 0 | 0 | 0 | 0 | 0.5 | 0 |  | --> | C12 ex CARRIGLAWN | CARRIGLAWN: T41∥T42 | WEXFORD |  | 52.3576 | -6.4512
MV/LV Substation AR***439 | 10 kV | 400V(3ph) & 230V(single ph) | LV | 1000 kVA :Building Structure | 1 | --> | 1 | 0.5 | 6.1 |  | --> | 0.95 | 0 | 0 | 0 | 0 | 0.5 | 0 |  | --> | C07 ex BEDFORD ROW | BEDFORD ROW: T43 | FRANCIS STREET |  | 53.3431 | -6.2595
MV/LV Substation AR***439Z | 10 kV | 400V(3ph) & 230V(single ph) | LV | 400 kVA :Kiosk Substation | 0.4 | --> | 0.4 | 0.17 | 0.2 | Constrained,otherwise capacity available =314kVA. | --> | 0.38 | 0 | 0 | 0 | 0.024 | 0.388 | 0 |  | --> | C16 ex TALBOTS INCH | TALBOTS INCH: T41∥T42 | KILKENNY |  | 52.6628 | -7.2478
MV/LV Substation AR***442 | 20 kV | 400V(3ph) & 230V(single ph) | LV | 50 kVA :Pole Substation | 0.05 | --> | 0.05 | 0 | 0 | Constrained,otherwise capacity available =46kVA. | --> | 0.047 | 0 | 0 | 0 | 0 | 0.049 | 0 |  | --> | E15 ex ACADEMY STREET | ACADEMY STREET: T421∥T422 | NAVAN |  | 53.6148 | -6.6465
MV/LV Substation AR***4423 | 20 kV | 400V(3ph) & 230V(single ph) | LV | 50 kVA :Pole Substation | 0.05 | --> | 0.05 | 0.044 | 1.5 |  | --> | 0.047 | 0 | 0 | 0 | 0 | 0.05 | 0 |  | --> | C17 ex ROSCOMMON | ROSCOMMON: T41 | LANESBORO |  | 53.6242 | -8.2386
MV/LV Substation AR***442X | 10 kV | 400V(3ph) & 230V(single ph) | LV | 50 kVA :Pole Substation | 0.05 | --> | 0.05 | 0.014 | 1.7 |  | --> | 0.047 | 0 | 0 | 0 | 0.008 | 0.046 | 0 |  | --> | C26 ex BISHOPSTOWN | BISHOPSTOWN: T42 | KILBARRY |  | 51.9028 | -8.5565
MV/LV Substation AR***4436 | 10 kV | 400V(3ph) & 230V(single ph) | LV | 50 kVA :Pole Substation | 0.05 | --> | 0.05 | 0.05 | 5.5 |  | --> | 0.047 | 0 | 0 | 0 | 0 | 0.049 | 0 |  | --> | C18 ex ABBEYLAND | ABBEYLAND: T42 | NAVAN |  | 53.6491 | -6.7523
MV/LV Substation AR***443X | 10 kV | 400V(3ph) & 230V(single ph) | LV | 1000 kVA :Building Structure | 1 | --> | 1 | 0 | 7 |  | --> | 0.95 | 0 | 0 | 0 | 0 | 0.5 | 0 |  | --> | C11 ex WOLFE TONE STREET | WOLFE TONE STREET: T101 | FINGLAS |  | 53.3469 | -6.2701
MV/LV Substation AR***4451 | 10 kV | 400V(3ph) & 230V(single ph) | LV | 400 kVA :Kiosk Substation | 0.4 | --> | 0.4 | 0.253 | 0.3 | Constrained,otherwise capacity available =400kVA. | --> | 0.38 | 0 | 0 | 0 | 0 | 0.4 | 0 |  | --> | C19 ex BISHOPSTOWN | BISHOPSTOWN: T41 | KILBARRY |  | 51.8735 | -8.5269
MV/LV Substation AR***446X | 10 kV | 400V(3ph) & 230V(single ph) | LV | 50 kVA :Pole Substation | 0.05 | --> | 0.05 | 0.05 | 2.3 |  | --> | 0.047 | 0 | 0 | 0 | 0 | 0 | 0 | Constrained,otherwise capacity available =49kW. | --> | C15 ex GLENGOOLE | GLENGOOLE: T41 | THURLES |  | 52.717 | -7.5793
MV/LV Substation AR***4470 | 10 kV | 400V(3ph) & 230V(single ph) | LV | 630 kVA :Kiosk Substation | 0.63 | --> | 0.63 | 0.5 | 0.9 |  | --> | 0.598 | 0 | 0 | 0 | 0 | 0.5 | 0 |  | --> | C20 ex MULGANNON | MULGANNON: T42 | WEXFORD |  | 52.3221 | -6.4771
MV/LV Substation AR***4471 | 10 kV | 400V(3ph) & 230V(single ph) | LV | 630 kVA :Kiosk Substation | 0.63 | --> | 0.63 | 0.5 | 1.3 |  | --> | 0.598 | 0 | 0 | 0 | 0 | 0.5 | 0 |  | --> | C13 ex MULGANNON | MULGANNON: T41 | WEXFORD |  | 52.3163 | -6.474
MV/LV Substation AR***447X | 10 kV | 400V(3ph) & 230V(single ph) | LV | 100 kVA :Pole Substation | 0.1 | --> | 0.1 | 0.077 | 0.2 |  | --> | 0.095 | 0 | 0 | 0 | 0 | 0.103 | 0 |  | --> | C15 ex TALBOTS INCH | TALBOTS INCH: T41∥T42 | KILKENNY |  | 52.6606 | -7.3013
MV/LV Substation AR***448 | 10 kV | 400V(3ph) & 230V(single ph) | LV | 100 kVA :Pole Substation | 0.1 | --> | 0.1 | 0.087 | 3.9 |  | --> | 0.095 | 0 | 0 | 0 | 0.005 | 0 | 0 | Constrained,otherwise capacity available =96kW. | --> | C15 ex DERRYBEG | DERRYBEG: T41∥T42 | ARDNAGAPPARY |  | 55.0736 | -8.3011
MV/LV Substation AR***448 | 10 kV | 400V(3ph) & 230V(single ph) | LV | 100 kVA :Pole Substation | 0.1 | --> | 0.1 | 0 | 0 | Constrained,otherwise capacity available =81kVA. | --> | 0.095 | 0 | 0 | 0 | 0 | 0.102 | 0 |  | --> | C12 ex WOODFORD | WOODFORD: T41∥T42 | KNOCKEARAGH |  | 52.0516 | -9.4335
MV/LV Substation AR***448X | 10 kV | 400V(3ph) & 230V(single ph) | LV | 400 kVA :Kiosk Substation | 0.4 | --> | 0.4 | 0.307 | 8.9 |  | --> | 0.38 | 0 | 0 | 0 | 0 | 0.414 | 0 |  | --> | C25 ex STEPHENSTOWN | STEPHENSTOWN: T101 | FINGLAS |  | 53.5864 | -6.1593
MV/LV Substation AR***449 | 20 kV | 400V(3ph) & 230V(single ph) | LV | 100 kVA :Pole Substation | 0.1 | --> | 0.1 | 0 | 1.7 |  | --> | 0.095 | 0 | 0 | 0 | 0 | 0 | 0 | Constrained,otherwise capacity available =114kW. | --> | E17 ex CREESLOUGH | CREESLOUGH: T421 | ARDNAGAPPARY |  | 55.159 | -7.8633
MV/LV Substation AR***4496 | 10 kV | 400V(3ph) & 230V(single ph) | LV | 1000 kVA :Building Structure | 1 | --> | 1 | 0 | 0 | Constrained,otherwise capacity available =500kVA. | --> | 0.95 | 0 | 0 | 0 | 0 | 0.5 | 0 |  | --> | C17 ex CAMDEN ROW | CAMDEN ROW: T41 | FRANCIS STREET |  | 53.3383 | -6.2779
MV/LV Substation AR***4517 | 20 kV | 400V(3ph) & 230V(single ph) | LV | 400 kVA :Kiosk Substation | 0.4 | --> | 0.4 | 0.4 | 1 |  | --> | 0.38 | 0 | 0 | 0 | 0 | 0 | 0 | Constrained,otherwise capacity available =400kW. | --> | E19 ex SHILLELAGH | SHILLELAGH: T421∥T422 | CARLOW |  | 52.7497 | -6.5466
MV/LV Substation AR***452Z | 20 kV | 400V(3ph) & 230V(single ph) | LV | 630 kVA :Kiosk Substation | 0.63 | --> | 0.63 | 0.144 | 2.8 |  | --> | 0.598 | 0 | 0 | 0 | 0.008 | 0.5 | 0 |  | --> | C12 ex CARRIGLAWN | CARRIGLAWN: T41∥T42 | WEXFORD |  | 52.3594 | -6.4511
MV/LV Substation AR***453X | 10 kV | 400V(3ph) & 230V(single ph) | LV | 100 kVA :Pole Substation | 0.1 | --> | 0.1 | 0.057 | 4.8 |  | --> | 0.095 | 0 | 0 | 0 | 0 | 0.106 | 0 |  | --> | C23 ex ATHY | ATHY: T101 | ATHY |  | 52.8921 | -7.0191
MV/LV Substation AR***454 | 10 kV | 400V(3ph) & 230V(single ph) | LV | 50 kVA :Pole Substation | 0.05 | --> | 0.05 | 0 | 0 | Constrained,otherwise capacity available =50kVA. | --> | 0.047 | 0 | 0 | 0 | 0 | 0.049 | 0 |  | --> | C20 ex BUTTEVANT | BUTTEVANT: T41∥T42 | MALLOW |  | 52.2386 | -8.6995
MV/LV Substation AR***4559 | 10 kV | 400V(3ph) & 230V(single ph) | LV | 1000 kVA :Building Structure | 1 | --> | 1 | 0 | 0 | Constrained,otherwise capacity available =500kVA. | --> | 0.95 | 0 | 0 | 0 | 0 | 0.5 | 0 |  | --> | C11 ex PHIBSBORO | PHIBSBORO: T41 | FINGLAS |  | 53.3476 | -6.2702
MV/LV Substation AR***457X | 10 kV | 400V(3ph) & 230V(single ph) | LV | 50 kVA :Pole Substation | 0.05 | --> | 0.05 | 0.05 | 1.9 |  | --> | 0.047 | 0 | 0 | 0 | 0 | 0 | 0 | Constrained,otherwise capacity available =49kW. | --> | E16 ex GWEEDORE | GWEEDORE: T421 | ARDNAGAPPARY |  | 55.0431 | -8.2499
MV/LV Substation AR***459X | 20 kV | 400V(3ph) & 230V(single ph) | LV | 100 kVA :Pole Substation | 0.1 | --> | 0.1 | 0 | 0 | Constrained,otherwise capacity available =76kVA. | --> | 0.095 | 0 | 0 | 0 | 0 | 0.103 | 0 |  | --> | E17 ex BRUFF | BRUFF: T421 | LIMERICK |  | 52.4775 | -8.5386
MV/LV Substation AR***462Y | 10 kV | 400V(3ph) & 230V(single ph) | LV | 200 kVA :Pole Substation | 0.2 | --> | 0.2 | 0.061 | 4.4 |  | --> | 0.19 | 0 | 0 | 0 | 0 | 0 | 0 | Constrained,otherwise capacity available =220kW. | --> | E11 ex SLANE | SLANE: T421 | DRYBRIDGE |  | 53.7788 | -6.487
MV/LV Substation AR***4635 | 10 kV | 400V(3ph) & 230V(single ph) | LV | 400 kVA :Kiosk Substation | 0.4 | --> | 0.4 | 0.4 | 1.4 |  | --> | 0.38 | 0 | 0 | 0 | 0 | 0.4 | 0 |  | --> | C23 ex BALLINDERRY | BALLINDERRY: T41 | MULLINGAR |  | 53.5189 | -7.3118
MV/LV Substation AR***467Z | 10 kV | 400V(3ph) & 230V(single ph) | LV | 200 kVA :Kiosk Substation | 0.2 | --> | 0.2 | 0.156 | 0.9 |  | --> | 0.19 | 0 | 0 | 0 | 0.011 | 0.194 | 0 |  | --> | C20 ex MULGANNON | MULGANNON: T42 | WEXFORD |  | 52.3183 | -6.4747
MV/LV Substation AR***468X | 20 kV | 400V(3ph) & 230V(single ph) | LV | 100 kVA :Pole Substation | 0.1 | --> | 0.1 | 0.098 | 0.3 |  | --> | 0.095 | 0 | 0 | 0 | 0 | 0.1 | 0 |  | --> | C23 ex TUAM NORTH | TUAM NORTH: T41∥T42 | CLOON |  | 53.5742 | -9.0051
MV/LV Substation AR***469Z | 10 kV | 400V(3ph) & 230V(single ph) | LV | 200 kVA :Kiosk Substation | 0.2 | --> | 0.2 | 0 | 0 | Constrained,otherwise capacity available =169kVA. | --> | 0.19 | 0 | 0 | 0 | 0 | 0.204 | 0 |  | --> | C17 ex LUCAN EAST | LUCAN EAST: T41∥T42 | GRANGE CASTLE |  | 53.3544 | -6.4556
MV/LV Substation AR***471 | 20 kV | 400V(3ph) & 230V(single ph) | LV | 200 kVA :Pole Substation | 0.2 | --> | 0.2 | 0 | 0 | Constrained,otherwise capacity available =173kVA. | --> | 0.19 | 0 | 0 | 0 | 0.01 | 0.193 | 0 |  | --> | E23 ex BALTRASNA | BALTRASNA: T121 | BALTRASNA |  | 53.6081 | -6.3941
MV/LV Substation AR***471 | 10 kV | 400V(3ph) & 230V(single ph) | LV | 400 kVA :Kiosk Substation | 0.4 | --> | 0.4 | 0.243 | 5.7 |  | --> | 0.38 | 0 | 0 | 0 | 0.027 | 0.395 | 0 |  | --> | C14 ex DEANSGRANGE | DEANSGRANGE: T42 | CARRICKMINES |  | 53.284 | -6.1819
MV/LV Substation AR***473Y | 20 kV | 400V(3ph) & 230V(single ph) | LV | 200 kVA :Kiosk Substation | 0.2 | --> | 0.2 | 0.167 | 0.4 |  | --> | 0.19 | 0 | 0 | 0 | 0.003 | 0.201 | 0 |  | --> | C17 ex KYLEERAGH | KYLEERAGH: T41 | NENAGH |  | 52.991 | -8.1322
MV/LV Substation AR***474Y | 10 kV | 400V(3ph) & 230V(single ph) | LV | 400 kVA :Kiosk Substation | 0.4 | --> | 0.4 | 0 | 0 | Constrained,otherwise capacity available =332kVA. | --> | 0.38 | 0 | 0 | 0 | 0 | 0 | 0 | Constrained,otherwise capacity available =410kW. | --> | C19 ex PALLAS | PALLAS: T41∥T42 | PORTLAOISE |  | 53.0346 | -7.2994
MV/LV Substation AR***4807 | 10 kV | 400V(3ph) & 230V(single ph) | LV | 200 kVA :Pole Substation | 0.2 | --> | 0.2 | 0.2 | 8.5 |  | --> | 0.19 | 0 | 0 | 0 | 0 | 0.2 | 0 |  | --> | C21 ex MULLINGAR | MULLINGAR: T101 | MULLINGAR |  | 53.5258 | -7.3547
MV/LV Substation AR***480X | 10 kV | 400V(3ph) & 230V(single ph) | LV | 100 kVA :Pole Substation | 0.1 | --> | 0.1 | 0.098 | 2.3 |  | --> | 0.095 | 0 | 0 | 0 | 0 | 0.1 | 0 |  | --> | C11 ex CASTLECOMER | CASTLECOMER: T41∥T42 | BALLYRAGGET |  | 52.8123 | -7.1918
MV/LV Substation AR***482 | 10 kV | 400V(3ph) & 230V(single ph) | LV | 400 kVA :Building Structure | 0.4 | --> | 0.4 | 0.169 | 1.2 |  | --> | 0.38 | 0 | 0 | 0 | 0 | 0.435 | 0 |  | --> | C15 ex SCREEB | SCREEB: T41 | SCREEB |  | 53.3221 | -9.7345
MV/LV Substation AR***482 | 10 kV | 400V(3ph) & 230V(single ph) | LV | 200 kVA :Kiosk Substation | 0.2 | --> | 0.2 | 0.028 | 5 |  | --> | 0.19 | 0 | 0 | 0 | 0.003 | 0.222 | 0 |  | --> | C17 ex BALLYRICKARD | BALLYRICKARD: T41∥T42 | TRALEE |  | 52.3262 | -9.7814
MV/LV Substation AR***485Z | 10 kV | 400V(3ph) & 230V(single ph) | LV | 630 kVA :Building Structure | 0.63 | --> | 0.63 | 0.5 | 9.2 |  | --> | 0.598 | 0 | 0 | 0 | 0 | 0.5 | 0 |  | --> | C17 ex CENTRE PARK ROAD | MARINA: T105 | MARINA |  | 51.9025 | -8.4571
MV/LV Substation AR***486X | 20 kV | 400V(3ph) & 230V(single ph) | LV | 50 kVA :Pole Substation | 0.05 | --> | 0.05 | 0.044 | 3.2 |  | --> | 0.047 | 0 | 0 | 0 | 0 | 0.05 | 0 |  | --> | E62 ex ATHY | ATHY: T102 | ATHY |  | 53.0276 | -6.9116
MV/LV Substation AR***489 | 10 kV | 400V(3ph) & 230V(single ph) | LV | 100 kVA :Pole Substation | 0.1 | --> | 0.1 | 0.059 | 2.2 |  | --> | 0.095 | 0 | 0 | 0 | 0.001 | 0.105 | 0 |  | --> | C16 ex ROSSGEIR | ROSSGEIR: T41∥T42 | LETTERKENNY |  | 54.9378 | -7.4585
MV/LV Substation AR***491X | 10 kV | 400V(3ph) & 230V(single ph) | LV | 50 kVA :Pole Substation | 0.05 | --> | 0.05 | 0.049 | 0.4 |  | --> | 0.047 | 0 | 0 | 0 | 0 | 0 | 0 | Constrained,otherwise capacity available =49kW. | --> | C15 ex GARRYSPILLANE | GARRYSPILLANE: T41 | TIPPERARY |  | 52.4014 | -8.2836
MV/LV Substation AR***492X | 10 kV | 400V(3ph) & 230V(single ph) | LV | 200 kVA :Kiosk Substation | 0.2 | --> | 0.2 | 0.179 | 11.5 |  | --> | 0.19 | 0 | 0 | 0 | 0 | 0.203 | 0 |  | --> | C23 ex SALTHILL | SALTHILL: T101 | SALTHILL |  | 53.2708 | -9.1085
MV/LV Substation AR***492X | 10 kV | 400V(3ph) & 230V(single ph) | LV | 50 kVA :Pole Substation | 0.05 | --> | 0.05 | 0.041 | 5.6 |  | --> | 0.047 | 0 | 0 | 0 | 0 | 0.05 | 0 |  | --> | C13 ex PURCELLS INCH | PURCELLS INCH: T42 | KILKENNY |  | 52.6408 | -7.2301
MV/LV Substation AR***492Y | 20 kV | 400V(3ph) & 230V(single ph) | LV | 100 kVA :Pole Substation | 0.1 | --> | 0.1 | 0.079 | 0.9 |  | --> | 0.095 | 0 | 0 | 0 | 0.019 | 0 | 0 | Constrained,otherwise capacity available =83kW. | --> | C11 ex BANTRY | BANTRY: T41∥T42 | BALLYLICKY |  | 51.6827 | -9.4162
MV/LV Substation AR***497 | 10 kV | 400V(3ph) & 230V(single ph) | LV | 200 kVA :Pole Substation | 0.2 | --> | 0.2 | 0.153 | 1.5 |  | --> | 0.19 | 0 | 0 | 0 | 0.007 | 0.199 | 0 |  | --> | E16 ex BEALISTOWN | BEALISTOWN: T421∥T422 | GREAT ISLAND |  | 52.2421 | -6.9499
MV/LV Substation AR***497 | 10 kV | 400V(3ph) & 230V(single ph) | LV | 200 kVA :Pole Substation | 0.2 | --> | 0.2 | 0.169 | 3.4 |  | --> | 0.19 | 0 | 0 | 0 | 0 | 0.204 | 0 |  | --> | C15 ex CAUSEWAY | CAUSEWAY: T41∥T42 | TRALEE |  | 52.3331 | -9.7907
MV/LV Substation AR***503 | 10 kV | 400V(3ph) & 230V(single ph) | LV | 400 kVA :Kiosk Substation | 0.4 | --> | 0.4 | 0.241 | 0.5 |  | --> | 0.38 | 0 | 0 | 0 | 0.038 | 0.384 | 0 |  | --> | C13 ex BALLYBODEN | BALLYBODEN: T41 | COOKSTOWN |  | 53.2891 | -6.2777
MV/LV Substation AR***507 | 20 kV | 400V(3ph) & 230V(single ph) | LV | 50 kVA :Pole Substation | 0.05 | --> | 0.05 | 0 | 1.7 |  | --> | 0.047 | 0 | 0 | 0 | 0 | 0.056 | 0 |  | --> | E15 ex GORT | GORT: T41∥T42 | ENNIS |  | 53.1563 | -8.8063
MV/LV Substation AR***509X | 10 kV | 400V(3ph) & 230V(single ph) | LV | 100 kVA :Kiosk Substation | 0.1 | --> | 0.1 | 0 | 0 |  | --> | 0.095 | 0 | 0 | 0 | 0.01 | 0 | 0 | Constrained,otherwise capacity available =106kW. | --> | C18 ex MOUNTRATH | MOUNTRATH: T41∥T42 | PORTLAOISE |  | 52.9962 | -7.4787
MV/LV Substation AR***510X | 20 kV | 400V(3ph) & 230V(single ph) | LV | 50 kVA :Pole Substation | 0.05 | --> | 0.05 | 0 | 0 | Constrained,otherwise capacity available =16kVA. | --> | 0.047 | 0 | 0 | 0 | 0.004 | 0.049 | 0 |  | --> | E23 ex BALTRASNA | BALTRASNA: T121 | BALTRASNA |  | 53.6043 | -6.3874
MV/LV Substation AR***510X | 10 kV | 400V(3ph) & 230V(single ph) | LV | 400 kVA :Kiosk Substation | 0.4 | --> | 0.4 | 0.232 | 4.4 |  | --> | 0.38 | 0 | 0 | 0 | 0.003 | 0.422 | 0 |  | --> | C11 ex RINGASKIDDY 110KV | RINGASKIDDY 110KV: T42 | BARNAHELY |  | 51.8739 | -8.3448
MV/LV Substation AR***511X | 10 kV | 400V(3ph) & 230V(single ph) | LV | 100 kVA :Pole Substation | 0.1 | --> | 0.1 | 0.078 | 25.1 |  | --> | 0.095 | 0 | 0 | 0 | 0 | 0.103 | 0 |  | --> | C18 ex ARKLOW | ARKLOW: T101∥T102 | ARKLOW |  | 52.8596 | -6.0748
MV/LV Substation AR***513X | 10 kV | 400V(3ph) & 230V(single ph) | LV | 100 kVA :Pole Substation | 0.1 | --> | 0.1 | 0 | 0 | Constrained,otherwise capacity available =85kVA. | --> | 0.095 | 0 | 0 | 0 | 0.004 | 0.098 | 0 |  | --> | C11 ex CLONAKILTY | CLONAKILTY: T41∥T42 | DUNMANWAY |  | 51.6701 | -8.8191
MV/LV Substation AR***515X | 20 kV | 400V(3ph) & 230V(single ph) | LV | 50 kVA :Pole Substation | 0.05 | --> | 0.05 | 0.047 | 1.1 |  | --> | 0.047 | 0 | 0 | 0 | 0.007 | 0.042 | 0 |  | --> | E19 ex LAWLESSTOWN | LAWLESSTOWN: T421 | DOON |  | 52.4929 | -7.7549
MV/LV Substation AR***517Z | 10 kV | 400V(3ph) & 230V(single ph) | LV | 400 kVA :Kiosk Substation | 0.4 | --> | 0.4 | 0.273 | 9.2 |  | --> | 0.38 | 0 | 0 | 0 | 0.014 | 0.404 | 0 |  | --> | C18 ex TRABEG | TRABEG: T101 | TRABEG |  | 51.8627 | -8.4499
MV/LV Substation AR***525X | 10 kV | 400V(3ph) & 230V(single ph) | LV | 400 kVA :Kiosk Substation | 0.4 | --> | 0.4 | 0.338 | 3.1 |  | --> | 0.38 | 0 | 0 | 0 | 0.003 | 0.406 | 0 |  | --> | C19 ex TRABEG | TRABEG: T102 | TRABEG |  | 51.8696 | -8.4513
MV/LV Substation AR***525Z | 10 kV | 400V(3ph) & 230V(single ph) | LV | 630 kVA :Building Structure | 0.63 | --> | 0.63 | 0.5 | 3.1 |  | --> | 0.598 | 0 | 0 | 0 | 0 | 0.5 | 0 |  | --> | C11 ex TRABEG | TRABEG: T102 | TRABEG |  | 51.884 | -8.4471
MV/LV Substation AR***527 | 20 kV | 400V(3ph) & 230V(single ph) | LV | 50 kVA :Pole Substation | 0.05 | --> | 0.05 | 0.041 | 8.5 |  | --> | 0.047 | 0 | 0 | 0 | 0 | 0.05 | 0 |  | --> | C25 ex MULLINGAR | MULLINGAR: T101 | MULLINGAR |  | 53.5392 | -7.3847
MV/LV Substation AR***531 | 10 kV | 400V(3ph) & 230V(single ph) | LV | 630 kVA :Building Structure | 0.63 | --> | 0.63 | 0.411 | 0.8 |  | --> | 0.598 | 0 | 0 | 0 | 0.006 | 0.5 | 0 |  | --> | C18 ex ORANMORE | ORANMORE: T44 | GALWAY 110KV |  | 53.2646 | -8.926
MV/LV Substation AR***531X | 10 kV | 400V(3ph) & 230V(single ph) | LV | 400 kVA :Kiosk Substation | 0.4 | --> | 0.4 | 0 | 0 | Constrained,otherwise capacity available =297kVA. | --> | 0.38 | 0 | 0 | 0 | 0.021 | 0.393 | 0 |  | --> | C16 ex ATHENRY | ATHENRY: T41∥T42 | GALWAY 110KV |  | 53.3068 | -8.7513
MV/LV Substation AR***533X | 10 kV | 400V(3ph) & 230V(single ph) | LV | 630 kVA :Building Structure | 0.63 | --> | 0.63 | 0.5 | 3.4 |  | --> | 0.598 | 0 | 0 | 0 | 0.024 | 0.5 | 0 |  | --> | C17 ex STICKILLEN | STICKILLEN: T41∥T42 | DRYBRIDGE |  | 53.8551 | -6.5214
MV/LV Substation AR***535Y | 10 kV | 400V(3ph) & 230V(single ph) | LV | 400 kVA :Kiosk Substation | 0.4 | --> | 0.4 | 0.285 | 4.1 |  | --> | 0.38 | 0 | 0 | 0 | 0.039 | 0.376 | 0 |  | --> | C21 ex MARSHES | MARSHES: T41 | DUNDALK |  | 53.9581 | -6.3771
MV/LV Substation AR***536Z | 10 kV | 400V(3ph) & 230V(single ph) | LV | 400 kVA :Building Structure | 0.4 | --> | 0.4 | 0.393 | 6.3 |  | --> | 0.38 | 0 | 0 | 0 | 0 | 0.4 | 0 |  | --> | C24 ex KILBARRY | KILBARRY: T43 | KILBARRY |  | 51.9134 | -8.4906
MV/LV Substation AR***537 | 20 kV | 400V(3ph) & 230V(single ph) | LV | 400 kVA :Kiosk Substation | 0.4 | --> | 0.4 | 0.2 | 3.5 |  | --> | 0.38 | 0 | 0 | 0 | 0 | 0.428 | 0 |  | --> | E21 ex STRANORLAR | STRANORLAR: T421 | LETTERKENNY |  | 54.8039 | -7.7703
MV/LV Substation AR***538X | 20 kV | 400V(3ph) & 230V(single ph) | LV | 400 kVA :Kiosk Substation | 0.4 | --> | 0.4 | 0 | 0 | Constrained,otherwise capacity available =258kVA. | --> | 0.38 | 0 | 0 | 0 | 0.028 | 0.392 | 0 |  | --> | E17 ex BALTRASNA | BALTRASNA: T121 | BALTRASNA |  | 53.5159 | -6.5462
MV/LV Substation AR***538X | 10 kV | 400V(3ph) & 230V(single ph) | LV | 400 kVA :Building Structure | 0.4 | --> | 0.4 | 0.278 | 4 |  | --> | 0.38 | 0 | 0 | 0 | 0 | 0.418 | 0 |  | --> | C19 ex DUNMANWAY | DUNMANWAY: T43 | DUNMANWAY |  | 51.7492 | -9.0865
MV/LV Substation AR***539 | 20 kV | 400V(3ph) & 230V(single ph) | LV | 50 kVA :Pole Substation | 0.05 | --> | 0.05 | 0.031 | 5.2 |  | --> | 0.047 | 0 | 0 | 0 | 0 | 0.051 | 0 |  | --> | E12 ex WHITECHURCH | WHITECHURCH: T422 | KILBARRY |  | 51.9999 | -8.4842
MV/LV Substation AR***542 | 10 kV | 400V(3ph) & 230V(single ph) | LV | 50 kVA :Pole Substation | 0.05 | --> | 0.05 | 0.049 | 1.4 |  | --> | 0.047 | 0 | 0 | 0 | 0.011 | 0 | 0 | Constrained,otherwise capacity available =37kW. | --> | C20 ex POLLERTON | POLLERTON: T42 | CARLOW |  | 52.8371 | -6.8412
MV/LV Substation AR***543 | 10 kV | 400V(3ph) & 230V(single ph) | LV | 50 kVA :Pole Substation | 0.05 | --> | 0.05 | 0.042 | 2.4 |  | --> | 0.047 | 0 | 0 | 0 | 0 | 0 | 0 | Constrained,otherwise capacity available =50kW. | --> | C23 ex TINAHASK | TINAHASK: T41∥T42 | ARKLOW |  | 52.7845 | -6.1476
MV/LV Substation AR***543Z | 20 kV | 400V(3ph) & 230V(single ph) | LV | 400 kVA :Kiosk Substation | 0.4 | --> | 0.4 | 0 | 0 | Constrained,otherwise capacity available =317kVA. | --> | 0.38 | 0 | 0 | 0 | 0.003 | 0.409 | 0 |  | --> | E13 ex BALTINGLASS | BALTINGLASS: T421∥T422 | STRATFORD |  | 52.9372 | -6.6979
MV/LV Substation AR***545 | 20 kV | 400V(3ph) & 230V(single ph) | LV | 400 kVA :Kiosk Substation | 0.4 | --> | 0.4 | 0.292 | 5.6 |  | --> | 0.38 | 0 | 0 | 0 | 0.023 | 0.392 | 0 |  | --> | E18 ex CRANE | CRANE: T122 | CRANE |  | 52.6355 | -6.2351
MV/LV Substation AR***546 | 20 kV | 400V(3ph) & 230V(single ph) | LV | 400 kVA :Kiosk Substation | 0.4 | --> | 0.4 | 0.324 | 5.6 |  | --> | 0.38 | 0 | 0 | 0 | 0 | 0.411 | 0 |  | --> | E18 ex CRANE | CRANE: T122 | CRANE |  | 52.634 | -6.2314
MV/LV Substation AR***548X | 10 kV | 400V(3ph) & 230V(single ph) | LV | 50 kVA :Pole Substation | 0.05 | --> | 0.05 | 0.043 | 2.6 |  | --> | 0.047 | 0 | 0 | 0 | 0.003 | 0.047 | 0 |  | --> | C15 ex CLIFDEN | CLIFDEN: T41∥T42 | GALWAY 110KV |  | 53.4807 | -10.0203
MV/LV Substation AR***548Z | 10 kV | 400V(3ph) & 230V(single ph) | LV | 630 kVA :Building Structure | 0.63 | --> | 0.63 | 0 | 0 | Constrained,otherwise capacity available =477kVA. | --> | 0.598 | 0 | 0 | 0 | 0 | 0.5 | 0 |  | --> | C18 ex MACETOWN | MACETOWN: T102 | MACETOWN |  | 53.4122 | -6.4449
MV/LV Substation AR***549X | 10 kV | 400V(3ph) & 230V(single ph) | LV | 400 kVA :Kiosk Substation | 0.4 | --> | 0.4 | 0.272 | 5.1 |  | --> | 0.38 | 0 | 0 | 0 | 0.008 | 0.411 | 0 |  | --> | C12 ex LLOYD | LLOYD: T41∥T42 | NAVAN |  | 53.7322 | -6.8849
MV/LV Substation AR***550Y | 20 kV | 400V(3ph) & 230V(single ph) | LV | 200 kVA :Kiosk Substation | 0.2 | --> | 0.2 | 0.175 | 5.6 |  | --> | 0.19 | 0 | 0 | 0 | 0.003 | 0.2 | 0 |  | --> | E13 ex CRANE | CRANE: T122 | CRANE |  | 52.4779 | -6.414
MV/LV Substation AR***554Y | 10 kV | 400V(3ph) & 230V(single ph) | LV | 1000 kVA :Building Structure | 1 | --> | 1 | 0 | 0 | Constrained,otherwise capacity available =500kVA. | --> | 0.95 | 0 | 0 | 0 | 0 | 0.5 | 0 |  | --> | C15 ex BALLINACURRA | BALLINACURRA: T41 | LIMERICK |  | 52.6397 | -8.6439
MV/LV Substation AR***555X | 10 kV | 400V(3ph) & 230V(single ph) | LV | 630 kVA :Building Structure | 0.63 | --> | 0.63 | 0 | 0 | Constrained,otherwise capacity available =482kVA. | --> | 0.598 | 0 | 0 | 0 | 0 | 0.5 | 0 |  | --> | C34 ex CLONDALKIN | CLONDALKIN: T44 | INCHICORE 220KV |  | 53.3252 | -6.3718
MV/LV Substation AR***558Y | 20 kV | 400V(3ph) & 230V(single ph) | LV | 200 kVA :Kiosk Substation | 0.2 | --> | 0.2 | 0 | 0 | Constrained,otherwise capacity available =136kVA. | --> | 0.19 | 0 | 0 | 0 | 0.009 | 0 | 0 | Constrained,otherwise capacity available =199kW. | --> | C14 ex FERMOY NORTH | FERMOY NORTH: T41∥T42 | BARRYMORE |  | 52.1898 | -8.3584
MV/LV Substation AR***558Z | 10 kV | 400V(3ph) & 230V(single ph) | LV | 200 kVA :Kiosk Substation | 0.2 | --> | 0.2 | 0.029 | 9 |  | --> | 0.19 | 0 | 0 | 0 | 0.018 | 0.206 | 0 |  | --> | C18 ex MULLINGAR | MULLINGAR: T102 | MULLINGAR |  | 53.5245 | -7.365
MV/LV Substation AR***558Z | 10 kV | 400V(3ph) & 230V(single ph) | LV | 400 kVA :Kiosk Substation | 0.4 | --> | 0.4 | 0.349 | 3.2 |  | --> | 0.38 | 0 | 0 | 0 | 0 | 0.407 | 0 |  | --> | C14 ex MCDONAGH | MCDONAGH: T42 | KILKENNY |  | 52.6526 | -7.2315
MV/LV Substation AR***559Y | 10 kV | 400V(3ph) & 230V(single ph) | LV | 630 kVA :Building Structure | 0.63 | --> | 0.63 | 0.5 | 1.4 |  | --> | 0.598 | 0 | 0 | 0 | 0 | 0.5 | 0 |  | --> | C17 ex GRANGE (SR) | GRANGE (SR): T41∥T42 | BUTLERSTOWN |  | 52.2436 | -7.0859
MV/LV Substation AR***559Z | 10 kV | 400V(3ph) & 230V(single ph) | LV | 200 kVA :Kiosk Substation | 0.2 | --> | 0.2 | 0.138 | 9 |  | --> | 0.19 | 0 | 0 | 0 | 0 | 0.209 | 0 |  | --> | C18 ex MULLINGAR | MULLINGAR: T102 | MULLINGAR |  | 53.5223 | -7.3647
MV/LV Substation AR***568 | 10 kV | 400V(3ph) & 230V(single ph) | LV | 50 kVA :Pole Substation | 0.05 | --> | 0.05 | 0.046 | 2.7 |  | --> | 0.047 | 0 | 0 | 0 | 0.007 | 0.042 | 0 |  | --> | C22 ex BALLYARD | BALLYARD: T41∥T42 | TRALEE |  | 52.2434 | -9.782
MV/LV Substation AR***568X | 20 kV | 400V(3ph) & 230V(single ph) | LV | 50 kVA :Pole Substation | 0.05 | --> | 0.05 | 0.009 | 2.7 |  | --> | 0.047 | 0 | 0 | 0 | 0 | 0 | 0 | Constrained,otherwise capacity available =55kW. | --> | E12 ex TULLOW | TULLOW: T422 | CARLOW |  | 52.7898 | -6.7487
MV/LV Substation AR***568Y | 10 kV | 400V(3ph) & 230V(single ph) | LV | 400 kVA :Kiosk Substation | 0.4 | --> | 0.4 | 0.169 | 2.7 |  | --> | 0.38 | 0 | 0 | 0 | 0.011 | 0.423 | 0 |  | --> | C17 ex OLDCASTLE | OLDCASTLE: T41 | MULLINGAR |  | 53.7676 | -7.1632
MV/LV Substation AR***570 | 20 kV | 400V(3ph) & 230V(single ph) | LV | 100 kVA :Pole Substation | 0.1 | --> | 0.1 | 0.071 | 7.4 |  | --> | 0.095 | 0 | 0 | 0 | 0 | 0 | 0 | Constrained,otherwise capacity available =103kW. | --> | E14 ex ARIGNA | ARIGNA: T121 | ARIGNA |  | 54.0756 | -8.1065
MV/LV Substation AR***571 | 20 kV | 400V(3ph) & 230V(single ph) | LV | 400 kVA :Kiosk Substation | 0.4 | --> | 0.4 | 0 | 0 | Constrained,otherwise capacity available =364kVA. | --> | 0.38 | 0 | 0 | 0 | 0.015 | 0.389 | 0 |  | --> | E17 ex BALTINGLASS | BALTINGLASS: T421∥T422 | STRATFORD |  | 52.874 | -6.7018
MV/LV Substation AR***571 | 10 kV | 400V(3ph) & 230V(single ph) | LV | 50 kVA :Pole Substation | 0.05 | --> | 0.05 | 0.035 | 3.4 |  | --> | 0.047 | 0 | 0 | 0 | 0.007 | 0.044 | 0 |  | --> | C16 ex STICKILLEN | STICKILLEN: T41∥T42 | DRYBRIDGE |  | 53.8221 | -6.4775
MV/LV Substation AR***572 | 20 kV | 400V(3ph) & 230V(single ph) | LV | 200 kVA :Pole Substation | 0.2 | --> | 0.2 | 0.062 | 3.7 |  | --> | 0.19 | 0 | 0 | 0 | 0.007 | 0 | 0 | Constrained,otherwise capacity available =213kW. | --> | E13 ex FOXHOLE | FOXHOLE: T421∥T422 | DUNGARVAN |  | 51.9494 | -7.7239
MV/LV Substation AR***572 | 20 kV | 400V(3ph) & 230V(single ph) | LV | 50 kVA :Pole Substation | 0.05 | --> | 0.05 | 0.05 | 7.4 |  | --> | 0.047 | 0 | 0 | 0 | 0 | 0 | 0 | Constrained,otherwise capacity available =49kW. | --> | E14 ex ARIGNA | ARIGNA: T121 | ARIGNA |  | 54.0954 | -8.0763
MV/LV Substation AR***574 | 20 kV | 400V(3ph) & 230V(single ph) | LV | 100 kVA :Pole Substation | 0.1 | --> | 0.1 | 0.039 | 3.7 |  | --> | 0.095 | 0 | 0 | 0 | 0 | 0 | 0 | Constrained,otherwise capacity available =109kW. | --> | E13 ex FOXHOLE | FOXHOLE: T421∥T422 | DUNGARVAN |  | 51.9478 | -7.7172
MV/LV Substation AR***576 | 20 kV | 400V(3ph) & 230V(single ph) | LV | 400 kVA :Building Structure | 0.4 | --> | 0.4 | 0.337 | 0.3 |  | --> | 0.38 | 0 | 0 | 0 | 0 | 0.409 | 0 |  | --> | C23 ex TUAM NORTH | TUAM NORTH: T41∥T42 | CLOON |  | 53.5275 | -8.8517
MV/LV Substation AR***576Y | 20 kV | 400V(3ph) & 230V(single ph) | LV | 100 kVA :Pole Substation | 0.1 | --> | 0.1 | 0 | 0 | Constrained,otherwise capacity available =85kVA. | --> | 0.095 | 0 | 0 | 0 | 0 | 0.102 | 0 |  | --> | E19 ex EDENDERRY | EDENDERRY: T421∥T422 | BLAKE |  | 53.3955 | -7.0145
MV/LV Substation AR***576Z | 10 kV | 400V(3ph) & 230V(single ph) | LV | 630 kVA :Kiosk Substation | 0.63 | --> | 0.63 | 0 | 0 | Constrained,otherwise capacity available =500kVA. | --> | 0.598 | 0 | 0 | 0 | 0 | 0.5 | 0 |  | --> | C11 ex KILBARRY | KILBARRY: T101 | KILBARRY |  | 51.9104 | -8.4709
MV/LV Substation AR***578 | 10 kV | 400V(3ph) & 230V(single ph) | LV | 200 kVA :Pole Substation | 0.2 | --> | 0.2 | 0 | 0 | Constrained,otherwise capacity available =148kVA. | --> | 0.19 | 0 | 0 | 0 | 0.014 | 0.193 | 0 |  | --> | C15 ex KINSALE | KINSALE: T41∥T42 | BANDON |  | 51.7047 | -8.5025
MV/LV Substation AR***578X | 20 kV | 400V(3ph) & 230V(single ph) | LV | 50 kVA :Pole Substation | 0.05 | --> | 0.05 | 0 | 0 | Constrained,otherwise capacity available =47kVA. | --> | 0.047 | 0 | 0 | 0 | 0 | 0.049 | 0 |  | --> | C13 ex CLONAKILTY | CLONAKILTY: T41∥T42 | DUNMANWAY |  | 51.6043 | -8.8022
MV/LV Substation AR***578Z | 10 kV | 400V(3ph) & 230V(single ph) | LV | 400 kVA :Kiosk Substation | 0.4 | --> | 0.4 | 0.305 | 9 |  | --> | 0.38 | 0 | 0 | 0 | 0.014 | 0.4 | 0 |  | --> | C18 ex MULLINGAR | MULLINGAR: T102 | MULLINGAR |  | 53.525 | -7.3681
MV/LV Substation AR***586X | 10 kV | 400V(3ph) & 230V(single ph) | LV | 400 kVA :Kiosk Substation | 0.4 | --> | 0.4 | 0.363 | 5 |  | --> | 0.38 | 0 | 0 | 0 | 0.004 | 0.401 | 0 |  | --> | C28 ex GALWAY 110KV | GALWAY 110KV: T102 | GALWAY 110KV |  | 53.2968 | -9.031
MV/LV Substation AR***587Y | 10 kV | 400V(3ph) & 230V(single ph) | LV | 200 kVA :Pole Substation | 0.2 | --> | 0.2 | 0.173 | 0.3 |  | --> | 0.19 | 0 | 0 | 0 | 0.035 | 0 | 0 | Constrained,otherwise capacity available =167kW. | --> | C15 ex DRUMBEAR | DRUMBEAR: T41∥T42 | LISDRUM |  | 54.2176 | -6.9087
MV/LV Substation AR***589 | 20 kV | 400V(3ph) & 230V(single ph) | LV | 100 kVA :Pole Substation | 0.1 | --> | 0.1 | 0 | 0 | Constrained,otherwise capacity available =97kVA. | --> | 0.095 | 0 | 0 | 0 | 0 | 0.1 | 0 |  | --> | E20 ex COLLOONEY | COLLOONEY: T422 | SLIGO |  | 54.2551 | -8.7217
MV/LV Substation AR***595X | 10 kV | 400V(3ph) & 230V(single ph) | LV | 200 kVA :Kiosk Substation | 0.2 | --> | 0.2 | 0.176 | 1.1 |  | --> | 0.19 | 0 | 0 | 0 | 0.015 | 0.187 | 0 |  | --> | C15 ex CAHIRCALLA | CAHIRCALLA: T41∥T42 | ENNIS |  | 52.835 | -8.9794
MV/LV Substation AR***599X | 10 kV | 400V(3ph) & 230V(single ph) | LV | 400 kVA :Kiosk Substation | 0.4 | --> | 0.4 | 0.326 | 3.9 |  | --> | 0.38 | 0 | 0 | 0 | 0.006 | 0.404 | 0 |  | --> | C21 ex GALWAY 110KV | GALWAY 110KV: T103 | GALWAY 110KV |  | 53.2834 | -9
MV/LV Substation AR***599Y | 10 kV | 400V(3ph) & 230V(single ph) | LV | 200 kVA :Kiosk Substation | 0.2 | --> | 0.2 | 0.163 | 1.5 |  | --> | 0.19 | 0 | 0 | 0 | 0.011 | 0.193 | 0 |  | --> | C12 ex MOUNT MISERY | MOUNT MISERY: T41 | WATERFORD |  | 52.2711 | -7.1054
MV/LV Substation AR***602X | 10 kV | 400V(3ph) & 230V(single ph) | LV | 100 kVA :Pole Substation | 0.1 | --> | 0.1 | 0 | 0 | Constrained,otherwise capacity available =85kVA. | --> | 0.095 | 0 | 0 | 0 | 0.003 | 0.099 | 0 |  | --> | C18 ex BALLYBAILIE | BALLYBAILIE: T41 | DUNDALK |  | 53.9496 | -6.5337
MV/LV Substation AR***602Y | 10 kV | 400V(3ph) & 230V(single ph) | LV | 50 kVA :Pole Substation | 0.05 | --> | 0.05 | 0.021 | 1.5 |  | --> | 0.047 | 0 | 0 | 0 | 0.007 | 0.045 | 0 |  | --> | E16 ex BEALISTOWN | BEALISTOWN: T421∥T422 | GREAT ISLAND |  | 52.2436 | -6.9506
MV/LV Substation AR***604 | 20 kV | 400V(3ph) & 230V(single ph) | LV | 200 kVA :Pole Substation | 0.2 | --> | 0.2 | 0.126 | 3.5 |  | --> | 0.19 | 0 | 0 | 0 | 0 | 0.21 | 0 |  | --> | E19 ex STRANORLAR | STRANORLAR: T421 | LETTERKENNY |  | 54.8097 | -7.7679
MV/LV Substation AR***606 | 10 kV | 400V(3ph) & 230V(single ph) | LV | 400 kVA :Kiosk Substation | 0.4 | --> | 0.4 | 0.297 | 0.6 |  | --> | 0.38 | 0 | 0 | 0 | 0.007 | 0.408 | 0 |  | --> | C04 ex PEMBROKE | PEMBROKE: T44 | RINGSEND |  | 53.3328 | -6.2425
MV/LV Substation AR***606Z | 20 kV | 400V(3ph) & 230V(single ph) | LV | 400 kVA :Building Structure | 0.4 | --> | 0.4 | 0.362 | 5.2 |  | --> | 0.38 | 0 | 0 | 0 | 0 | 0.405 | 0 |  | --> | E18 ex WHITECHURCH | WHITECHURCH: T422 | KILBARRY |  | 52.0123 | -8.6093
MV/LV Substation AR***610Z | 10 kV | 400V(3ph) & 230V(single ph) | LV | 630 kVA :Kiosk Substation | 0.63 | --> | 0.63 | 0 | 0 | Constrained,otherwise capacity available =500kVA. | --> | 0.598 | 0 | 0 | 0 | 0.005 | 0.5 | 0 |  | --> | C21 ex DOUGLAS | DOUGLAS: T42 | TRABEG |  | 51.8692 | -8.4106
MV/LV Substation AR***613X | 20 kV | 400V(3ph) & 230V(single ph) | LV | 200 kVA :Pole Substation | 0.2 | --> | 0.2 | 0.137 | 3.2 |  | --> | 0.19 | 0 | 0 | 0 | 0 | 0.209 | 0 |  | --> | C12 ex ATHY | ATHY: T102 | ATHY |  | 52.9824 | -6.9845
MV/LV Substation AR***619Z | 20 kV | 400V(3ph) & 230V(single ph) | LV | 400 kVA :Kiosk Substation | 0.4 | --> | 0.4 | 0.249 | 26.7 |  | --> | 0.38 | 0 | 0 | 0 | 0.023 | 0.399 | 0 |  | --> | E21 ex WEXFORD | WEXFORD: T121∥T122 | WEXFORD |  | 52.39 | -6.4503
MV/LV Substation AR***620 | 20 kV | 400V(3ph) & 230V(single ph) | LV | 100 kVA :Pole Substation | 0.1 | --> | 0.1 | 0 | 0 | Constrained,otherwise capacity available =81kVA. | --> | 0.095 | 0 | 0 | 0 | 0.007 | 0.095 | 0 |  | --> | E23 ex BALTRASNA | BALTRASNA: T121 | BALTRASNA |  | 53.6026 | -6.3868
MV/LV Substation AR***621 | 10 kV | 400V(3ph) & 230V(single ph) | LV | 200 kVA :Kiosk Substation | 0.2 | --> | 0.2 | 0 | 0 | Constrained,otherwise capacity available =160kVA. | --> | 0.19 | 0 | 0 | 0 | 0 | 0.206 | 0 |  | --> | C14 ex CLONAKILTY | CLONAKILTY: T41∥T42 | DUNMANWAY |  | 51.5717 | -8.9124
MV/LV Substation AR***622Y | 10 kV | 400V(3ph) & 230V(single ph) | LV | 630 kVA :Kiosk Substation | 0.63 | --> | 0.63 | 0.484 | 1.4 |  | --> | 0.598 | 0 | 0 | 0 | 0 | 0.5 | 0 |  | --> | C17 ex GRANGE (SR) | GRANGE (SR): T41∥T42 | BUTLERSTOWN |  | 52.2423 | -7.0875
MV/LV Substation AR***629 | 10 kV | 400V(3ph) & 230V(single ph) | LV | 630 kVA :Kiosk Substation | 0.63 | --> | 0.63 | 0.498 | 5 |  | --> | 0.598 | 0 | 0 | 0 | 0.02 | 0.5 | 0 |  | --> | C17 ex BALLYRICKARD | BALLYRICKARD: T41∥T42 | TRALEE |  | 52.3253 | -9.7778
MV/LV Substation AR***630 | 10 kV | 400V(3ph) & 230V(single ph) | LV | 50 kVA :Pole Substation | 0.05 | --> | 0.05 | 0 | 0 | Constrained,otherwise capacity available =27kVA. | --> | 0.047 | 0 | 0 | 0 | 0.003 | 0.049 | 0 |  | --> | C15 ex LOUGHSHINNY | LOUGHSHINNY: T41 | GLASMORE |  | 53.5286 | -6.0886
MV/LV Substation AR***633 | 20 kV | 400V(3ph) & 230V(single ph) | LV | 50 kVA :Pole Substation | 0.05 | --> | 0.05 | 0 | 0 | Constrained,otherwise capacity available =41kVA. | --> | 0.047 | 0 | 0 | 0 | 0.003 | 0.047 | 0 |  | --> | C16 ex KILSHANNY | KILSHANNY: T42 | CAHIR |  | 52.2712 | -8.2028
MV/LV Substation AR***637 | 10 kV | 400V(3ph) & 230V(single ph) | LV | 200 kVA :Pole Substation | 0.2 | --> | 0.2 | 0.117 | 0.7 |  | --> | 0.19 | 0 | 0 | 0 | 0.008 | 0.203 | 0 |  | --> | C23 ex GLENTIES | GLENTIES: T41 | BINBANE |  | 54.7653 | -8.4123
MV/LV Substation AR***639X | 10 kV | 400V(3ph) & 230V(single ph) | LV | 50 kVA :Pole Substation | 0.05 | --> | 0.05 | 0.044 | 5.6 |  | --> | 0.047 | 0 | 0 | 0 | 0 | 0.05 | 0 |  | --> | C13 ex PURCELLS INCH | PURCELLS INCH: T42 | KILKENNY |  | 52.6419 | -7.2266
MV/LV Substation AR***639X | 20 kV | 400V(3ph) & 230V(single ph) | LV | 400 kVA :Kiosk Substation | 0.4 | --> | 0.4 | 0.329 | 5.6 |  | --> | 0.38 | 0 | 0 | 0 | 0.023 | 0.386 | 0 |  | --> | E18 ex CRANE | CRANE: T122 | CRANE |  | 52.628 | -6.2346
MV/LV Substation AR***639Y | 20 kV | 400V(3ph) & 230V(single ph) | LV | 400 kVA :Kiosk Substation | 0.4 | --> | 0.4 | 0 | 0 | Constrained,otherwise capacity available =267kVA. | --> | 0.38 | 0 | 0 | 0 | 0.007 | 0.412 | 0 |  | --> | C11 ex KILDARE | KILDARE: T41∥T42 | NEWBRIDGE |  | 53.1353 | -7.0467
MV/LV Substation AR***643X | 10 kV | 400V(3ph) & 230V(single ph) | LV | 1000 kVA :Building Structure | 1 | --> | 1 | 0.5 | 1 |  | --> | 0.95 | 0 | 0 | 0 | 0 | 0.5 | 0 |  | --> | C12 ex MARROWBONE LANE | MARROWBONE LANE: T42 | INCHICORE 220KV |  | 53.3389 | -6.2798
MV/LV Substation AR***649 | 10 kV | 400V(3ph) & 230V(single ph) | LV | 400 kVA :Kiosk Substation | 0.4 | --> | 0.4 | 0.347 | 2.2 |  | --> | 0.38 | 0 | 0 | 0 | 0.016 | 0.391 | 0 |  | --> | C18 ex KINGSCOURT | KINGSCOURT: T42 | MEATH HILL |  | 53.8998 | -6.812
MV/LV Substation AR***652 | 10 kV | 400V(3ph) & 230V(single ph) | LV | 400 kVA :Kiosk Substation | 0.4 | --> | 0.4 | 0 | 0 | Constrained,otherwise capacity available =200kVA. | --> | 0.38 | 0 | 0 | 0 | 0.003 | 0.427 | 0 |  | --> | C13 ex DONNYBROOK | DONNYBROOK: T41 | MILLTOWN (DR) |  | 53.3237 | -6.2405
MV/LV Substation AR***653Y | 20 kV | 400V(3ph) & 230V(single ph) | LV | 400 kVA :Kiosk Substation | 0.4 | --> | 0.4 | 0 | 0 | Constrained,otherwise capacity available =284kVA. | --> | 0.38 | 0 | 0 | 0 | 0 | 0.417 | 0 |  | --> | E11 ex EDENDERRY | EDENDERRY: T421∥T422 | BLAKE |  | 53.3479 | -7.0578
MV/LV Substation AR***654X | 10 kV | 400V(3ph) & 230V(single ph) | LV | 1000 kVA :Building Structure | 1 | --> | 1 | 0 | 0 | Constrained,otherwise capacity available =500kVA. | --> | 0.95 | 0 | 0 | 0 | 0 | 0.5 | 0 |  | --> | C17 ex CAMDEN ROW | CAMDEN ROW: T41 | FRANCIS STREET |  | 53.3391 | -6.2792
MV/LV Substation AR***661Y | 10 kV | 400V(3ph) & 230V(single ph) | LV | 100 kVA :Pole Substation | 0.1 | --> | 0.1 | 0.088 | 1 |  | --> | 0.095 | 0 | 0 | 0 | 0 | 0 | 0 | Constrained,otherwise capacity available =101kW. | --> | C12 ex LOUGHTAGALLA | LOUGHTAGALLA: T41∥T42 | THURLES |  | 52.6599 | -7.793
MV/LV Substation AR***670 | 20 kV | 400V(3ph) & 230V(single ph) | LV | 100 kVA :Pole Substation | 0.1 | --> | 0.1 | 0.099 | 4.6 |  | --> | 0.095 | 0 | 0 | 0 | 0 | 0.1 | 0 |  | --> | E20 ex CLARA | CLARA: T422 | THORNSBERRY |  | 53.3002 | -7.4922
MV/LV Substation AR***670X | 20 kV | 400V(3ph) & 230V(single ph) | LV | 50 kVA :Pole Substation | 0.05 | --> | 0.05 | 0.045 | 3.7 |  | --> | 0.047 | 0 | 0 | 0 | 0 | 0.05 | 0 |  | --> | E18 ex JENKINSTOWN | JENKINSTOWN: T421∥T422 | DUNDALK |  | 54.083 | -6.2734
MV/LV Substation AR***670Z | 20 kV | 400V(3ph) & 230V(single ph) | LV | 200 kVA :Kiosk Substation | 0.2 | --> | 0.2 | 0 | 0 | Constrained,otherwise capacity available =146kVA. | --> | 0.19 | 0 | 0 | 0 | 0.017 | 0.189 | 0 |  | --> | E20 ex BALTINGLASS | BALTINGLASS: T421∥T422 | STRATFORD |  | 52.9384 | -6.6966
MV/LV Substation AR***675 | 10 kV | 400V(3ph) & 230V(single ph) | LV | 200 kVA :Kiosk Substation | 0.2 | --> | 0.2 | 0.148 | 13.1 |  | --> | 0.19 | 0 | 0 | 0 | 0.021 | 0.185 | 0 |  | --> | C18 ex POTTERY ROAD | POTTERY ROAD: T102 | CARRICKMINES |  | 53.2741 | -6.132
MV/LV Substation AR***675Z | 10 kV | 400V(3ph) & 230V(single ph) | LV | 50 kVA :Pole Substation | 0.05 | --> | 0.05 | 0 | 0 | Constrained,otherwise capacity available =50kVA. | --> | 0.047 | 0 | 0 | 0 | 0 | 0.049 | 0 |  | --> | C18 ex KILDARE | KILDARE: T41∥T42 | NEWBRIDGE |  | 53.1473 | -6.9184
MV/LV Substation AR***678X | 10 kV | 400V(3ph) & 230V(single ph) | LV | 400 kVA :Kiosk Substation | 0.4 | --> | 0.4 | 0.357 | 11.5 |  | --> | 0.38 | 0 | 0 | 0 | 0.033 | 0.371 | 0 |  | --> | C23 ex SALTHILL | SALTHILL: T101 | SALTHILL |  | 53.276 | -9.1102
MV/LV Substation AR***678Y | 10 kV | 400V(3ph) & 230V(single ph) | LV | 200 kVA :Kiosk Substation | 0.2 | --> | 0.2 | 0.135 | 0.6 |  | --> | 0.19 | 0 | 0 | 0 | 0.021 | 0.188 | 0 |  | --> | C23 ex SRAH | SRAH: T43 | THORNSBERRY |  | 53.2846 | -7.4887
MV/LV Substation AR***680X | 10 kV | 400V(3ph) & 230V(single ph) | LV | 50 kVA :Pole Substation | 0.05 | --> | 0.05 | 0 | 0 | Constrained,otherwise capacity available =37kVA. | --> | 0.047 | 0 | 0 | 0 | 0 | 0.051 | 0 |  | --> | C14 ex CLONAKILTY | CLONAKILTY: T41∥T42 | DUNMANWAY |  | 51.5677 | -8.9103
MV/LV Substation AR***683X | 20 kV | 400V(3ph) & 230V(single ph) | LV | 50 kVA :Pole Substation | 0.05 | --> | 0.05 | 0 | 0 | Constrained,otherwise capacity available =42kVA. | --> | 0.047 | 0 | 0 | 0 | 0 | 0.05 | 0 |  | --> | C16 ex KILSHANNY | KILSHANNY: T42 | CAHIR |  | 52.2153 | -8.0985
MV/LV Substation AR***684X | 20 kV | 400V(3ph) & 230V(single ph) | LV | 50 kVA :Pole Substation | 0.05 | --> | 0.05 | 0.05 | 1.5 |  | --> | 0.047 | 0 | 0 | 0 | 0 | 0.049 | 0 |  | --> | E17 ex ACHILL | ACHILL: T422 | CARROWBEG |  | 53.9773 | -9.9868
MV/LV Substation AR***686 | 10 kV | 400V(3ph) & 230V(single ph) | LV | 200 kVA :Kiosk Substation | 0.2 | --> | 0.2 | 0.166 | 4.3 |  | --> | 0.19 | 0 | 0 | 0 | 0.003 | 0.201 | 0 |  | --> | C16 ex LAWLESSTOWN | LAWLESSTOWN: T42 | DOON |  | 52.3621 | -7.7262
MV/LV Substation AR***690Y | 10 kV | 400V(3ph) & 230V(single ph) | LV | 200 kVA :Kiosk Substation | 0.2 | --> | 0.2 | 0.16 | 0.6 |  | --> | 0.19 | 0 | 0 | 0 | 0.003 | 0.203 | 0 |  | --> | C23 ex SRAH | SRAH: T43 | THORNSBERRY |  | 53.2829 | -7.4918
MV/LV Substation AR***691X | 10 kV | 400V(3ph) & 230V(single ph) | LV | 400 kVA :Kiosk Substation | 0.4 | --> | 0.4 | 0 | 0 | Constrained,otherwise capacity available =361kVA. | --> | 0.38 | 0 | 0 | 0 | 0 | 0.405 | 0 |  | --> | C19 ex BALLYBAILIE | BALLYBAILIE: T41 | DUNDALK |  | 53.8619 | -6.5462
MV/LV Substation AR***694 | 10 kV | 400V(3ph) & 230V(single ph) | LV | 50 kVA :Pole Substation | 0.05 | --> | 0.05 | 0.02 | 4.3 |  | --> | 0.047 | 0 | 0 | 0 | 0.007 | 0.046 | 0 |  | --> | C16 ex LAWLESSTOWN | LAWLESSTOWN: T42 | DOON |  | 52.3609 | -7.7209
MV/LV Substation AR***696X | 20 kV | 400V(3ph) & 230V(single ph) | LV | 100 kVA :Pole Substation | 0.1 | --> | 0.1 | 0.091 | 5.3 |  | --> | 0.095 | 0 | 0 | 0 | 0 | 0.1 | 0 |  | --> | E18 ex BUSH | BUSH: T421∥T422 | DUNDALK |  | 53.9921 | -6.178
MV/LV Substation AR***705 | 10 kV | 400V(3ph) & 230V(single ph) | LV | 50 kVA :Pole Substation | 0.05 | --> | 0.05 | 0.037 | 2.6 |  | --> | 0.047 | 0 | 0 | 0 | 0.003 | 0.047 | 0 |  | --> | C17 ex OUGHTERARD | OUGHTERARD: T41∥T42 | GALWAY 110KV |  | 53.4252 | -9.3139
MV/LV Substation AR***709Y | 10 kV | 400V(3ph) & 230V(single ph) | LV | 200 kVA :Kiosk Substation | 0.2 | --> | 0.2 | 0.168 | 1.5 |  | --> | 0.19 | 0 | 0 | 0 | 0.007 | 0.197 | 0 |  | --> | C17 ex ROSCOMMON | ROSCOMMON: T41 | LANESBORO |  | 53.627 | -8.1664
MV/LV Substation AR***713Y | 20 kV | 400V(3ph) & 230V(single ph) | LV | 50 kVA :Pole Substation | 0.05 | --> | 0.05 | 0.05 | 4.1 |  | --> | 0.047 | 0 | 0 | 0 | 0 | 0 | 0 | Constrained,otherwise capacity available =49kW. | --> | E13 ex CHARLEVILLE | CHARLEVILLE: T422 | CHARLEVILLE |  | 52.3265 | -8.6272
MV/LV Substation AR***717X | 10 kV | 400V(3ph) & 230V(single ph) | LV | 100 kVA :Pole Substation | 0.1 | --> | 0.1 | 0.05 | 3.2 |  | --> | 0.095 | 0 | 0 | 0 | 0 | 0.107 | 0 |  | --> | C14 ex MCDONAGH | MCDONAGH: T42 | KILKENNY |  | 52.659 | -7.2099
MV/LV Substation AR***718 | 20 kV | 400V(3ph) & 230V(single ph) | LV | 100 kVA :Pole Substation | 0.1 | --> | 0.1 | 0.063 | 0.8 |  | --> | 0.095 | 0 | 0 | 0 | 0.004 | 0 | 0 | Constrained,otherwise capacity available =101kW. | --> | E14 ex CARNDONAGH | CARNDONAGH: T421∥T422 | TRILLICK |  | 55.2516 | -7.2721
MV/LV Substation AR***718Y | 20 kV | 400V(3ph) & 230V(single ph) | LV | 200 kVA :Kiosk Substation | 0.2 | --> | 0.2 | 0 | 0 | Constrained,otherwise capacity available =138kVA. | --> | 0.19 | 0 | 0 | 0 | 0.022 | 0 | 0 | Constrained,otherwise capacity available =186kW. | --> | E11 ex CASTLELYONS | CASTLELYONS: T421∥T422 | BARRYMORE |  | 52.0881 | -8.2386
MV/LV Substation AR***724Z | 10 kV | 400V(3ph) & 230V(single ph) | LV | 200 kVA :Kiosk Substation | 0.2 | --> | 0.2 | 0.151 | 4.5 |  | --> | 0.19 | 0 | 0 | 0 | 0.003 | 0.203 | 0 |  | --> | C21 ex MAYFIELD | MAYFIELD: T41 | KILBARRY |  | 51.9197 | -8.434
MV/LV Substation AR***725 | 20 kV | 400V(3ph) & 230V(single ph) | LV | 400 kVA :Kiosk Substation | 0.4 | --> | 0.4 | 0.34 | 0.8 |  | --> | 0.38 | 0 | 0 | 0 | 0 | 0 | 0 | Constrained,otherwise capacity available =409kW. | --> | E18 ex CARNDONAGH | CARNDONAGH: T421∥T422 | TRILLICK |  | 55.2427 | -7.2653
MV/LV Substation AR***734Y | 20 kV | 400V(3ph) & 230V(single ph) | LV | 200 kVA :Kiosk Substation | 0.2 | --> | 0.2 | 0 | 0 | Constrained,otherwise capacity available =152kVA. | --> | 0.19 | 0 | 0 | 0 | 0 | 0.207 | 0 |  | --> | E19 ex CAVAN | CAVAN: T421 | SHANKILL |  | 53.9248 | -7.4144
MV/LV Substation AR***734Z | 10 kV | 400V(3ph) & 230V(single ph) | LV | 100 kVA :Pole Substation | 0.1 | --> | 0.1 | 0.069 | 0.9 |  | --> | 0.095 | 0 | 0 | 0 | 0 | 0 | 0 | Constrained,otherwise capacity available =104kW. | --> | C16 ex BANTRY | BANTRY: T41∥T42 | BALLYLICKY |  | 51.6795 | -9.4464
MV/LV Substation AR***739X | 10 kV | 400V(3ph) & 230V(single ph) | LV | 200 kVA :Kiosk Substation | 0.2 | --> | 0.2 | 0 | 0 | Constrained,otherwise capacity available =133kVA. | --> | 0.19 | 0 | 0 | 0 | 0.01 | 0.199 | 0 |  | --> | C15 ex CARRIGALINE | CARRIGALINE: T41∥T42 | BARNAHELY |  | 51.8171 | -8.3799
MV/LV Substation AR***741Y | 20 kV | 400V(3ph) & 230V(single ph) | LV | 200 kVA :Kiosk Substation | 0.2 | --> | 0.2 | 0 | 0 | Constrained,otherwise capacity available =140kVA. | --> | 0.19 | 0 | 0 | 0 | 0.017 | 0 | 0 | Constrained,otherwise capacity available =191kW. | --> | C13 ex CLOYNE | CLOYNE: T41 | MIDLETON |  | 51.8521 | -8.0183
MV/LV Substation AR***748Y | 20 kV | 400V(3ph) & 230V(single ph) | LV | 50 kVA :Pole Substation | 0.05 | --> | 0.05 | 0.047 | 26.7 |  | --> | 0.047 | 0 | 0 | 0 | 0 | 0.049 | 0 |  | --> | E21 ex WEXFORD | WEXFORD: T121∥T122 | WEXFORD |  | 52.3779 | -6.4811
MV/LV Substation AR***749 | 20 kV | 400V(3ph) & 230V(single ph) | LV | 50 kVA :Pole Substation | 0.05 | --> | 0.05 | 0.042 | 2.7 |  | --> | 0.047 | 0 | 0 | 0 | 0 | 0 | 0 | Constrained,otherwise capacity available =50kW. | --> | E16 ex TULLOW | TULLOW: T422 | CARLOW |  | 52.7814 | -6.6862
MV/LV Substation AR***750Y | 20 kV | 400V(3ph) & 230V(single ph) | LV | 100 kVA :Pole Substation | 0.1 | --> | 0.1 | 0.083 | 2.8 |  | --> | 0.095 | 0 | 0 | 0 | 0.004 | 0.098 | 0 |  | --> | C12 ex CARRIGLAWN | CARRIGLAWN: T41∥T42 | WEXFORD |  | 52.364 | -6.4491
MV/LV Substation AR***753Y | 20 kV | 400V(3ph) & 230V(single ph) | LV | 50 kVA :Pole Substation | 0.05 | --> | 0.05 | 0.046 | 2.4 |  | --> | 0.047 | 0 | 0 | 0 | 0 | 0.049 | 0 |  | --> | C22 ex BUSHFIELD | BUSHFIELD: T42 | ATHLONE |  | 53.4789 | -7.7923
MV/LV Substation AR***755 | 10 kV | 400V(3ph) & 230V(single ph) | LV | 400 kVA :Kiosk Substation | 0.4 | --> | 0.4 | 0.335 | 5 |  | --> | 0.38 | 0 | 0 | 0 | 0 | 0.41 | 0 |  | --> | C18 ex BALLYRICKARD | BALLYRICKARD: T41∥T42 | TRALEE |  | 52.2856 | -9.7083
MV/LV Substation AR***755X | 10 kV | 400V(3ph) & 230V(single ph) | LV | 100 kVA :Pole Substation | 0.1 | --> | 0.1 | 0.073 | 1.2 |  | --> | 0.095 | 0 | 0 | 0 | 0 | 0.103 | 0 |  | --> | C15 ex SCARTEEN | SCARTEEN: T41∥T42 | MALLOW |  | 52.101 | -8.6882
MV/LV Substation AR***759 | 10 kV | 400V(3ph) & 230V(single ph) | LV | 200 kVA :Pole Substation | 0.2 | --> | 0.2 | 0.083 | 0.7 |  | --> | 0.19 | 0 | 0 | 0 | 0.004 | 0.213 | 0 |  | --> | C26 ex GLENTIES | GLENTIES: T41 | BINBANE |  | 54.7994 | -8.288
MV/LV Substation AR***771Z | 20 kV | 400V(3ph) & 230V(single ph) | LV | 50 kVA :Pole Substation | 0.05 | --> | 0.05 | 0.049 | 2.8 |  | --> | 0.047 | 0 | 0 | 0 | 0 | 0.049 | 0 |  | --> | C12 ex CARRIGLAWN | CARRIGLAWN: T41∥T42 | WEXFORD |  | 52.3634 | -6.4498
MV/LV Substation AR***772 | 20 kV | 400V(3ph) & 230V(single ph) | LV | 50 kVA :Pole Substation | 0.05 | --> | 0.05 | 0.04 | 2.9 |  | --> | 0.047 | 0 | 0 | 0 | 0.004 | 0.046 | 0 |  | --> | C12 ex DUNLEER | DUNLEER: T41∥T42 | DRYBRIDGE |  | 53.809 | -6.2957
MV/LV Substation AR***778 | 10 kV | 400V(3ph) & 230V(single ph) | LV | 50 kVA :Pole Substation | 0.05 | --> | 0.05 | 0.004 | 0.2 |  | --> | 0.047 | 0 | 0 | 0 | 0.003 | 0 | 0 | Constrained,otherwise capacity available =53kW. | --> | C18 ex DUNGLOE | DUNGLOE: T42 | ARDNAGAPPARY |  | 54.9891 | -8.4988
MV/LV Substation AR***782X | 10 kV | 400V(3ph) & 230V(single ph) | LV | 200 kVA :Pole Substation | 0.2 | --> | 0.2 | 0.195 | 1.7 |  | --> | 0.19 | 0 | 0 | 0 | 0 | 0.2 | 0 |  | --> | C15 ex TULLA | TULLA: T41 | ENNIS |  | 52.8699 | -8.7572
MV/LV Substation AR***784X | 10 kV | 400V(3ph) & 230V(single ph) | LV | 100 kVA :Pole Substation | 0.1 | --> | 0.1 | 0 | 0 | Constrained,otherwise capacity available =75kVA. | --> | 0.095 | 0 | 0 | 0 | 0 | 0.103 | 0 |  | --> | C18 ex BUTTEVANT | BUTTEVANT: T41∥T42 | MALLOW |  | 52.2479 | -8.6705
MV/LV Substation AR***793X | 10 kV | 400V(3ph) & 230V(single ph) | LV | 75 kVA :Pole Substation | 0.075 | --> | 0.075 | 0.06 | 2.2 |  | --> | 0.071 | 0 | 0 | 0 | 0.004 | 0 | 0 | Constrained,otherwise capacity available =72kW. | --> | C16 ex NEWCASTLEWEST | NEWCASTLEWEST: T41∥T42 | RATHKEALE |  | 52.494 | -9.0559
MV/LV Substation AR***794Y | 10 kV | 400V(3ph) & 230V(single ph) | LV | 400 kVA :Kiosk Substation | 0.4 | --> | 0.4 | 0.362 | 6.6 |  | --> | 0.38 | 0 | 0 | 0 | 0 | 0.405 | 0 |  | --> | C17 ex GLEBE | GLEBE: T41∥T42 | RICHMOND |  | 53.727 | -7.7804
MV/LV Substation AR***795 | 20 kV | 400V(3ph) & 230V(single ph) | LV | 400 kVA :Kiosk Substation | 0.4 | --> | 0.4 | 0.343 | 1.6 |  | --> | 0.38 | 0 | 0 | 0 | 0.016 | 0.391 | 0 |  | --> | E17 ex DINGLE | DINGLE: T421 | OUGHTRAGH |  | 52.1421 | -10.2816
MV/LV Substation AR***795X | 20 kV | 400V(3ph) & 230V(single ph) | LV | 630 kVA :Kiosk Substation | 0.63 | --> | 0.63 | 0.5 | 1.6 |  | --> | 0.598 | 0 | 0 | 0 | 0 | 0.5 | 0 |  | --> | E16 ex MILLTOWN (SR) | MILLTOWN (SR): T422 | OUGHTRAGH |  | 52.1408 | -9.7215
MV/LV Substation AR***797X | 10 kV | 400V(3ph) & 230V(single ph) | LV | 630 kVA :Kiosk Substation | 0.63 | --> | 0.63 | 0.34 | 0.9 |  | --> | 0.598 | 0 | 0 | 0 | 0.156 | 0 | 0 | Constrained,otherwise capacity available =477kW. | --> | C18 ex MILLTOWN MALBAY | MILLTOWN MALBAY: T42 | TULLABRACK |  | 52.8452 | -9.4375
MV/LV Substation AR***798 | 10 kV | 400V(3ph) & 230V(single ph) | LV | 200 kVA :Pole Substation | 0.2 | --> | 0.2 | 0.127 | 2.4 |  | --> | 0.19 | 0 | 0 | 0 | 0 | 0.21 | 0 |  | --> | C18 ex BUSHFIELD | BUSHFIELD: T42 | ATHLONE |  | 53.4338 | -7.9345
MV/LV Substation AR***798X | 10 kV | 400V(3ph) & 230V(single ph) | LV | 30 kVA :Pole Substation | 0.03 | --> | 0.03 | 0.029 | 2.2 |  | --> | 0.028 | 0 | 0 | 0 | 0 | 0 | 0 | Constrained,otherwise capacity available =29kW. | --> | C16 ex NEWCASTLEWEST | NEWCASTLEWEST: T41∥T42 | RATHKEALE |  | 52.5046 | -9.0742
MV/LV Substation AR***800 | 10 kV | 400V(3ph) & 230V(single ph) | LV | 200 kVA :Kiosk Substation | 0.2 | --> | 0.2 | 0.181 | 6.9 |  | --> | 0.19 | 0 | 0 | 0 | 0.007 | 0 | 0 | Constrained,otherwise capacity available =195kW. | --> | C16 ex BALLYSHANNON | BALLYSHANNON: T41∥T42 | CATHALEENS FALL |  | 54.5586 | -8.2051
MV/LV Substation AR***801X | 20 kV | 400V(3ph) & 230V(single ph) | LV | 50 kVA :Pole Substation | 0.05 | --> | 0.05 | 0.038 | 2.4 |  | --> | 0.047 | 0 | 0 | 0 | 0 | 0.051 | 0 |  | --> | C22 ex BUSHFIELD | BUSHFIELD: T42 | ATHLONE |  | 53.4835 | -7.7895
MV/LV Substation AR***804Z | 20 kV | 400V(3ph) & 230V(single ph) | LV | 200 kVA :Pole Substation | 0.2 | --> | 0.2 | 0.185 | 1.6 |  | --> | 0.19 | 0 | 0 | 0 | 0 | 0 | 0 | Constrained,otherwise capacity available =202kW. | --> | E11 ex CASTLETOWNBERE | CASTLETOWNBERE: T421 | BALLYLICKY |  | 51.7357 | -9.8985
MV/LV Substation AR***809 | 20 kV | 400V(3ph) & 230V(single ph) | LV | 50 kVA :Pole Substation | 0.05 | --> | 0.05 | 0.045 | 2.7 |  | --> | 0.047 | 0 | 0 | 0 | 0.003 | 0 | 0 | Constrained,otherwise capacity available =47kW. | --> | E18 ex TULLOW | TULLOW: T422 | CARLOW |  | 52.868 | -6.4854
MV/LV Substation AR***810 | 20 kV | 400V(3ph) & 230V(single ph) | LV | 50 kVA :Pole Substation | 0.05 | --> | 0.05 | 0.038 | 4.7 |  | --> | 0.047 | 0 | 0 | 0 | 0.003 | 0.047 | 0 |  | --> | E17 ex EDGEWORTHSTOWN | EDGEWORTHSTOWN: T421∥T422 | RICHMOND |  | 53.6689 | -7.6958
MV/LV Substation AR***810 | 10 kV | 400V(3ph) & 230V(single ph) | LV | 400 kVA :Building Structure | 0.4 | --> | 0.4 | 0 | 0 | Constrained,otherwise capacity available =159kVA. | --> | 0.38 | 0 | 0 | 0 | 0 | 0.429 | 0 |  | --> | C13 ex SPIDDAL | SPIDDAL: T42 | SCREEB |  | 53.2485 | -9.2834
MV/LV Substation AR***814X | 20 kV | 400V(3ph) & 230V(single ph) | LV | 200 kVA :Kiosk Substation | 0.2 | --> | 0.2 | 0.17 | 1.6 |  | --> | 0.19 | 0 | 0 | 0 | 0.011 | 0.193 | 0 |  | --> | E16 ex MILLTOWN (SR) | MILLTOWN (SR): T422 | OUGHTRAGH |  | 52.0979 | -9.7846
MV/LV Substation AR***816Y | 10 kV | 400V(3ph) & 230V(single ph) | LV | 630 kVA :Kiosk Substation | 0.63 | --> | 0.63 | 0.429 | 9 |  | --> | 0.598 | 0 | 0 | 0 | 0.017 | 0.5 | 0 |  | --> | C18 ex MULLINGAR | MULLINGAR: T102 | MULLINGAR |  | 53.521 | -7.3695
MV/LV Substation AR***817X | 10 kV | 400V(3ph) & 230V(single ph) | LV | 100 kVA :Pole Substation | 0.1 | --> | 0.1 | 0 | 0 | Constrained,otherwise capacity available =54kVA. | --> | 0.095 | 0 | 0 | 0 | 0 | 0.106 | 0 |  | --> | C22 ex KILMONEY | KILMONEY: T41∥T42 | TRABEG |  | 51.8106 | -8.3875
MV/LV Substation AR***826Z | 20 kV | 400V(3ph) & 230V(single ph) | LV | 200 kVA :Kiosk Substation | 0.2 | --> | 0.2 | 0.176 | 0.9 |  | --> | 0.19 | 0 | 0 | 0 | 0.004 | 0 | 0 | Constrained,otherwise capacity available =198kW. | --> | C12 ex BANTRY | BANTRY: T41∥T42 | BALLYLICKY |  | 51.6743 | -9.4441
MV/LV Substation AR***836 | 20 kV | 400V(3ph) & 230V(single ph) | LV | 50 kVA :Pole Substation | 0.05 | --> | 0.05 | 0.05 | 5.6 |  | --> | 0.047 | 0 | 0 | 0 | 0 | 0 | 0 | Constrained,otherwise capacity available =49kW. | --> | E13 ex BLESSINGTON | BLESSINGTON: T421 | KILTEEL |  | 53.1267 | -6.6491
MV/LV Substation AR***836 | 10 kV | 400V(3ph) & 230V(single ph) | LV | 200 kVA :Pole Substation | 0.2 | --> | 0.2 | 0.2 | 4 |  | --> | 0.19 | 0 | 0 | 0 | 0 | 0.2 | 0 |  | --> | C19 ex DUNMANWAY | DUNMANWAY: T43 | DUNMANWAY |  | 51.7494 | -9.089
MV/LV Substation AR***837 | 10 kV | 400V(3ph) & 230V(single ph) | LV | 50 kVA :Pole Substation | 0.05 | --> | 0.05 | 0.025 | 5.5 |  | --> | 0.047 | 0 | 0 | 0 | 0.007 | 0.045 | 0 |  | --> | C18 ex ABBEYLAND | ABBEYLAND: T42 | NAVAN |  | 53.6682 | -6.7555
MV/LV Substation AR***838X | 20 kV | 400V(3ph) & 230V(single ph) | LV | 50 kVA :Pole Substation | 0.05 | --> | 0.05 | 0.032 | 26.7 |  | --> | 0.047 | 0 | 0 | 0 | 0 | 0.051 | 0 |  | --> | E17 ex WEXFORD | WEXFORD: T121∥T122 | WEXFORD |  | 52.3101 | -6.6911
MV/LV Substation AR***838Y | 10 kV | 400V(3ph) & 230V(single ph) | LV | 200 kVA :Kiosk Substation | 0.2 | --> | 0.2 | 0 | 0 | Constrained,otherwise capacity available =96kVA. | --> | 0.19 | 0 | 0 | 0 | 0.028 | 0.185 | 0 |  | --> | C17 ex NAAS | NAAS: T41 | NEWBRIDGE |  | 53.2129 | -6.6766
MV/LV Substation AR***839 | 10 kV | 400V(3ph) & 230V(single ph) | LV | 100 kVA :Pole Substation | 0.1 | --> | 0.1 | 0.082 | 5.5 |  | --> | 0.095 | 0 | 0 | 0 | 0 | 0.102 | 0 |  | --> | C18 ex ABBEYLAND | ABBEYLAND: T42 | NAVAN |  | 53.663 | -6.7488
MV/LV Substation AR***840X | 20 kV | 400V(3ph) & 230V(single ph) | LV | 50 kVA :Pole Substation | 0.05 | --> | 0.05 | 0 | 0 | Constrained,otherwise capacity available =50kVA. | --> | 0.047 | 0 | 0 | 0 | 0 | 0 | 0 | Constrained,otherwise capacity available =49kW. | --> | C18 ex COOLCARRON | COOLCARRON: T41 | BARRYMORE |  | 52.2015 | -8.1321
MV/LV Substation AR***842X | 10 kV | 400V(3ph) & 230V(single ph) | LV | 200 kVA :Pole Substation | 0.2 | --> | 0.2 | 0.161 | 5.9 |  | --> | 0.19 | 0 | 0 | 0 | 0.003 | 0.202 | 0 |  | --> | C14 ex BANDON | BANDON: T101 | BANDON |  | 51.7494 | -8.7275
MV/LV Substation AR***842Y | 10 kV | 400V(3ph) & 230V(single ph) | LV | 630 kVA :Building Structure | 0.63 | --> | 0.63 | 0 | 0 | Constrained,otherwise capacity available =500kVA. | --> | 0.598 | 0 | 0 | 0 | 0 | 0.5 | 0 |  | --> | C23 ex ATHLONE | ATHLONE: T41 | ATHLONE |  | 53.4329 | -7.9374
MV/LV Substation AR***845 | 10 kV | 400V(3ph) & 230V(single ph) | LV | 50 kVA :Pole Substation | 0.05 | --> | 0.05 | 0.04 | 5.5 |  | --> | 0.047 | 0 | 0 | 0 | 0 | 0.051 | 0 |  | --> | C18 ex ABBEYLAND | ABBEYLAND: T42 | NAVAN |  | 53.646 | -6.7518
MV/LV Substation AR***846 | 20 kV | 400V(3ph) & 230V(single ph) | LV | 30 kVA :Pole Substation | 0.03 | --> | 0.03 | 0 | 0 | Constrained,otherwise capacity available =24kVA. | --> | 0.028 | 0 | 0 | 0 | 0 | 0 | 0 | Constrained,otherwise capacity available =30kW. | --> | C18 ex COOLCARRON | COOLCARRON: T41 | BARRYMORE |  | 52.1974 | -8.1499
MV/LV Substation AR***852 | 20 kV | 400V(3ph) & 230V(single ph) | LV | 400 kVA :Kiosk Substation | 0.4 | --> | 0.4 | 0 | 0 | Constrained,otherwise capacity available =376kVA. | --> | 0.38 | 0 | 0 | 0 | 0 | 0 | 0 | Constrained,otherwise capacity available =403kW. | --> | E12 ex LUMCLOON | LUMCLOON: T421∥T422 | DALLOW |  | 53.2777 | -7.8275
MV/LV Substation AR***854X | 10 kV | 400V(3ph) & 230V(single ph) | LV | 400 kVA :Kiosk Substation | 0.4 | --> | 0.4 | 0 | 0 | Constrained,otherwise capacity available =354kVA. | --> | 0.38 | 0 | 0 | 0 | 0.013 | 0.393 | 0 |  | --> | C16 ex LOUGHREA | LOUGHREA: T41∥T42 | SOMERSET |  | 53.2025 | -8.5595
MV/LV Substation AR***854Y | 10 kV | 400V(3ph) & 230V(single ph) | LV | 400 kVA :Kiosk Substation | 0.4 | --> | 0.4 | 0.257 | 2.7 |  | --> | 0.38 | 0 | 0 | 0 | 0.006 | 0.415 | 0 |  | --> | C19 ex RAMPARTS | RAMPARTS: T41 | DUNDALK |  | 54.0173 | -6.4048
MV/LV Substation AR***867 | 20 kV | 400V(3ph) & 230V(single ph) | LV | 50 kVA :Pole Substation | 0.05 | --> | 0.05 | 0 | 0 | Constrained,otherwise capacity available =27kVA. | --> | 0.047 | 0 | 0 | 0 | 0 | 0.052 | 0 |  | --> | C16 ex KILSHANNY | KILSHANNY: T42 | CAHIR |  | 52.2077 | -8.1067
MV/LV Substation AR***870 | 10 kV | 400V(3ph) & 230V(single ph) | LV | 50 kVA :Pole Substation | 0.05 | --> | 0.05 | 0 | 0 | Constrained,otherwise capacity available =44kVA. | --> | 0.047 | 0 | 0 | 0 | 0.008 | 0.041 | 0 |  | --> | C13 ex TIMOLEAGUE | TIMOLEAGUE: T41 | BANDON |  | 51.6725 | -8.6503
MV/LV Substation AR***870 | 20 kV | 400V(3ph) & 230V(single ph) | LV | 100 kVA :Pole Substation | 0.1 | --> | 0.1 | 0.09 | 5.6 |  | --> | 0.095 | 0 | 0 | 0 | 0 | 0.101 | 0 |  | --> | E18 ex CRANE | CRANE: T122 | CRANE |  | 52.6225 | -6.2336
MV/LV Substation AR***871Y | 20 kV | 400V(3ph) & 230V(single ph) | LV | 100 kVA :Pole Substation | 0.1 | --> | 0.1 | 0.08 | 1.2 |  | --> | 0.095 | 0 | 0 | 0 | 0 | 0.103 | 0 |  | --> | E16 ex BALLYDEHOB | BALLYDEHOB: T421 | DUNMANWAY |  | 51.5323 | -9.6185
MV/LV Substation AR***872Z | 10 kV | 400V(3ph) & 230V(single ph) | LV | 400 kVA :Kiosk Substation | 0.4 | --> | 0.4 | 0.354 | 4 |  | --> | 0.38 | 0 | 0 | 0 | 0.025 | 0.38 | 0 |  | --> | E18 ex KILLINICK | KILLINICK: T421∥T422 | WEXFORD |  | 52.2694 | -6.3949
MV/LV Substation AR***873X | 10 kV | 400V(3ph) & 230V(single ph) | LV | 200 kVA :Pole Substation | 0.2 | --> | 0.2 | 0.164 | 6.6 |  | --> | 0.19 | 0 | 0 | 0 | 0.003 | 0.202 | 0 |  | --> | C17 ex GLEBE | GLEBE: T41∥T42 | RICHMOND |  | 53.7262 | -7.7839
MV/LV Substation AR***876Z | 10 kV | 400V(3ph) & 230V(single ph) | LV | 50 kVA :Pole Substation | 0.05 | --> | 0.05 | 0.05 | 0.2 |  | --> | 0.047 | 0 | 0 | 0 | 0 | 0.049 | 0 |  | --> | C21 ex TALBOTS INCH | TALBOTS INCH: T41∥T42 | KILKENNY |  | 52.7211 | -7.3006
MV/LV Substation AR***879Y | 10 kV | 400V(3ph) & 230V(single ph) | LV | 1000 kVA :Building Structure | 1 | --> | 1 | 0 | 0 | Constrained,otherwise capacity available =500kVA. | --> | 0.95 | 0 | 0 | 0 | 0 | 0.5 | 0 |  | --> | C23 ex ATHLONE | ATHLONE: T41 | ATHLONE |  | 53.4328 | -7.9391
MV/LV Substation AR***881X | 10 kV | 400V(3ph) & 230V(single ph) | LV | 200 kVA :Kiosk Substation | 0.2 | --> | 0.2 | 0 | 0 | Constrained,otherwise capacity available =166kVA. | --> | 0.19 | 0 | 0 | 0 | 0.023 | 0.18 | 0 |  | --> | C19 ex MILFORD (NR) | MILFORD (NR): T41∥T42 | LETTERKENNY |  | 55.0713 | -7.6801
MV/LV Substation AR***881X | 10 kV | 400V(3ph) & 230V(single ph) | LV | 400 kVA :Kiosk Substation | 0.4 | --> | 0.4 | 0.202 | 3.5 |  | --> | 0.38 | 0 | 0 | 0 | 0.017 | 0.412 | 0 |  | --> | C12 ex FORTUNESTOWN | FORTUNESTOWN: T102 | INCHICORE 220KV |  | 53.2874 | -6.4172
MV/LV Substation AR***882 | 20 kV | 400V(3ph) & 230V(single ph) | LV | 50 kVA :Pole Substation | 0.05 | --> | 0.05 | 0.045 | 4.4 |  | --> | 0.047 | 0 | 0 | 0 | 0 | 0.05 | 0 |  | --> | E15 ex MOHILL | MOHILL: T421∥T422 | CARRICK ON SHANNON |  | 53.9332 | -7.8688
MV/LV Substation AR***882X | 10 kV | 400V(3ph) & 230V(single ph) | LV | 400 kVA :Kiosk Substation | 0.4 | --> | 0.4 | 0.332 | 3.5 |  | --> | 0.38 | 0 | 0 | 0 | 0 | 0.41 | 0 |  | --> | C12 ex FORTUNESTOWN | FORTUNESTOWN: T102 | INCHICORE 220KV |  | 53.2881 | -6.4151
MV/LV Substation AR***885X | 10 kV | 400V(3ph) & 230V(single ph) | LV | 400 kVA :Kiosk Substation | 0.4 | --> | 0.4 | 0.367 | 9.2 |  | --> | 0.38 | 0 | 0 | 0 | 0.003 | 0.401 | 0 |  | --> | C13 ex MIDLETON | MIDLETON: T101 | MIDLETON |  | 51.9227 | -8.1754
MV/LV Substation AR***888 | 20 kV | 400V(3ph) & 230V(single ph) | LV | 400 kVA :Kiosk Substation | 0.4 | --> | 0.4 | 0.289 | 3.3 |  | --> | 0.38 | 0 | 0 | 0 | 0.069 | 0.344 | 0 |  | --> | E17 ex BIRDHILL | BIRDHILL: T421 | ARDNACRUSHA |  | 52.8048 | -8.4327
MV/LV Substation AR***888X | 10 kV | 400V(3ph) & 230V(single ph) | LV | 100 kVA :Pole Substation | 0.1 | --> | 0.1 | 0 | 0 | Constrained,otherwise capacity available =80kVA. | --> | 0.095 | 0 | 0 | 0 | 0 | 0.103 | 0 |  | --> | C15 ex SKIBBEREEN | SKIBBEREEN: T41∥T42 | DUNMANWAY |  | 51.5496 | -9.2536
MV/LV Substation AR***889X | 20 kV | 400V(3ph) & 230V(single ph) | LV | 100 kVA :Pole Substation | 0.1 | --> | 0.1 | 0.051 | 1.6 |  | --> | 0.095 | 0 | 0 | 0 | 0 | 0 | 0 | Constrained,otherwise capacity available =106kW. | --> | E11 ex CASTLETOWNBERE | CASTLETOWNBERE: T421 | BALLYLICKY |  | 51.7346 | -9.8972
MV/LV Substation AR***889X | 10 kV | 400V(3ph) & 230V(single ph) | LV | 100 kVA :Pole Substation | 0.1 | --> | 0.1 | 0 | 0 | Constrained,otherwise capacity available =70kVA. | --> | 0.095 | 0 | 0 | 0 | 0 | 0.104 | 0 |  | --> | C13 ex DOUGLAS | DOUGLAS: T42 | TRABEG |  | 51.8693 | -8.4367
MV/LV Substation AR***892X | 10 kV | 400V(3ph) & 230V(single ph) | LV | 50 kVA :Pole Substation | 0.05 | --> | 0.05 | 0.05 | 1.4 |  | --> | 0.047 | 0 | 0 | 0 | 0 | 0.049 | 0 |  | --> | C23 ex BALLINDERRY | BALLINDERRY: T41 | MULLINGAR |  | 53.5189 | -7.3188
MV/LV Substation AR***899 | 10 kV | 400V(3ph) & 230V(single ph) | LV | 50 kVA :Pole Substation | 0.05 | --> | 0.05 | 0.028 | 9.9 |  | --> | 0.047 | 0 | 0 | 0 | 0 | 0.052 | 0 |  | --> | C18 ex CONVOY | CONVOY: T41∥T42 | LETTERKENNY |  | 54.8689 | -7.6463
MV/LV Substation AR***905Y | 10 kV | 400V(3ph) & 230V(single ph) | LV | 400 kVA :Kiosk Substation | 0.4 | --> | 0.4 | 0.325 | 2 |  | --> | 0.38 | 0 | 0 | 0 | 0 | 0.411 | 0 |  | --> | C25 ex TYCOR | TYCOR: T41∥T42 | WATERFORD |  | 52.2607 | -7.1522
MV/LV Substation AR***908 | 10 kV | 400V(3ph) & 230V(single ph) | LV | 400 kVA :Kiosk Substation | 0.4 | --> | 0.4 | 0.332 | 4.5 |  | --> | 0.38 | 0 | 0 | 0 | 0.021 | 0.388 | 0 |  | --> | C12 ex BRAY | BRAY: T42 | FASSAROE |  | 53.1945 | -6.1282
MV/LV Substation AR***912 | 10 kV | 400V(3ph) & 230V(single ph) | LV | 200 kVA :Kiosk Substation | 0.2 | --> | 0.2 | 0 | 3.6 |  | --> | 0.19 | 0 | 0 | 0 | 0 | 0.245 | 0 |  | --> | C19 ex BOGHALL ROAD | BOGHALL ROAD: T41 | FASSAROE |  | 53.1846 | -6.1204
MV/LV Substation AR***914Y | 10 kV | 400V(3ph) & 230V(single ph) | LV | 50 kVA :Pole Substation | 0.05 | --> | 0.05 | 0.045 | 1.5 |  | --> | 0.047 | 0 | 0 | 0 | 0 | 0.05 | 0 |  | --> | E16 ex BEALISTOWN | BEALISTOWN: T421∥T422 | GREAT ISLAND |  | 52.2435 | -6.9491
MV/LV Substation AR***915 | 20 kV | 400V(3ph) & 230V(single ph) | LV | 50 kVA :Pole Substation | 0.05 | --> | 0.05 | 0 | 0 |  | --> | 0.047 | 0 | 0 | 0 | 0.007 | 0.057 | 0 |  | --> | E17 ex MANORHAMILTON | MANORHAMILTON: T422 | SLIGO |  | 54.2215 | -8.2968
MV/LV Substation AR***916X | 20 kV | 400V(3ph) & 230V(single ph) | LV | 400 kVA :Kiosk Substation | 0.4 | --> | 0.4 | 0.315 | 6.3 |  | --> | 0.38 | 0 | 0 | 0 | 0.087 | 0 | 0 | Constrained,otherwise capacity available =321kW. | --> | E17 ex BAGENALSTOWN | BAGENALSTOWN: T421∥T422 | CARLOW |  | 52.7421 | -6.9748
MV/LV Substation AR***931 | 20 kV | 400V(3ph) & 230V(single ph) | LV | 50 kVA :Pole Substation | 0.05 | --> | 0.05 | 0.045 | 1.7 |  | --> | 0.047 | 0 | 0 | 0 | 0 | 0.05 | 0 |  | --> | E15 ex GORT | GORT: T41∥T42 | ENNIS |  | 53.1529 | -8.806
MV/LV Substation AR***934 | 10 kV | 400V(3ph) & 230V(single ph) | LV | 630 kVA :Building Structure | 0.63 | --> | 0.63 | 0.5 | 0.9 |  | --> | 0.598 | 0 | 0 | 0 | 0 | 0.5 | 0 |  | --> | C12 ex CARRAROE | CARRAROE: T42 | SCREEB |  | 53.2916 | -9.5518
MV/LV Substation AR***934 | 20 kV | 400V(3ph) & 230V(single ph) | LV | 200 kVA :Kiosk Substation | 0.2 | --> | 0.2 | 0.162 | 11.9 |  | --> | 0.19 | 0 | 0 | 0 | 0 | 0 | 0 | Constrained,otherwise capacity available =205kW. | --> | E11 ex WESTPORT | WESTPORT: T421∥T422 | CASTLEBAR |  | 53.7584 | -9.8127
MV/LV Substation AR***937 | 20 kV | 400V(3ph) & 230V(single ph) | LV | 50 kVA :Pole Substation | 0.05 | --> | 0.05 | 0.018 | 3.6 |  | --> | 0.047 | 0 | 0 | 0 | 0.003 | 0.05 | 0 |  | --> | C22 ex CASTLEREA | CASTLEREA: T41∥T42 | CARRICK ON SHANNON |  | 53.7669 | -8.5057
MV/LV Substation AR***941 | 10 kV | 400V(3ph) & 230V(single ph) | LV | 100 kVA :Pole Substation | 0.1 | --> | 0.1 | 0 | 0 | Constrained,otherwise capacity available =71kVA. | --> | 0.095 | 0 | 0 | 0 | 0 | 0.103 | 0 |  | --> | C20 ex BUTTEVANT | BUTTEVANT: T41∥T42 | MALLOW |  | 52.2064 | -8.7442
MV/LV Substation AR***943 | 10 kV | 400V(3ph) & 230V(single ph) | LV | 50 kVA :Pole Substation | 0.05 | --> | 0.05 | 0.041 | 2.6 |  | --> | 0.047 | 0 | 0 | 0 | 0 | 0.05 | 0 |  | --> | C15 ex CLIFDEN | CLIFDEN: T41∥T42 | GALWAY 110KV |  | 53.4687 | -10.0173
MV/LV Substation AR***947X | 10 kV | 400V(3ph) & 230V(single ph) | LV | 400 kVA :Kiosk Substation | 0.4 | --> | 0.4 | 0.341 | 1.2 |  | --> | 0.38 | 0 | 0 | 0 | 0.003 | 0.405 | 0 |  | --> | C24 ex MULLAGH | MULLAGH: T44 | MEATH HILL |  | 53.8121 | -6.9497
MV/LV Substation AR***953 | 10 kV | 400V(3ph) & 230V(single ph) | LV | 50 kVA :Pole Substation | 0.05 | --> | 0.05 | 0.029 | 0.1 |  | --> | 0.047 | 0 | 0 | 0 | 0.006 | 0 | 0 | Constrained,otherwise capacity available =46kW. | --> | C23 ex CREGG ROAD | CREGG ROAD: T41∥T42 | BALLYDINE |  | 52.3462 | -7.325
MV/LV Substation AR***962 | 10 kV | 400V(3ph) & 230V(single ph) | LV | 400 kVA :Kiosk Substation | 0.4 | --> | 0.4 | 0.149 | 9.6 |  | --> | 0.38 | 0 | 0 | 0 | 0.003 | 0.434 | 0 |  | --> | C17 ex GORTLEE | GORTLEE: T41∥T42 | LETTERKENNY |  | 54.9613 | -7.739
MV/LV Substation AR***962Z | 20 kV | 400V(3ph) & 230V(single ph) | LV | 50 kVA :Pole Substation | 0.05 | --> | 0.05 | 0.05 | 9.3 |  | --> | 0.047 | 0 | 0 | 0 | 0 | 0 | 0 | Constrained,otherwise capacity available =49kW. | --> | E14 ex BLESSINGTON | BLESSINGTON: T422 | KILTEEL |  | 53.1238 | -6.6288
MV/LV Substation AR***966 | 20 kV | 400V(3ph) & 230V(single ph) | LV | 50 kVA :Pole Substation | 0.05 | --> | 0.05 | 0.05 | 2.7 |  | --> | 0.047 | 0 | 0 | 0 | 0 | 0.049 | 0 |  | --> | C17 ex KILLESHANDRA | KILLESHANDRA: T41∥T42 | GORTAWEE |  | 54.064 | -7.5823
MV/LV Substation AR***968X | 10 kV | 400V(3ph) & 230V(single ph) | LV | 100 kVA :Pole Substation | 0.1 | --> | 0.1 | 0.086 | 1.4 |  | --> | 0.095 | 0 | 0 | 0 | 0.003 | 0.098 | 0 |  | --> | C23 ex BALLINDERRY | BALLINDERRY: T41 | MULLINGAR |  | 53.5186 | -7.3232
MV/LV Substation AR***968Y | 20 kV | 400V(3ph) & 230V(single ph) | LV | 100 kVA :Pole Substation | 0.1 | --> | 0.1 | 0 | 0 | Constrained,otherwise capacity available =70kVA. | --> | 0.095 | 0 | 0 | 0 | 0.01 | 0 | 0 | Constrained,otherwise capacity available =94kW. | --> | C18 ex PORTARLINGTON | PORTARLINGTON: T41∥T42 | PORTLAOISE |  | 53.2374 | -7.319
MV/LV Substation AR***969X | 10 kV | 400V(3ph) & 230V(single ph) | LV | 50 kVA :Pole Substation | 0.05 | --> | 0.05 | 0.049 | 0.1 |  | --> | 0.047 | 0 | 0 | 0 | 0 | 0.049 | 0 |  | --> | C19 ex ROSEHILL | ROSEHILL: T41 | KILKENNY |  | 52.6399 | -7.2601
MV/LV Substation AR***970Y | 10 kV | 400V(3ph) & 230V(single ph) | LV | 400 kVA :Kiosk Substation | 0.4 | --> | 0.4 | 0.345 | 2.8 |  | --> | 0.38 | 0 | 0 | 0 | 0 | 0.408 | 0 |  | --> | C12 ex CASHEL | CASHEL: T42 | CAHIR |  | 52.5068 | -7.8847
MV/LV Substation AR***971 | 20 kV | 400V(3ph) & 230V(single ph) | LV | 100 kVA :Pole Substation | 0.1 | --> | 0.1 | 0.066 | 5.6 |  | --> | 0.095 | 0 | 0 | 0 | 0.007 | 0 | 0 | Constrained,otherwise capacity available =97kW. | --> | E13 ex BLESSINGTON | BLESSINGTON: T421 | KILTEEL |  | 53.1242 | -6.6484
MV/LV Substation AR***971X | 20 kV | 400V(3ph) & 230V(single ph) | LV | 50 kVA :Pole Substation | 0.05 | --> | 0.05 | 0 | 0 | Constrained,otherwise capacity available =43kVA. | --> | 0.047 | 0 | 0 | 0 | 0 | 0.05 | 0 |  | --> | C16 ex KILSHANNY | KILSHANNY: T42 | CAHIR |  | 52.2656 | -8.2105
MV/LV Substation AR***973 | 20 kV | 400V(3ph) & 230V(single ph) | LV | 50 kVA :Pole Substation | 0.05 | --> | 0.05 | 0.048 | 2.1 |  | --> | 0.047 | 0 | 0 | 0 | 0 | 0.049 | 0 |  | --> | E17 ex KILROSS ROAD | KILROSS ROAD: T421 | TIPPERARY |  | 52.4357 | -8.2173
MV/LV Substation AR***976 | 10 kV | 400V(3ph) & 230V(single ph) | LV | 50 kVA :Pole Substation | 0.05 | --> | 0.05 | 0.05 | 1.2 |  | --> | 0.047 | 0 | 0 | 0 | 0 | 0.049 | 0 |  | --> | C15 ex TRIM | TRIM: T41∥T42 | NAVAN |  | 53.5851 | -6.7759
MV/LV Substation AR***978 | 10 kV | 400V(3ph) & 230V(single ph) | LV | 100 kVA :Pole Substation | 0.1 | --> | 0.1 | 0 | 0 | Constrained,otherwise capacity available =86kVA. | --> | 0.095 | 0 | 0 | 0 | 0.009 | 0.092 | 0 |  | --> | C15 ex SKIBBEREEN | SKIBBEREEN: T41∥T42 | DUNMANWAY |  | 51.5401 | -9.277
MV/LV Substation AR***978X | 20 kV | 400V(3ph) & 230V(single ph) | LV | 200 kVA :Pole Substation | 0.2 | --> | 0.2 | 0.2 | 1 |  | --> | 0.19 | 0 | 0 | 0 | 0 | 0.2 | 0 |  | --> | E14 ex RANDALSTOWN | RANDALSTOWN: T422 | NAVAN |  | 53.7115 | -6.7267
MV/LV Substation AR***979 | 10 kV | 400V(3ph) & 230V(single ph) | LV | 50 kVA :Pole Substation | 0.05 | --> | 0.05 | 0 | 0 | Constrained,otherwise capacity available =40kVA. | --> | 0.047 | 0 | 0 | 0 | 0.003 | 0.047 | 0 |  | --> | C15 ex SKIBBEREEN | SKIBBEREEN: T41∥T42 | DUNMANWAY |  | 51.5368 | -9.2728
MV/LV Substation AR***981 | 20 kV | 400V(3ph) & 230V(single ph) | LV | 50 kVA :Pole Substation | 0.05 | --> | 0.05 | 0 | 0 | Constrained,otherwise capacity available =41kVA. | --> | 0.047 | 0 | 0 | 0 | 0 | 0.05 | 0 |  | --> | E21 ex DALTON | DALTON: T421∥T422 | DALTON |  | 53.7996 | -9.1226
MV/LV Substation AR***983X | 10 kV | 400V(3ph) & 230V(single ph) | LV | 200 kVA :Kiosk Substation | 0.2 | --> | 0.2 | 0 | 0 | Constrained,otherwise capacity available =184kVA. | --> | 0.19 | 0 | 0 | 0 | 0 | 0.202 | 0 |  | --> | E13 ex DALTON | DALTON: T421∥T422 | DALTON |  | 53.7167 | -8.9984
MV/LV Substation AR***985X | 10 kV | 400V(3ph) & 230V(single ph) | LV | 50 kVA :Pole Substation | 0.05 | --> | 0.05 | 0 | 0 | Constrained,otherwise capacity available =50kVA. | --> | 0.047 | 0 | 0 | 0 | 0 | 0.049 | 0 |  | --> | C22 ex SKIBBEREEN | SKIBBEREEN: T41∥T42 | DUNMANWAY |  | 51.5369 | -9.3393
MV/LV Substation AR***986X | 10 kV | 400V(3ph) & 230V(single ph) | LV | 200 kVA :Kiosk Substation | 0.2 | --> | 0.2 | 0.155 | 1.5 |  | --> | 0.19 | 0 | 0 | 0 | 0.011 | 0.195 | 0 |  | --> | C13 ex ROSCOMMON | ROSCOMMON: T41 | LANESBORO |  | 53.6269 | -8.1774
MV/LV Substation AR***987 | 10 kV | 400V(3ph) & 230V(single ph) | LV | 400 kVA :Kiosk Substation | 0.4 | --> | 0.4 | 0.288 | 11.5 |  | --> | 0.38 | 0 | 0 | 0 | 0.018 | 0.398 | 0 |  | --> | C23 ex SALTHILL | SALTHILL: T101 | SALTHILL |  | 53.2706 | -9.1101
MV/LV Substation AR***988X | 10 kV | 400V(3ph) & 230V(single ph) | LV | 400 kVA :Kiosk Substation | 0.4 | --> | 0.4 | 0 | 0 | Constrained,otherwise capacity available =288kVA. | --> | 0.38 | 0 | 0 | 0 | 0 | 0.417 | 0 |  | --> | C25 ex KILBARRY | KILBARRY: T101 | KILBARRY |  | 51.9049 | -8.5102
MV/LV Substation AR***988Z | 10 kV | 400V(3ph) & 230V(single ph) | LV | 50 kVA :Pole Substation | 0.05 | --> | 0.05 | 0.045 | 2.8 |  | --> | 0.047 | 0 | 0 | 0 | 0 | 0.05 | 0 |  | --> | C19 ex CLONARD | CLONARD: T41∥T42 | WEXFORD |  | 52.287 | -6.4807
MV/LV Substation AR***990Y | 10 kV | 400V(3ph) & 230V(single ph) | LV | 400 kVA :Kiosk Substation | 0.4 | --> | 0.4 | 0.326 | 1 |  | --> | 0.38 | 0 | 0 | 0 | 0.081 | 0 | 0 | Constrained,otherwise capacity available =325kW. | --> | C15 ex LOUGHTAGALLA | LOUGHTAGALLA: T41∥T42 | THURLES |  | 52.6784 | -7.8093
MV/LV Substation AR***992Y | 10 kV | 400V(3ph) & 230V(single ph) | LV | 50 kVA :Pole Substation | 0.05 | --> | 0.05 | 0.047 | 3.9 |  | --> | 0.047 | 0 | 0 | 0 | 0 | 0.049 | 0 |  | --> | C17 ex BALLYJAMESDUFF | BALLYJAMESDUFF: T41 | SHANKILL |  | 53.916 | -7.3396
MV/LV Substation AR***992Z | 20 kV | 400V(3ph) & 230V(single ph) | LV | 50 kVA :Pole Substation | 0.05 | --> | 0.05 | 0.047 | 1.6 |  | --> | 0.047 | 0 | 0 | 0 | 0 | 0 | 0 | Constrained,otherwise capacity available =49kW. | --> | E11 ex CASTLETOWNBERE | CASTLETOWNBERE: T421 | BALLYLICKY |  | 51.7378 | -9.8973
MV/LV Substation AS***002X | 10 kV | 400V(3ph) & 230V(single ph) | LV | 200 kVA :Pole Substation | 0.2 | --> | 0.2 | 0.131 | 5.7 |  | --> | 0.19 | 0 | 0 | 0 | 0.002 | 0.208 | 0 |  | --> | E18 ex MOY | MOY: T421∥T422 | MOY |  | 54.1288 | -9.1605
MV/LV Substation AS***008 | 10 kV | 400V(3ph) & 230V(single ph) | LV | 200 kVA :Pole Substation | 0.2 | --> | 0.2 | 0.191 | 8.3 |  | --> | 0.19 | 0 | 0 | 0 | 0 | 0.2 | 0 |  | --> | C19 ex BALLYBEG | BALLYBEG: T101 | CARRICKMINES |  | 53.0116 | -6.1089
MV/LV Substation AS***010Y | 10 kV | 400V(3ph) & 230V(single ph) | LV | 630 kVA :Building Structure | 0.63 | --> | 0.63 | 0 | 0 | Constrained,otherwise capacity available =500kVA. | --> | 0.598 | 0 | 0 | 0 | 0.007 | 0.5 | 0 |  | --> | C12 ex BALLINACURRA | BALLINACURRA: T42 | LIMERICK |  | 52.6557 | -8.6505
MV/LV Substation AS***018Z | 10 kV | 400V(3ph) & 230V(single ph) | LV | 400 kVA :Kiosk Substation | 0.4 | --> | 0.4 | 0 | 0 | Constrained,otherwise capacity available =366kVA. | --> | 0.38 | 0 | 0 | 0 | 0.002 | 0.402 | 0 |  | --> | C13 ex CLONMINCH | CLONMINCH: T41 | THORNSBERRY |  | 53.2698 | -7.4856
MV/LV Substation AS***019 | 10 kV | 400V(3ph) & 230V(single ph) | LV | 400 kVA :Kiosk Substation | 0.4 | --> | 0.4 | 0 | 0 | Constrained,otherwise capacity available =295kVA. | --> | 0.38 | 0 | 0 | 0 | 0.02 | 0.395 | 0 |  | --> | C16 ex LOUGHREA | LOUGHREA: T41∥T42 | SOMERSET |  | 53.2018 | -8.577
MV/LV Substation AS***020X | 10 kV | 400V(3ph) & 230V(single ph) | LV | 630 kVA :Building Structure | 0.63 | --> | 0.63 | 0.471 | 8.2 |  | --> | 0.598 | 0 | 0 | 0 | 0 | 0.5 | 0 |  | --> | C17 ex MISERY HILL | MISERY HILL: T101 | POOLBEG |  | 53.3466 | -6.2541
MV/LV Substation AS***023Z | 20 kV | 400V(3ph) & 230V(single ph) | LV | 200 kVA :Pole Substation | 0.2 | --> | 0.2 | 0 | 0 | Constrained,otherwise capacity available =184kVA. | --> | 0.19 | 0 | 0 | 0 | 0 | 0 | 0 | Constrained,otherwise capacity available =202kW. | --> | E13 ex ABBEYLEIX | ABBEYLEIX: T422 | PORTLAOISE |  | 52.9179 | -7.3377
MV/LV Substation AS***024 | 10 kV | 400V(3ph) & 230V(single ph) | LV | 200 kVA :Pole Substation | 0.2 | --> | 0.2 | 0 | 0 | Constrained,otherwise capacity available =140kVA. | --> | 0.19 | 0 | 0 | 0 | 0 | 0 | 0 | Constrained,otherwise capacity available =209kW. | --> | C12 ex ROSCREA | ROSCREA: T42 | IKERRIN |  | 52.9648 | -7.7878
MV/LV Substation AS***026Y | 10 kV | 400V(3ph) & 230V(single ph) | LV | 100 kVA :Pole Substation | 0.1 | --> | 0.1 | 0 | 0 |  | --> | 0.095 | 0 | 0 | 0 | 0 | 0 | 0 | Constrained,otherwise capacity available =124kW. | --> | C11 ex GARDEN CITY | GARDEN CITY: T41∥T42 | ARKLOW |  | 52.7015 | -6.2656
MV/LV Substation AS***034Z | 10 kV | 400V(3ph) & 230V(single ph) | LV | 200 kVA :Kiosk Substation | 0.2 | --> | 0.2 | 0.156 | 5.5 |  | --> | 0.19 | 0 | 0 | 0 | 0.003 | 0.203 | 0 |  | --> | C13 ex MCDONAGH | MCDONAGH: T41 | KILKENNY |  | 52.6673 | -7.2334
MV/LV Substation AS***035 | 10 kV | 400V(3ph) & 230V(single ph) | LV | 200 kVA :Kiosk Substation | 0.2 | --> | 0.2 | 0.137 | 2.8 |  | --> | 0.19 | 0 | 0 | 0 | 0 | 0.209 | 0 |  | --> | C15 ex CLONARD | CLONARD: T41∥T42 | WEXFORD |  | 52.3347 | -6.4814
MV/LV Substation AS***042Z | 10 kV | 400V(3ph) & 230V(single ph) | LV | 200 kVA :Kiosk Substation | 0.2 | --> | 0.2 | 0 | 0 | Constrained,otherwise capacity available =170kVA. | --> | 0.19 | 0 | 0 | 0 | 0 | 0 | 0 | Constrained,otherwise capacity available =204kW. | --> | C21 ex PALLAS | PALLAS: T41∥T42 | PORTLAOISE |  | 53.0334 | -7.3086
MV/LV Substation AS***043 | 10 kV | 400V(3ph) & 230V(single ph) | LV | 630 kVA :Building Structure | 0.63 | --> | 0.63 | 0.5 | 2.7 |  | --> | 0.598 | 0 | 0 | 0 | 0 | 0.5 | 0 |  | --> | C16 ex BALLYARD | BALLYARD: T41∥T42 | TRALEE |  | 52.2707 | -9.7023
MV/LV Substation AS***046 | 10 kV | 400V(3ph) & 230V(single ph) | LV | 200 kVA :Pole Substation | 0.2 | --> | 0.2 | 0 | 0 | Constrained,otherwise capacity available =120kVA. | --> | 0.19 | 0 | 0 | 0 | 0.003 | 0 | 0 | Constrained,otherwise capacity available =209kW. | --> | C12 ex ROSCREA | ROSCREA: T42 | IKERRIN |  | 52.9633 | -7.7926
MV/LV Substation AS***046 | 10 kV | 400V(3ph) & 230V(single ph) | LV | 200 kVA :Kiosk Substation | 0.2 | --> | 0.2 | 0.1 | 0.1 |  | --> | 0.19 | 0 | 0 | 0 | 0.007 | 0 | 0 | Constrained,otherwise capacity available =208kW. | --> | C25 ex CREGG ROAD | CREGG ROAD: T41∥T42 | BALLYDINE |  | 52.3487 | -7.4065
MV/LV Substation AS***051Z | 10 kV | 400V(3ph) & 230V(single ph) | LV | 400 kVA :Kiosk Substation | 0.4 | --> | 0.4 | 0.28 | 8.9 |  | --> | 0.38 | 0 | 0 | 0 | 0.014 | 0.404 | 0 |  | --> | C21 ex STEPHENSTOWN | STEPHENSTOWN: T101 | FINGLAS |  | 53.6147 | -6.1947
MV/LV Substation AS***052X | 10 kV | 400V(3ph) & 230V(single ph) | LV | 1000 kVA :Building Structure | 1 | --> | 1 | 0.5 | 5.8 |  | --> | 0.95 | 0 | 0 | 0 | 0 | 0.5 | 0 |  | --> | C19 ex WHITESTOWN | WHITESTOWN: T41 | COOKSTOWN |  | 53.2808 | -6.3822
MV/LV Substation AS***055 | 10 kV | 400V(3ph) & 230V(single ph) | LV | 50 kVA :Pole Substation | 0.05 | --> | 0.05 | 0.024 | 6.9 |  | --> | 0.047 | 0 | 0 | 0 | 0 | 0 | 0 | Constrained,otherwise capacity available =53kW. | --> | C17 ex BALLYSHANNON | BALLYSHANNON: T41∥T42 | CATHALEENS FALL |  | 54.5025 | -8.1779
MV/LV Substation AS***055 | 10 kV | 400V(3ph) & 230V(single ph) | LV | 400 kVA :Kiosk Substation | 0.4 | --> | 0.4 | 0.334 | 4.6 |  | --> | 0.38 | 0 | 0 | 0 | 0.006 | 0.403 | 0 |  | --> | C15 ex BALLYRAINE | BALLYRAINE: T41∥T42 | LETTERKENNY |  | 54.9555 | -7.7165
MV/LV Substation AS***056 | 10 kV | 400V(3ph) & 230V(single ph) | LV | 400 kVA :Kiosk Substation | 0.4 | --> | 0.4 | 0.328 | 4.6 |  | --> | 0.38 | 0 | 0 | 0 | 0.003 | 0.407 | 0 |  | --> | C15 ex BALLYRAINE | BALLYRAINE: T41∥T42 | LETTERKENNY |  | 54.9545 | -7.7175
MV/LV Substation AS***061Z | 10 kV | 400V(3ph) & 230V(single ph) | LV | 400 kVA :Kiosk Substation | 0.4 | --> | 0.4 | 0.34 | 2.2 |  | --> | 0.38 | 0 | 0 | 0 | 0 | 0 | 0 | Constrained,otherwise capacity available =409kW. | --> | C14 ex NEWCASTLEWEST | NEWCASTLEWEST: T41∥T42 | RATHKEALE |  | 52.4507 | -9.0573
MV/LV Substation AS***068Z | 10 kV | 400V(3ph) & 230V(single ph) | LV | 200 kVA :Kiosk Substation | 0.2 | --> | 0.2 | 0 | 0 | Constrained,otherwise capacity available =116kVA. | --> | 0.19 | 0 | 0 | 0 | 0.021 | 0.19 | 0 |  | --> | C20 ex BALGADDY | BALGADDY: T42 | GRANGE CASTLE |  | 53.3462 | -6.4342
MV/LV Substation AS***070X | 10 kV | 400V(3ph) & 230V(single ph) | LV | 400 kVA :Kiosk Substation | 0.4 | --> | 0.4 | 0.393 | 0.7 |  | --> | 0.38 | 0 | 0 | 0 | 0 | 0 | 0 | Constrained,otherwise capacity available =400kW. | --> | C20 ex KILMARTIN | KILMARTIN: T41 | ARKLOW |  | 53.0686 | -6.2276
MV/LV Substation AS***071X | 20 kV | 400V(3ph) & 230V(single ph) | LV | 50 kVA :Pole Substation | 0.05 | --> | 0.05 | 0.05 | 3.3 |  | --> | 0.047 | 0 | 0 | 0 | 0 | 0.049 | 0 |  | --> | E13 ex BIRDHILL | BIRDHILL: T421 | ARDNACRUSHA |  | 52.7266 | -8.539
MV/LV Substation AS***082 | 10 kV | 400V(3ph) & 230V(single ph) | LV | 400 kVA :Kiosk Substation | 0.4 | --> | 0.4 | 0.287 | 1.2 |  | --> | 0.38 | 0 | 0 | 0 | 0 | 0.417 | 0 |  | --> | C13 ex SMEARLA | SMEARLA: T41 | TRIEN |  | 52.4499 | -9.4807
MV/LV Substation AS***089 | 10 kV | 400V(3ph) & 230V(single ph) | LV | 400 kVA :Kiosk Substation | 0.4 | --> | 0.4 | 0.236 | 5 |  | --> | 0.38 | 0 | 0 | 0 | 0.009 | 0.415 | 0 |  | --> | C20 ex CENTRE PARK ROAD | MARINA: T106 | MARINA |  | 51.8938 | -8.4529
MV/LV Substation AS***092 | 10 kV | 400V(3ph) & 230V(single ph) | LV | 100 kVA :Pole Substation | 0.1 | --> | 0.1 | 0.077 | 7.8 |  | --> | 0.095 | 0 | 0 | 0 | 0 | 0.103 | 0 |  | --> | C26 ex PELLETSTOWN | PELLETSTOWN: T102 | FINGLAS |  | 53.3816 | -6.3459
MV/LV Substation AS***094Y | 20 kV | 400V(3ph) & 230V(single ph) | LV | 100 kVA :Pole Substation | 0.1 | --> | 0.1 | 0 | 0 | Constrained,otherwise capacity available =92kVA. | --> | 0.095 | 0 | 0 | 0 | 0 | 0.1 | 0 |  | --> | E14 ex EDENDERRY | EDENDERRY: T421∥T422 | BLAKE |  | 53.3414 | -6.9432
MV/LV Substation AS***098Y | 10 kV | 400V(3ph) & 230V(single ph) | LV | 200 kVA :Kiosk Substation | 0.2 | --> | 0.2 | 0.177 | 4.4 |  | --> | 0.19 | 0 | 0 | 0 | 0.007 | 0.195 | 0 |  | --> | C16 ex ARDFINNAN | ARDFINNAN: T42 | CAHIR |  | 52.3063 | -7.8854
MV/LV Substation AS***105Y | 10 kV | 400V(3ph) & 230V(single ph) | LV | 200 kVA :Kiosk Substation | 0.2 | --> | 0.2 | 0 | 0 | Constrained,otherwise capacity available =160kVA. | --> | 0.19 | 0 | 0 | 0 | 0 | 0.206 | 0 |  | --> | E12 ex DALTON | DALTON: T421∥T422 | DALTON |  | 53.7253 | -8.9918
MV/LV Substation AS***107 | 10 kV | 400V(3ph) & 230V(single ph) | LV | 200 kVA :Kiosk Substation | 0.2 | --> | 0.2 | 0.033 | 8.3 |  | --> | 0.19 | 0 | 0 | 0 | 0.002 | 0.222 | 0 |  | --> | C19 ex BALLYBEG | BALLYBEG: T101 | CARRICKMINES |  | 53.0077 | -6.1099
MV/LV Substation AS***109 | 10 kV | 400V(3ph) & 230V(single ph) | LV | 400 kVA :Kiosk Substation | 0.4 | --> | 0.4 | 0 | 0 | Constrained,otherwise capacity available =206kVA. | --> | 0.38 | 0 | 0 | 0 | 0.022 | 0.406 | 0 |  | --> | C19 ex DENNEHYS CROSS | DENNEHYS CROSS: T41 | TRABEG |  | 51.8858 | -8.4938
MV/LV Substation AS***113 | 10 kV | 400V(3ph) & 230V(single ph) | LV | 400 kVA :Kiosk Substation | 0.4 | --> | 0.4 | 0.32 | 3.2 |  | --> | 0.38 | 0 | 0 | 0 | 0 | 0.412 | 0 |  | --> | C14 ex MCDONAGH | MCDONAGH: T42 | KILKENNY |  | 52.6549 | -7.2356
MV/LV Substation AS***117Z | 10 kV | 400V(3ph) & 230V(single ph) | LV | 200 kVA :Kiosk Substation | 0.2 | --> | 0.2 | 0.111 | 5.3 |  | --> | 0.19 | 0 | 0 | 0 | 0.015 | 0.197 | 0 |  | --> | C12 ex SMEARLA | SMEARLA: T42 | TRIEN |  | 52.4475 | -9.502
MV/LV Substation AS***120X | 10 kV | 400V(3ph) & 230V(single ph) | LV | 630 kVA :Building Structure | 0.63 | --> | 0.63 | 0 | 0 | Constrained,otherwise capacity available =348kVA. | --> | 0.598 | 0 | 0 | 0 | 0 | 0.5 | 0 |  | --> | C35 ex SEMPERIT | SEMPERIT: T43 | GRANGE CASTLE |  | 53.3307 | -6.3514
MV/LV Substation AS***122 | 20 kV | 400V(3ph) & 230V(single ph) | LV | 100 kVA :Pole Substation | 0.1 | --> | 0.1 | 0.089 | 5.1 |  | --> | 0.095 | 0 | 0 | 0 | 0 | 0.101 | 0 |  | --> | E15 ex BALLYBUNION | BALLYBUNION: T421∥T422 | TRIEN |  | 52.5534 | -9.5581
MV/LV Substation AS***131 | 10 kV | 400V(3ph) & 230V(single ph) | LV | 200 kVA :Kiosk Substation | 0.2 | --> | 0.2 | 0.131 | 11.3 |  | --> | 0.19 | 0 | 0 | 0 | 0.014 | 0.195 | 0 |  | --> | C18 ex ENNIS | ENNIS: T102 | ENNIS |  | 52.8649 | -8.9782
MV/LV Substation AS***134X | 20 kV | 400V(3ph) & 230V(single ph) | LV | 50 kVA :Pole Substation | 0.05 | --> | 0.05 | 0.05 | 5.7 |  | --> | 0.047 | 0 | 0 | 0 | 0 | 0.049 | 0 |  | --> | E14 ex MOY | MOY: T421∥T422 | MOY |  | 54.1951 | -9.2047
MV/LV Substation AS***143Z | 10 kV | 400V(3ph) & 230V(single ph) | LV | 200 kVA :Kiosk Substation | 0.2 | --> | 0.2 | 0 | 0 | Constrained,otherwise capacity available =136kVA. | --> | 0.19 | 0 | 0 | 0 | 0.011 | 0 | 0 | Constrained,otherwise capacity available =197kW. | --> | C20 ex PORTLAOISE | PORTLAOISE: T42 | PORTLAOISE |  | 53.0365 | -7.2709
MV/LV Substation AS***144 | 10 kV | 400V(3ph) & 230V(single ph) | LV | 400 kVA :Kiosk Substation | 0.4 | --> | 0.4 | 0.252 | 4.1 |  | --> | 0.38 | 0 | 0 | 0 | 0.003 | 0.419 | 0 |  | --> | C21 ex KIMMAGE | KIMMAGE: T41 | INCHICORE 220KV |  | 53.3001 | -6.2858
MV/LV Substation AS***152X | 10 kV | 400V(3ph) & 230V(single ph) | LV | 400 kVA :Kiosk Substation | 0.4 | --> | 0.4 | 0.284 | 9.6 |  | --> | 0.38 | 0 | 0 | 0 | 0 | 0.417 | 0 |  | --> | C13 ex GORTLEE | GORTLEE: T41∥T42 | LETTERKENNY |  | 54.9697 | -7.725
MV/LV Substation AS***155 | 10 kV | 400V(3ph) & 230V(single ph) | LV | 200 kVA :Kiosk Substation | 0.2 | --> | 0.2 | 0.06 | 2.7 |  | --> | 0.19 | 0 | 0 | 0 | 0.004 | 0.216 | 0 |  | --> | C22 ex BALLYARD | BALLYARD: T41∥T42 | TRALEE |  | 52.2653 | -9.7298
MV/LV Substation AS***155X | 10 kV | 400V(3ph) & 230V(single ph) | LV | 200 kVA :Kiosk Substation | 0.2 | --> | 0.2 | 0.147 | 3.1 |  | --> | 0.19 | 0 | 0 | 0 | 0.007 | 0.2 | 0 |  | --> | C19 ex TRABEG | TRABEG: T102 | TRABEG |  | 51.8646 | -8.448
MV/LV Substation AS***155Z | 20 kV | 400V(3ph) & 230V(single ph) | LV | 200 kVA :Kiosk Substation | 0.2 | --> | 0.2 | 0.165 | 2.7 |  | --> | 0.19 | 0 | 0 | 0 | 0 | 0 | 0 | Constrained,otherwise capacity available =205kW. | --> | E12 ex TULLOW | TULLOW: T422 | CARLOW |  | 52.8026 | -6.727
MV/LV Substation AS***159 | 10 kV | 400V(3ph) & 230V(single ph) | LV | 200 kVA :Kiosk Substation | 0.2 | --> | 0.2 | 0 | 0 | Constrained,otherwise capacity available =141kVA. | --> | 0.19 | 0 | 0 | 0 | 0.007 | 0 | 0 | Constrained,otherwise capacity available =201kW. | --> | C23 ex POLLERTON | POLLERTON: T41 | CARLOW |  | 52.8313 | -6.911
MV/LV Substation AS***161 | 10 kV | 400V(3ph) & 230V(single ph) | LV | 400 kVA :Kiosk Substation | 0.4 | --> | 0.4 | 0 | 0 | Constrained,otherwise capacity available =298kVA. | --> | 0.38 | 0 | 0 | 0 | 0.01 | 0 | 0 | Constrained,otherwise capacity available =405kW. | --> | C23 ex POLLERTON | POLLERTON: T41 | CARLOW |  | 52.8312 | -6.9149
MV/LV Substation AS***161Y | 20 kV | 400V(3ph) & 230V(single ph) | LV | 200 kVA :Kiosk Substation | 0.2 | --> | 0.2 | 0.162 | 11.9 |  | --> | 0.19 | 0 | 0 | 0 | 0.003 | 0 | 0 | Constrained,otherwise capacity available =202kW. | --> | E16 ex WESTPORT | WESTPORT: T421∥T422 | CASTLEBAR |  | 53.7941 | -9.5037
MV/LV Substation AS***162 | 10 kV | 400V(3ph) & 230V(single ph) | LV | 630 kVA :Kiosk Substation | 0.63 | --> | 0.63 | 0.5 | 4.9 |  | --> | 0.598 | 0 | 0 | 0 | 0.007 | 0.5 | 0 |  | --> | C12 ex DUNDALK | DUNDALK: T42 | DUNDALK |  | 54.012 | -6.4159
MV/LV Substation AS***162X | 10 kV | 400V(3ph) & 230V(single ph) | LV | 200 kVA :Kiosk Substation | 0.2 | --> | 0.2 | 0.174 | 2 |  | --> | 0.19 | 0 | 0 | 0 | 0.007 | 0.196 | 0 |  | --> | C11 ex BALLYTIVNAN | BALLYTIVNAN: T41 | SLIGO |  | 54.2761 | -8.4609
MV/LV Substation AS***162X | 10 kV | 400V(3ph) & 230V(single ph) | LV | 400 kVA :Kiosk Substation | 0.4 | --> | 0.4 | 0.309 | 2.7 |  | --> | 0.38 | 0 | 0 | 0 | 0.011 | 0.402 | 0 |  | --> | C11 ex RAMPARTS | RAMPARTS: T41 | DUNDALK |  | 53.9946 | -6.3966
MV/LV Substation AS***164 | 10 kV | 400V(3ph) & 230V(single ph) | LV | 400 kVA :Kiosk Substation | 0.4 | --> | 0.4 | 0 | 0 | Constrained,otherwise capacity available =103kVA. | --> | 0.38 | 0 | 0 | 0 | 0.006 | 0 | 0 | Constrained,otherwise capacity available =438kW. | --> | C19 ex POLLERTON | POLLERTON: T41 | CARLOW |  | 52.8359 | -6.9155
MV/LV Substation AS***165X | 10 kV | 400V(3ph) & 230V(single ph) | LV | 200 kVA :Pole Substation | 0.2 | --> | 0.2 | 0.2 | 2.3 |  | --> | 0.19 | 0 | 0 | 0 | 0 | 0 | 0 | Constrained,otherwise capacity available =200kW. | --> | C11 ex KILRUSH | KILRUSH: T41∥T42 | TULLABRACK |  | 52.6181 | -9.4317
MV/LV Substation AS***174Y | 10 kV | 400V(3ph) & 230V(single ph) | LV | 200 kVA :Kiosk Substation | 0.2 | --> | 0.2 | 0.192 | 1.5 |  | --> | 0.19 | 0 | 0 | 0 | 0.003 | 0.197 | 0 |  | --> | C12 ex MOUNT MISERY | MOUNT MISERY: T41 | WATERFORD |  | 52.2706 | -7.1102
MV/LV Substation AS***176Y | 10 kV | 400V(3ph) & 230V(single ph) | LV | 400 kVA :Kiosk Substation | 0.4 | --> | 0.4 | 0.234 | 8.3 |  | --> | 0.38 | 0 | 0 | 0 | 0.063 | 0.359 | 0 |  | --> | C12 ex DRYBRIDGE | DRYBRIDGE: T42 | DRYBRIDGE |  | 53.7208 | -6.3634
MV/LV Substation AS***178Y | 10 kV | 400V(3ph) & 230V(single ph) | LV | 630 kVA :Kiosk Substation | 0.63 | --> | 0.63 | 0 | 0 | Constrained,otherwise capacity available =457kVA. | --> | 0.598 | 0 | 0 | 0 | 0.013 | 0.5 | 0 |  | --> | C30 ex CLONDALKIN | CLONDALKIN: T44 | INCHICORE 220KV |  | 53.327 | -6.4084
MV/LV Substation AS***193 | 10 kV | 400V(3ph) & 230V(single ph) | LV | 200 kVA :Kiosk Substation | 0.2 | --> | 0.2 | 0.184 | 2.9 |  | --> | 0.19 | 0 | 0 | 0 | 0 | 0.202 | 0 |  | --> | C13 ex CASTLEBLAYNEY | CASTLEBLAYNEY: T41 | DUNDALK |  | 54.1204 | -6.7412
MV/LV Substation AS***196 | 10 kV | 400V(3ph) & 230V(single ph) | LV | 400 kVA :Kiosk Substation | 0.4 | --> | 0.4 | 0.262 | 2.1 |  | --> | 0.38 | 0 | 0 | 0 | 0.039 | 0.379 | 0 |  | --> | C12 ex CAHERDAVIN | CAHERDAVIN: T42 | ARDNACRUSHA |  | 52.6668 | -8.6572
MV/LV Substation AS***204 | 10 kV | 400V(3ph) & 230V(single ph) | LV | 200 kVA :Kiosk Substation | 0.2 | --> | 0.2 | 0 | 0 | Constrained,otherwise capacity available =82kVA. | --> | 0.19 | 0 | 0 | 0 | 0.009 | 0.208 | 0 |  | --> | C14 ex HEADFORD | HEADFORD: T42 | CLOON |  | 53.4748 | -9.0969
MV/LV Substation AS***207 | 20 kV | 400V(3ph) & 230V(single ph) | LV | 400 kVA :Building Structure | 0.4 | --> | 0.4 | 0.353 | 2.5 |  | --> | 0.38 | 0 | 0 | 0 | 0.023 | 0.382 | 0 |  | --> | E12 ex CONG | CONG: T421∥T422 | CLOON |  | 53.535 | -9.2865
MV/LV Substation AS***209 | 10 kV | 400V(3ph) & 230V(single ph) | LV | 630 kVA :Kiosk Substation | 0.63 | --> | 0.63 | 0.5 | 2.7 |  | --> | 0.598 | 0 | 0 | 0 | 0.003 | 0.5 | 0 |  | --> | C11 ex RAMPARTS | RAMPARTS: T41 | DUNDALK |  | 53.9937 | -6.3992
MV/LV Substation AS***209X | 20 kV | 400V(3ph) & 230V(single ph) | LV | 100 kVA :Pole Substation | 0.1 | --> | 0.1 | 0 | 0 | Constrained,otherwise capacity available =77kVA. | --> | 0.095 | 0 | 0 | 0 | 0.003 | 0.099 | 0 |  | --> | E18 ex BALLINDERRY | BALLINDERRY: T422 | MULLINGAR |  | 53.5233 | -7.1016
MV/LV Substation AS***216X | 10 kV | 400V(3ph) & 230V(single ph) | LV | 1000 kVA :Building Structure | 1 | --> | 1 | 0 | 0 | Constrained,otherwise capacity available =500kVA. | --> | 0.95 | 0 | 0 | 0 | 0 | 0.5 | 0 |  | --> | C17 ex KINGSBRIDGE | KINGSBRIDGE: T41 | INCHICORE 220KV |  | 53.3483 | -6.2908
MV/LV Substation AS***220Z | 20 kV | 400V(3ph) & 230V(single ph) | LV | 400 kVA :Kiosk Substation | 0.4 | --> | 0.4 | 0 | 0 | Constrained,otherwise capacity available =355kVA. | --> | 0.38 | 0 | 0 | 0 | 0.001 | 0 | 0 | Constrained,otherwise capacity available =406kW. | --> | E19 ex PORTLAOISE | PORTLAOISE: T423∥T424 | PORTLAOISE |  | 53.0299 | -7.2708
MV/LV Substation AS***221Z | 20 kV | 400V(3ph) & 230V(single ph) | LV | 400 kVA :Kiosk Substation | 0.4 | --> | 0.4 | 0 | 0 | Constrained,otherwise capacity available =332kVA. | --> | 0.38 | 0 | 0 | 0 | 0.008 | 0 | 0 | Constrained,otherwise capacity available =401kW. | --> | E19 ex PORTLAOISE | PORTLAOISE: T423∥T424 | PORTLAOISE |  | 53.0293 | -7.2732
MV/LV Substation AS***223X | 10 kV | 400V(3ph) & 230V(single ph) | LV | 630 kVA :Kiosk Substation | 0.63 | --> | 0.63 | 0.5 | 6.9 |  | --> | 0.598 | 0 | 0 | 0 | 0 | 0 | 0 | Constrained,otherwise capacity available =500kW. | --> | C16 ex BALLYSHANNON | BALLYSHANNON: T41∥T42 | CATHALEENS FALL |  | 54.5012 | -8.1926
MV/LV Substation AS***225Z | 10 kV | 400V(3ph) & 230V(single ph) | LV | 400 kVA :Building Structure | 0.4 | --> | 0.4 | 0 | 0 | Constrained,otherwise capacity available =400kVA. | --> | 0.38 | 0 | 0 | 0 | 0 | 0.4 | 0 |  | --> | C21 ex TERMONFECKIN ROAD | TERMONFECKIN ROAD: T41∥T42 | DRYBRIDGE |  | 53.7328 | -6.3312
MV/LV Substation AS***227 | 10 kV | 400V(3ph) & 230V(single ph) | LV | 400 kVA :Kiosk Substation | 0.4 | --> | 0.4 | 0.221 | 2.1 |  | --> | 0.38 | 0 | 0 | 0 | 0 | 0.427 | 0 |  | --> | C14 ex LITTLE BRAY | LITTLE BRAY: T42 | FASSAROE |  | 53.2036 | -6.1243
MV/LV Substation AS***227Z | 10 kV | 400V(3ph) & 230V(single ph) | LV | 200 kVA :Kiosk Substation | 0.2 | --> | 0.2 | 0 | 0 | Constrained,otherwise capacity available =120kVA. | --> | 0.19 | 0 | 0 | 0 | 0.017 | 0 | 0 | Constrained,otherwise capacity available =194kW. | --> | C14 ex COOLMINE | COOLMINE: T42 | FINGLAS |  | 53.3841 | -6.408
MV/LV Substation AS***231Y | 10 kV | 400V(3ph) & 230V(single ph) | LV | 200 kVA :Pole Substation | 0.2 | --> | 0.2 | 0.01 | 8.3 |  | --> | 0.19 | 0 | 0 | 0 | 0 | 0.228 | 0 |  | --> | C19 ex BALLYBEG | BALLYBEG: T101 | CARRICKMINES |  | 53.013 | -6.1085
MV/LV Substation AS***234Z | 20 kV | 400V(3ph) & 230V(single ph) | LV | 630 kVA :Building Structure | 0.63 | --> | 0.63 | 0 | 0 | Constrained,otherwise capacity available =500kVA. | --> | 0.598 | 0 | 0 | 0 | 0 | 0 | 0 | Constrained,otherwise capacity available =500kW. | --> | E15 ex ASHBOURNE | ASHBOURNE: T421 | FINGLAS |  | 53.5097 | -6.3971
MV/LV Substation AS***237 | 10 kV | 400V(3ph) & 230V(single ph) | LV | 400 kVA :Kiosk Substation | 0.4 | --> | 0.4 | 0.333 | 0.8 |  | --> | 0.38 | 0 | 0 | 0 | 0.003 | 0.407 | 0 |  | --> | C18 ex ORANMORE | ORANMORE: T44 | GALWAY 110KV |  | 53.2748 | -8.9321
MV/LV Substation AS***244Y | 20 kV | 400V(3ph) & 230V(single ph) | LV | 200 kVA :Kiosk Substation | 0.2 | --> | 0.2 | 0.152 | 11.9 |  | --> | 0.19 | 0 | 0 | 0 | 0.003 | 0 | 0 | Constrained,otherwise capacity available =203kW. | --> | E16 ex WESTPORT | WESTPORT: T421∥T422 | CASTLEBAR |  | 53.7923 | -9.5025
MV/LV Substation AS***244Z | 10 kV | 400V(3ph) & 230V(single ph) | LV | 630 kVA :Kiosk Substation | 0.63 | --> | 0.63 | 0.441 | 2.9 |  | --> | 0.598 | 0 | 0 | 0 | 0.074 | 0.5 | 0 |  | --> | C16 ex MALAHIDE | MALAHIDE: T42 | GLASMORE |  | 53.4369 | -6.1295
MV/LV Substation AS***253X | 10 kV | 400V(3ph) & 230V(single ph) | LV | 200 kVA :Kiosk Substation | 0.2 | --> | 0.2 | 0.132 | 7.3 |  | --> | 0.19 | 0 | 0 | 0 | 0.015 | 0.194 | 0 |  | --> | C23 ex PELLETSTOWN | PELLETSTOWN: T101 | FINGLAS |  | 53.3697 | -6.3983
MV/LV Substation AS***254 | 10 kV | 400V(3ph) & 230V(single ph) | LV | 50 kVA :Pole Substation | 0.05 | --> | 0.05 | 0 | 0 | Constrained,otherwise capacity available =42kVA. | --> | 0.047 | 0 | 0 | 0 | 0 | 0 | 0 | Constrained,otherwise capacity available =50kW. | --> | C16 ex KANTURK | KANTURK: T41∥T42 | GLENLARA |  | 52.189 | -8.905
MV/LV Substation AS***254Z | 10 kV | 400V(3ph) & 230V(single ph) | LV | 100 kVA :Pole Substation | 0.1 | --> | 0.1 | 0 | 0 | Constrained,otherwise capacity available =100kVA. | --> | 0.095 | 0 | 0 | 0 | 0 | 0 | 0 | Constrained,otherwise capacity available =100kW. | --> | C12 ex MOUNTRATH | MOUNTRATH: T41∥T42 | PORTLAOISE |  | 53.0151 | -7.3578
MV/LV Substation AS***256 | 20 kV | 400V(3ph) & 230V(single ph) | LV | 50 kVA :Pole Substation | 0.05 | --> | 0.05 | 0.042 | 0.4 |  | --> | 0.047 | 0 | 0 | 0 | 0 | 0.05 | 0 |  | --> | C17 ex KYLEERAGH | KYLEERAGH: T41 | NENAGH |  | 52.9245 | -8.1715
MV/LV Substation AS***256Z | 10 kV | 400V(3ph) & 230V(single ph) | LV | 400 kVA :Kiosk Substation | 0.4 | --> | 0.4 | 0 | 0 | Constrained,otherwise capacity available =351kVA. | --> | 0.38 | 0 | 0 | 0 | 0 | 0.407 | 0 |  | --> | C16 ex SANTRY | SANTRY: T42 | FINGLAS |  | 53.3974 | -6.2298
MV/LV Substation AS***269Z | 20 kV | 400V(3ph) & 230V(single ph) | LV | 630 kVA :Building Structure | 0.63 | --> | 0.63 | 0.49 | 8.6 |  | --> | 0.598 | 0 | 0 | 0 | 0 | 0.5 | 0 |  | --> | E20 ex BALTRASNA | BALTRASNA: T122 | BALTRASNA |  | 53.5193 | -6.4129
MV/LV Substation AS***271 | 20 kV | 400V(3ph) & 230V(single ph) | LV | 50 kVA :Pole Substation | 0.05 | --> | 0.05 | 0.047 | 4.3 |  | --> | 0.047 | 0 | 0 | 0 | 0 | 0 | 0 | Constrained,otherwise capacity available =49kW. | --> | E12 ex MOVILLE | MOVILLE: T421∥T422 | TRILLICK |  | 55.2256 | -6.9447
MV/LV Substation AS***271 | 10 kV | 400V(3ph) & 230V(single ph) | LV | 400 kVA :Building Structure | 0.4 | --> | 0.4 | 0 | 0 | Constrained,otherwise capacity available =155kVA. | --> | 0.38 | 0 | 0 | 0 | 0 | 0.437 | 0 |  | --> | C11 ex GARRYOWEN | GARRYOWEN: T41 | LIMERICK |  | 52.6497 | -8.6174
MV/LV Substation AS***275X | 10 kV | 400V(3ph) & 230V(single ph) | LV | 200 kVA :Kiosk Substation | 0.2 | --> | 0.2 | 0.121 | 2.1 |  | --> | 0.19 | 0 | 0 | 0 | 0.009 | 0.202 | 0 |  | --> | C15 ex MOUNTGORRY | MOUNTGORRY: T41 | GRANGE (DR) |  | 53.4551 | -6.2116
MV/LV Substation AS***275X | 10 kV | 400V(3ph) & 230V(single ph) | LV | 400 kVA :Kiosk Substation | 0.4 | --> | 0.4 | 0.063 | 0.1 | Constrained,otherwise capacity available =266kVA. | --> | 0.38 | 0 | 0 | 0 | 0.059 | 0.358 | 0 |  | --> | C21 ex CASTLETROY | CASTLETROY: T41∥T42 | ARDNACRUSHA |  | 52.6603 | -8.5518
MV/LV Substation AS***276X | 10 kV | 400V(3ph) & 230V(single ph) | LV | 400 kVA :Kiosk Substation | 0.4 | --> | 0.4 | 0.299 | 11.3 |  | --> | 0.38 | 0 | 0 | 0 | 0.012 | 0.403 | 0 |  | --> | C20 ex SINGLAND | SINGLAND: T102 | SINGLAND |  | 52.6619 | -8.6018
MV/LV Substation AS***277Z | 10 kV | 400V(3ph) & 230V(single ph) | LV | 50 kVA :Pole Substation | 0.05 | --> | 0.05 | 0.049 | 4 |  | --> | 0.047 | 0 | 0 | 0 | 0 | 0 | 0 | Constrained,otherwise capacity available =49kW. | --> | C19 ex LISMORE | LISMORE: T41∥T42 | DUNGARVAN |  | 52.1208 | -7.9391
MV/LV Substation AS***279 | 10 kV | 400V(3ph) & 230V(single ph) | LV | 200 kVA :Pole Substation | 0.2 | --> | 0.2 | 0.11 | 2.1 |  | --> | 0.19 | 0 | 0 | 0 | 0.029 | 0.183 | 0 |  | --> | C16 ex LITTLE BRAY | LITTLE BRAY: T42 | FASSAROE |  | 53.2303 | -6.1297
MV/LV Substation AS***281X | 10 kV | 400V(3ph) & 230V(single ph) | LV | 400 kVA :Kiosk Substation | 0.4 | --> | 0.4 | 0.263 | 4.2 |  | --> | 0.38 | 0 | 0 | 0 | 0.03 | 0.389 | 0 |  | --> | C22 ex HOWTH JUNCTION | HOWTH JUNCTION: T42 | GRANGE (DR) |  | 53.3827 | -6.1744
MV/LV Substation AS***283 | 10 kV | 400V(3ph) & 230V(single ph) | LV | 200 kVA :Kiosk Substation | 0.2 | --> | 0.2 | 0 | 0 | Constrained,otherwise capacity available =129kVA. | --> | 0.19 | 0 | 0 | 0 | 0.013 | 0 | 0 | Constrained,otherwise capacity available =197kW. | --> | C24 ex BALLYCOOLIN | BALLYCOOLIN: T42 | FINGLAS |  | 53.3948 | -6.3775
MV/LV Substation AS***286 | 10 kV | 400V(3ph) & 230V(single ph) | LV | 400 kVA :Kiosk Substation | 0.4 | --> | 0.4 | 0 | 0 | Constrained,otherwise capacity available =314kVA. | --> | 0.38 | 0 | 0 | 0 | 0.005 | 0.408 | 0 |  | --> | C13 ex LOUGHLINSTOWN | LOUGHLINSTOWN: T41 | CARRICKMINES |  | 53.2528 | -6.1337
MV/LV Substation AS***286 | 10 kV | 400V(3ph) & 230V(single ph) | LV | 400 kVA :Kiosk Substation | 0.4 | --> | 0.4 | 0.215 | 2.9 |  | --> | 0.38 | 0 | 0 | 0 | 0.034 | 0.392 | 0 |  | --> | C20 ex SUTTON | SUTTON: T42 | GRANGE (DR) |  | 53.385 | -6.0636
MV/LV Substation AS***293 | 10 kV | 400V(3ph) & 230V(single ph) | LV | 400 kVA :Kiosk Substation | 0.4 | --> | 0.4 | 0.12 | 0.1 | Constrained,otherwise capacity available =287kVA. | --> | 0.38 | 0 | 0 | 0 | 0 | 0 | 0 | Constrained,otherwise capacity available =417kW. | --> | C25 ex CREGG ROAD | CREGG ROAD: T41∥T42 | BALLYDINE |  | 52.3481 | -7.4094
MV/LV Substation AS***295X | 10 kV | 400V(3ph) & 230V(single ph) | LV | 50 kVA :Pole Substation | 0.05 | --> | 0.05 | 0 | 0 | Constrained,otherwise capacity available =49kVA. | --> | 0.047 | 0 | 0 | 0 | 0 | 0 | 0 | Constrained,otherwise capacity available =49kW. | --> | C20 ex TEMPLEMORE | TEMPLEMORE: T42 | IKERRIN |  | 52.8284 | -7.8577
MV/LV Substation AS***295X | 10 kV | 400V(3ph) & 230V(single ph) | LV | 200 kVA :Pole Substation | 0.2 | --> | 0.2 | 0.197 | 3.2 |  | --> | 0.19 | 0 | 0 | 0 | 0 | 0.2 | 0 |  | --> | C16 ex BOYLE | BOYLE: T41∥T42 | CARRICK ON SHANNON |  | 53.9775 | -8.2797
MV/LV Substation AS***297Z | 10 kV | 400V(3ph) & 230V(single ph) | LV | 400 kVA :Kiosk Substation | 0.4 | --> | 0.4 | 0.301 | 5.5 |  | --> | 0.38 | 0 | 0 | 0 | 0.015 | 0.399 | 0 |  | --> | C13 ex MCDONAGH | MCDONAGH: T41 | KILKENNY |  | 52.6666 | -7.2302
MV/LV Substation AS***299X | 10 kV | 400V(3ph) & 230V(single ph) | LV | 50 kVA :Pole Substation | 0.05 | --> | 0.05 | 0.05 | 4 |  | --> | 0.047 | 0 | 0 | 0 | 0 | 0.049 | 0 |  | --> | C14 ex OAKFIELD | OAKFIELD: T42 | SLIGO |  | 54.2523 | -8.4793
MV/LV Substation AS***305Z | 20 kV | 400V(3ph) & 230V(single ph) | LV | 200 kVA :Pole Substation | 0.2 | --> | 0.2 | 0.163 | 6.9 |  | --> | 0.19 | 0 | 0 | 0 | 0 | 0 | 0 | Constrained,otherwise capacity available =204kW. | --> | E11 ex RATHKEALE | RATHKEALE: T421∥T422 | RATHKEALE |  | 52.6022 | -8.9749
MV/LV Substation AS***318 | 10 kV | 400V(3ph) & 230V(single ph) | LV | 200 kVA :Pole Substation | 0.2 | --> | 0.2 | 0.197 | 7.8 |  | --> | 0.19 | 0 | 0 | 0 | 0 | 0.2 | 0 |  | --> | C26 ex PELLETSTOWN | PELLETSTOWN: T102 | FINGLAS |  | 53.3775 | -6.3362
MV/LV Substation AS***321X | 10 kV | 400V(3ph) & 230V(single ph) | LV | 100 kVA :Pole Substation | 0.1 | --> | 0.1 | 0 | 0 | Constrained,otherwise capacity available =93kVA. | --> | 0.095 | 0 | 0 | 0 | 0 | 0.1 | 0 |  | --> | C15 ex CULLION | CULLION: T41∥T42 | LETTERKENNY |  | 54.9453 | -7.6826
MV/LV Substation AS***324 | 10 kV | 400V(3ph) & 230V(single ph) | LV | 400 kVA :Kiosk Substation | 0.4 | --> | 0.4 | 0 | 0 | Constrained,otherwise capacity available =261kVA. | --> | 0.38 | 0 | 0 | 0 | 0.018 | 0 | 0 | Constrained,otherwise capacity available =402kW. | --> | C20 ex COOLMINE | COOLMINE: T42 | FINGLAS |  | 53.4001 | -6.4029
MV/LV Substation AS***326 | 10 kV | 400V(3ph) & 230V(single ph) | LV | 400 kVA :Kiosk Substation | 0.4 | --> | 0.4 | 0 | 0 | Constrained,otherwise capacity available =187kVA. | --> | 0.38 | 0 | 0 | 0 | 0.031 | 0 | 0 | Constrained,otherwise capacity available =399kW. | --> | C20 ex COOLMINE | COOLMINE: T42 | FINGLAS |  | 53.4023 | -6.4059
MV/LV Substation AS***332Y | 10 kV | 400V(3ph) & 230V(single ph) | LV | 200 kVA :Kiosk Substation | 0.2 | --> | 0.2 | 0 | 0 | Constrained,otherwise capacity available =132kVA. | --> | 0.19 | 0 | 0 | 0 | 0 | 0 | 0 | Constrained,otherwise capacity available =210kW. | --> | C14 ex BELLFIELD | BELLFIELD: T41∥T42 | CRANE |  | 52.512 | -6.5767
MV/LV Substation AS***338 | 20 kV | 400V(3ph) & 230V(single ph) | LV | 400 kVA :Kiosk Substation | 0.4 | --> | 0.4 | 0.299 | 3.3 |  | --> | 0.38 | 0 | 0 | 0 | 0.036 | 0.377 | 0 |  | --> | E17 ex BIRDHILL | BIRDHILL: T421 | ARDNACRUSHA |  | 52.8165 | -8.4341
MV/LV Substation AS***348X | 20 kV | 400V(3ph) & 230V(single ph) | LV | 50 kVA :Pole Substation | 0.05 | --> | 0.05 | 0.045 | 7.7 |  | --> | 0.047 | 0 | 0 | 0 | 0 | 0 | 0 | Constrained,otherwise capacity available =50kW. | --> | E12 ex CHURCHTOWN | CHURCHTOWN: T422 | RATHKEALE |  | 52.3981 | -9.1711
MV/LV Substation AS***354X | 10 kV | 400V(3ph) & 230V(single ph) | LV | 1000 kVA :Building Structure | 1 | --> | 1 | 0.5 | 7.3 |  | --> | 0.95 | 0 | 0 | 0 | 0 | 0.5 | 0 |  | --> | C29 ex PELLETSTOWN | PELLETSTOWN: T101 | FINGLAS |  | 53.3732 | -6.3323
MV/LV Substation AS***356X | 20 kV | 400V(3ph) & 230V(single ph) | LV | 50 kVA :Pole Substation | 0.05 | --> | 0.05 | 0.024 | 5.6 |  | --> | 0.047 | 0 | 0 | 0 | 0 | 0.053 | 0 |  | --> | E18 ex CRANE | CRANE: T122 | CRANE |  | 52.6002 | -6.2351
MV/LV Substation AS***360Z | 20 kV | 400V(3ph) & 230V(single ph) | LV | 400 kVA :Kiosk Substation | 0.4 | --> | 0.4 | 0 | 0 | Constrained,otherwise capacity available =250kVA. | --> | 0.38 | 0 | 0 | 0 | 0.017 | 0.405 | 0 |  | --> | E13 ex GLASMORE | GLASMORE: T421 | GLASMORE |  | 53.4749 | -6.2372
MV/LV Substation AS***361Z | 20 kV | 400V(3ph) & 230V(single ph) | LV | 200 kVA :Kiosk Substation | 0.2 | --> | 0.2 | 0 | 0 | Constrained,otherwise capacity available =179kVA. | --> | 0.19 | 0 | 0 | 0 | 0 | 0.203 | 0 |  | --> | E13 ex GLASMORE | GLASMORE: T421 | GLASMORE |  | 53.4745 | -6.235
MV/LV Substation AS***367Y | 20 kV | 400V(3ph) & 230V(single ph) | LV | 400 kVA :Kiosk Substation | 0.4 | --> | 0.4 | 0.378 | 1.5 |  | --> | 0.38 | 0 | 0 | 0 | 0 | 0.403 | 0 |  | --> | C17 ex MOUNT MISERY | MOUNT MISERY: T41 | WATERFORD |  | 52.2808 | -7.0698
MV/LV Substation AS***373Z | 10 kV | 400V(3ph) & 230V(single ph) | LV | 200 kVA :Pole Substation | 0.2 | --> | 0.2 | 0 | 0 | Constrained,otherwise capacity available =190kVA. | --> | 0.19 | 0 | 0 | 0 | 0 | 0.201 | 0 |  | --> | C21 ex KILBARRY | KILBARRY: T101 | KILBARRY |  | 51.9144 | -8.4954
MV/LV Substation AS***374Y | 10 kV | 400V(3ph) & 230V(single ph) | LV | 200 kVA :Pole Substation | 0.2 | --> | 0.2 | 0.155 | 3.9 |  | --> | 0.19 | 0 | 0 | 0 | 0.024 | 0.181 | 0 |  | --> | C17 ex BALLYJAMESDUFF | BALLYJAMESDUFF: T41 | SHANKILL |  | 53.8669 | -7.2133
MV/LV Substation AS***380 | 10 kV | 400V(3ph) & 230V(single ph) | LV | 400 kVA :Building Structure | 0.4 | --> | 0.4 | 0.383 | 2.7 |  | --> | 0.38 | 0 | 0 | 0 | 0.003 | 0.399 | 0 |  | --> | C16 ex BALLYARD | BALLYARD: T41∥T42 | TRALEE |  | 52.2666 | -9.7061
MV/LV Substation AS***381Z | 20 kV | 400V(3ph) & 230V(single ph) | LV | 400 kVA :Building Structure | 0.4 | --> | 0.4 | 0.345 | 3.9 |  | --> | 0.38 | 0 | 0 | 0 | 0 | 0 | 0 | Constrained,otherwise capacity available =408kW. | --> | E16 ex ASHBOURNE | ASHBOURNE: T422 | FINGLAS |  | 53.511 | -6.3954
MV/LV Substation AS***387 | 20 kV | 400V(3ph) & 230V(single ph) | LV | 630 kVA :Building Structure | 0.63 | --> | 0.63 | 0.5 | 12.9 |  | --> | 0.598 | 0 | 0 | 0 | 0 | 0.5 | 0 |  | --> | E12 ex COOLROE | COOLROE: T122 | COOLROE |  | 51.8844 | -8.6354
MV/LV Substation AS***387 | 10 kV | 400V(3ph) & 230V(single ph) | LV | 400 kVA :Kiosk Substation | 0.4 | --> | 0.4 | 0.305 | 5.8 |  | --> | 0.38 | 0 | 0 | 0 | 0.002 | 0.412 | 0 |  | --> | C17 ex WHITESTOWN | WHITESTOWN: T41 | COOKSTOWN |  | 53.2883 | -6.3865
MV/LV Substation AS***389 | 10 kV | 400V(3ph) & 230V(single ph) | LV | 400 kVA :Kiosk Substation | 0.4 | --> | 0.4 | 0.29 | 3.9 |  | --> | 0.38 | 0 | 0 | 0 | 0.019 | 0.397 | 0 |  | --> | C23 ex GALWAY 110KV | GALWAY 110KV: T103 | GALWAY 110KV |  | 53.2889 | -9.0271
MV/LV Substation AS***390 | 10 kV | 400V(3ph) & 230V(single ph) | LV | 400 kVA :Kiosk Substation | 0.4 | --> | 0.4 | 0.283 | 11.5 |  | --> | 0.38 | 0 | 0 | 0 | 0.024 | 0.392 | 0 |  | --> | C17 ex SALTHILL | SALTHILL: T101 | SALTHILL |  | 53.265 | -9.1149
MV/LV Substation AS***390 | 10 kV | 400V(3ph) & 230V(single ph) | LV | 630 kVA :Kiosk Substation | 0.63 | --> | 0.63 | 0.494 | 2.7 |  | --> | 0.598 | 0 | 0 | 0 | 0.013 | 0.5 | 0 |  | --> | C17 ex BALLYARD | BALLYARD: T41∥T42 | TRALEE |  | 52.2613 | -9.6819
MV/LV Substation AS***395 | 20 kV | 400V(3ph) & 230V(single ph) | LV | 200 kVA :Pole Substation | 0.2 | --> | 0.2 | 0.175 | 10.9 |  | --> | 0.19 | 0 | 0 | 0 | 0.029 | 0.173 | 0 |  | --> | E13 ex COOLROE | COOLROE: T121 | COOLROE |  | 51.8694 | -8.6609
MV/LV Substation AS***397Z | 20 kV | 400V(3ph) & 230V(single ph) | LV | 630 kVA :Building Structure | 0.63 | --> | 0.63 | 0.48 | 3.9 |  | --> | 0.598 | 0 | 0 | 0 | 0 | 0 | 0 | Constrained,otherwise capacity available =500kW. | --> | E16 ex ASHBOURNE | ASHBOURNE: T422 | FINGLAS |  | 53.5114 | -6.3994
MV/LV Substation AS***398Z | 20 kV | 400V(3ph) & 230V(single ph) | LV | 400 kVA :Building Structure | 0.4 | --> | 0.4 | 0.274 | 3.9 |  | --> | 0.38 | 0 | 0 | 0 | 0 | 0 | 0 | Constrained,otherwise capacity available =419kW. | --> | E16 ex ASHBOURNE | ASHBOURNE: T422 | FINGLAS |  | 53.5113 | -6.3994
MV/LV Substation AS***4008 | 20 kV | 400V(3ph) & 230V(single ph) | LV | 400 kVA :Building Structure | 0.4 | --> | 0.4 | 0.362 | 8.6 |  | --> | 0.38 | 0 | 0 | 0 | 0 | 0.405 | 0 |  | --> | E20 ex BALTRASNA | BALTRASNA: T122 | BALTRASNA |  | 53.521 | -6.4149
MV/LV Substation AS***4022 | 20 kV | 400V(3ph) & 230V(single ph) | LV | 50 kVA :Pole Substation | 0.05 | --> | 0.05 | 0.049 | 6.9 |  | --> | 0.047 | 0 | 0 | 0 | 0 | 0 | 0 | Constrained,otherwise capacity available =49kW. | --> | E11 ex RATHKEALE | RATHKEALE: T421∥T422 | RATHKEALE |  | 52.5994 | -8.9663
MV/LV Substation AS***403 | 10 kV | 400V(3ph) & 230V(single ph) | LV | 630 kVA :Kiosk Substation | 0.63 | --> | 0.63 | 0.391 | 8.5 |  | --> | 0.598 | 0 | 0 | 0 | 0.026 | 0.5 | 0 |  | --> | C15 ex MILLTOWN (DR) | MILLTOWN (DR): T101 | POOLBEG |  | 53.3215 | -6.2532
MV/LV Substation AS***4030 | 10 kV | 400V(3ph) & 230V(single ph) | LV | 50 kVA :Pole Substation | 0.05 | --> | 0.05 | 0.034 | 8.5 |  | --> | 0.047 | 0 | 0 | 0 | 0 | 0 | 0 | Constrained,otherwise capacity available =51kW. | --> | C18 ex BUNDORAN | BUNDORAN: T41∥T42 | CATHALEENS FALL |  | 54.4522 | -8.2008
MV/LV Substation AS***4033 | 10 kV | 400V(3ph) & 230V(single ph) | LV | 50 kVA :Pole Substation | 0.05 | --> | 0.05 | 0 | 0 | Constrained,otherwise capacity available =46kVA. | --> | 0.047 | 0 | 0 | 0 | 0 | 0 | 0 | Constrained,otherwise capacity available =49kW. | --> | C18 ex BANAGHER | BANAGHER: T42 | DALLOW |  | 53.1978 | -8.0186
MV/LV Substation AS***4039 | 20 kV | 400V(3ph) & 230V(single ph) | LV | 100 kVA :Pole Substation | 0.1 | --> | 0.1 | 0.1 | 2.5 |  | --> | 0.095 | 0 | 0 | 0 | 0 | 0.1 | 0 |  | --> | E12 ex CONG | CONG: T421∥T422 | CLOON |  | 53.5369 | -9.2834
MV/LV Substation AS***4049 | 20 kV | 400V(3ph) & 230V(single ph) | LV | 200 kVA :Pole Substation | 0.2 | --> | 0.2 | 0.195 | 5.1 |  | --> | 0.19 | 0 | 0 | 0 | 0 | 0.2 | 0 |  | --> | E15 ex BALLYBUNION | BALLYBUNION: T421∥T422 | TRIEN |  | 52.5477 | -9.4815
MV/LV Substation AS***4101 | 20 kV | 400V(3ph) & 230V(single ph) | LV | 630 kVA :Building Structure | 0.63 | --> | 0.63 | 0.5 | 8.6 |  | --> | 0.598 | 0 | 0 | 0 | 0 | 0.5 | 0 |  | --> | E14 ex BALTRASNA | BALTRASNA: T122 | BALTRASNA |  | 53.5464 | -6.46
MV/LV Substation AS***4114 | 10 kV | 400V(3ph) & 230V(single ph) | LV | 400 kVA :Building Structure | 0.4 | --> | 0.4 | 0.346 | 5 |  | --> | 0.38 | 0 | 0 | 0 | 0 | 0.407 | 0 |  | --> | C20 ex CENTRE PARK ROAD | MARINA: T106 | MARINA |  | 51.8928 | -8.453
MV/LV Substation AS***4122 | 20 kV | 400V(3ph) & 230V(single ph) | LV | 400 kVA :Kiosk Substation | 0.4 | --> | 0.4 | 0 | 0 | Constrained,otherwise capacity available =360kVA. | --> | 0.38 | 0 | 0 | 0 | 0.007 | 0.398 | 0 |  | --> | E18 ex CREAGH | CREAGH: T421∥T422 | ATHLONE |  | 53.4736 | -8.5084
MV/LV Substation AS***412X | 20 kV | 400V(3ph) & 230V(single ph) | LV | 50 kVA :Pole Substation | 0.05 | --> | 0.05 | 0.044 | 3.9 |  | --> | 0.047 | 0 | 0 | 0 | 0 | 0 | 0 | Constrained,otherwise capacity available =50kW. | --> | E16 ex ASHBOURNE | ASHBOURNE: T422 | FINGLAS |  | 53.5118 | -6.38
MV/LV Substation AS***412Y | 10 kV | 400V(3ph) & 230V(single ph) | LV | 200 kVA :Kiosk Substation | 0.2 | --> | 0.2 | 0.2 | 1.5 |  | --> | 0.19 | 0 | 0 | 0 | 0 | 0.2 | 0 |  | --> | C16 ex DERRYCRAMPH | DERRYCRAMPH: T41∥T42 | SHANKILL |  | 53.974 | -7.3572
MV/LV Substation AS***4137 | 10 kV | 400V(3ph) & 230V(single ph) | LV | 400 kVA :Kiosk Substation | 0.4 | --> | 0.4 | 0 | 0 | Constrained,otherwise capacity available =172kVA. | --> | 0.38 | 0 | 0 | 0 | 0.065 | 0.366 | 0 |  | --> | E12 ex GLASMORE | GLASMORE: T422 | GLASMORE |  | 53.4505 | -6.2512
MV/LV Substation AS***4149 | 10 kV | 400V(3ph) & 230V(single ph) | LV | 400 kVA :Kiosk Substation | 0.4 | --> | 0.4 | 0 | 0 | Constrained,otherwise capacity available =303kVA. | --> | 0.38 | 0 | 0 | 0 | 0.003 | 0 | 0 | Constrained,otherwise capacity available =411kW. | --> | C12 ex ROSCREA | ROSCREA: T42 | IKERRIN |  | 52.9652 | -7.7877
MV/LV Substation AS***417Z | 10 kV | 400V(3ph) & 230V(single ph) | LV | 200 kVA :Kiosk Substation | 0.2 | --> | 0.2 | 0 | 0 | Constrained,otherwise capacity available =119kVA. | --> | 0.19 | 0 | 0 | 0 | 0 | 0.212 | 0 |  | --> | C11 ex JOHNSTOWN | JOHNSTOWN: T41 | KILTEEL |  | 53.2399 | -6.5859
MV/LV Substation AS***4189 | 10 kV | 400V(3ph) & 230V(single ph) | LV | 400 kVA :Kiosk Substation | 0.4 | --> | 0.4 | 0 | 0 | Constrained,otherwise capacity available =314kVA. | --> | 0.38 | 0 | 0 | 0 | 0.02 | 0.392 | 0 |  | --> | C13 ex MALAHIDE | MALAHIDE: T41 | GLASMORE |  | 53.4401 | -6.1605
MV/LV Substation AS***4207 | 20 kV | 400V(3ph) & 230V(single ph) | LV | 50 kVA :Pole Substation | 0.05 | --> | 0.05 | 0.05 | 0.4 |  | --> | 0.047 | 0 | 0 | 0 | 0 | 0.049 | 0 |  | --> | C17 ex KYLEERAGH | KYLEERAGH: T41 | NENAGH |  | 52.925 | -8.1694
MV/LV Substation AS***4213 | 10 kV | 400V(3ph) & 230V(single ph) | LV | 100 kVA :Pole Substation | 0.1 | --> | 0.1 | 0.1 | 1.9 |  | --> | 0.095 | 0 | 0 | 0 | 0 | 0.1 | 0 |  | --> | C15 ex ORANMORE | ORANMORE: T41 | GALWAY 110KV |  | 53.2336 | -8.9437
MV/LV Substation AS***421X | 10 kV | 400V(3ph) & 230V(single ph) | LV | 100 kVA :Pole Substation | 0.1 | --> | 0.1 | 0.099 | 2 |  | --> | 0.095 | 0 | 0 | 0 | 0 | 0.1 | 0 |  | --> | C12 ex CAPPAMORE | CAPPAMORE: T41∥T42 | ARDNACRUSHA |  | 52.6822 | -8.4117
MV/LV Substation AS***4231 | 20 kV | 400V(3ph) & 230V(single ph) | LV | 200 kVA :Pole Substation | 0.2 | --> | 0.2 | 0.2 | 1.3 |  | --> | 0.19 | 0 | 0 | 0 | 0 | 0.2 | 0 |  | --> | E13 ex KILCARRAGH | KILCARRAGH: T421∥T422 | BUTLERSTOWN |  | 52.1592 | -6.9916
MV/LV Substation AS***4292 | 10 kV | 400V(3ph) & 230V(single ph) | LV | 400 kVA :Kiosk Substation | 0.4 | --> | 0.4 | 0 | 0 | Constrained,otherwise capacity available =352kVA. | --> | 0.38 | 0 | 0 | 0 | 0.018 | 0.388 | 0 |  | --> | C21 ex CLONMINCH | CLONMINCH: T41 | THORNSBERRY |  | 53.2583 | -7.4823
MV/LV Substation AS***4313 | 10 kV | 400V(3ph) & 230V(single ph) | LV | 400 kVA :Kiosk Substation | 0.4 | --> | 0.4 | 0.4 | 4.5 |  | --> | 0.38 | 0 | 0 | 0 | 0 | 0.4 | 0 |  | --> | C15 ex MAYFIELD | MAYFIELD: T41 | KILBARRY |  | 51.927 | -8.3873
MV/LV Substation AS***4329 | 10 kV | 400V(3ph) & 230V(single ph) | LV | 1000 kVA :Building Structure | 1 | --> | 1 | 0 | 0 | Constrained,otherwise capacity available =500kVA. | --> | 0.95 | 0 | 0 | 0 | 0.034 | 0.5 | 0 |  | --> | C12 ex DENNEHYS CROSS | DENNEHYS CROSS: T42 | TRABEG |  | 51.8907 | -8.4873
MV/LV Substation AS***432X | 10 kV | 400V(3ph) & 230V(single ph) | LV | 100 kVA :Pole Substation | 0.1 | --> | 0.1 | 0.072 | 1.2 |  | --> | 0.095 | 0 | 0 | 0 | 0.008 | 0.095 | 0 |  | --> | C15 ex SCARTEEN | SCARTEEN: T41∥T42 | MALLOW |  | 52.1288 | -8.66
MV/LV Substation AS***435 | 20 kV | 400V(3ph) & 230V(single ph) | LV | 400 kVA :Kiosk Substation | 0.4 | --> | 0.4 | 0.302 | 0.8 |  | --> | 0.38 | 0 | 0 | 0 | 0.039 | 0 | 0 | Constrained,otherwise capacity available =373kW. | --> | E14 ex CARNDONAGH | CARNDONAGH: T421∥T422 | TRILLICK |  | 55.253 | -7.2635
MV/LV Substation AS***437X | 10 kV | 400V(3ph) & 230V(single ph) | LV | 100 kVA :Pole Substation | 0.1 | --> | 0.1 | 0.1 | 9.3 |  | --> | 0.095 | 0 | 0 | 0 | 0 | 0 | 0 | Constrained,otherwise capacity available =100kW. | --> | E18 ex BLESSINGTON | BLESSINGTON: T422 | KILTEEL |  | 53.1937 | -6.5093
MV/LV Substation AS***4384 | 20 kV | 400V(3ph) & 230V(single ph) | LV | 200 kVA :Pole Substation | 0.2 | --> | 0.2 | 0 | 0 | Constrained,otherwise capacity available =177kVA. | --> | 0.19 | 0 | 0 | 0 | 0 | 0.203 | 0 |  | --> | E17 ex ACADEMY STREET | ACADEMY STREET: T421∥T422 | NAVAN |  | 53.5891 | -6.6775
MV/LV Substation AS***438Y | 10 kV | 400V(3ph) & 230V(single ph) | LV | 400 kVA :Kiosk Substation | 0.4 | --> | 0.4 | 0 | 0 | Constrained,otherwise capacity available =291kVA. | --> | 0.38 | 0 | 0 | 0 | 0.003 | 0 | 0 | Constrained,otherwise capacity available =413kW. | --> | C15 ex MOUNTMELLICK | MOUNTMELLICK: T41∥T42 | PORTLAOISE |  | 53.1178 | -7.3225
MV/LV Substation AS***445Y | 20 kV | 400V(3ph) & 230V(single ph) | LV | 100 kVA :Pole Substation | 0.1 | --> | 0.1 | 0.089 | 1.3 |  | --> | 0.095 | 0 | 0 | 0 | 0 | 0.101 | 0 |  | --> | E13 ex KILCARRAGH | KILCARRAGH: T421∥T422 | BUTLERSTOWN |  | 52.1638 | -7.0022
MV/LV Substation AS***446Z | 10 kV | 400V(3ph) & 230V(single ph) | LV | 50 kVA :Pole Substation | 0.05 | --> | 0.05 | 0.05 | 2.4 |  | --> | 0.047 | 0 | 0 | 0 | 0 | 0 | 0 | Constrained,otherwise capacity available =49kW. | --> | C18 ex FOYNES | FOYNES: T42 | RATHKEALE |  | 52.6084 | -9.055
MV/LV Substation AS***4509 | 10 kV | 400V(3ph) & 230V(single ph) | LV | 50 kVA :Pole Substation | 0.05 | --> | 0.05 | 0.05 | 1 |  | --> | 0.047 | 0 | 0 | 0 | 0 | 0 | 0 | Constrained,otherwise capacity available =49kW. | --> | C11 ex LOUGHTAGALLA | LOUGHTAGALLA: T41∥T42 | THURLES |  | 52.6778 | -7.7103
MV/LV Substation AS***451Y | 20 kV | 400V(3ph) & 230V(single ph) | LV | 400 kVA :Kiosk Substation | 0.4 | --> | 0.4 | 0 | 0 | Constrained,otherwise capacity available =342kVA. | --> | 0.38 | 0 | 0 | 0 | 0.006 | 0.402 | 0 |  | --> | E14 ex COLLOONEY | COLLOONEY: T422 | SLIGO |  | 54.1807 | -8.4998
MV/LV Substation AS***4597 | 10 kV | 400V(3ph) & 230V(single ph) | LV | 630 kVA :Kiosk Substation | 0.63 | --> | 0.63 | 0.5 | 2 |  | --> | 0.598 | 0 | 0 | 0 | 0.028 | 0.5 | 0 |  | --> | C15 ex FAIRVIEW | FAIRVIEW: T41 | MCDERMOTT |  | 53.369 | -6.212
MV/LV Substation AS***466Y | 10 kV | 400V(3ph) & 230V(single ph) | LV | 200 kVA :Kiosk Substation | 0.2 | --> | 0.2 | 0.189 | 9.4 |  | --> | 0.19 | 0 | 0 | 0 | 0 | 0.201 | 0 |  | --> | C23 ex KILLOTERAN | KILLOTERAN: T101 | KILLOTERAN |  | 52.2565 | -7.1411
MV/LV Substation AS***467X | 10 kV | 400V(3ph) & 230V(single ph) | LV | 200 kVA :Building Structure | 0.2 | --> | 0.2 | 0 | 0 | Constrained,otherwise capacity available =156kVA. | --> | 0.19 | 0 | 0 | 0 | 0.007 | 0.198 | 0 |  | --> | C13 ex CLONMINCH | CLONMINCH: T41 | THORNSBERRY |  | 53.2688 | -7.4851
MV/LV Substation AS***470Z | 10 kV | 400V(3ph) & 230V(single ph) | LV | 50 kVA :Pole Substation | 0.05 | --> | 0.05 | 0.043 | 0.7 |  | --> | 0.047 | 0 | 0 | 0 | 0 | 0.05 | 0 |  | --> | C17 ex AGHAMORE | AGHAMORE: T42 | LANESBORO |  | 53.7496 | -7.9241
MV/LV Substation AS***472X | 10 kV | 400V(3ph) & 230V(single ph) | LV | 630 kVA :Kiosk Substation | 0.63 | --> | 0.63 | 0 | 0 | Constrained,otherwise capacity available =500kVA. | --> | 0.598 | 0 | 0 | 0 | 0 | 0.5 | 0 |  | --> | C13 ex GLASNEVIN | GLASNEVIN: T41 | FINGLAS |  | 53.3791 | -6.2765
MV/LV Substation AS***475Z | 20 kV | 400V(3ph) & 230V(single ph) | LV | 400 kVA :Building Structure | 0.4 | --> | 0.4 | 0 | 0 | Constrained,otherwise capacity available =293kVA. | --> | 0.38 | 0 | 0 | 0 | 0 | 0 | 0 | Constrained,otherwise capacity available =416kW. | --> | E15 ex ASHBOURNE | ASHBOURNE: T421 | FINGLAS |  | 53.51 | -6.3991
MV/LV Substation AS***476Z | 20 kV | 400V(3ph) & 230V(single ph) | LV | 630 kVA :Building Structure | 0.63 | --> | 0.63 | 0 | 0 | Constrained,otherwise capacity available =414kVA. | --> | 0.598 | 0 | 0 | 0 | 0 | 0 | 0 | Constrained,otherwise capacity available =500kW. | --> | E15 ex ASHBOURNE | ASHBOURNE: T421 | FINGLAS |  | 53.5108 | -6.4009
MV/LV Substation AS***477Z | 20 kV | 400V(3ph) & 230V(single ph) | LV | 630 kVA :Building Structure | 0.63 | --> | 0.63 | 0 | 0 | Constrained,otherwise capacity available =484kVA. | --> | 0.598 | 0 | 0 | 0 | 0 | 0 | 0 | Constrained,otherwise capacity available =500kW. | --> | E15 ex ASHBOURNE | ASHBOURNE: T421 | FINGLAS |  | 53.5108 | -6.4008
MV/LV Substation AS***478Z | 10 kV | 400V(3ph) & 230V(single ph) | LV | 400 kVA :Kiosk Substation | 0.4 | --> | 0.4 | 0.299 | 4.5 |  | --> | 0.38 | 0 | 0 | 0 | 0.01 | 0.405 | 0 |  | --> | C11 ex MAYFIELD | MAYFIELD: T41 | KILBARRY |  | 51.9086 | -8.4185
MV/LV Substation AS***480X | 20 kV | 400V(3ph) & 230V(single ph) | LV | 50 kVA :Pole Substation | 0.05 | --> | 0.05 | 0 | 0 | Constrained,otherwise capacity available =50kVA. | --> | 0.047 | 0 | 0 | 0 | 0 | 0.049 | 0 |  | --> | E14 ex KILCOCK | KILCOCK: T422 | GRIFFINRATH |  | 53.477 | -6.7172
MV/LV Substation AS***495X | 10 kV | 400V(3ph) & 230V(single ph) | LV | 1000 kVA :Building Structure | 1 | --> | 1 | 0.5 | 1.1 |  | --> | 0.95 | 0 | 0 | 0 | 0 | 0.5 | 0 |  | --> | C40 ex BEDFORD ROW | BEDFORD ROW: T41 | FRANCIS STREET |  | 53.3462 | -6.2605
MV/LV Substation AS***506Z | 20 kV | 400V(3ph) & 230V(single ph) | LV | 630 kVA :Building Structure | 0.63 | --> | 0.63 | 0 | 0 | Constrained,otherwise capacity available =500kVA. | --> | 0.598 | 0 | 0 | 0 | 0 | 0 | 0 | Constrained,otherwise capacity available =500kW. | --> | E15 ex ASHBOURNE | ASHBOURNE: T421 | FINGLAS |  | 53.5108 | -6.4008
MV/LV Substation AS***507 | 10 kV | 400V(3ph) & 230V(single ph) | LV | 50 kVA :Pole Substation | 0.05 | --> | 0.05 | 0.05 | 0.7 |  | --> | 0.047 | 0 | 0 | 0 | 0 | 0.049 | 0 |  | --> | C12 ex AGHAMORE | AGHAMORE: T42 | LANESBORO |  | 53.6795 | -7.9794
MV/LV Substation AS***507 | 10 kV | 400V(3ph) & 230V(single ph) | LV | 200 kVA :Pole Substation | 0.2 | --> | 0.2 | 0.111 | 7.8 |  | --> | 0.19 | 0 | 0 | 0 | 0 | 0.213 | 0 |  | --> | C26 ex PELLETSTOWN | PELLETSTOWN: T102 | FINGLAS |  | 53.3783 | -6.3384
MV/LV Substation AS***508 | 20 kV | 400V(3ph) & 230V(single ph) | LV | 50 kVA :Pole Substation | 0.05 | --> | 0.05 | 0 | 0 | Constrained,otherwise capacity available =41kVA. | --> | 0.047 | 0 | 0 | 0 | 0 | 0.05 | 0 |  | --> | E17 ex DULEEK | DULEEK: T421∥T422 | DRYBRIDGE |  | 53.6593 | -6.5491
MV/LV Substation AS***508X | 20 kV | 400V(3ph) & 230V(single ph) | LV | 100 kVA :Pole Substation | 0.1 | --> | 0.1 | 0.1 | 3.7 |  | --> | 0.095 | 0 | 0 | 0 | 0 | 0.1 | 0 |  | --> | E21 ex CLARA | CLARA: T421 | THORNSBERRY |  | 53.3902 | -7.6707
MV/LV Substation AS***539X | 10 kV | 400V(3ph) & 230V(single ph) | LV | 400 kVA :Kiosk Substation | 0.4 | --> | 0.4 | 0.257 | 7.8 |  | --> | 0.38 | 0 | 0 | 0 | 0.021 | 0.399 | 0 |  | --> | C22 ex PELLETSTOWN | PELLETSTOWN: T102 | FINGLAS |  | 53.38 | -6.3682
MV/LV Substation AS***541X | 20 kV | 400V(3ph) & 230V(single ph) | LV | 100 kVA :Pole Substation | 0.1 | --> | 0.1 | 0 | 0 | Constrained,otherwise capacity available =84kVA. | --> | 0.095 | 0 | 0 | 0 | 0.003 | 0.099 | 0 |  | --> | E18 ex CREAGH | CREAGH: T421∥T422 | ATHLONE |  | 53.3415 | -8.2425
MV/LV Substation AS***546X | 10 kV | 400V(3ph) & 230V(single ph) | LV | 100 kVA :Pole Substation | 0.1 | --> | 0.1 | 0.082 | 8.3 |  | --> | 0.095 | 0 | 0 | 0 | 0 | 0.102 | 0 |  | --> | C17 ex BALLYBEG | BALLYBEG: T101 | CARRICKMINES |  | 52.974 | -6.0662
MV/LV Substation AS***556 | 10 kV | 400V(3ph) & 230V(single ph) | LV | 400 kVA :Kiosk Substation | 0.4 | --> | 0.4 | 0.306 | 2.4 |  | --> | 0.38 | 0 | 0 | 0 | 0.003 | 0.41 | 0 |  | --> | C24 ex MOUNT MERRION | MOUNT MERRION: T42 | CARRICKMINES |  | 53.2974 | -6.2027
MV/LV Substation AS***569Y | 20 kV | 400V(3ph) & 230V(single ph) | LV | 50 kVA :Pole Substation | 0.05 | --> | 0.05 | 0.05 | 5.6 |  | --> | 0.047 | 0 | 0 | 0 | 0 | 0.049 | 0 |  | --> | E18 ex CRANE | CRANE: T122 | CRANE |  | 52.6039 | -6.2187
MV/LV Substation AS***570 | 20 kV | 400V(3ph) & 230V(single ph) | LV | 200 kVA :Pole Substation | 0.2 | --> | 0.2 | 0.149 | 0.4 |  | --> | 0.19 | 0 | 0 | 0 | 0 | 0.207 | 0 |  | --> | C17 ex KYLEERAGH | KYLEERAGH: T41 | NENAGH |  | 52.9269 | -8.182
MV/LV Substation AS***575 | 10 kV | 400V(3ph) & 230V(single ph) | LV | 50 kVA :Pole Substation | 0.05 | --> | 0.05 | 0.044 | 2 |  | --> | 0.047 | 0 | 0 | 0 | 0 | 0.05 | 0 |  | --> | C12 ex CAPPAMORE | CAPPAMORE: T41∥T42 | ARDNACRUSHA |  | 52.6763 | -8.4057
MV/LV Substation AS***575Y | 10 kV | 400V(3ph) & 230V(single ph) | LV | 200 kVA :Kiosk Substation | 0.2 | --> | 0.2 | 0.156 | 1.5 |  | --> | 0.19 | 0 | 0 | 0 | 0.004 | 0.202 | 0 |  | --> | E17 ex BEALISTOWN | BEALISTOWN: T421∥T422 | GREAT ISLAND |  | 52.1936 | -6.845
MV/LV Substation AS***588 | 10 kV | 400V(3ph) & 230V(single ph) | LV | 200 kVA :Pole Substation | 0.2 | --> | 0.2 | 0.172 | 6.9 |  | --> | 0.19 | 0 | 0 | 0 | 0 | 0 | 0 | Constrained,otherwise capacity available =203kW. | --> | C17 ex BALLYSHANNON | BALLYSHANNON: T41∥T42 | CATHALEENS FALL |  | 54.4968 | -8.1734
MV/LV Substation AS***603 | 10 kV | 400V(3ph) & 230V(single ph) | LV | 200 kVA :Kiosk Substation | 0.2 | --> | 0.2 | 0.174 | 3.2 |  | --> | 0.19 | 0 | 0 | 0 | 0.003 | 0.2 | 0 |  | --> | C12 ex BOYLE | BOYLE: T41∥T42 | CARRICK ON SHANNON |  | 53.8755 | -8.4021
MV/LV Substation AS***622Y | 10 kV | 400V(3ph) & 230V(single ph) | LV | 200 kVA :Kiosk Substation | 0.2 | --> | 0.2 | 0.117 | 1.5 |  | --> | 0.19 | 0 | 0 | 0 | 0.012 | 0.199 | 0 |  | --> | C16 ex DERRYCRAMPH | DERRYCRAMPH: T41∥T42 | SHANKILL |  | 53.975 | -7.3586
MV/LV Substation AS***630X | 20 kV | 400V(3ph) & 230V(single ph) | LV | 630 kVA :Building Structure | 0.63 | --> | 0.63 | 0.375 | 3.9 |  | --> | 0.598 | 0 | 0 | 0 | 0.002 | 0 | 0 | Constrained,otherwise capacity available =500kW. | --> | E16 ex ASHBOURNE | ASHBOURNE: T422 | FINGLAS |  | 53.5133 | -6.3991
MV/LV Substation AS***632X | 10 kV | 400V(3ph) & 230V(single ph) | LV | 50 kVA :Pole Substation | 0.05 | --> | 0.05 | 0.032 | 6.1 |  | --> | 0.047 | 0 | 0 | 0 | 0 | 0.051 | 0 |  | --> | C17 ex CASHEL | CASHEL: T41 | CAHIR |  | 52.5122 | -7.8873
MV/LV Substation AS***637X | 10 kV | 400V(3ph) & 230V(single ph) | LV | 50 kVA :Pole Substation | 0.05 | --> | 0.05 | 0.04 | 6.1 |  | --> | 0.047 | 0 | 0 | 0 | 0 | 0.051 | 0 |  | --> | C17 ex CASHEL | CASHEL: T41 | CAHIR |  | 52.5133 | -7.8936
MV/LV Substation AS***650Y | 10 kV | 400V(3ph) & 230V(single ph) | LV | 200 kVA :Kiosk Substation | 0.2 | --> | 0.2 | 0.177 | 7.7 |  | --> | 0.19 | 0 | 0 | 0 | 0.007 | 0.195 | 0 |  | --> | C14 ex GARRYCASTLE | GARRYCASTLE: T42 | ATHLONE |  | 53.4222 | -7.9054
MV/LV Substation AS***653X | 10 kV | 400V(3ph) & 230V(single ph) | LV | 400 kVA :Kiosk Substation | 0.4 | --> | 0.4 | 0.4 | 7.8 |  | --> | 0.38 | 0 | 0 | 0 | 0 | 0.4 | 0 |  | --> | C24 ex PELLETSTOWN | PELLETSTOWN: T102 | FINGLAS |  | 53.3767 | -6.3328
MV/LV Substation AS***669Z | 20 kV | 400V(3ph) & 230V(single ph) | LV | 400 kVA :Kiosk Substation | 0.4 | --> | 0.4 | 0.329 | 3.9 |  | --> | 0.38 | 0 | 0 | 0 | 0.01 | 0 | 0 | Constrained,otherwise capacity available =400kW. | --> | E16 ex ASHBOURNE | ASHBOURNE: T422 | FINGLAS |  | 53.513 | -6.3948
MV/LV Substation AS***678 | 10 kV | 400V(3ph) & 230V(single ph) | LV | 50 kVA :Pole Substation | 0.05 | --> | 0.05 | 0.045 | 2 |  | --> | 0.047 | 0 | 0 | 0 | 0 | 0.05 | 0 |  | --> | C12 ex CAPPAMORE | CAPPAMORE: T41∥T42 | ARDNACRUSHA |  | 52.673 | -8.4058
MV/LV Substation AS***678Y | 10 kV | 400V(3ph) & 230V(single ph) | LV | 200 kVA :Kiosk Substation | 0.2 | --> | 0.2 | 0 | 0 | Constrained,otherwise capacity available =120kVA. | --> | 0.19 | 0 | 0 | 0 | 0.012 | 0 | 0 | Constrained,otherwise capacity available =199kW. | --> | C14 ex PORTLAOISE | PORTLAOISE: T42 | PORTLAOISE |  | 53.0474 | -7.277
MV/LV Substation AS***679X | 20 kV | 400V(3ph) & 230V(single ph) | LV | 50 kVA :Pole Substation | 0.05 | --> | 0.05 | 0.027 | 5.6 |  | --> | 0.047 | 0 | 0 | 0 | 0.014 | 0.037 | 0 |  | --> | E13 ex CRANE | CRANE: T122 | CRANE |  | 52.4605 | -6.3825
MV/LV Substation AS***679Y | 10 kV | 400V(3ph) & 230V(single ph) | LV | 200 kVA :Kiosk Substation | 0.2 | --> | 0.2 | 0 | 0 | Constrained,otherwise capacity available =182kVA. | --> | 0.19 | 0 | 0 | 0 | 0 | 0 | 0 | Constrained,otherwise capacity available =202kW. | --> | C14 ex PORTLAOISE | PORTLAOISE: T42 | PORTLAOISE |  | 53.0462 | -7.2794
MV/LV Substation AS***681X | 20 kV | 400V(3ph) & 230V(single ph) | LV | 100 kVA :Pole Substation | 0.1 | --> | 0.1 | 0 | 0 | Constrained,otherwise capacity available =99kVA. | --> | 0.095 | 0 | 0 | 0 | 0 | 0.1 | 0 |  | --> | E21 ex BALTRASNA | BALTRASNA: T121 | BALTRASNA |  | 53.5044 | -6.382
MV/LV Substation AS***683Z | 20 kV | 400V(3ph) & 230V(single ph) | LV | 400 kVA :Building Structure | 0.4 | --> | 0.4 | 0.4 | 8.6 |  | --> | 0.38 | 0 | 0 | 0 | 0 | 0.4 | 0 |  | --> | E20 ex BALTRASNA | BALTRASNA: T122 | BALTRASNA |  | 53.5182 | -6.4097
MV/LV Substation AS***694Z | 20 kV | 400V(3ph) & 230V(single ph) | LV | 630 kVA :Building Structure | 0.63 | --> | 0.63 | 0.5 | 8.6 |  | --> | 0.598 | 0 | 0 | 0 | 0 | 0.5 | 0 |  | --> | E20 ex BALTRASNA | BALTRASNA: T122 | BALTRASNA |  | 53.5159 | -6.4165
MV/LV Substation AS***695Z | 20 kV | 400V(3ph) & 230V(single ph) | LV | 630 kVA :Building Structure | 0.63 | --> | 0.63 | 0.5 | 8.6 |  | --> | 0.598 | 0 | 0 | 0 | 0 | 0.5 | 0 |  | --> | E20 ex BALTRASNA | BALTRASNA: T122 | BALTRASNA |  | 53.5146 | -6.4148
MV/LV Substation AS***696Z | 20 kV | 400V(3ph) & 230V(single ph) | LV | 400 kVA :Building Structure | 0.4 | --> | 0.4 | 0.3 | 8.6 |  | --> | 0.38 | 0 | 0 | 0 | 0 | 0.415 | 0 |  | --> | E20 ex BALTRASNA | BALTRASNA: T122 | BALTRASNA |  | 53.5137 | -6.4169
MV/LV Substation AS***697Z | 20 kV | 400V(3ph) & 230V(single ph) | LV | 400 kVA :Kiosk Substation | 0.4 | --> | 0.4 | 0.333 | 3.9 |  | --> | 0.38 | 0 | 0 | 0 | 0.013 | 0 | 0 | Constrained,otherwise capacity available =396kW. | --> | E16 ex ASHBOURNE | ASHBOURNE: T422 | FINGLAS |  | 53.515 | -6.3938
MV/LV Substation AS***701Y | 20 kV | 400V(3ph) & 230V(single ph) | LV | 100 kVA :Pole Substation | 0.1 | --> | 0.1 | 0.078 | 6.9 |  | --> | 0.095 | 0 | 0 | 0 | 0.001 | 0 | 0 | Constrained,otherwise capacity available =102kW. | --> | E11 ex RATHKEALE | RATHKEALE: T421∥T422 | RATHKEALE |  | 52.6024 | -8.97
MV/LV Substation AS***703Y | 10 kV | 400V(3ph) & 230V(single ph) | LV | 100 kVA :Pole Substation | 0.1 | --> | 0.1 | 0.077 | 1.5 |  | --> | 0.095 | 0 | 0 | 0 | 0 | 0.103 | 0 |  | --> | C17 ex ROSCOMMON | ROSCOMMON: T41 | LANESBORO |  | 53.6221 | -8.1989
MV/LV Substation AS***704 | 10 kV | 400V(3ph) & 230V(single ph) | LV | 50 kVA :Pole Substation | 0.05 | --> | 0.05 | 0.044 | 0.4 |  | --> | 0.047 | 0 | 0 | 0 | 0 | 0 | 0 | Constrained,otherwise capacity available =50kW. | --> | C15 ex GARRYSPILLANE | GARRYSPILLANE: T41 | TIPPERARY |  | 52.3632 | -8.2576
MV/LV Substation AS***707X | 10 kV | 400V(3ph) & 230V(single ph) | LV | 50 kVA :Pole Substation | 0.05 | --> | 0.05 | 0.05 | 2 |  | --> | 0.047 | 0 | 0 | 0 | 0 | 0.049 | 0 |  | --> | C12 ex CAPPAMORE | CAPPAMORE: T41∥T42 | ARDNACRUSHA |  | 52.6785 | -8.4059
MV/LV Substation AS***710 | 10 kV | 400V(3ph) & 230V(single ph) | LV | 100 kVA :Pole Substation | 0.1 | --> | 0.1 | 0 | 0 | Constrained,otherwise capacity available =97kVA. | --> | 0.095 | 0 | 0 | 0 | 0.003 | 0 | 0 | Constrained,otherwise capacity available =96kW. | --> | C11 ex GARDEN CITY | GARDEN CITY: T41∥T42 | ARKLOW |  | 52.7037 | -6.2635
MV/LV Substation AS***710Z | 10 kV | 400V(3ph) & 230V(single ph) | LV | 200 kVA :Pole Substation | 0.2 | --> | 0.2 | 0.168 | 2.5 |  | --> | 0.19 | 0 | 0 | 0 | 0 | 0.204 | 0 |  | --> | C16 ex KILCULLEN | KILCULLEN: T42 | STRATFORD |  | 53.1069 | -6.8558
MV/LV Substation AS***718 | 10 kV | 400V(3ph) & 230V(single ph) | LV | 1000 kVA :Building Structure | 1 | --> | 1 | 0.5 | 1.1 |  | --> | 0.95 | 0 | 0 | 0 | 0.007 | 0.5 | 0 |  | --> | C14 ex KIMMAGE | KIMMAGE: T42 | INCHICORE 220KV |  | 53.3154 | -6.3193
MV/LV Substation AS***719X | 20 kV | 400V(3ph) & 230V(single ph) | LV | 400 kVA :Building Structure | 0.4 | --> | 0.4 | 0.267 | 3.9 |  | --> | 0.38 | 0 | 0 | 0 | 0.007 | 0 | 0 | Constrained,otherwise capacity available =412kW. | --> | E16 ex ASHBOURNE | ASHBOURNE: T422 | FINGLAS |  | 53.5041 | -6.3891
MV/LV Substation AS***720Y | 20 kV | 400V(3ph) & 230V(single ph) | LV | 200 kVA :Kiosk Substation | 0.2 | --> | 0.2 | 0 | 0 | Constrained,otherwise capacity available =178kVA. | --> | 0.19 | 0 | 0 | 0 | 0.007 | 0.195 | 0 |  | --> | E19 ex CAVAN | CAVAN: T421 | SHANKILL |  | 53.9266 | -7.4156
MV/LV Substation AS***722Z | 10 kV | 400V(3ph) & 230V(single ph) | LV | 400 kVA :Kiosk Substation | 0.4 | --> | 0.4 | 0.37 | 4.5 |  | --> | 0.38 | 0 | 0 | 0 | 0 | 0.404 | 0 |  | --> | C11 ex MAYFIELD | MAYFIELD: T41 | KILBARRY |  | 51.9059 | -8.4236
MV/LV Substation AS***723X | 20 kV | 400V(3ph) & 230V(single ph) | LV | 100 kVA :Pole Substation | 0.1 | --> | 0.1 | 0.098 | 1.5 |  | --> | 0.095 | 0 | 0 | 0 | 0 | 0.1 | 0 |  | --> | E17 ex ACHILL | ACHILL: T422 | CARROWBEG |  | 53.9105 | -9.9665
MV/LV Substation AS***731Z | 10 kV | 400V(3ph) & 230V(single ph) | LV | 50 kVA :Pole Substation | 0.05 | --> | 0.05 | 0 | 0 | Constrained,otherwise capacity available =32kVA. | --> | 0.047 | 0 | 0 | 0 | 0 | 0.051 | 0 |  | --> | C17 ex TOGHER | TOGHER: T41 | TRABEG |  | 51.871 | -8.4803
MV/LV Substation AS***733Y | 10 kV | 400V(3ph) & 230V(single ph) | LV | 400 kVA :Kiosk Substation | 0.4 | --> | 0.4 | 0 | 0 | Constrained,otherwise capacity available =390kVA. | --> | 0.38 | 0 | 0 | 0 | 0 | 0 | 0 | Constrained,otherwise capacity available =401kW. | --> | C12 ex KILMALLOCK | KILMALLOCK: T42 | CHARLEVILLE |  | 52.3982 | -8.5776
MV/LV Substation AS***734X | 20 kV | 400V(3ph) & 230V(single ph) | LV | 200 kVA :Kiosk Substation | 0.2 | --> | 0.2 | 0 | 0 | Constrained,otherwise capacity available =150kVA. | --> | 0.19 | 0 | 0 | 0 | 0.003 | 0.204 | 0 |  | --> | E18 ex CREAGH | CREAGH: T421∥T422 | ATHLONE |  | 53.3387 | -8.2404
MV/LV Substation AS***758 | 20 kV | 400V(3ph) & 230V(single ph) | LV | 400 kVA :Kiosk Substation | 0.4 | --> | 0.4 | 0.326 | 3.5 |  | --> | 0.38 | 0 | 0 | 0 | 0.003 | 0.407 | 0 |  | --> | E19 ex STRANORLAR | STRANORLAR: T421 | LETTERKENNY |  | 54.8087 | -7.7778
MV/LV Substation AS***761 | 10 kV | 400V(3ph) & 230V(single ph) | LV | 630 kVA :Kiosk Substation | 0.63 | --> | 0.63 | 0.5 | 8.5 |  | --> | 0.598 | 0 | 0 | 0 | 0 | 0.5 | 0 |  | --> | C15 ex MILLTOWN (DR) | MILLTOWN (DR): T101 | POOLBEG |  | 53.3237 | -6.2523
MV/LV Substation AS***764X | 10 kV | 400V(3ph) & 230V(single ph) | LV | 100 kVA :Pole Substation | 0.1 | --> | 0.1 | 0.08 | 0.3 |  | --> | 0.095 | 0 | 0 | 0 | 0.003 | 0 | 0 | Constrained,otherwise capacity available =99kW. | --> | C14 ex DRUMBEAR | DRUMBEAR: T41∥T42 | LISDRUM |  | 54.2461 | -6.9501
MV/LV Substation AS***764Z | 20 kV | 400V(3ph) & 230V(single ph) | LV | 630 kVA :Building Structure | 0.63 | --> | 0.63 | 0.5 | 8.6 |  | --> | 0.598 | 0 | 0 | 0 | 0 | 0.5 | 0 |  | --> | E20 ex BALTRASNA | BALTRASNA: T122 | BALTRASNA |  | 53.5137 | -6.4154
MV/LV Substation AS***767 | 10 kV | 400V(3ph) & 230V(single ph) | LV | 630 kVA :Building Structure | 0.63 | --> | 0.63 | 0.5 | 2.7 |  | --> | 0.598 | 0 | 0 | 0 | 0 | 0.5 | 0 |  | --> | C11 ex GREENHILLS | GREENHILLS: T42 | INCHICORE 220KV |  | 53.3138 | -6.3325
MV/LV Substation AS***767X | 20 kV | 400V(3ph) & 230V(single ph) | LV | 400 kVA :Kiosk Substation | 0.4 | --> | 0.4 | 0.358 | 2.6 |  | --> | 0.38 | 0 | 0 | 0 | 0.01 | 0.395 | 0 |  | --> | E23 ex ATHENRY | ATHENRY: T423 | GALWAY 110KV |  | 53.2756 | -8.6405
MV/LV Substation AS***768 | 20 kV | 400V(3ph) & 230V(single ph) | LV | 50 kVA :Pole Substation | 0.05 | --> | 0.05 | 0.047 | 3.7 |  | --> | 0.047 | 0 | 0 | 0 | 0.007 | 0.042 | 0 |  | --> | E21 ex CLARA | CLARA: T421 | THORNSBERRY |  | 53.3532 | -7.6415
MV/LV Substation AS***771X | 10 kV | 400V(3ph) & 230V(single ph) | LV | 100 kVA :Pole Substation | 0.1 | --> | 0.1 | 0.094 | 0.9 |  | --> | 0.095 | 0 | 0 | 0 | 0 | 0.1 | 0 |  | --> | C20 ex RATHMULLAN | RATHMULLAN: T42 | DRYBRIDGE |  | 53.6936 | -6.3906
MV/LV Substation AS***772 | 10 kV | 400V(3ph) & 230V(single ph) | LV | 200 kVA :Kiosk Substation | 0.2 | --> | 0.2 | 0.124 | 4.5 |  | --> | 0.19 | 0 | 0 | 0 | 0.008 | 0.203 | 0 |  | --> | C16 ex BRAY | BRAY: T42 | FASSAROE |  | 53.1895 | -6.1364
MV/LV Substation AS***772Z | 20 kV | 400V(3ph) & 230V(single ph) | LV | 200 kVA :Kiosk Substation | 0.2 | --> | 0.2 | 0 | 0 | Constrained,otherwise capacity available =120kVA. | --> | 0.19 | 0 | 0 | 0 | 0.007 | 0.205 | 0 |  | --> | E21 ex BALTRASNA | BALTRASNA: T121 | BALTRASNA |  | 53.5135 | -6.3934
MV/LV Substation AS***773X | 10 kV | 400V(3ph) & 230V(single ph) | LV | 400 kVA :Kiosk Substation | 0.4 | --> | 0.4 | 0 | 0 | Constrained,otherwise capacity available =250kVA. | --> | 0.38 | 0 | 0 | 0 | 0.004 | 0.419 | 0 |  | --> | C19 ex JOHNSTOWN | JOHNSTOWN: T41 | KILTEEL |  | 53.2245 | -6.6554
MV/LV Substation AS***774X | 10 kV | 400V(3ph) & 230V(single ph) | LV | 400 kVA :Kiosk Substation | 0.4 | --> | 0.4 | 0 | 0 | Constrained,otherwise capacity available =369kVA. | --> | 0.38 | 0 | 0 | 0 | 0.003 | 0.401 | 0 |  | --> | C19 ex JOHNSTOWN | JOHNSTOWN: T41 | KILTEEL |  | 53.2239 | -6.6564
MV/LV Substation AS***775X | 10 kV | 400V(3ph) & 230V(single ph) | LV | 400 kVA :Kiosk Substation | 0.4 | --> | 0.4 | 0 | 0 | Constrained,otherwise capacity available =347kVA. | --> | 0.38 | 0 | 0 | 0 | 0.012 | 0.395 | 0 |  | --> | C19 ex JOHNSTOWN | JOHNSTOWN: T41 | KILTEEL |  | 53.2252 | -6.6573
MV/LV Substation AS***776X | 10 kV | 400V(3ph) & 230V(single ph) | LV | 400 kVA :Building Structure | 0.4 | --> | 0.4 | 0 | 0 | Constrained,otherwise capacity available =264kVA. | --> | 0.38 | 0 | 0 | 0 | 0 | 0 | 0 | Constrained,otherwise capacity available =421kW. | --> | C14 ex GARDEN CITY | GARDEN CITY: T41∥T42 | ARKLOW |  | 52.679 | -6.2845
MV/LV Substation AS***784X | 10 kV | 400V(3ph) & 230V(single ph) | LV | 400 kVA :Kiosk Substation | 0.4 | --> | 0.4 | 0.238 | 2 |  | --> | 0.38 | 0 | 0 | 0 | 0.017 | 0.406 | 0 |  | --> | C22 ex TYCOR | TYCOR: T41∥T42 | WATERFORD |  | 52.2577 | -7.1433
MV/LV Substation AS***789X | 10 kV | 400V(3ph) & 230V(single ph) | LV | 100 kVA :Pole Substation | 0.1 | --> | 0.1 | 0.098 | 3.1 |  | --> | 0.095 | 0 | 0 | 0 | 0.003 | 0.096 | 0 |  | --> | C13 ex ERRIGAL | ERRIGAL: T41 | SHANKILL |  | 54.0696 | -7.1246
MV/LV Substation AS***794X | 10 kV | 400V(3ph) & 230V(single ph) | LV | 200 kVA :Kiosk Substation | 0.2 | --> | 0.2 | 0.186 | 1.9 |  | --> | 0.19 | 0 | 0 | 0 | 0.013 | 0.187 | 0 |  | --> | C15 ex ORANMORE | ORANMORE: T41 | GALWAY 110KV |  | 53.2616 | -8.9352
MV/LV Substation AS***796X | 10 kV | 400V(3ph) & 230V(single ph) | LV | 400 kVA :Kiosk Substation | 0.4 | --> | 0.4 | 0.32 | 2.2 |  | --> | 0.38 | 0 | 0 | 0 | 0.007 | 0.405 | 0 |  | --> | C15 ex SPA ROAD | SPA ROAD: T41∥T42 | DOON |  | 52.3586 | -7.7343
MV/LV Substation AS***814X | 10 kV | 400V(3ph) & 230V(single ph) | LV | 200 kVA :Kiosk Substation | 0.2 | --> | 0.2 | 0.197 | 1.5 |  | --> | 0.19 | 0 | 0 | 0 | 0 | 0.2 | 0 |  | --> | C15 ex TYMON | TYMON: T41 | COOKSTOWN |  | 53.2774 | -6.3275
MV/LV Substation AS***814X | 10 kV | 400V(3ph) & 230V(single ph) | LV | 200 kVA :Kiosk Substation | 0.2 | --> | 0.2 | 0 | 0 | Constrained,otherwise capacity available =175kVA. | --> | 0.19 | 0 | 0 | 0 | 0.005 | 0 | 0 | Constrained,otherwise capacity available =198kW. | --> | C16 ex CLOONLOUGH | CLOONLOUGH: T41∥T42 | BARRYMORE |  | 52.2628 | -8.2776
MV/LV Substation AS***819X | 10 kV | 400V(3ph) & 230V(single ph) | LV | 200 kVA :Kiosk Substation | 0.2 | --> | 0.2 | 0.12 | 0.1 | Constrained,otherwise capacity available =181kVA. | --> | 0.19 | 0 | 0 | 0 | 0 | 0 | 0 | Constrained,otherwise capacity available =202kW. | --> | C25 ex CREGG ROAD | CREGG ROAD: T41∥T42 | BALLYDINE |  | 52.348 | -7.405
MV/LV Substation AS***826X | 10 kV | 400V(3ph) & 230V(single ph) | LV | 400 kVA :Kiosk Substation | 0.4 | --> | 0.4 | 0.388 | 3.4 |  | --> | 0.38 | 0 | 0 | 0 | 0 | 0.401 | 0 |  | --> | C17 ex STICKILLEN | STICKILLEN: T41∥T42 | DRYBRIDGE |  | 53.8556 | -6.5411
MV/LV Substation AS***827 | 10 kV | 400V(3ph) & 230V(single ph) | LV | 50 kVA :Pole Substation | 0.05 | --> | 0.05 | 0 | 0 | Constrained,otherwise capacity available =50kVA. | --> | 0.047 | 0 | 0 | 0 | 0 | 0.049 | 0 |  | --> | C14 ex GREYSTONES | GREYSTONES: T42 | FASSAROE |  | 53.1496 | -6.1252
MV/LV Substation AS***830X | 20 kV | 400V(3ph) & 230V(single ph) | LV | 400 kVA :Kiosk Substation | 0.4 | --> | 0.4 | 0.34 | 2.5 |  | --> | 0.38 | 0 | 0 | 0 | 0 | 0 | 0 | Constrained,otherwise capacity available =409kW. | --> | C19 ex GRAIGUE | GRAIGUE: T41 | CARLOW |  | 52.8193 | -6.9325
MV/LV Substation AS***831Y | 10 kV | 400V(3ph) & 230V(single ph) | LV | 400 kVA :Kiosk Substation | 0.4 | --> | 0.4 | 0.293 | 9.3 |  | --> | 0.38 | 0 | 0 | 0 | 0.011 | 0 | 0 | Constrained,otherwise capacity available =404kW. | --> | E20 ex BLESSINGTON | BLESSINGTON: T422 | KILTEEL |  | 53.1707 | -6.5403
MV/LV Substation AS***835X | 10 kV | 400V(3ph) & 230V(single ph) | LV | 200 kVA :Kiosk Substation | 0.2 | --> | 0.2 | 0.176 | 3.9 |  | --> | 0.19 | 0 | 0 | 0 | 0 | 0.203 | 0 |  | --> | C19 ex GALWAY 110KV | GALWAY 110KV: T103 | GALWAY 110KV |  | 53.2752 | -9.0141
MV/LV Substation AS***843 | 20 kV | 400V(3ph) & 230V(single ph) | LV | 200 kVA :Pole Substation | 0.2 | --> | 0.2 | 0.124 | 2.9 |  | --> | 0.19 | 0 | 0 | 0 | 0 | 0.211 | 0 |  | --> | C12 ex DUNLEER | DUNLEER: T41∥T42 | DRYBRIDGE |  | 53.7885 | -6.2402
MV/LV Substation AS***844X | 10 kV | 400V(3ph) & 230V(single ph) | LV | 200 kVA :Pole Substation | 0.2 | --> | 0.2 | 0 | 0 | Constrained,otherwise capacity available =29kVA. | --> | 0.19 | 0 | 0 | 0 | 0.008 | 0 | 0 | Constrained,otherwise capacity available =217kW. | --> | C17 ex TEMPLEMORE | TEMPLEMORE: T41 | IKERRIN |  | 52.7946 | -7.839
MV/LV Substation AS***847X | 10 kV | 400V(3ph) & 230V(single ph) | LV | 200 kVA :Kiosk Substation | 0.2 | --> | 0.2 | 0.2 | 1.5 |  | --> | 0.19 | 0 | 0 | 0 | 0 | 0.2 | 0 |  | --> | C21 ex TYMON | TYMON: T41 | COOKSTOWN |  | 53.2929 | -6.3559
MV/LV Substation AS***863X | 10 kV | 400V(3ph) & 230V(single ph) | LV | 400 kVA :Kiosk Substation | 0.4 | --> | 0.4 | 0 | 0 | Constrained,otherwise capacity available =301kVA. | --> | 0.38 | 0 | 0 | 0 | 0.016 | 0.398 | 0 |  | --> | C13 ex MALAHIDE | MALAHIDE: T41 | GLASMORE |  | 53.4259 | -6.1936
MV/LV Substation AS***865 | 10 kV | 400V(3ph) & 230V(single ph) | LV | 400 kVA :Kiosk Substation | 0.4 | --> | 0.4 | 0.247 | 4.6 |  | --> | 0.38 | 0 | 0 | 0 | 0.022 | 0.4 | 0 |  | --> | C28 ex CABRA | CABRA: T101 | FINGLAS |  | 53.3721 | -6.314
MV/LV Substation AS***866 | 10 kV | 400V(3ph) & 230V(single ph) | LV | 630 kVA :Kiosk Substation | 0.63 | --> | 0.63 | 0.279 | 7.8 |  | --> | 0.598 | 0 | 0 | 0 | 0.071 | 0.5 | 0 |  | --> | C24 ex PELLETSTOWN | PELLETSTOWN: T102 | FINGLAS |  | 53.3724 | -6.3165
MV/LV Substation AS***875Y | 10 kV | 400V(3ph) & 230V(single ph) | LV | 400 kVA :Kiosk Substation | 0.4 | --> | 0.4 | 0 | 0 | Constrained,otherwise capacity available =280kVA. | --> | 0.38 | 0 | 0 | 0 | 0 | 0.418 | 0 |  | --> | C11 ex DOCK ROAD | DOCK ROAD: T41∥T42 | LIMERICK |  | 52.6533 | -8.6488
MV/LV Substation AS***882Z | 20 kV | 400V(3ph) & 230V(single ph) | LV | 100 kVA :Pole Substation | 0.1 | --> | 0.1 | 0.092 | 0.9 |  | --> | 0.095 | 0 | 0 | 0 | 0 | 0 | 0 | Constrained,otherwise capacity available =100kW. | --> | C12 ex BANTRY | BANTRY: T41∥T42 | BALLYLICKY |  | 51.5802 | -9.7075
MV/LV Substation AS***894Y | 10 kV | 400V(3ph) & 230V(single ph) | LV | 400 kVA :Kiosk Substation | 0.4 | --> | 0.4 | 0.28 | 3.9 |  | --> | 0.38 | 0 | 0 | 0 | 0.001 | 0.417 | 0 |  | --> | C17 ex BALLYJAMESDUFF | BALLYJAMESDUFF: T41 | SHANKILL |  | 53.8641 | -7.2102
MV/LV Substation AS***906X | 10 kV | 400V(3ph) & 230V(single ph) | LV | 400 kVA :Building Structure | 0.4 | --> | 0.4 | 0.357 | 11.1 |  | --> | 0.38 | 0 | 0 | 0 | 0 | 0.406 | 0 |  | --> | C13 ex FORTUNESTOWN | FORTUNESTOWN: T101 | INCHICORE 220KV |  | 53.2813 | -6.4109
MV/LV Substation AS***914X | 20 kV | 400V(3ph) & 230V(single ph) | LV | 400 kVA :Kiosk Substation | 0.4 | --> | 0.4 | 0.296 | 1.1 |  | --> | 0.38 | 0 | 0 | 0 | 0.034 | 0.379 | 0 |  | --> | E23 ex LAWLESSTOWN | LAWLESSTOWN: T421 | DOON |  | 52.4095 | -7.7604
MV/LV Substation AS***917 | 20 kV | 400V(3ph) & 230V(single ph) | LV | 400 kVA :Kiosk Substation | 0.4 | --> | 0.4 | 0.348 | 3.9 |  | --> | 0.38 | 0 | 0 | 0 | 0 | 0 | 0 | Constrained,otherwise capacity available =407kW. | --> | E16 ex ASHBOURNE | ASHBOURNE: T422 | FINGLAS |  | 53.5067 | -6.3879
MV/LV Substation AS***923 | 20 kV | 400V(3ph) & 230V(single ph) | LV | 1000 kVA :Building Structure | 1 | --> | 1 | 0.5 | 8.6 |  | --> | 0.95 | 0 | 0 | 0 | 0.039 | 0.5 | 0 |  | --> | E20 ex BALTRASNA | BALTRASNA: T122 | BALTRASNA |  | 53.5177 | -6.4133
MV/LV Substation AS***925X | 10 kV | 400V(3ph) & 230V(single ph) | LV | 200 kVA :Kiosk Substation | 0.2 | --> | 0.2 | 0 | 0 | Constrained,otherwise capacity available =152kVA. | --> | 0.19 | 0 | 0 | 0 | 0.015 | 0.191 | 0 |  | --> | C12 ex CARRIGALINE | CARRIGALINE: T41∥T42 | BARNAHELY |  | 51.8225 | -8.3907
MV/LV Substation AS***928 | 10 kV | 400V(3ph) & 230V(single ph) | LV | 400 kVA :Kiosk Substation | 0.4 | --> | 0.4 | 0.233 | 1.5 |  | --> | 0.38 | 0 | 0 | 0 | 0.024 | 0.4 | 0 |  | --> | C17 ex TYMON | TYMON: T41 | COOKSTOWN |  | 53.3084 | -6.3695
MV/LV Substation AS***932Y | 10 kV | 400V(3ph) & 230V(single ph) | LV | 630 kVA :Building Structure | 0.63 | --> | 0.63 | 0 | 0 | Constrained,otherwise capacity available =500kVA. | --> | 0.598 | 0 | 0 | 0 | 0 | 0.5 | 0 |  | --> | C19 ex JOHNSTOWN | JOHNSTOWN: T41 | KILTEEL |  | 53.2291 | -6.6366
MV/LV Substation AS***936 | 10 kV | 400V(3ph) & 230V(single ph) | LV | 400 kVA :Kiosk Substation | 0.4 | --> | 0.4 | 0.203 | 2 |  | --> | 0.38 | 0 | 0 | 0 | 0 | 0.43 | 0 |  | --> | C15 ex FAIRVIEW | FAIRVIEW: T41 | MCDERMOTT |  | 53.3691 | -6.2135
MV/LV Substation AS***938Z | 10 kV | 400V(3ph) & 230V(single ph) | LV | 50 kVA :Pole Substation | 0.05 | --> | 0.05 | 0.028 | 9 |  | --> | 0.047 | 0 | 0 | 0 | 0 | 0.052 | 0 |  | --> | C14 ex MULLINGAR | MULLINGAR: T102 | MULLINGAR |  | 53.529 | -7.3583
MV/LV Substation AS***945 | 10 kV | 400V(3ph) & 230V(single ph) | LV | 400 kVA :Building Structure | 0.4 | --> | 0.4 | 0 | 0 | Constrained,otherwise capacity available =113kVA. | --> | 0.38 | 0 | 0 | 0 | 0 | 0.443 | 0 |  | --> | C28 ex CLONDALKIN | CLONDALKIN: T44 | INCHICORE 220KV |  | 53.3275 | -6.3927
MV/LV Substation AS***953Y | 10 kV | 400V(3ph) & 230V(single ph) | LV | 400 kVA :Kiosk Substation | 0.4 | --> | 0.4 | 0.338 | 9 |  | --> | 0.38 | 0 | 0 | 0 | 0.003 | 0.406 | 0 |  | --> | C14 ex MULLINGAR | MULLINGAR: T102 | MULLINGAR |  | 53.5291 | -7.3539
MV/LV Substation AS***954 | 10 kV | 400V(3ph) & 230V(single ph) | LV | 400 kVA :Kiosk Substation | 0.4 | --> | 0.4 | 0.183 | 7.3 |  | --> | 0.38 | 0 | 0 | 0 | 0.046 | 0.384 | 0 |  | --> | C29 ex PELLETSTOWN | PELLETSTOWN: T101 | FINGLAS |  | 53.3728 | -6.327
MV/LV Substation AS***954Y | 10 kV | 400V(3ph) & 230V(single ph) | LV | 400 kVA :Kiosk Substation | 0.4 | --> | 0.4 | 0.262 | 9 |  | --> | 0.38 | 0 | 0 | 0 | 0.033 | 0.386 | 0 |  | --> | C14 ex MULLINGAR | MULLINGAR: T102 | MULLINGAR |  | 53.5303 | -7.3547
MV/LV Substation AS***959Y | 20 kV | 400V(3ph) & 230V(single ph) | LV | 200 kVA :Kiosk Substation | 0.2 | --> | 0.2 | 0 | 0 | Constrained,otherwise capacity available =151kVA. | --> | 0.19 | 0 | 0 | 0 | 0.021 | 0.184 | 0 |  | --> | E15 ex DULEEK | DULEEK: T421∥T422 | DRYBRIDGE |  | 53.6604 | -6.4157
MV/LV Substation AS***978Y | 10 kV | 400V(3ph) & 230V(single ph) | LV | 50 kVA :Pole Substation | 0.05 | --> | 0.05 | 0.05 | 2.4 |  | --> | 0.047 | 0 | 0 | 0 | 0 | 0.049 | 0 |  | --> | C12 ex BALLYMAHON | BALLYMAHON: T41∥T42 | ATHLONE |  | 53.6148 | -7.9028
MV/LV Substation AS***983 | 10 kV | 400V(3ph) & 230V(single ph) | LV | 400 kVA :Kiosk Substation | 0.4 | --> | 0.4 | 0.284 | 4.6 |  | --> | 0.38 | 0 | 0 | 0 | 0.018 | 0.399 | 0 |  | --> | C28 ex CABRA | CABRA: T101 | FINGLAS |  | 53.3736 | -6.3101
MV/LV Substation AS***985 | 10 kV | 400V(3ph) & 230V(single ph) | LV | 400 kVA :Building Structure | 0.4 | --> | 0.4 | 0.364 | 12.6 |  | --> | 0.38 | 0 | 0 | 0 | 0 | 0.405 | 0 |  | --> | C21 ex HEUSTON SQUARE | HEUSTON SQUARE: T101 | INCHICORE 220KV |  | 53.3665 | -6.3307
MV/LV Substation AS***985X | 20 kV | 400V(3ph) & 230V(single ph) | LV | 100 kVA :Pole Substation | 0.1 | --> | 0.1 | 0.095 | 6.9 |  | --> | 0.095 | 0 | 0 | 0 | 0 | 0 | 0 | Constrained,otherwise capacity available =100kW. | --> | E11 ex RATHKEALE | RATHKEALE: T421∥T422 | RATHKEALE |  | 52.6029 | -8.9736
MV/LV Substation AS***986 | 10 kV | 400V(3ph) & 230V(single ph) | LV | 50 kVA :Pole Substation | 0.05 | --> | 0.05 | 0.05 | 3.9 |  | --> | 0.047 | 0 | 0 | 0 | 0 | 0.049 | 0 |  | --> | C22 ex BOGHALL ROAD | BOGHALL ROAD: T42 | FASSAROE |  | 53.1678 | -6.1322
MV/LV Substation AS***986Y | 20 kV | 400V(3ph) & 230V(single ph) | LV | 400 kVA :Kiosk Substation | 0.4 | --> | 0.4 | 0.396 | 1.5 |  | --> | 0.38 | 0 | 0 | 0 | 0 | 0 | 0 | Constrained,otherwise capacity available =400kW. | --> | C17 ex FOYNES | FOYNES: T41 | RATHKEALE |  | 52.5965 | -9.1908
MV/LV Substation AS***989X | 10 kV | 400V(3ph) & 230V(single ph) | LV | 400 kVA :Kiosk Substation | 0.4 | --> | 0.4 | 0 | 0 | Constrained,otherwise capacity available =288kVA. | --> | 0.38 | 0 | 0 | 0 | 0.032 | 0.383 | 0 |  | --> | C14 ex DENNEHYS CROSS | DENNEHYS CROSS: T42 | TRABEG |  | 51.8975 | -8.5056
MV/LV Substation AS***995X | 10 kV | 400V(3ph) & 230V(single ph) | LV | 400 kVA :Kiosk Substation | 0.4 | --> | 0.4 | 0.271 | 4.5 |  | --> | 0.38 | 0 | 0 | 0 | 0.004 | 0.415 | 0 |  | --> | C21 ex MAYFIELD | MAYFIELD: T41 | KILBARRY |  | 51.9167 | -8.4493
MV/LV Substation AS***995Y | 10 kV | 400V(3ph) & 230V(single ph) | LV | 400 kVA :Kiosk Substation | 0.4 | --> | 0.4 | 0 | 0 | Constrained,otherwise capacity available =302kVA. | --> | 0.38 | 0 | 0 | 0 | 0.017 | 0.397 | 0 |  | --> | C16 ex TERMONFECKIN ROAD | TERMONFECKIN ROAD: T41∥T42 | DRYBRIDGE |  | 53.7314 | -6.3331
MV/LV Substation AS***996Y | 10 kV | 400V(3ph) & 230V(single ph) | LV | 400 kVA :Kiosk Substation | 0.4 | --> | 0.4 | 0 | 0 | Constrained,otherwise capacity available =312kVA. | --> | 0.38 | 0 | 0 | 0 | 0.004 | 0.409 | 0 |  | --> | C16 ex TERMONFECKIN ROAD | TERMONFECKIN ROAD: T41∥T42 | DRYBRIDGE |  | 53.7322 | -6.3306
MV/LV Substation AS***997Y | 10 kV | 400V(3ph) & 230V(single ph) | LV | 400 kVA :Kiosk Substation | 0.4 | --> | 0.4 | 0 | 0 | Constrained,otherwise capacity available =322kVA. | --> | 0.38 | 0 | 0 | 0 | 0 | 0.411 | 0 |  | --> | C21 ex TERMONFECKIN ROAD | TERMONFECKIN ROAD: T41∥T42 | DRYBRIDGE |  | 53.7337 | -6.3299
MV/LV Substation AT***003Z | 10 kV | 400V(3ph) & 230V(single ph) | LV | 400 kVA :Building Structure | 0.4 | --> | 0.4 | 0 | 0 | Constrained,otherwise capacity available =285kVA. | --> | 0.38 | 0 | 0 | 0 | 0 | 0 | 0 | Constrained,otherwise capacity available =417kW. | --> | C12 ex PALLAS | PALLAS: T41∥T42 | PORTLAOISE |  | 53.0295 | -7.3144
MV/LV Substation AT***004X | 10 kV | 400V(3ph) & 230V(single ph) | LV | 400 kVA :Building Structure | 0.4 | --> | 0.4 | 0.24 | 8.5 |  | --> | 0.38 | 0 | 0 | 0 | 0 | 0 | 0 | Constrained,otherwise capacity available =424kW. | --> | C16 ex BUNDORAN | BUNDORAN: T41∥T42 | CATHALEENS FALL |  | 54.4801 | -8.277
MV/LV Substation AT***007Z | 20 kV | 400V(3ph) & 230V(single ph) | LV | 400 kVA :Building Structure | 0.4 | --> | 0.4 | 0 | 0 | Constrained,otherwise capacity available =337kVA. | --> | 0.38 | 0 | 0 | 0 | 0 | 0.409 | 0 |  | --> | E12 ex ACADEMY STREET | ACADEMY STREET: T421∥T422 | NAVAN |  | 53.638 | -6.6623
MV/LV Substation AT***009 | 10 kV | 400V(3ph) & 230V(single ph) | LV | 400 kVA :Kiosk Substation | 0.4 | --> | 0.4 | 0 | 0 | Constrained,otherwise capacity available =266kVA. | --> | 0.38 | 0 | 0 | 0 | 0.006 | 0.413 | 0 |  | --> | C16 ex LOUGHREA | LOUGHREA: T41∥T42 | SOMERSET |  | 53.2011 | -8.5808
MV/LV Substation AT***019Z | 10 kV | 400V(3ph) & 230V(single ph) | LV | 630 kVA :Building Structure | 0.63 | --> | 0.63 | 0.353 | 2.8 |  | --> | 0.598 | 0 | 0 | 0 | 0 | 0.5 | 0 |  | --> | C11 ex CORBALLY | CORBALLY: T41∥T42 | ARDNACRUSHA |  | 52.6862 | -8.6061
MV/LV Substation AT***024Z | 10 kV | 400V(3ph) & 230V(single ph) | LV | 50 kVA :Pole Substation | 0.05 | --> | 0.05 | 0.037 | 1.6 |  | --> | 0.047 | 0 | 0 | 0 | 0.007 | 0.043 | 0 |  | --> | C18 ex CELBRIDGE | CELBRIDGE: T42 | GRIFFINRATH |  | 53.2967 | -6.5089
MV/LV Substation AT***026X | 20 kV | 400V(3ph) & 230V(single ph) | LV | 400 kVA :Kiosk Substation | 0.4 | --> | 0.4 | 0.235 | 0.2 | Constrained,otherwise capacity available =372kVA. | --> | 0.38 | 0 | 0 | 0 | 0.003 | 0.4 | 0 |  | --> | C15 ex MOATE | MOATE: T42 | ATHLONE |  | 53.3957 | -7.7282
MV/LV Substation AT***028 | 10 kV | 400V(3ph) & 230V(single ph) | LV | 200 kVA :Pole Substation | 0.2 | --> | 0.2 | 0.119 | 5.8 |  | --> | 0.19 | 0 | 0 | 0 | 0 | 0.212 | 0 |  | --> | C22 ex CLOON | CLOON: T42 | CLOON |  | 53.5064 | -8.8446
MV/LV Substation AT***029 | 10 kV | 400V(3ph) & 230V(single ph) | LV | 50 kVA :Pole Substation | 0.05 | --> | 0.05 | 0 | 0 | Constrained,otherwise capacity available =46kVA. | --> | 0.047 | 0 | 0 | 0 | 0.003 | 0.046 | 0 |  | --> | C16 ex ATHENRY | ATHENRY: T41∥T42 | GALWAY 110KV |  | 53.2927 | -8.743
MV/LV Substation AT***029 | 10 kV | 400V(3ph) & 230V(single ph) | LV | 200 kVA :Pole Substation | 0.2 | --> | 0.2 | 0.161 | 0.9 |  | --> | 0.19 | 0 | 0 | 0 | 0 | 0 | 0 | Constrained,otherwise capacity available =205kW. | --> | C18 ex MILLTOWN MALBAY | MILLTOWN MALBAY: T42 | TULLABRACK |  | 52.8575 | -9.3957
MV/LV Substation AT***030X | 10 kV | 400V(3ph) & 230V(single ph) | LV | 400 kVA :Kiosk Substation | 0.4 | --> | 0.4 | 0 | 0 | Constrained,otherwise capacity available =367kVA. | --> | 0.38 | 0 | 0 | 0 | 0.006 | 0.398 | 0 |  | --> | C14 ex ATHGARVAN | ATHGARVAN: T44 | NEWBRIDGE |  | 53.1504 | -6.7919
MV/LV Substation AT***034Z | 10 kV | 400V(3ph) & 230V(single ph) | LV | 200 kVA :Building Structure | 0.2 | --> | 0.2 | 0 | 0 | Constrained,otherwise capacity available =178kVA. | --> | 0.19 | 0 | 0 | 0 | 0 | 0.203 | 0 |  | --> | C14 ex MOUNTGORRY | MOUNTGORRY: T42 | GRANGE (DR) |  | 53.4572 | -6.2064
MV/LV Substation AT***046X | 10 kV | 400V(3ph) & 230V(single ph) | LV | 630 kVA :Building Structure | 0.63 | --> | 0.63 | 0.433 | 3.6 |  | --> | 0.598 | 0 | 0 | 0 | 0 | 0.5 | 0 |  | --> | C13 ex BOGHALL ROAD | BOGHALL ROAD: T41 | FASSAROE |  | 53.1825 | -6.1184
MV/LV Substation AT***058 | 10 kV | 400V(3ph) & 230V(single ph) | LV | 200 kVA :Pole Substation | 0.2 | --> | 0.2 | 0.2 | 3.2 |  | --> | 0.19 | 0 | 0 | 0 | 0 | 0.2 | 0 |  | --> | C20 ex ATHY | ATHY: T102 | ATHY |  | 52.9912 | -6.9699
MV/LV Substation AT***058Y | 20 kV | 400V(3ph) & 230V(single ph) | LV | 100 kVA :Pole Substation | 0.1 | --> | 0.1 | 0.09 | 2.4 |  | --> | 0.095 | 0 | 0 | 0 | 0 | 0.101 | 0 |  | --> | E19 ex KENMARE | KENMARE: T421 | KNOCKEARAGH |  | 51.8373 | -9.9072
MV/LV Substation AT***067Y | 20 kV | 400V(3ph) & 230V(single ph) | LV | 100 kVA :Pole Substation | 0.1 | --> | 0.1 | 0.1 | 2.4 |  | --> | 0.095 | 0 | 0 | 0 | 0 | 0.1 | 0 |  | --> | E19 ex KENMARE | KENMARE: T421 | KNOCKEARAGH |  | 51.8364 | -9.9084
MV/LV Substation AT***077 | 10 kV | 400V(3ph) & 230V(single ph) | LV | 400 kVA :Building Structure | 0.4 | --> | 0.4 | 0.394 | 1.4 |  | --> | 0.38 | 0 | 0 | 0 | 0 | 0.4 | 0 |  | --> | E16 ex GARRANACANTY | GARRANACANTY: T422 | TIPPERARY |  | 52.4731 | -8.1503
MV/LV Substation AT***077X | 10 kV | 400V(3ph) & 230V(single ph) | LV | 630 kVA :Building Structure | 0.63 | --> | 0.63 | 0.486 | 11.5 |  | --> | 0.598 | 0 | 0 | 0 | 0 | 0.5 | 0 |  | --> | C26 ex CENTRAL PARK | CENTRAL PARK: T102 | CARRICKMINES |  | 53.2765 | -6.2093
MV/LV Substation AT***079Y | 10 kV | 400V(3ph) & 230V(single ph) | LV | 630 kVA :Building Structure | 0.63 | --> | 0.63 | 0.5 | 3.4 |  | --> | 0.598 | 0 | 0 | 0 | 0.007 | 0.5 | 0 |  | --> | C16 ex TRAMORE | TRAMORE: T42 | BUTLERSTOWN |  | 52.1603 | -7.1387
MV/LV Substation AT***083 | 10 kV | 400V(3ph) & 230V(single ph) | LV | 50 kVA :Pole Substation | 0.05 | --> | 0.05 | 0.008 | 0.6 |  | --> | 0.047 | 0 | 0 | 0 | 0 | 0.055 | 0 |  | --> | C18 ex ATHBOY | ATHBOY: T42 | NAVAN |  | 53.6187 | -6.9119
MV/LV Substation AT***091 | 10 kV | 400V(3ph) & 230V(single ph) | LV | 100 kVA :Pole Substation | 0.1 | --> | 0.1 | 0.061 | 0.7 |  | --> | 0.095 | 0 | 0 | 0 | 0.002 | 0.103 | 0 |  | --> | C30 ex ACADEMY STREET | ACADEMY STREET: T44 | NAVAN |  | 53.6563 | -6.6654
MV/LV Substation AT***094X | 10 kV | 400V(3ph) & 230V(single ph) | LV | 100 kVA :Pole Substation | 0.1 | --> | 0.1 | 0.1 | 7.3 |  | --> | 0.095 | 0 | 0 | 0 | 0 | 0.1 | 0 |  | --> | C13 ex GARRYCASTLE | GARRYCASTLE: T41 | ATHLONE |  | 53.4264 | -7.9264
MV/LV Substation AT***112Z | 10 kV | 400V(3ph) & 230V(single ph) | LV | 400 kVA :Kiosk Substation | 0.4 | --> | 0.4 | 0.216 | 0.7 |  | --> | 0.38 | 0 | 0 | 0 | 0.034 | 0.392 | 0 |  | --> | C30 ex ACADEMY STREET | ACADEMY STREET: T44 | NAVAN |  | 53.6472 | -6.6636
MV/LV Substation AT***113Z | 10 kV | 400V(3ph) & 230V(single ph) | LV | 630 kVA :Kiosk Substation | 0.63 | --> | 0.63 | 0.5 | 0.7 |  | --> | 0.598 | 0 | 0 | 0 | 0.014 | 0.5 | 0 |  | --> | C30 ex ACADEMY STREET | ACADEMY STREET: T44 | NAVAN |  | 53.649 | -6.6619
MV/LV Substation AT***119Y | 10 kV | 400V(3ph) & 230V(single ph) | LV | 100 kVA :Pole Substation | 0.1 | --> | 0.1 | 0.045 | 1.6 |  | --> | 0.095 | 0 | 0 | 0 | 0 | 0.108 | 0 |  | --> | C18 ex CELBRIDGE | CELBRIDGE: T42 | GRIFFINRATH |  | 53.2941 | -6.5123
MV/LV Substation AT***129 | 10 kV | 400V(3ph) & 230V(single ph) | LV | 50 kVA :Pole Substation | 0.05 | --> | 0.05 | 0.043 | 1.2 |  | --> | 0.047 | 0 | 0 | 0 | 0 | 0.05 | 0 |  | --> | C20 ex ABBEYFEALE | ABBEYFEALE: T42 | TRIEN |  | 52.4631 | -9.2943
MV/LV Substation AT***146Z | 20 kV | 400V(3ph) & 230V(single ph) | LV | 50 kVA :Pole Substation | 0.05 | --> | 0.05 | 0 | 0 | Constrained,otherwise capacity available =40kVA. | --> | 0.047 | 0 | 0 | 0 | 0 | 0.051 | 0 |  | --> | E11 ex WHITECHURCH | WHITECHURCH: T421 | KILBARRY |  | 52.0686 | -8.6374
MV/LV Substation AT***161 | 10 kV | 400V(3ph) & 230V(single ph) | LV | 1000 kVA :Building Structure | 1 | --> | 1 | 0.5 | 3.9 |  | --> | 0.95 | 0 | 0 | 0 | 0 | 0.5 | 0 |  | --> | C16 ex BOGHALL ROAD | BOGHALL ROAD: T42 | FASSAROE |  | 53.1867 | -6.1225
MV/LV Substation AT***171X | 10 kV | 400V(3ph) & 230V(single ph) | LV | 400 kVA :Kiosk Substation | 0.4 | --> | 0.4 | 0.162 | 4.7 |  | --> | 0.38 | 0 | 0 | 0 | 0.049 | 0.384 | 0 |  | --> | C13 ex OAKFIELD | OAKFIELD: T41 | SLIGO |  | 54.2659 | -8.5989
MV/LV Substation AT***174 | 10 kV | 400V(3ph) & 230V(single ph) | LV | 100 kVA :Pole Substation | 0.1 | --> | 0.1 | 0 | 0 | Constrained,otherwise capacity available =88kVA. | --> | 0.095 | 0 | 0 | 0 | 0 | 0.101 | 0 |  | --> | C20 ex BALLYGAR | BALLYGAR: T42 | ATHLONE |  | 53.5701 | -8.2625
MV/LV Substation AT***189X | 10 kV | 400V(3ph) & 230V(single ph) | LV | 1000 kVA :Building Structure | 1 | --> | 1 | 0.5 | 8.5 |  | --> | 0.95 | 0 | 0 | 0 | 0 | 0 | 0 | Constrained,otherwise capacity available =500kW. | --> | C13 ex BUNDORAN | BUNDORAN: T41∥T42 | CATHALEENS FALL |  | 54.4791 | -8.2758
MV/LV Substation AT***222 | 10 kV | 400V(3ph) & 230V(single ph) | LV | 100 kVA :Pole Substation | 0.1 | --> | 0.1 | 0.079 | 1.2 |  | --> | 0.095 | 0 | 0 | 0 | 0 | 0.103 | 0 |  | --> | C20 ex ABBEYFEALE | ABBEYFEALE: T42 | TRIEN |  | 52.4669 | -9.2973
MV/LV Substation AT***244X | 10 kV | 400V(3ph) & 230V(single ph) | LV | 630 kVA :Kiosk Substation | 0.63 | --> | 0.63 | 0.5 | 0.6 |  | --> | 0.598 | 0 | 0 | 0 | 0 | 0.5 | 0 |  | --> | C18 ex ATHBOY | ATHBOY: T42 | NAVAN |  | 53.6181 | -6.9066
MV/LV Substation AT***256X | 10 kV | 400V(3ph) & 230V(single ph) | LV | 200 kVA :Pole Substation | 0.2 | --> | 0.2 | 0 | 0 | Constrained,otherwise capacity available =165kVA. | --> | 0.19 | 0 | 0 | 0 | 0.007 | 0.198 | 0 |  | --> | C21 ex ENNISTYMON | ENNISTYMON: T41∥T42 | ENNIS |  | 52.9276 | -9.3386
MV/LV Substation AT***265 | 10 kV | 400V(3ph) & 230V(single ph) | LV | 50 kVA :Pole Substation | 0.05 | --> | 0.05 | 0.037 | 1.2 |  | --> | 0.047 | 0 | 0 | 0 | 0 | 0.051 | 0 |  | --> | C20 ex ABBEYFEALE | ABBEYFEALE: T42 | TRIEN |  | 52.4585 | -9.2888
MV/LV Substation AT***280X | 10 kV | 400V(3ph) & 230V(single ph) | LV | 50 kVA :Pole Substation | 0.05 | --> | 0.05 | 0.041 | 1.2 |  | --> | 0.047 | 0 | 0 | 0 | 0 | 0.05 | 0 |  | --> | C20 ex ABBEYFEALE | ABBEYFEALE: T42 | TRIEN |  | 52.4616 | -9.2862
MV/LV Substation AT***299 | 20 kV | 400V(3ph) & 230V(single ph) | LV | 200 kVA :Pole Substation | 0.2 | --> | 0.2 | 0 | 0 | Constrained,otherwise capacity available =144kVA. | --> | 0.19 | 0 | 0 | 0 | 0 | 0 | 0 | Constrained,otherwise capacity available =208kW. | --> | E12 ex LUMCLOON | LUMCLOON: T421∥T422 | DALLOW |  | 53.2752 | -7.8269
MV/LV Substation AT***325X | 10 kV | 400V(3ph) & 230V(single ph) | LV | 630 kVA :Kiosk Substation | 0.63 | --> | 0.63 | 0.5 | 1.2 |  | --> | 0.598 | 0 | 0 | 0 | 0 | 0.5 | 0 |  | --> | C11 ex TRIMMS LANE | TRIMMS LANE: T41 | SALTHILL |  | 53.2603 | -9.0744
MV/LV Substation AT***368 | 20 kV | 400V(3ph) & 230V(single ph) | LV | 100 kVA :Pole Substation | 0.1 | --> | 0.1 | 0.099 | 4.3 |  | --> | 0.095 | 0 | 0 | 0 | 0 | 0 | 0 | Constrained,otherwise capacity available =100kW. | --> | E13 ex MOVILLE | MOVILLE: T421∥T422 | TRILLICK |  | 55.2996 | -7.1565
MV/LV Substation AT***378 | 10 kV | 400V(3ph) & 230V(single ph) | LV | 200 kVA :Pole Substation | 0.2 | --> | 0.2 | 0 | 0 | Constrained,otherwise capacity available =196kVA. | --> | 0.19 | 0 | 0 | 0 | 0 | 0.2 | 0 |  | --> | C16 ex ATHENRY | ATHENRY: T41∥T42 | GALWAY 110KV |  | 53.3056 | -8.7562
MV/LV Substation AT***387Z | 10 kV | 400V(3ph) & 230V(single ph) | LV | 630 kVA :Building Structure | 0.63 | --> | 0.63 | 0 | 0 | Constrained,otherwise capacity available =110kVA. | --> | 0.598 | 0 | 0 | 0 | 0 | 0.5 | 0 |  | --> | C18 ex NAAS | NAAS: T42 | NEWBRIDGE |  | 53.2045 | -6.7397
MV/LV Substation AT***395Z | 10 kV | 400V(3ph) & 230V(single ph) | LV | 50 kVA :Pole Substation | 0.05 | --> | 0.05 | 0 | 0 | Constrained,otherwise capacity available =4kVA. | --> | 0.047 | 0 | 0 | 0 | 0.011 | 0.044 | 0 |  | --> | C14 ex ATHGARVAN | ATHGARVAN: T44 | NEWBRIDGE |  | 53.1572 | -6.7793
MV/LV Substation AT***4010 | 10 kV | 400V(3ph) & 230V(single ph) | LV | 50 kVA :Pole Substation | 0.05 | --> | 0.05 | 0 | 0 | Constrained,otherwise capacity available =44kVA. | --> | 0.047 | 0 | 0 | 0 | 0 | 0.05 | 0 |  | --> | C12 ex SAGGART | SAGGART: T41∥T42 | GRANGE CASTLE |  | 53.2482 | -6.5329
MV/LV Substation AT***4015 | 20 kV | 400V(3ph) & 230V(single ph) | LV | 400 kVA :Kiosk Substation | 0.4 | --> | 0.4 | 0.312 | 3.2 |  | --> | 0.38 | 0 | 0 | 0 | 0 | 0.413 | 0 |  | --> | E62 ex ATHY | ATHY: T102 | ATHY |  | 53.0017 | -6.9857
MV/LV Substation AT***4023 | 10 kV | 400V(3ph) & 230V(single ph) | LV | 50 kVA :Pole Substation | 0.05 | --> | 0.05 | 0 | 0 | Constrained,otherwise capacity available =44kVA. | --> | 0.047 | 0 | 0 | 0 | 0 | 0.05 | 0 |  | --> | C16 ex ATHENRY | ATHENRY: T41∥T42 | GALWAY 110KV |  | 53.2923 | -8.7489
MV/LV Substation AT***4053 | 10 kV | 400V(3ph) & 230V(single ph) | LV | 630 kVA :Kiosk Substation | 0.63 | --> | 0.63 | 0.5 | 11.5 |  | --> | 0.598 | 0 | 0 | 0 | 0 | 0.5 | 0 |  | --> | C26 ex CENTRAL PARK | CENTRAL PARK: T102 | CARRICKMINES |  | 53.2765 | -6.2092
MV/LV Substation AT***4090 | 10 kV | 400V(3ph) & 230V(single ph) | LV | 400 kVA :Building Structure | 0.4 | --> | 0.4 | 0.358 | 0.8 |  | --> | 0.38 | 0 | 0 | 0 | 0 | 0.406 | 0 |  | --> | C14 ex BALLYBEGGAN | BALLYBEGGAN: T43∥T44 | TRALEE |  | 52.289 | -9.6682
MV/LV Substation AT***4105 | 20 kV | 400V(3ph) & 230V(single ph) | LV | 50 kVA :Pole Substation | 0.05 | --> | 0.05 | 0 | 0 | Constrained,otherwise capacity available =43kVA. | --> | 0.047 | 0 | 0 | 0 | 0 | 0.05 | 0 |  | --> | E18 ex PATRICKSWELL | PATRICKSWELL: T421∥T422 | LIMERICK |  | 52.5829 | -8.718
MV/LV Substation AT***4118 | 10 kV | 400V(3ph) & 230V(single ph) | LV | 50 kVA :Pole Substation | 0.05 | --> | 0.05 | 0.05 | 1.6 |  | --> | 0.047 | 0 | 0 | 0 | 0 | 0.049 | 0 |  | --> | C18 ex CELBRIDGE | CELBRIDGE: T42 | GRIFFINRATH |  | 53.2925 | -6.5244
MV/LV Substation AT***4134 | 10 kV | 400V(3ph) & 230V(single ph) | LV | 50 kVA :Pole Substation | 0.05 | --> | 0.05 | 0.044 | 2.2 |  | --> | 0.047 | 0 | 0 | 0 | 0 | 0.05 | 0 |  | --> | C26 ex KELLS | KELLS: T41∥T42 | NAVAN |  | 53.69 | -6.8407
MV/LV Substation AT***4181 | 20 kV | 400V(3ph) & 230V(single ph) | LV | 400 kVA :Kiosk Substation | 0.4 | --> | 0.4 | 0.4 | 3.2 |  | --> | 0.38 | 0 | 0 | 0 | 0 | 0.4 | 0 |  | --> | C12 ex ATHY | ATHY: T102 | ATHY |  | 52.9919 | -6.9619
MV/LV Substation AT***421 | 10 kV | 400V(3ph) & 230V(single ph) | LV | 50 kVA :Pole Substation | 0.05 | --> | 0.05 | 0.046 | 2.9 |  | --> | 0.047 | 0 | 0 | 0 | 0 | 0.049 | 0 |  | --> | C18 ex DUNLEER | DUNLEER: T41∥T42 | DRYBRIDGE |  | 53.8148 | -6.3995
MV/LV Substation AT***422 | 10 kV | 400V(3ph) & 230V(single ph) | LV | 200 kVA :Kiosk Substation | 0.2 | --> | 0.2 | 0.111 | 0.7 |  | --> | 0.19 | 0 | 0 | 0 | 0.043 | 0.167 | 0 |  | --> | C30 ex ACADEMY STREET | ACADEMY STREET: T44 | NAVAN |  | 53.6509 | -6.6719
MV/LV Substation AT***4220 | 10 kV | 400V(3ph) & 230V(single ph) | LV | 630 kVA :Kiosk Substation | 0.63 | --> | 0.63 | 0.5 | 4.6 |  | --> | 0.598 | 0 | 0 | 0 | 0 | 0.5 | 0 |  | --> | C19 ex BALLINCLEA | BALLINCLEA: T41 | CHERRYWOOD |  | 53.2605 | -6.1309
MV/LV Substation AT***423 | 20 kV | 400V(3ph) & 230V(single ph) | LV | 100 kVA :Pole Substation | 0.1 | --> | 0.1 | 0 | 0 | Constrained,otherwise capacity available =59kVA. | --> | 0.095 | 0 | 0 | 0 | 0 | 0.106 | 0 |  | --> | E18 ex PATRICKSWELL | PATRICKSWELL: T421∥T422 | LIMERICK |  | 52.5846 | -8.7115
MV/LV Substation AT***423 | 10 kV | 400V(3ph) & 230V(single ph) | LV | 100 kVA :Pole Substation | 0.1 | --> | 0.1 | 0.099 | 0.7 |  | --> | 0.095 | 0 | 0 | 0 | 0 | 0.1 | 0 |  | --> | C30 ex ACADEMY STREET | ACADEMY STREET: T44 | NAVAN |  | 53.6553 | -6.663
MV/LV Substation AT***438Z | 10 kV | 400V(3ph) & 230V(single ph) | LV | 400 kVA :Kiosk Substation | 0.4 | --> | 0.4 | 0 | 0 | Constrained,otherwise capacity available =294kVA. | --> | 0.38 | 0 | 0 | 0 | 0.079 | 0.333 | 0 |  | --> | C14 ex ATHGARVAN | ATHGARVAN: T44 | NEWBRIDGE |  | 53.1548 | -6.7744
MV/LV Substation AT***453X | 10 kV | 400V(3ph) & 230V(single ph) | LV | 100 kVA :Pole Substation | 0.1 | --> | 0.1 | 0 | 0 | Constrained,otherwise capacity available =86kVA. | --> | 0.095 | 0 | 0 | 0 | 0 | 0.101 | 0 |  | --> | C13 ex BALGADDY | BALGADDY: T41 | GRANGE CASTLE |  | 53.3459 | -6.4512
MV/LV Substation AT***455 | 10 kV | 400V(3ph) & 230V(single ph) | LV | 100 kVA :Pole Substation | 0.1 | --> | 0.1 | 0.085 | 3.9 |  | --> | 0.095 | 0 | 0 | 0 | 0 | 0 | 0 | Constrained,otherwise capacity available =102kW. | --> | C13 ex DERRYBEG | DERRYBEG: T41∥T42 | ARDNAGAPPARY |  | 55.0578 | -8.3111
MV/LV Substation AT***463Y | 10 kV | 400V(3ph) & 230V(single ph) | LV | 630 kVA :Building Structure | 0.63 | --> | 0.63 | 0.493 | 7.7 |  | --> | 0.598 | 0 | 0 | 0 | 0 | 0.5 | 0 |  | --> | C12 ex GARRYCASTLE | GARRYCASTLE: T42 | ATHLONE |  | 53.4131 | -7.8994
MV/LV Substation AT***466 | 10 kV | 400V(3ph) & 230V(single ph) | LV | 100 kVA :Pole Substation | 0.1 | --> | 0.1 | 0.071 | 1.2 |  | --> | 0.095 | 0 | 0 | 0 | 0.007 | 0.096 | 0 |  | --> | C20 ex ABBEYFEALE | ABBEYFEALE: T42 | TRIEN |  | 52.4618 | -9.2917
MV/LV Substation AT***468X | 20 kV | 400V(3ph) & 230V(single ph) | LV | 50 kVA :Pole Substation | 0.05 | --> | 0.05 | 0.029 | 1.4 |  | --> | 0.047 | 0 | 0 | 0 | 0 | 0.052 | 0 |  | --> | E20 ex GARRANACANTY | GARRANACANTY: T422 | TIPPERARY |  | 52.4943 | -7.9882
MV/LV Substation AT***473 | 10 kV | 400V(3ph) & 230V(single ph) | LV | 200 kVA :Pole Substation | 0.2 | --> | 0.2 | 0.114 | 1.5 |  | --> | 0.19 | 0 | 0 | 0 | 0.015 | 0.197 | 0 |  | --> | C13 ex ROSCOMMON | ROSCOMMON: T41 | LANESBORO |  | 53.6283 | -8.1838
MV/LV Substation AT***474X | 20 kV | 400V(3ph) & 230V(single ph) | LV | 50 kVA :Pole Substation | 0.05 | --> | 0.05 | 0.05 | 2.6 |  | --> | 0.047 | 0 | 0 | 0 | 0 | 0.049 | 0 |  | --> | E23 ex ATHENRY | ATHENRY: T423 | GALWAY 110KV |  | 53.3086 | -8.6374
MV/LV Substation AT***475X | 20 kV | 400V(3ph) & 230V(single ph) | LV | 50 kVA :Pole Substation | 0.05 | --> | 0.05 | 0.05 | 2.6 |  | --> | 0.047 | 0 | 0 | 0 | 0 | 0.049 | 0 |  | --> | E23 ex ATHENRY | ATHENRY: T423 | GALWAY 110KV |  | 53.3085 | -8.653
MV/LV Substation AT***476X | 20 kV | 400V(3ph) & 230V(single ph) | LV | 50 kVA :Pole Substation | 0.05 | --> | 0.05 | 0.046 | 2.6 |  | --> | 0.047 | 0 | 0 | 0 | 0 | 0.049 | 0 |  | --> | E23 ex ATHENRY | ATHENRY: T423 | GALWAY 110KV |  | 53.3055 | -8.6226
MV/LV Substation AT***480X | 10 kV | 400V(3ph) & 230V(single ph) | LV | 100 kVA :Pole Substation | 0.1 | --> | 0.1 | 0 | 0 | Constrained,otherwise capacity available =71kVA. | --> | 0.095 | 0 | 0 | 0 | 0 | 0.103 | 0 |  | --> | C11 ex ATHENRY | ATHENRY: T41∥T42 | GALWAY 110KV |  | 53.2832 | -8.845
MV/LV Substation AT***486Z | 10 kV | 400V(3ph) & 230V(single ph) | LV | 630 kVA :Building Structure | 0.63 | --> | 0.63 | 0 | 0 | Constrained,otherwise capacity available =420kVA. | --> | 0.598 | 0 | 0 | 0 | 0 | 0.5 | 0 |  | --> | C14 ex DENNEHYS CROSS | DENNEHYS CROSS: T42 | TRABEG |  | 51.8967 | -8.5134
MV/LV Substation AT***509Z | 10 kV | 400V(3ph) & 230V(single ph) | LV | 630 kVA :Building Structure | 0.63 | --> | 0.63 | 0 | 0 | Constrained,otherwise capacity available =500kVA. | --> | 0.598 | 0 | 0 | 0 | 0 | 0.5 | 0 |  | --> | C14 ex DENNEHYS CROSS | DENNEHYS CROSS: T42 | TRABEG |  | 51.8966 | -8.5133
MV/LV Substation AT***529X | 10 kV | 400V(3ph) & 230V(single ph) | LV | 50 kVA :Pole Substation | 0.05 | --> | 0.05 | 0.05 | 1 |  | --> | 0.047 | 0 | 0 | 0 | 0 | 0 | 0 | Constrained,otherwise capacity available =49kW. | --> | C11 ex LOUGHTAGALLA | LOUGHTAGALLA: T41∥T42 | THURLES |  | 52.6906 | -7.7404
MV/LV Substation AT***545Z | 10 kV | 400V(3ph) & 230V(single ph) | LV | 100 kVA :Pole Substation | 0.1 | --> | 0.1 | 0 | 0 | Constrained,otherwise capacity available =100kVA. | --> | 0.095 | 0 | 0 | 0 | 0 | 0.1 | 0 |  | --> | C11 ex JOHNSTOWN | JOHNSTOWN: T41 | KILTEEL |  | 53.1859 | -6.5577
MV/LV Substation AT***566X | 10 kV | 400V(3ph) & 230V(single ph) | LV | 200 kVA :Pole Substation | 0.2 | --> | 0.2 | 0 | 0 | Constrained,otherwise capacity available =180kVA. | --> | 0.19 | 0 | 0 | 0 | 0 | 0.203 | 0 |  | --> | C20 ex BALLYGAR | BALLYGAR: T42 | ATHLONE |  | 53.569 | -8.2502
MV/LV Substation AT***603 | 10 kV | 400V(3ph) & 230V(single ph) | LV | 100 kVA :Pole Substation | 0.1 | --> | 0.1 | 0.082 | 5 |  | --> | 0.095 | 0 | 0 | 0 | 0.008 | 0.093 | 0 |  | --> | C12 ex BALLYRICKARD | BALLYRICKARD: T41∥T42 | TRALEE |  | 52.2809 | -9.8592
MV/LV Substation AT***625X | 10 kV | 400V(3ph) & 230V(single ph) | LV | 400 kVA :Building Structure | 0.4 | --> | 0.4 | 0 | 0 | Constrained,otherwise capacity available =372kVA. | --> | 0.38 | 0 | 0 | 0 | 0 | 0.403 | 0 |  | --> | C17 ex CARRICK ON SHANNON | CARRICK ON SHANNON: T41∥T42 | CARRICK ON SHANNON |  | 53.9444 | -8.0767
MV/LV Substation AT***654X | 10 kV | 400V(3ph) & 230V(single ph) | LV | 200 kVA :Pole Substation | 0.2 | --> | 0.2 | 0.119 | 2.2 |  | --> | 0.19 | 0 | 0 | 0 | 0 | 0.212 | 0 |  | --> | C26 ex KELLS | KELLS: T41∥T42 | NAVAN |  | 53.6896 | -6.8308
MV/LV Substation AT***665Y | 10 kV | 400V(3ph) & 230V(single ph) | LV | 400 kVA :Building Structure | 0.4 | --> | 0.4 | 0.325 | 1.2 |  | --> | 0.38 | 0 | 0 | 0 | 0 | 0.411 | 0 |  | --> | C15 ex ABBEYLAND | ABBEYLAND: T41 | NAVAN |  | 53.6529 | -6.681
MV/LV Substation AT***677Y | 10 kV | 400V(3ph) & 230V(single ph) | LV | 400 kVA :Kiosk Substation | 0.4 | --> | 0.4 | 0.271 | 0.7 |  | --> | 0.38 | 0 | 0 | 0 | 0.041 | 0.376 | 0 |  | --> | C30 ex ACADEMY STREET | ACADEMY STREET: T44 | NAVAN |  | 53.6492 | -6.6703
MV/LV Substation AT***688X | 10 kV | 400V(3ph) & 230V(single ph) | LV | 400 kVA :Kiosk Substation | 0.4 | --> | 0.4 | 0 | 0 | Constrained,otherwise capacity available =264kVA. | --> | 0.38 | 0 | 0 | 0 | 0.013 | 0.407 | 0 |  | --> | C12 ex TOGHER | TOGHER: T42 | TRABEG |  | 51.887 | -8.4827
MV/LV Substation AT***710Y | 10 kV | 400V(3ph) & 230V(single ph) | LV | 200 kVA :Kiosk Substation | 0.2 | --> | 0.2 | 0.152 | 2.7 |  | --> | 0.19 | 0 | 0 | 0 | 0.002 | 0.204 | 0 |  | --> | C19 ex RAMPARTS | RAMPARTS: T41 | DUNDALK |  | 54.0175 | -6.3811
MV/LV Substation AT***711Y | 10 kV | 400V(3ph) & 230V(single ph) | LV | 400 kVA :Kiosk Substation | 0.4 | --> | 0.4 | 0.31 | 2.7 |  | --> | 0.38 | 0 | 0 | 0 | 0.014 | 0.399 | 0 |  | --> | C19 ex RAMPARTS | RAMPARTS: T41 | DUNDALK |  | 54.0177 | -6.378
MV/LV Substation AT***736X | 20 kV | 400V(3ph) & 230V(single ph) | LV | 400 kVA :Kiosk Substation | 0.4 | --> | 0.4 | 0.158 | 1.9 |  | --> | 0.38 | 0 | 0 | 0 | 0 | 0.436 | 0 |  | --> | C18 ex ROSCOMMON | ROSCOMMON: T42 | LANESBORO |  | 53.5961 | -8.1232
MV/LV Substation AT***749X | 10 kV | 400V(3ph) & 230V(single ph) | LV | 630 kVA :Kiosk Substation | 0.63 | --> | 0.63 | 0.5 | 8.9 |  | --> | 0.598 | 0 | 0 | 0 | 0 | 0.5 | 0 |  | --> | C11 ex CARROWBEG | CARROWBEG: T41∥T42 | CARROWBEG |  | 53.7995 | -9.5496
MV/LV Substation AT***749Y | 10 kV | 400V(3ph) & 230V(single ph) | LV | 400 kVA :Kiosk Substation | 0.4 | --> | 0.4 | 0.296 | 0.7 |  | --> | 0.38 | 0 | 0 | 0 | 0.015 | 0.399 | 0 |  | --> | C30 ex ACADEMY STREET | ACADEMY STREET: T44 | NAVAN |  | 53.6458 | -6.6631
MV/LV Substation AT***755X | 20 kV | 400V(3ph) & 230V(single ph) | LV | 630 kVA :Kiosk Substation | 0.63 | --> | 0.63 | 0 | 0 | Constrained,otherwise capacity available =483kVA. | --> | 0.598 | 0 | 0 | 0 | 0.003 | 0.5 | 0 |  | --> | E12 ex BALLINROBE | BALLINROBE: T421∥T422 | DALTON |  | 53.6257 | -9.2229
MV/LV Substation AT***774Y | 10 kV | 400V(3ph) & 230V(single ph) | LV | 200 kVA :Kiosk Substation | 0.2 | --> | 0.2 | 0.159 | 0.7 |  | --> | 0.19 | 0 | 0 | 0 | 0.003 | 0.203 | 0 |  | --> | C30 ex ACADEMY STREET | ACADEMY STREET: T44 | NAVAN |  | 53.649 | -6.6669
MV/LV Substation AT***775Y | 10 kV | 400V(3ph) & 230V(single ph) | LV | 400 kVA :Kiosk Substation | 0.4 | --> | 0.4 | 0.311 | 0.7 |  | --> | 0.38 | 0 | 0 | 0 | 0.004 | 0.409 | 0 |  | --> | C30 ex ACADEMY STREET | ACADEMY STREET: T44 | NAVAN |  | 53.647 | -6.6688
MV/LV Substation AT***776Y | 10 kV | 400V(3ph) & 230V(single ph) | LV | 400 kVA :Kiosk Substation | 0.4 | --> | 0.4 | 0.22 | 0.7 |  | --> | 0.38 | 0 | 0 | 0 | 0.026 | 0.4 | 0 |  | --> | C30 ex ACADEMY STREET | ACADEMY STREET: T44 | NAVAN |  | 53.6452 | -6.6665
MV/LV Substation AT***778Y | 10 kV | 400V(3ph) & 230V(single ph) | LV | 50 kVA :Pole Substation | 0.05 | --> | 0.05 | 0.05 | 3.2 |  | --> | 0.047 | 0 | 0 | 0 | 0 | 0.049 | 0 |  | --> | C18 ex ATHY | ATHY: T102 | ATHY |  | 52.9874 | -6.9857
MV/LV Substation AT***785 | 20 kV | 400V(3ph) & 230V(single ph) | LV | 50 kVA :Pole Substation | 0.05 | --> | 0.05 | 0 | 0 | Constrained,otherwise capacity available =47kVA. | --> | 0.047 | 0 | 0 | 0 | 0 | 0.049 | 0 |  | --> | E21 ex DALTON | DALTON: T421∥T422 | DALTON |  | 53.7368 | -9.0053
MV/LV Substation AT***802X | 20 kV | 400V(3ph) & 230V(single ph) | LV | 100 kVA :Pole Substation | 0.1 | --> | 0.1 | 0.051 | 4.1 |  | --> | 0.095 | 0 | 0 | 0 | 0.015 | 0 | 0 | Constrained,otherwise capacity available =91kW. | --> | E11 ex CHARLEVILLE | CHARLEVILLE: T422 | CHARLEVILLE |  | 52.458 | -8.6476
MV/LV Substation AT***809Y | 10 kV | 400V(3ph) & 230V(single ph) | LV | 400 kVA :Kiosk Substation | 0.4 | --> | 0.4 | 0.329 | 0.7 |  | --> | 0.38 | 0 | 0 | 0 | 0.013 | 0.397 | 0 |  | --> | C30 ex ACADEMY STREET | ACADEMY STREET: T44 | NAVAN |  | 53.6477 | -6.6558
MV/LV Substation AT***824Y | 10 kV | 400V(3ph) & 230V(single ph) | LV | 50 kVA :Pole Substation | 0.05 | --> | 0.05 | 0.05 | 4.8 |  | --> | 0.047 | 0 | 0 | 0 | 0 | 0.049 | 0 |  | --> | C23 ex ATHY | ATHY: T101 | ATHY |  | 52.9799 | -6.9858
MV/LV Substation AT***827Z | 10 kV | 400V(3ph) & 230V(single ph) | LV | 630 kVA :Building Structure | 0.63 | --> | 0.63 | 0.5 | 2.8 |  | --> | 0.598 | 0 | 0 | 0 | 0.008 | 0.5 | 0 |  | --> | C19 ex CLONARD | CLONARD: T41∥T42 | WEXFORD |  | 52.3243 | -6.4933
MV/LV Substation AT***873Y | 20 kV | 400V(3ph) & 230V(single ph) | LV | 50 kVA :Pole Substation | 0.05 | --> | 0.05 | 0.023 | 3.2 |  | --> | 0.047 | 0 | 0 | 0 | 0 | 0.053 | 0 |  | --> | E62 ex ATHY | ATHY: T102 | ATHY |  | 53.0082 | -6.9632
MV/LV Substation AT***878 | 10 kV | 400V(3ph) & 230V(single ph) | LV | 400 kVA :Kiosk Substation | 0.4 | --> | 0.4 | 0 | 0 | Constrained,otherwise capacity available =256kVA. | --> | 0.38 | 0 | 0 | 0 | 0 | 0.421 | 0 |  | --> | C20 ex BALLYGAR | BALLYGAR: T42 | ATHLONE |  | 53.567 | -8.2562
MV/LV Substation AT***879 | 10 kV | 400V(3ph) & 230V(single ph) | LV | 100 kVA :Pole Substation | 0.1 | --> | 0.1 | 0 | 0 | Constrained,otherwise capacity available =65kVA. | --> | 0.095 | 0 | 0 | 0 | 0 | 0.105 | 0 |  | --> | C20 ex BALLYGAR | BALLYGAR: T42 | ATHLONE |  | 53.5688 | -8.261
MV/LV Substation AT***896X | 10 kV | 400V(3ph) & 230V(single ph) | LV | 400 kVA :Building Structure | 0.4 | --> | 0.4 | 0.347 | 1.2 |  | --> | 0.38 | 0 | 0 | 0 | 0 | 0.407 | 0 |  | --> | C13 ex TRIMMS LANE | TRIMMS LANE: T41 | SALTHILL |  | 53.2703 | -9.0569
MV/LV Substation AT***903Y | 10 kV | 400V(3ph) & 230V(single ph) | LV | 1000 kVA :Building Structure | 1 | --> | 1 | 0.34 | 0.3 | Constrained,otherwise capacity available =437kVA. | --> | 0.95 | 0 | 0 | 0 | 0 | 0.5 | 0 |  | --> | C17 ex ATHLONE | ATHLONE: T42 | ATHLONE |  | 53.4247 | -7.936
MV/LV Substation AT***904Y | 10 kV | 400V(3ph) & 230V(single ph) | LV | 1000 kVA :Building Structure | 1 | --> | 1 | 0.34 | 0.3 | Constrained,otherwise capacity available =500kVA. | --> | 0.95 | 0 | 0 | 0 | 0 | 0.5 | 0 |  | --> | C17 ex ATHLONE | ATHLONE: T42 | ATHLONE |  | 53.4246 | -7.936
MV/LV Substation AT***906Y | 10 kV | 400V(3ph) & 230V(single ph) | LV | 1000 kVA :Building Structure | 1 | --> | 1 | 0.34 | 0.3 | Constrained,otherwise capacity available =500kVA. | --> | 0.95 | 0 | 0 | 0 | 0 | 0.5 | 0 |  | --> | C17 ex ATHLONE | ATHLONE: T42 | ATHLONE |  | 53.4244 | -7.936
MV/LV Substation AT***926 | 10 kV | 400V(3ph) & 230V(single ph) | LV | 200 kVA :Kiosk Substation | 0.2 | --> | 0.2 | 0 | 0 | Constrained,otherwise capacity available =112kVA. | --> | 0.19 | 0 | 0 | 0 | 0 | 0 | 0 | Constrained,otherwise capacity available =213kW. | --> | C26 ex PORTLAOISE | PORTLAOISE: T42 | PORTLAOISE |  | 53.0284 | -7.3135
MV/LV Substation AT***941 | 20 kV | 400V(3ph) & 230V(single ph) | LV | 630 kVA :Building Structure | 0.63 | --> | 0.63 | 0.42 | 0.8 |  | --> | 0.598 | 0 | 0 | 0 | 0 | 0 | 0 | Constrained,otherwise capacity available =500kW. | --> | E14 ex CARNDONAGH | CARNDONAGH: T421∥T422 | TRILLICK |  | 55.2536 | -7.2629
MV/LV Substation AT***963 | 20 kV | 400V(3ph) & 230V(single ph) | LV | 50 kVA :Pole Substation | 0.05 | --> | 0.05 | 0.045 | 8.5 |  | --> | 0.047 | 0 | 0 | 0 | 0 | 0 | 0 | Constrained,otherwise capacity available =50kW. | --> | E14 ex BELLACORICK | BELLACORICK: T122 | BELLACORICK |  | 54.2127 | -9.9569
MV/LV Substation AT***991Y | 10 kV | 400V(3ph) & 230V(single ph) | LV | 1000 kVA :Building Structure | 1 | --> | 1 | 0.34 | 0.3 | Constrained,otherwise capacity available =500kVA. | --> | 0.95 | 0 | 0 | 0 | 0 | 0.5 | 0 |  | --> | C17 ex ATHLONE | ATHLONE: T42 | ATHLONE |  | 53.4237 | -7.9358
MV/LV Substation AT***992Y | 10 kV | 400V(3ph) & 230V(single ph) | LV | 1000 kVA :Building Structure | 1 | --> | 1 | 0.34 | 0.3 | Constrained,otherwise capacity available =500kVA. | --> | 0.95 | 0 | 0 | 0 | 0 | 0.5 | 0 |  | --> | C17 ex ATHLONE | ATHLONE: T42 | ATHLONE |  | 53.4236 | -7.9359
MV/LV Substation AU***002 | 10 kV | 400V(3ph) & 230V(single ph) | LV | 630 kVA :Kiosk Substation | 0.63 | --> | 0.63 | 0.35 | 8.5 |  | --> | 0.598 | 0 | 0 | 0 | 0.003 | 0.5 | 0 |  | --> | C19 ex MULLINGAR | MULLINGAR: T101 | MULLINGAR |  | 53.5259 | -7.3362
MV/LV Substation AU***006X | 20 kV | 400V(3ph) & 230V(single ph) | LV | 400 kVA :Building Structure | 0.4 | --> | 0.4 | 0.397 | 0.9 |  | --> | 0.38 | 0 | 0 | 0 | 0 | 0.4 | 0 |  | --> | C14 ex CARRAROE | CARRAROE: T42 | SCREEB |  | 53.2664 | -9.5611
MV/LV Substation AU***014X | 10 kV | 400V(3ph) & 230V(single ph) | LV | 630 kVA :Kiosk Substation | 0.63 | --> | 0.63 | 0.447 | 1.1 |  | --> | 0.598 | 0 | 0 | 0 | 0 | 0.5 | 0 |  | --> | C46 ex BEDFORD ROW | BEDFORD ROW: T41 | FRANCIS STREET |  | 53.3437 | -6.2762
MV/LV Substation AU***016 | 10 kV | 400V(3ph) & 230V(single ph) | LV | 400 kVA :Kiosk Substation | 0.4 | --> | 0.4 | 0.17 | 0.2 | Constrained,otherwise capacity available =397kVA. | --> | 0.38 | 0 | 0 | 0 | 0 | 0.4 | 0 |  | --> | C21 ex TALBOTS INCH | TALBOTS INCH: T41∥T42 | KILKENNY |  | 52.6772 | -7.2694
MV/LV Substation AU***019 | 20 kV | 400V(3ph) & 230V(single ph) | LV | 100 kVA :Pole Substation | 0.1 | --> | 0.1 | 0.052 | 1.6 |  | --> | 0.095 | 0 | 0 | 0 | 0.003 | 0.103 | 0 |  | --> | E18 ex INCH | INCH: T421∥T422 | OUGHTRAGH |  | 52.1519 | -10.0472
MV/LV Substation AU***023X | 10 kV | 400V(3ph) & 230V(single ph) | LV | 400 kVA :Building Structure | 0.4 | --> | 0.4 | 0 | 0 | Constrained,otherwise capacity available =399kVA. | --> | 0.38 | 0 | 0 | 0 | 0 | 0.4 | 0 |  | --> | C21 ex CAMDEN ROW | CAMDEN ROW: T41 | FRANCIS STREET |  | 53.339 | -6.2655
MV/LV Substation AU***025 | 10 kV | 400V(3ph) & 230V(single ph) | LV | 50 kVA :Pole Substation | 0.05 | --> | 0.05 | 0.033 | 2.2 |  | --> | 0.047 | 0 | 0 | 0 | 0 | 0.051 | 0 |  | --> | C11 ex ROSSGEIR | ROSSGEIR: T41∥T42 | LETTERKENNY |  | 54.836 | -7.4792
MV/LV Substation AU***026 | 10 kV | 400V(3ph) & 230V(single ph) | LV | 200 kVA :Pole Substation | 0.2 | --> | 0.2 | 0 | 0 | Constrained,otherwise capacity available =194kVA. | --> | 0.19 | 0 | 0 | 0 | 0 | 0.2 | 0 |  | --> | C22 ex SKIBBEREEN | SKIBBEREEN: T41∥T42 | DUNMANWAY |  | 51.5399 | -9.3862
MV/LV Substation AU***027 | 10 kV | 400V(3ph) & 230V(single ph) | LV | 30 kVA :Pole Substation | 0.03 | --> | 0.03 | 0.025 | 0.2 |  | --> | 0.028 | 0 | 0 | 0 | 0.003 | 0.027 | 0 |  | --> | C21 ex TALBOTS INCH | TALBOTS INCH: T41∥T42 | KILKENNY |  | 52.6765 | -7.2689
MV/LV Substation AU***046 | 10 kV | 400V(3ph) & 230V(single ph) | LV | 630 kVA :Kiosk Substation | 0.63 | --> | 0.63 | 0.5 | 7.3 |  | --> | 0.598 | 0 | 0 | 0 | 0.012 | 0.5 | 0 |  | --> | C11 ex GARRYCASTLE | GARRYCASTLE: T41 | ATHLONE |  | 53.4187 | -7.9093
MV/LV Substation AU***047 | 20 kV | 400V(3ph) & 230V(single ph) | LV | 50 kVA :Pole Substation | 0.05 | --> | 0.05 | 0.05 | 26.7 |  | --> | 0.047 | 0 | 0 | 0 | 0 | 0.049 | 0 |  | --> | E17 ex WEXFORD | WEXFORD: T121∥T122 | WEXFORD |  | 52.332 | -6.6319
MV/LV Substation AU***049 | 10 kV | 400V(3ph) & 230V(single ph) | LV | 400 kVA :Kiosk Substation | 0.4 | --> | 0.4 | 0.243 | 1.3 |  | --> | 0.38 | 0 | 0 | 0 | 0 | 0.424 | 0 |  | --> | C19 ex ENNIS NORTH | ENNIS NORTH: T41∥T42 | ENNIS |  | 52.8652 | -8.9824
MV/LV Substation AU***049 | 20 kV | 400V(3ph) & 230V(single ph) | LV | 50 kVA :Pole Substation | 0.05 | --> | 0.05 | 0 | 0 | Constrained,otherwise capacity available =46kVA. | --> | 0.047 | 0 | 0 | 0 | 0 | 0.049 | 0 |  | --> | E17 ex CREAGH | CREAGH: T421∥T422 | ATHLONE |  | 53.3048 | -8.3195
MV/LV Substation AU***055 | 10 kV | 400V(3ph) & 230V(single ph) | LV | 50 kVA :Pole Substation | 0.05 | --> | 0.05 | 0.047 | 2.9 |  | --> | 0.047 | 0 | 0 | 0 | 0.004 | 0.045 | 0 |  | --> | C13 ex MONFIN | MONFIN: T41∥T42 | WEXFORD |  | 52.4824 | -6.5384
MV/LV Substation AU***068 | 20 kV | 400V(3ph) & 230V(single ph) | LV | 630 kVA :Building Structure | 0.63 | --> | 0.63 | 0.136 | 1 |  | --> | 0.598 | 0 | 0 | 0 | 0 | 0 | 0 | Constrained,otherwise capacity available =500kW. | --> | E13 ex SHILLELAGH | SHILLELAGH: T421∥T422 | CARLOW |  | 52.7962 | -6.4552
MV/LV Substation AU***094 | 20 kV | 400V(3ph) & 230V(single ph) | LV | 100 kVA :Pole Substation | 0.1 | --> | 0.1 | 0.084 | 1.6 |  | --> | 0.095 | 0 | 0 | 0 | 0 | 0.102 | 0 |  | --> | E17 ex INCH | INCH: T421∥T422 | OUGHTRAGH |  | 52.2421 | -9.981
MV/LV Substation AU***094 | 10 kV | 400V(3ph) & 230V(single ph) | LV | 630 kVA :Kiosk Substation | 0.63 | --> | 0.63 | 0 | 0 | Constrained,otherwise capacity available =134kVA. | --> | 0.598 | 0 | 0 | 0 | 0 | 0 | 0 | Constrained,otherwise capacity available =500kW. | --> | C15 ex GARDEN CITY | GARDEN CITY: T41∥T42 | ARKLOW |  | 52.6766 | -6.2925
MV/LV Substation AU***107 | 20 kV | 400V(3ph) & 230V(single ph) | LV | 50 kVA :Pole Substation | 0.05 | --> | 0.05 | 0 | 0 | Constrained,otherwise capacity available =20kVA. | --> | 0.047 | 0 | 0 | 0 | 0 | 0.054 | 0 |  | --> | C16 ex CARRICK ON SHANNON | CARRICK ON SHANNON: T41∥T42 | CARRICK ON SHANNON |  | 53.857 | -8.149
MV/LV Substation AU***108 | 20 kV | 400V(3ph) & 230V(single ph) | LV | 200 kVA :Pole Substation | 0.2 | --> | 0.2 | 0.137 | 1.6 |  | --> | 0.19 | 0 | 0 | 0 | 0 | 0.209 | 0 |  | --> | E17 ex INCH | INCH: T421∥T422 | OUGHTRAGH |  | 52.2352 | -9.9767
MV/LV Substation AU***112 | 20 kV | 400V(3ph) & 230V(single ph) | LV | 50 kVA :Pole Substation | 0.05 | --> | 0.05 | 0.041 | 1.6 |  | --> | 0.047 | 0 | 0 | 0 | 0 | 0.05 | 0 |  | --> | E17 ex INCH | INCH: T421∥T422 | OUGHTRAGH |  | 52.2386 | -9.9737
MV/LV Substation AU***113X | 10 kV | 400V(3ph) & 230V(single ph) | LV | 630 kVA :Kiosk Substation | 0.63 | --> | 0.63 | 0.5 | 0.8 |  | --> | 0.598 | 0 | 0 | 0 | 0 | 0.5 | 0 |  | --> | C20 ex BALLYBEGGAN | BALLYBEGGAN: T43∥T44 | TRALEE |  | 52.2694 | -9.6923
MV/LV Substation AU***115X | 20 kV | 400V(3ph) & 230V(single ph) | LV | 200 kVA :Pole Substation | 0.2 | --> | 0.2 | 0.18 | 0.8 |  | --> | 0.19 | 0 | 0 | 0 | 0 | 0 | 0 | Constrained,otherwise capacity available =203kW. | --> | E12 ex CARNDONAGH | CARNDONAGH: T421∥T422 | TRILLICK |  | 55.2756 | -7.395
MV/LV Substation AU***141 | 10 kV | 400V(3ph) & 230V(single ph) | LV | 50 kVA :Pole Substation | 0.05 | --> | 0.05 | 0.026 | 2.6 |  | --> | 0.047 | 0 | 0 | 0 | 0.003 | 0.049 | 0 |  | --> | C17 ex OUGHTERARD | OUGHTERARD: T41∥T42 | GALWAY 110KV |  | 53.429 | -9.3273
MV/LV Substation AU***154X | 10 kV | 400V(3ph) & 230V(single ph) | LV | 200 kVA :Building Structure | 0.2 | --> | 0.2 | 0.185 | 2.9 |  | --> | 0.19 | 0 | 0 | 0 | 0 | 0.202 | 0 |  | --> | C20 ex INCHICORE NORTH | INCHICORE NORTH: T41 | INCHICORE 220KV |  | 53.3259 | -6.3511
MV/LV Substation AU***182Y | 10 kV | 400V(3ph) & 230V(single ph) | LV | 200 kVA :Kiosk Substation | 0.2 | --> | 0.2 | 0.14 | 0.7 |  | --> | 0.19 | 0 | 0 | 0 | 0.006 | 0 | 0 | Constrained,otherwise capacity available =203kW. | --> | C15 ex KILMAGIG | KILMAGIG: T42 | ARKLOW |  | 52.8547 | -6.3371
MV/LV Substation AU***182Z | 10 kV | 400V(3ph) & 230V(single ph) | LV | 200 kVA :Pole Substation | 0.2 | --> | 0.2 | 0.167 | 2.4 |  | --> | 0.19 | 0 | 0 | 0 | 0.004 | 0.2 | 0 |  | --> | C18 ex BALLYMAHON | BALLYMAHON: T41∥T42 | ATHLONE |  | 53.5622 | -7.766
MV/LV Substation AU***196 | 10 kV | 400V(3ph) & 230V(single ph) | LV | 200 kVA :Building Structure | 0.2 | --> | 0.2 | 0.196 | 2.4 |  | --> | 0.19 | 0 | 0 | 0 | 0 | 0.2 | 0 |  | --> | C18 ex BALLYMAHON | BALLYMAHON: T41∥T42 | ATHLONE |  | 53.5588 | -7.764
MV/LV Substation AU***212X | 10 kV | 400V(3ph) & 230V(single ph) | LV | 50 kVA :Pole Substation | 0.05 | --> | 0.05 | 0.05 | 8.5 |  | --> | 0.047 | 0 | 0 | 0 | 0 | 0 | 0 | Constrained,otherwise capacity available =49kW. | --> | C15 ex BUNDORAN | BUNDORAN: T41∥T42 | CATHALEENS FALL |  | 54.4601 | -8.3325
MV/LV Substation AU***222Z | 10 kV | 400V(3ph) & 230V(single ph) | LV | 400 kVA :Building Structure | 0.4 | --> | 0.4 | 0.364 | 6.6 |  | --> | 0.38 | 0 | 0 | 0 | 0 | 0.405 | 0 |  | --> | C12 ex GLEBE | GLEBE: T41∥T42 | RICHMOND |  | 53.7252 | -7.8018
MV/LV Substation AU***228Y | 20 kV | 400V(3ph) & 230V(single ph) | LV | 100 kVA :Pole Substation | 0.1 | --> | 0.1 | 0 | 0 | Constrained,otherwise capacity available =80kVA. | --> | 0.095 | 0 | 0 | 0 | 0 | 0.103 | 0 |  | --> | E17 ex CREAGH | CREAGH: T421∥T422 | ATHLONE |  | 53.3046 | -8.3169
MV/LV Substation AU***232 | 10 kV | 400V(3ph) & 230V(single ph) | LV | 200 kVA :Kiosk Substation | 0.2 | --> | 0.2 | 0.052 | 7.7 |  | --> | 0.19 | 0 | 0 | 0 | 0.017 | 0.204 | 0 |  | --> | C14 ex GARRYCASTLE | GARRYCASTLE: T42 | ATHLONE |  | 53.4232 | -7.9125
MV/LV Substation AU***246Y | 10 kV | 400V(3ph) & 230V(single ph) | LV | 50 kVA :Pole Substation | 0.05 | --> | 0.05 | 0.047 | 8.3 |  | --> | 0.047 | 0 | 0 | 0 | 0 | 0.049 | 0 |  | --> | C19 ex BALLYBEG | BALLYBEG: T101 | CARRICKMINES |  | 52.9972 | -6.1902
MV/LV Substation AU***266 | 10 kV | 400V(3ph) & 230V(single ph) | LV | 400 kVA :Kiosk Substation | 0.4 | --> | 0.4 | 0.267 | 13.1 |  | --> | 0.38 | 0 | 0 | 0 | 0.039 | 0.379 | 0 |  | --> | C20 ex POTTERY ROAD | POTTERY ROAD: T102 | CARRICKMINES |  | 53.2665 | -6.1415
MV/LV Substation AU***322 | 10 kV | 400V(3ph) & 230V(single ph) | LV | 200 kVA :Kiosk Substation | 0.2 | --> | 0.2 | 0.1 | 4.3 |  | --> | 0.19 | 0 | 0 | 0 | 0.029 | 0.184 | 0 |  | --> | C16 ex LAWLESSTOWN | LAWLESSTOWN: T42 | DOON |  | 52.3657 | -7.7131
MV/LV Substation AU***329Y | 10 kV | 400V(3ph) & 230V(single ph) | LV | 100 kVA :Pole Substation | 0.1 | --> | 0.1 | 0.078 | 1.4 |  | --> | 0.095 | 0 | 0 | 0 | 0 | 0 | 0 | Constrained,otherwise capacity available =103kW. | --> | C20 ex POLLERTON | POLLERTON: T42 | CARLOW |  | 52.8402 | -6.8796
MV/LV Substation AU***375X | 10 kV | 400V(3ph) & 230V(single ph) | LV | 400 kVA :Kiosk Substation | 0.4 | --> | 0.4 | 0 | 0 | Constrained,otherwise capacity available =221kVA. | --> | 0.38 | 0 | 0 | 0 | 0.053 | 0.371 | 0 |  | --> | C16 ex SANTRY | SANTRY: T42 | FINGLAS |  | 53.3984 | -6.2338
MV/LV Substation AU***377X | 20 kV | 400V(3ph) & 230V(single ph) | LV | 50 kVA :Pole Substation | 0.05 | --> | 0.05 | 0 | 0 | Constrained,otherwise capacity available =13kVA. | --> | 0.047 | 0 | 0 | 0 | 0 | 0 | 0 | Constrained,otherwise capacity available =54kW. | --> | E13 ex ABBEYLEIX | ABBEYLEIX: T422 | PORTLAOISE |  | 52.906 | -7.3187
MV/LV Substation AU***388 | 10 kV | 400V(3ph) & 230V(single ph) | LV | 630 kVA :Building Structure | 0.63 | --> | 0.63 | 0 | 0 | Constrained,otherwise capacity available =281kVA. | --> | 0.598 | 0 | 0 | 0 | 0.015 | 0.5 | 0 |  | --> | C16 ex WATLING STREET | WATLING STREET: T42 | FRANCIS STREET |  | 53.3535 | -6.286
MV/LV Substation AU***4020 | 10 kV | 400V(3ph) & 230V(single ph) | LV | 50 kVA :Pole Substation | 0.05 | --> | 0.05 | 0.047 | 6.4 |  | --> | 0.047 | 0 | 0 | 0 | 0 | 0.049 | 0 |  | --> | C18 ex AGHAGAD | AGHAGAD: T41∥T42 | SLIGO |  | 54.3853 | -8.532
MV/LV Substation AU***4033 | 10 kV | 400V(3ph) & 230V(single ph) | LV | 400 kVA :Kiosk Substation | 0.4 | --> | 0.4 | 0.356 | 4.6 |  | --> | 0.38 | 0 | 0 | 0 | 0.002 | 0.404 | 0 |  | --> | C19 ex BALLINCLEA | BALLINCLEA: T41 | CHERRYWOOD |  | 53.2654 | -6.1372
MV/LV Substation AU***4062 | 10 kV | 400V(3ph) & 230V(single ph) | LV | 630 kVA :Building Structure | 0.63 | --> | 0.63 | 0.5 | 3 |  | --> | 0.598 | 0 | 0 | 0 | 0 | 0.5 | 0 |  | --> | C18 ex SANDYFORD | SANDYFORD: T42 | CARRICKMINES |  | 53.2736 | -6.2183
MV/LV Substation AU***4119 | 20 kV | 400V(3ph) & 230V(single ph) | LV | 50 kVA :Pole Substation | 0.05 | --> | 0.05 | 0.046 | 1.2 |  | --> | 0.047 | 0 | 0 | 0 | 0 | 0 | 0 | Constrained,otherwise capacity available =49kW. | --> | E14 ex BUNCRANA | BUNCRANA: T421∥T422 | TRILLICK |  | 55.1854 | -7.474
MV/LV Substation AU***413Y | 10 kV | 400V(3ph) & 230V(single ph) | LV | 400 kVA :Kiosk Substation | 0.4 | --> | 0.4 | 0.356 | 0.7 |  | --> | 0.38 | 0 | 0 | 0 | 0.001 | 0 | 0 | Constrained,otherwise capacity available =405kW. | --> | C15 ex KILMAGIG | KILMAGIG: T42 | ARKLOW |  | 52.8551 | -6.3296
MV/LV Substation AU***414X | 10 kV | 400V(3ph) & 230V(single ph) | LV | 200 kVA :Kiosk Substation | 0.2 | --> | 0.2 | 0.1 | 7.8 |  | --> | 0.19 | 0 | 0 | 0 | 0.011 | 0.203 | 0 |  | --> | C26 ex PELLETSTOWN | PELLETSTOWN: T102 | FINGLAS |  | 53.3785 | -6.3584
MV/LV Substation AU***4165 | 20 kV | 400V(3ph) & 230V(single ph) | LV | 50 kVA :Pole Substation | 0.05 | --> | 0.05 | 0 | 0 | Constrained,otherwise capacity available =50kVA. | --> | 0.047 | 0 | 0 | 0 | 0 | 0.049 | 0 |  | --> | E20 ex COLLOONEY | COLLOONEY: T422 | SLIGO |  | 54.2713 | -8.7639
MV/LV Substation AU***4171 | 20 kV | 400V(3ph) & 230V(single ph) | LV | 50 kVA :Pole Substation | 0.05 | --> | 0.05 | 0.05 | 0.8 |  | --> | 0.047 | 0 | 0 | 0 | 0 | 0.049 | 0 |  | --> | C20 ex KNOCKMULLEN | KNOCKMULLEN: T42 | GREAT ISLAND |  | 52.3253 | -6.8943
MV/LV Substation AU***4244 | 10 kV | 400V(3ph) & 230V(single ph) | LV | 50 kVA :Pole Substation | 0.05 | --> | 0.05 | 0 | 0 | Constrained,otherwise capacity available =50kVA. | --> | 0.047 | 0 | 0 | 0 | 0 | 0 | 0 | Constrained,otherwise capacity available =49kW. | --> | C14 ex TEMPLEMORE | TEMPLEMORE: T42 | IKERRIN |  | 52.7941 | -7.8083
MV/LV Substation AU***4277 | 20 kV | 400V(3ph) & 230V(single ph) | LV | 50 kVA :Pole Substation | 0.05 | --> | 0.05 | 0.05 | 2.6 |  | --> | 0.047 | 0 | 0 | 0 | 0 | 0.049 | 0 |  | --> | E23 ex ATHENRY | ATHENRY: T423 | GALWAY 110KV |  | 53.3084 | -8.4761
MV/LV Substation AU***4293 | 10 kV | 400V(3ph) & 230V(single ph) | LV | 400 kVA :Kiosk Substation | 0.4 | --> | 0.4 | 0.4 | 2 |  | --> | 0.38 | 0 | 0 | 0 | 0 | 0.4 | 0 |  | --> | C26 ex GRANGE CASTLE | GRANGE CASTLE: T102 | INCHICORE 220KV |  | 53.3162 | -6.4517
MV/LV Substation AU***444 | 10 kV | 400V(3ph) & 230V(single ph) | LV | 50 kVA :Pole Substation | 0.05 | --> | 0.05 | 0.05 | 1.7 |  | --> | 0.047 | 0 | 0 | 0 | 0 | 0 | 0 | Constrained,otherwise capacity available =49kW. | --> | C19 ex BALLYBAY | BALLYBAY: T41∥T42 | LISDRUM |  | 54.0872 | -6.8857
MV/LV Substation AU***444 | 20 kV | 400V(3ph) & 230V(single ph) | LV | 50 kVA :Pole Substation | 0.05 | --> | 0.05 | 0 | 4.5 |  | --> | 0.047 | 0 | 0 | 0 | 0 | 0 | 0 | Constrained,otherwise capacity available =59kW. | --> | E13 ex TELAYDON | TELAYDON: T421 | LISDRUM |  | 54.2481 | -7.1433
MV/LV Substation AU***444 | 10 kV | 400V(3ph) & 230V(single ph) | LV | 100 kVA :Pole Substation | 0.1 | --> | 0.1 | 0.02 | 0.7 |  | --> | 0.095 | 0 | 0 | 0 | 0 | 0 | 0 | Constrained,otherwise capacity available =112kW. | --> | C15 ex KILMAGIG | KILMAGIG: T42 | ARKLOW |  | 52.8549 | -6.3221
MV/LV Substation AU***445 | 10 kV | 400V(3ph) & 230V(single ph) | LV | 200 kVA :Pole Substation | 0.2 | --> | 0.2 | 0 | 0.7 |  | --> | 0.19 | 0 | 0 | 0 | 0.007 | 0 | 0 | Constrained,otherwise capacity available =222kW. | --> | C15 ex KILMAGIG | KILMAGIG: T42 | ARKLOW |  | 52.856 | -6.3249
MV/LV Substation AU***468X | 10 kV | 400V(3ph) & 230V(single ph) | LV | 630 kVA :Kiosk Substation | 0.63 | --> | 0.63 | 0.5 | 2 |  | --> | 0.598 | 0 | 0 | 0 | 0 | 0.5 | 0 |  | --> | C15 ex FAIRVIEW | FAIRVIEW: T41 | MCDERMOTT |  | 53.369 | -6.2149
MV/LV Substation AU***469 | 10 kV | 400V(3ph) & 230V(single ph) | LV | 100 kVA :Pole Substation | 0.1 | --> | 0.1 | 0.013 | 0.2 |  | --> | 0.095 | 0 | 0 | 0 | 0.009 | 0 | 0 | Constrained,otherwise capacity available =103kW. | --> | C16 ex DUNGLOE | DUNGLOE: T42 | ARDNAGAPPARY |  | 54.9541 | -8.3647
MV/LV Substation AU***488 | 10 kV | 400V(3ph) & 230V(single ph) | LV | 50 kVA :Pole Substation | 0.05 | --> | 0.05 | 0 | 0 | Constrained,otherwise capacity available =12kVA. | --> | 0.047 | 0 | 0 | 0 | 0 | 0.054 | 0 |  | --> | C30 ex CLAREGALWAY | CLAREGALWAY: T42 | GALWAY 110KV |  | 53.3934 | -8.9604
MV/LV Substation AU***507 | 20 kV | 400V(3ph) & 230V(single ph) | LV | 200 kVA :Pole Substation | 0.2 | --> | 0.2 | 0.147 | 1.6 |  | --> | 0.19 | 0 | 0 | 0 | 0.007 | 0.2 | 0 |  | --> | E18 ex INCH | INCH: T421∥T422 | OUGHTRAGH |  | 52.153 | -10.0512
MV/LV Substation AU***520 | 20 kV | 400V(3ph) & 230V(single ph) | LV | 50 kVA :Pole Substation | 0.05 | --> | 0.05 | 0.043 | 1.6 |  | --> | 0.047 | 0 | 0 | 0 | 0 | 0.05 | 0 |  | --> | E17 ex INCH | INCH: T421∥T422 | OUGHTRAGH |  | 52.2355 | -9.983
MV/LV Substation AU***523X | 10 kV | 400V(3ph) & 230V(single ph) | LV | 400 kVA :Kiosk Substation | 0.4 | --> | 0.4 | 0.4 | 4.6 |  | --> | 0.38 | 0 | 0 | 0 | 0 | 0.4 | 0 |  | --> | E14 ex CLARA | CLARA: T422 | THORNSBERRY |  | 53.3396 | -7.6093
MV/LV Substation AU***533Z | 10 kV | 400V(3ph) & 230V(single ph) | LV | 630 kVA :Building Structure | 0.63 | --> | 0.63 | 0 | 0 | Constrained,otherwise capacity available =500kVA. | --> | 0.598 | 0 | 0 | 0 | 0 | 0.5 | 0 |  | --> | C39 ex CASTLEVIEW | CASTLEVIEW: T101 | CASTLEVIEW |  | 51.9055 | -8.357
MV/LV Substation AU***540X | 10 kV | 400V(3ph) & 230V(single ph) | LV | 100 kVA :Pole Substation | 0.1 | --> | 0.1 | 0.04 | 0 | Constrained,otherwise capacity available =81kVA. | --> | 0.095 | 0 | 0 | 0 | 0 | 0.102 | 0 |  | --> | C11 ex GRAIGUENAMANAGH | GRAIGUENAMANAGH: T41∥T42 | KILKENNY |  | 52.5183 | -6.8486
MV/LV Substation AU***548X | 10 kV | 400V(3ph) & 230V(single ph) | LV | 100 kVA :Pole Substation | 0.1 | --> | 0.1 | 0.093 | 0.7 |  | --> | 0.095 | 0 | 0 | 0 | 0 | 0 | 0 | Constrained,otherwise capacity available =100kW. | --> | C15 ex KILMAGIG | KILMAGIG: T42 | ARKLOW |  | 52.856 | -6.3306
MV/LV Substation AU***560 | 20 kV | 400V(3ph) & 230V(single ph) | LV | 50 kVA :Pole Substation | 0.05 | --> | 0.05 | 0.045 | 3.7 |  | --> | 0.047 | 0 | 0 | 0 | 0 | 0 | 0 | Constrained,otherwise capacity available =50kW. | --> | E13 ex FOXHOLE | FOXHOLE: T421∥T422 | DUNGARVAN |  | 51.967 | -7.7127
MV/LV Substation AU***561 | 20 kV | 400V(3ph) & 230V(single ph) | LV | 100 kVA :Pole Substation | 0.1 | --> | 0.1 | 0.1 | 1.6 |  | --> | 0.095 | 0 | 0 | 0 | 0 | 0.1 | 0 |  | --> | E18 ex INCH | INCH: T421∥T422 | OUGHTRAGH |  | 52.163 | -10.0355
MV/LV Substation AU***571X | 10 kV | 400V(3ph) & 230V(single ph) | LV | 400 kVA :Kiosk Substation | 0.4 | --> | 0.4 | 0.26 | 1.3 |  | --> | 0.38 | 0 | 0 | 0 | 0.007 | 0.414 | 0 |  | --> | C15 ex ENNIS NORTH | ENNIS NORTH: T41∥T42 | ENNIS |  | 52.8583 | -8.9866
MV/LV Substation AU***586X | 10 kV | 400V(3ph) & 230V(single ph) | LV | 50 kVA :Pole Substation | 0.05 | --> | 0.05 | 0.039 | 2.8 |  | --> | 0.047 | 0 | 0 | 0 | 0 | 0.051 | 0 |  | --> | C18 ex TULLYNAMALRA | TULLYNAMALRA: T41∥T42 | MEATH HILL |  | 54.0624 | -6.8127
MV/LV Substation AU***590X | 20 kV | 400V(3ph) & 230V(single ph) | LV | 100 kVA :Pole Substation | 0.1 | --> | 0.1 | 0.092 | 5.8 |  | --> | 0.095 | 0 | 0 | 0 | 0 | 0.1 | 0 |  | --> | E12 ex DUNMANWAY | DUNMANWAY: T422 | DUNMANWAY |  | 51.6528 | -9.3418
MV/LV Substation AU***600Y | 10 kV | 400V(3ph) & 230V(single ph) | LV | 400 kVA :Kiosk Substation | 0.4 | --> | 0.4 | 0 | 0 | Constrained,otherwise capacity available =349kVA. | --> | 0.38 | 0 | 0 | 0 | 0 | 0.407 | 0 |  | --> | C22 ex KILLACLOYNE | KILLACLOYNE: T41∥T42 | MIDLETON |  | 51.9113 | -8.2781
MV/LV Substation AU***632X | 20 kV | 400V(3ph) & 230V(single ph) | LV | 50 kVA :Pole Substation | 0.05 | --> | 0.05 | 0.045 | 3 |  | --> | 0.047 | 0 | 0 | 0 | 0 | 0 | 0 | Constrained,otherwise capacity available =50kW. | --> | E17 ex WINDSOR | WINDSOR: T421∥T422 | CASTLEBAR |  | 53.8671 | -9.2677
MV/LV Substation AU***689 | 10 kV | 400V(3ph) & 230V(single ph) | LV | 50 kVA :Pole Substation | 0.05 | --> | 0.05 | 0 | 0 | Constrained,otherwise capacity available =49kVA. | --> | 0.047 | 0 | 0 | 0 | 0 | 0.049 | 0 |  | --> | C30 ex CLAREGALWAY | CLAREGALWAY: T42 | GALWAY 110KV |  | 53.3936 | -8.963
MV/LV Substation AU***700 | 10 kV | 400V(3ph) & 230V(single ph) | LV | 1000 kVA :Kiosk Substation | 1 | --> | 1 | 0.5 | 2.2 |  | --> | 0.95 | 0 | 0 | 0 | 0 | 0.5 | 0 |  | --> | C16 ex SPA ROAD | SPA ROAD: T41∥T42 | DOON |  | 52.3545 | -7.7016
MV/LV Substation AU***726Y | 20 kV | 400V(3ph) & 230V(single ph) | LV | 50 kVA :Pole Substation | 0.05 | --> | 0.05 | 0.05 | 4.5 |  | --> | 0.047 | 0 | 0 | 0 | 0 | 0 | 0 | Constrained,otherwise capacity available =49kW. | --> | E13 ex TELAYDON | TELAYDON: T421 | LISDRUM |  | 54.2556 | -7.133
MV/LV Substation AU***742Y | 10 kV | 400V(3ph) & 230V(single ph) | LV | 50 kVA :Pole Substation | 0.05 | --> | 0.05 | 0.05 | 0.1 |  | --> | 0.047 | 0 | 0 | 0 | 0 | 0 | 0 | Constrained,otherwise capacity available =49kW. | --> | C23 ex CREGG ROAD | CREGG ROAD: T41∥T42 | BALLYDINE |  | 52.3718 | -7.3397
MV/LV Substation AU***770 | 20 kV | 400V(3ph) & 230V(single ph) | LV | 50 kVA :Pole Substation | 0.05 | --> | 0.05 | 0.041 | 5.8 |  | --> | 0.047 | 0 | 0 | 0 | 0 | 0.05 | 0 |  | --> | E12 ex DUNMANWAY | DUNMANWAY: T422 | DUNMANWAY |  | 51.6552 | -9.2713
MV/LV Substation AU***803 | 10 kV | 400V(3ph) & 230V(single ph) | LV | 50 kVA :Pole Substation | 0.05 | --> | 0.05 | 0 | 0 | Constrained,otherwise capacity available =43kVA. | --> | 0.047 | 0 | 0 | 0 | 0 | 0 | 0 | Constrained,otherwise capacity available =50kW. | --> | C17 ex HOLYCROSS ROAD | HOLYCROSS ROAD: T41∥T42 | THURLES |  | 52.746 | -7.9462
MV/LV Substation AU***854X | 10 kV | 400V(3ph) & 230V(single ph) | LV | 100 kVA :Pole Substation | 0.1 | --> | 0.1 | 0.098 | 2.4 |  | --> | 0.095 | 0 | 0 | 0 | 0 | 0 | 0 | Constrained,otherwise capacity available =100kW. | --> | C18 ex FOYNES | FOYNES: T42 | RATHKEALE |  | 52.6154 | -9.0626
MV/LV Substation AU***865 | 10 kV | 400V(3ph) & 230V(single ph) | LV | 50 kVA :Pole Substation | 0.05 | --> | 0.05 | 0.029 | 2.2 |  | --> | 0.047 | 0 | 0 | 0 | 0 | 0.052 | 0 |  | --> | C16 ex ROSSGEIR | ROSSGEIR: T41∥T42 | LETTERKENNY |  | 54.9313 | -7.4633
MV/LV Substation AU***868Y | 10 kV | 400V(3ph) & 230V(single ph) | LV | 630 kVA :Kiosk Substation | 0.63 | --> | 0.63 | 0.5 | 3.5 |  | --> | 0.598 | 0 | 0 | 0 | 0 | 0.5 | 0 |  | --> | C18 ex MARSHES | MARSHES: T42 | DUNDALK |  | 53.9893 | -6.3749
MV/LV Substation AU***898X | 10 kV | 400V(3ph) & 230V(single ph) | LV | 50 kVA :Pole Substation | 0.05 | --> | 0.05 | 0 | 0 | Constrained,otherwise capacity available =45kVA. | --> | 0.047 | 0 | 0 | 0 | 0 | 0.05 | 0 |  | --> | C18 ex MOUNTGORRY | MOUNTGORRY: T42 | GRANGE (DR) |  | 53.4437 | -6.18
MV/LV Substation AU***900 | 20 kV | 400V(3ph) & 230V(single ph) | LV | 200 kVA :Pole Substation | 0.2 | --> | 0.2 | 0.11 | 1.6 |  | --> | 0.19 | 0 | 0 | 0 | 0.015 | 0.198 | 0 |  | --> | E18 ex INCH | INCH: T421∥T422 | OUGHTRAGH |  | 52.1516 | -10.0552
MV/LV Substation AU***903X | 20 kV | 400V(3ph) & 230V(single ph) | LV | 50 kVA :Pole Substation | 0.05 | --> | 0.05 | 0.046 | 2.6 |  | --> | 0.047 | 0 | 0 | 0 | 0 | 0.049 | 0 |  | --> | E13 ex KILCOCK | KILCOCK: T421 | GRIFFINRATH |  | 53.5107 | -6.616
MV/LV Substation AU***948X | 10 kV | 400V(3ph) & 230V(single ph) | LV | 400 kVA :Building Structure | 0.4 | --> | 0.4 | 0.292 | 0.9 |  | --> | 0.38 | 0 | 0 | 0 | 0 | 0.416 | 0 |  | --> | C14 ex MULGANNON | MULGANNON: T42 | WEXFORD |  | 52.33 | -6.4632
MV/LV Substation AU***997X | 10 kV | 400V(3ph) & 230V(single ph) | LV | 50 kVA :Pole Substation | 0.05 | --> | 0.05 | 0 | 0 | Constrained,otherwise capacity available =41kVA. | --> | 0.047 | 0 | 0 | 0 | 0 | 0.05 | 0 |  | --> | C20 ex BALLYGAR | BALLYGAR: T42 | ATHLONE |  | 53.5395 | -8.3103
MV/LV Substation AV***007 | 10 kV | 400V(3ph) & 230V(single ph) | LV | 100 kVA :Pole Substation | 0.1 | --> | 0.1 | 0.069 | 0.1 | Constrained,otherwise capacity available =100kVA. | --> | 0.095 | 0 | 0 | 0 | 0 | 0 | 0 | Constrained,otherwise capacity available =100kW. | --> | C11 ex RATHDRUM | RATHDRUM: T42 | ARKLOW |  | 52.9148 | -6.2281
MV/LV Substation AV***008Y | 10 kV | 400V(3ph) & 230V(single ph) | LV | 200 kVA :Pole Substation | 0.2 | --> | 0.2 | 0.174 | 2.4 |  | --> | 0.19 | 0 | 0 | 0 | 0.002 | 0 | 0 | Constrained,otherwise capacity available =201kW. | --> | C24 ex TINAHASK | TINAHASK: T41∥T42 | ARKLOW |  | 52.7864 | -6.1635
MV/LV Substation AV***013X | 10 kV | 400V(3ph) & 230V(single ph) | LV | 400 kVA :Building Structure | 0.4 | --> | 0.4 | 0.306 | 4.5 |  | --> | 0.38 | 0 | 0 | 0 | 0 | 0.414 | 0 |  | --> | C16 ex BRAY | BRAY: T42 | FASSAROE |  | 53.1736 | -6.1423
MV/LV Substation AV***025 | 10 kV | 400V(3ph) & 230V(single ph) | LV | 400 kVA :Kiosk Substation | 0.4 | --> | 0.4 | 0.294 | 1.2 |  | --> | 0.38 | 0 | 0 | 0 | 0.004 | 0.412 | 0 |  | --> | C15 ex TRIM | TRIM: T41∥T42 | NAVAN |  | 53.5592 | -6.7966
MV/LV Substation AV***031X | 10 kV | 400V(3ph) & 230V(single ph) | LV | 50 kVA :Pole Substation | 0.05 | --> | 0.05 | 0.049 | 4.5 |  | --> | 0.047 | 0 | 0 | 0 | 0 | 0.049 | 0 |  | --> | C16 ex BRAY | BRAY: T42 | FASSAROE |  | 53.173 | -6.1453
MV/LV Substation AV***032 | 10 kV | 400V(3ph) & 230V(single ph) | LV | 50 kVA :Pole Substation | 0.05 | --> | 0.05 | 0.047 | 2 |  | --> | 0.047 | 0 | 0 | 0 | 0 | 0.049 | 0 |  | --> | C25 ex TYCOR | TYCOR: T41∥T42 | WATERFORD |  | 52.2599 | -7.1615
MV/LV Substation AV***035 | 10 kV | 400V(3ph) & 230V(single ph) | LV | 100 kVA :Pole Substation | 0.1 | --> | 0.1 | 0.052 | 0.1 |  | --> | 0.095 | 0 | 0 | 0 | 0.003 | 0 | 0 | Constrained,otherwise capacity available =103kW. | --> | C16 ex RATHDRUM | RATHDRUM: T42 | ARKLOW |  | 52.9295 | -6.2354
MV/LV Substation AV***036 | 10 kV | 400V(3ph) & 230V(single ph) | LV | 400 kVA :Kiosk Substation | 0.4 | --> | 0.4 | 0.258 | 3.4 |  | --> | 0.38 | 0 | 0 | 0 | 0.003 | 0.418 | 0 |  | --> | C16 ex MAYFIELD | MAYFIELD: T42 | KILBARRY |  | 51.9133 | -8.4382
MV/LV Substation AV***040Z | 10 kV | 400V(3ph) & 230V(single ph) | LV | 400 kVA :Kiosk Substation | 0.4 | --> | 0.4 | 0.289 | 4.6 |  | --> | 0.38 | 0 | 0 | 0 | 0 | 0.417 | 0 |  | --> | C24 ex RAMPARTS | RAMPARTS: T42 | DUNDALK |  | 53.9968 | -6.404
MV/LV Substation AV***041 | 10 kV | 400V(3ph) & 230V(single ph) | LV | 400 kVA :Kiosk Substation | 0.4 | --> | 0.4 | 0.04 | 0 | Constrained,otherwise capacity available =366kVA. | --> | 0.38 | 0 | 0 | 0 | 0.002 | 0.402 | 0 |  | --> | C11 ex GRAIGUENAMANAGH | GRAIGUENAMANAGH: T41∥T42 | KILKENNY |  | 52.537 | -6.9528
MV/LV Substation AV***057 | 10 kV | 400V(3ph) & 230V(single ph) | LV | 400 kVA :Kiosk Substation | 0.4 | --> | 0.4 | 0.333 | 1.6 |  | --> | 0.38 | 0 | 0 | 0 | 0 | 0.41 | 0 |  | --> | C20 ex CAHIR | CAHIR: T42 | CAHIR |  | 52.3844 | -7.9341
MV/LV Substation AV***060 | 10 kV | 400V(3ph) & 230V(single ph) | LV | 200 kVA :Pole Substation | 0.2 | --> | 0.2 | 0.112 | 0.7 |  | --> | 0.19 | 0 | 0 | 0 | 0.011 | 0 | 0 | Constrained,otherwise capacity available =201kW. | --> | C12 ex KILMAGIG | KILMAGIG: T42 | ARKLOW |  | 52.8583 | -6.2142
MV/LV Substation AV***074 | 10 kV | 400V(3ph) & 230V(single ph) | LV | 200 kVA :Pole Substation | 0.2 | --> | 0.2 | 0.098 | 0.7 |  | --> | 0.19 | 0 | 0 | 0 | 0 | 0 | 0 | Constrained,otherwise capacity available =215kW. | --> | C12 ex KILMAGIG | KILMAGIG: T42 | ARKLOW |  | 52.8619 | -6.1961
MV/LV Substation AV***087 | 10 kV | 400V(3ph) & 230V(single ph) | LV | 200 kVA :Building Structure | 0.2 | --> | 0.2 | 0.064 | 0.7 |  | --> | 0.19 | 0 | 0 | 0 | 0 | 0.22 | 0 |  | --> | C15 ex FINISKLIN | FINISKLIN: T41∥T42 | SLIGO |  | 54.2775 | -8.498
MV/LV Substation AV***090 | 10 kV | 400V(3ph) & 230V(single ph) | LV | 400 kVA :Kiosk Substation | 0.4 | --> | 0.4 | 0.324 | 2 |  | --> | 0.38 | 0 | 0 | 0 | 0.003 | 0.408 | 0 |  | --> | C11 ex BALLYTIVNAN | BALLYTIVNAN: T41 | SLIGO |  | 54.281 | -8.4711
MV/LV Substation AV***093Y | 20 kV | 400V(3ph) & 230V(single ph) | LV | 50 kVA :Pole Substation | 0.05 | --> | 0.05 | 0 | 0 | Constrained,otherwise capacity available =50kVA. | --> | 0.047 | 0 | 0 | 0 | 0 | 0 | 0 | Constrained,otherwise capacity available =49kW. | --> | C11 ex MOUNTMELLICK | MOUNTMELLICK: T41∥T42 | PORTLAOISE |  | 53.1233 | -7.3515
MV/LV Substation AV***103 | 20 kV | 400V(3ph) & 230V(single ph) | LV | 400 kVA :Building Structure | 0.4 | --> | 0.4 | 0.396 | 3.7 |  | --> | 0.38 | 0 | 0 | 0 | 0 | 0 | 0 | Constrained,otherwise capacity available =400kW. | --> | E17 ex FOXHOLE | FOXHOLE: T421∥T422 | DUNGARVAN |  | 51.9691 | -7.8645
MV/LV Substation AV***103Y | 10 kV | 400V(3ph) & 230V(single ph) | LV | 400 kVA :Kiosk Substation | 0.4 | --> | 0.4 | 0 | 0 | Constrained,otherwise capacity available =226kVA. | --> | 0.38 | 0 | 0 | 0 | 0.003 | 0 | 0 | Constrained,otherwise capacity available =423kW. | --> | C19 ex BIRR | BIRR: T41 | DALLOW |  | 53.1017 | -7.9076
MV/LV Substation AV***111 | 10 kV | 400V(3ph) & 230V(single ph) | LV | 630 kVA :Building Structure | 0.63 | --> | 0.63 | 0.354 | 3.4 |  | --> | 0.598 | 0 | 0 | 0 | 0 | 0 | 0 | Constrained,otherwise capacity available =500kW. | --> | C18 ex GRAIGUE | GRAIGUE: T42 | CARLOW |  | 52.8408 | -6.9479
MV/LV Substation AV***124Z | 10 kV | 400V(3ph) & 230V(single ph) | LV | 630 kVA :Building Structure | 0.63 | --> | 0.63 | 0.5 | 4.7 |  | --> | 0.598 | 0 | 0 | 0 | 0 | 0.5 | 0 |  | --> | C14 ex LIFFEY VALLEY | LIFFEY VALLEY: T42 | INCHICORE 220KV |  | 53.3525 | -6.4076
MV/LV Substation AV***125X | 10 kV | 400V(3ph) & 230V(single ph) | LV | 630 kVA :Building Structure | 0.63 | --> | 0.63 | 0 | 0 | Constrained,otherwise capacity available =453kVA. | --> | 0.598 | 0 | 0 | 0 | 0 | 0.5 | 0 |  | --> | C35 ex SEMPERIT | SEMPERIT: T43 | GRANGE CASTLE |  | 53.3246 | -6.3471
MV/LV Substation AV***139 | 10 kV | 400V(3ph) & 230V(single ph) | LV | 400 kVA :Kiosk Substation | 0.4 | --> | 0.4 | 0.182 | 2.4 |  | --> | 0.38 | 0 | 0 | 0 | 0.034 | 0.397 | 0 |  | --> | C24 ex MOUNT MERRION | MOUNT MERRION: T42 | CARRICKMINES |  | 53.2958 | -6.188
MV/LV Substation AV***164Y | 10 kV | 400V(3ph) & 230V(single ph) | LV | 400 kVA :Building Structure | 0.4 | --> | 0.4 | 0 | 0 | Constrained,otherwise capacity available =305kVA. | --> | 0.38 | 0 | 0 | 0 | 0.002 | 0 | 0 | Constrained,otherwise capacity available =412kW. | --> | C18 ex RAMSTOWN | RAMSTOWN: T41∥T42 | CRANE |  | 52.6714 | -6.2941
MV/LV Substation AV***185 | 10 kV | 400V(3ph) & 230V(single ph) | LV | 400 kVA :Kiosk Substation | 0.4 | --> | 0.4 | 0.326 | 1.4 |  | --> | 0.38 | 0 | 0 | 0 | 0.009 | 0.401 | 0 |  | --> | C12 ex GRANGE (SR) | GRANGE (SR): T41∥T42 | BUTLERSTOWN |  | 52.2384 | -7.116
MV/LV Substation AV***191Z | 10 kV | 400V(3ph) & 230V(single ph) | LV | 400 kVA :Kiosk Substation | 0.4 | --> | 0.4 | 0 | 0 | Constrained,otherwise capacity available =353kVA. | --> | 0.38 | 0 | 0 | 0 | 0 | 0.407 | 0 |  | --> | C23 ex MACETOWN | MACETOWN: T101 | MACETOWN |  | 53.4206 | -6.4757
MV/LV Substation AV***201Y | 10 kV | 400V(3ph) & 230V(single ph) | LV | 100 kVA :Pole Substation | 0.1 | --> | 0.1 | 0.065 | 25.1 |  | --> | 0.095 | 0 | 0 | 0 | 0.044 | 0.059 | 0 |  | --> | C13 ex ARKLOW | ARKLOW: T101∥T102 | ARKLOW |  | 52.8508 | -6.2022
MV/LV Substation AV***238 | 10 kV | 400V(3ph) & 230V(single ph) | LV | 100 kVA :Pole Substation | 0.1 | --> | 0.1 | 0.072 | 0.3 |  | --> | 0.095 | 0 | 0 | 0 | 0 | 0 | 0 | Constrained,otherwise capacity available =103kW. | --> | C15 ex DRUMBEAR | DRUMBEAR: T41∥T42 | LISDRUM |  | 54.1967 | -6.8321
MV/LV Substation AV***241 | 10 kV | 400V(3ph) & 230V(single ph) | LV | 400 kVA :Kiosk Substation | 0.4 | --> | 0.4 | 0.217 | 2.6 |  | --> | 0.38 | 0 | 0 | 0 | 0.061 | 0.363 | 0 |  | --> | C17 ex SALLYNOGGIN ROAD | SALLYNOGGIN ROAD: T41 | CHERRYWOOD |  | 53.2714 | -6.1272
MV/LV Substation AV***255 | 10 kV | 400V(3ph) & 230V(single ph) | LV | 400 kVA :Kiosk Substation | 0.4 | --> | 0.4 | 0.269 | 4.2 |  | --> | 0.38 | 0 | 0 | 0 | 0.021 | 0.398 | 0 |  | --> | C22 ex HOWTH JUNCTION | HOWTH JUNCTION: T42 | GRANGE (DR) |  | 53.3795 | -6.1685
MV/LV Substation AV***264 | 10 kV | 400V(3ph) & 230V(single ph) | LV | 50 kVA :Pole Substation | 0.05 | --> | 0.05 | 0.029 | 0.3 |  | --> | 0.047 | 0 | 0 | 0 | 0 | 0 | 0 | Constrained,otherwise capacity available =52kW. | --> | C15 ex DRUMBEAR | DRUMBEAR: T41∥T42 | LISDRUM |  | 54.1856 | -6.83
MV/LV Substation AV***265X | 10 kV | 400V(3ph) & 230V(single ph) | LV | 50 kVA :Pole Substation | 0.05 | --> | 0.05 | 0.039 | 1.5 |  | --> | 0.047 | 0 | 0 | 0 | 0.007 | 0.043 | 0 |  | --> | C15 ex TYMON | TYMON: T41 | COOKSTOWN |  | 53.2872 | -6.3392
MV/LV Substation AV***278 | 10 kV | 400V(3ph) & 230V(single ph) | LV | 400 kVA :Kiosk Substation | 0.4 | --> | 0.4 | 0.317 | 9.2 |  | --> | 0.38 | 0 | 0 | 0 | 0.003 | 0.409 | 0 |  | --> | C13 ex MIDLETON | MIDLETON: T101 | MIDLETON |  | 51.9237 | -8.1792
MV/LV Substation AV***287Y | 10 kV | 400V(3ph) & 230V(single ph) | LV | 200 kVA :Kiosk Substation | 0.2 | --> | 0.2 | 0.108 | 15.8 |  | --> | 0.19 | 0 | 0 | 0 | 0.003 | 0.21 | 0 |  | --> | C26 ex CASTLEVIEW | CASTLEVIEW: T102 | CASTLEVIEW |  | 51.8925 | -8.4056
MV/LV Substation AV***298 | 10 kV | 400V(3ph) & 230V(single ph) | LV | 400 kVA :Kiosk Substation | 0.4 | --> | 0.4 | 0.063 | 0.1 | Constrained,otherwise capacity available =309kVA. | --> | 0.38 | 0 | 0 | 0 | 0.012 | 0.401 | 0 |  | --> | C15 ex CASTLETROY | CASTLETROY: T41∥T42 | ARDNACRUSHA |  | 52.6693 | -8.5655
MV/LV Substation AV***311 | 10 kV | 400V(3ph) & 230V(single ph) | LV | 200 kVA :Kiosk Substation | 0.2 | --> | 0.2 | 0.168 | 5 |  | --> | 0.19 | 0 | 0 | 0 | 0 | 0.204 | 0 |  | --> | C22 ex UNIDARE | UNIDARE: T42 | FINGLAS |  | 53.3925 | -6.32
MV/LV Substation AV***337 | 10 kV | 400V(3ph) & 230V(single ph) | LV | 400 kVA :Kiosk Substation | 0.4 | --> | 0.4 | 0.386 | 9.3 |  | --> | 0.38 | 0 | 0 | 0 | 0 | 0 | 0 | Constrained,otherwise capacity available =401kW. | --> | E20 ex BLESSINGTON | BLESSINGTON: T422 | KILTEEL |  | 53.1725 | -6.534
MV/LV Substation AV***343 | 10 kV | 400V(3ph) & 230V(single ph) | LV | 400 kVA :Building Structure | 0.4 | --> | 0.4 | 0.275 | 4.6 |  | --> | 0.38 | 0 | 0 | 0 | 0.031 | 0.386 | 0 |  | --> | C19 ex BALLINCLEA | BALLINCLEA: T41 | CHERRYWOOD |  | 53.2683 | -6.1324
MV/LV Substation AV***343Z | 10 kV | 400V(3ph) & 230V(single ph) | LV | 400 kVA :Kiosk Substation | 0.4 | --> | 0.4 | 0.377 | 0.9 |  | --> | 0.38 | 0 | 0 | 0 | 0 | 0.403 | 0 |  | --> | C20 ex RATHMULLAN | RATHMULLAN: T42 | DRYBRIDGE |  | 53.7054 | -6.3528
MV/LV Substation AV***344Y | 10 kV | 400V(3ph) & 230V(single ph) | LV | 100 kVA :Pole Substation | 0.1 | --> | 0.1 | 0.069 | 0.1 | Constrained,otherwise capacity available =100kVA. | --> | 0.095 | 0 | 0 | 0 | 0 | 0 | 0 | Constrained,otherwise capacity available =100kW. | --> | C16 ex RATHDRUM | RATHDRUM: T42 | ARKLOW |  | 52.949 | -6.2458
MV/LV Substation AV***348 | 10 kV | 400V(3ph) & 230V(single ph) | LV | 400 kVA :Building Structure | 0.4 | --> | 0.4 | 0.227 | 1.7 |  | --> | 0.38 | 0 | 0 | 0 | 0.018 | 0.407 | 0 |  | --> | C19 ex PEMBROKE | PEMBROKE: T42 | RINGSEND |  | 53.3269 | -6.2154
MV/LV Substation AV***350 | 10 kV | 400V(3ph) & 230V(single ph) | LV | 400 kVA :Kiosk Substation | 0.4 | --> | 0.4 | 0.297 | 1.4 |  | --> | 0.38 | 0 | 0 | 0 | 0.017 | 0.397 | 0 |  | --> | C12 ex GRANGE (SR) | GRANGE (SR): T41∥T42 | BUTLERSTOWN |  | 52.2374 | -7.1186
MV/LV Substation AV***367Z | 10 kV | 400V(3ph) & 230V(single ph) | LV | 400 kVA :Kiosk Substation | 0.4 | --> | 0.4 | 0.267 | 0.9 |  | --> | 0.38 | 0 | 0 | 0 | 0.046 | 0.371 | 0 |  | --> | C20 ex RATHMULLAN | RATHMULLAN: T42 | DRYBRIDGE |  | 53.7028 | -6.3539
MV/LV Substation AV***375X | 10 kV | 400V(3ph) & 230V(single ph) | LV | 50 kVA :Pole Substation | 0.05 | --> | 0.05 | 0.05 | 4.6 |  | --> | 0.047 | 0 | 0 | 0 | 0 | 0.049 | 0 |  | --> | E16 ex BALLYRAGGET | BALLYRAGGET: T421∥T422 | BALLYRAGGET |  | 52.7982 | -7.3605
MV/LV Substation AV***376X | 10 kV | 400V(3ph) & 230V(single ph) | LV | 200 kVA :Pole Substation | 0.2 | --> | 0.2 | 0.167 | 4.6 |  | --> | 0.19 | 0 | 0 | 0 | 0 | 0.204 | 0 |  | --> | E16 ex BALLYRAGGET | BALLYRAGGET: T421∥T422 | BALLYRAGGET |  | 52.796 | -7.357
MV/LV Substation AV***384 | 20 kV | 400V(3ph) & 230V(single ph) | LV | 50 kVA :Building Structure | 0.05 | --> | 0.05 | 0.005 | 3.2 |  | --> | 0.047 | 0 | 0 | 0 | 0 | 0 | 0 | Constrained,otherwise capacity available =56kW. | --> | E14 ex BANGOR ERRIS | BANGOR ERRIS: T421 | BELLACORICK |  | 54.2726 | -9.8266
MV/LV Substation AV***397X | 10 kV | 400V(3ph) & 230V(single ph) | LV | 400 kVA :Kiosk Substation | 0.4 | --> | 0.4 | 0 | 0 | Constrained,otherwise capacity available =333kVA. | --> | 0.38 | 0 | 0 | 0 | 0 | 0.41 | 0 |  | --> | C16 ex SANTRY | SANTRY: T42 | FINGLAS |  | 53.3989 | -6.2396
MV/LV Substation AV***411Y | 10 kV | 400V(3ph) & 230V(single ph) | LV | 630 kVA :Kiosk Substation | 0.63 | --> | 0.63 | 0 | 0 | Constrained,otherwise capacity available =478kVA. | --> | 0.598 | 0 | 0 | 0 | 0.022 | 0.5 | 0 |  | --> | C12 ex LEIXLIP | LEIXLIP: T42 | GRIFFINRATH |  | 53.3697 | -6.4848
MV/LV Substation AV***4142 | 10 kV | 400V(3ph) & 230V(single ph) | LV | 630 kVA :Kiosk Substation | 0.63 | --> | 0.63 | 0 | 0 | Constrained,otherwise capacity available =500kVA. | --> | 0.598 | 0 | 0 | 0 | 0.032 | 0.5 | 0 |  | --> | C14 ex MACETOWN | MACETOWN: T102 | MACETOWN |  | 53.4113 | -6.3976
MV/LV Substation AV***4168 | 10 kV | 400V(3ph) & 230V(single ph) | LV | 200 kVA :Building Structure | 0.2 | --> | 0.2 | 0.148 | 2.3 |  | --> | 0.19 | 0 | 0 | 0 | 0 | 0.207 | 0 |  | --> | C16 ex CASTLECOMER | CASTLECOMER: T41∥T42 | BALLYRAGGET |  | 52.8063 | -7.2066
MV/LV Substation AV***4169 | 10 kV | 400V(3ph) & 230V(single ph) | LV | 400 kVA :Kiosk Substation | 0.4 | --> | 0.4 | 0.366 | 8.3 |  | --> | 0.38 | 0 | 0 | 0 | 0.015 | 0.388 | 0 |  | --> | C17 ex BALLYBEG | BALLYBEG: T101 | CARRICKMINES |  | 52.9664 | -6.0601
MV/LV Substation AV***4234 | 10 kV | 400V(3ph) & 230V(single ph) | LV | 400 kVA :Kiosk Substation | 0.4 | --> | 0.4 | 0.069 | 0.1 | Constrained,otherwise capacity available =400kVA. | --> | 0.38 | 0 | 0 | 0 | 0 | 0 | 0 | Constrained,otherwise capacity available =400kW. | --> | C16 ex RATHDRUM | RATHDRUM: T42 | ARKLOW |  | 52.9325 | -6.2405
MV/LV Substation AV***4240 | 10 kV | 400V(3ph) & 230V(single ph) | LV | 630 kVA :Kiosk Substation | 0.63 | --> | 0.63 | 0.069 | 0.1 | Constrained,otherwise capacity available =500kVA. | --> | 0.598 | 0 | 0 | 0 | 0 | 0 | 0 | Constrained,otherwise capacity available =500kW. | --> | C16 ex RATHDRUM | RATHDRUM: T42 | ARKLOW |  | 52.9359 | -6.2434
MV/LV Substation AV***4268 | 10 kV | 400V(3ph) & 230V(single ph) | LV | 50 kVA :Pole Substation | 0.05 | --> | 0.05 | 0.047 | 9.2 |  | --> | 0.047 | 0 | 0 | 0 | 0 | 0.049 | 0 |  | --> | C19 ex MIDLETON | MIDLETON: T101 | MIDLETON |  | 51.9329 | -8.1854
MV/LV Substation AV***430X | 10 kV | 400V(3ph) & 230V(single ph) | LV | 200 kVA :Kiosk Substation | 0.2 | --> | 0.2 | 0.141 | 1 |  | --> | 0.19 | 0 | 0 | 0 | 0 | 0.208 | 0 |  | --> | C17 ex KILCULLEN | KILCULLEN: T41 | STRATFORD |  | 53.1259 | -6.7523
MV/LV Substation AV***4329 | 10 kV | 400V(3ph) & 230V(single ph) | LV | 630 kVA :Kiosk Substation | 0.63 | --> | 0.63 | 0.474 | 0.9 |  | --> | 0.598 | 0 | 0 | 0 | 0.025 | 0.5 | 0 |  | --> | C20 ex RATHMULLAN | RATHMULLAN: T42 | DRYBRIDGE |  | 53.7022 | -6.3574
MV/LV Substation AV***4404 | 10 kV | 400V(3ph) & 230V(single ph) | LV | 630 kVA :Kiosk Substation | 0.63 | --> | 0.63 | 0.5 | 0.9 |  | --> | 0.598 | 0 | 0 | 0 | 0 | 0.5 | 0 |  | --> | C20 ex RATHMULLAN | RATHMULLAN: T42 | DRYBRIDGE |  | 53.7011 | -6.3579
MV/LV Substation AV***449Y | 10 kV | 400V(3ph) & 230V(single ph) | LV | 400 kVA :Kiosk Substation | 0.4 | --> | 0.4 | 0.278 | 4.4 |  | --> | 0.38 | 0 | 0 | 0 | 0.041 | 0.375 | 0 |  | --> | C11 ex RINGASKIDDY 110KV | RINGASKIDDY 110KV: T42 | BARNAHELY |  | 51.8672 | -8.3493
MV/LV Substation AV***457 | 10 kV | 400V(3ph) & 230V(single ph) | LV | 100 kVA :Pole Substation | 0.1 | --> | 0.1 | 0.065 | 0.7 |  | --> | 0.095 | 0 | 0 | 0 | 0 | 0 | 0 | Constrained,otherwise capacity available =105kW. | --> | C12 ex KILMAGIG | KILMAGIG: T42 | ARKLOW |  | 52.8615 | -6.2116
MV/LV Substation AV***481 | 10 kV | 400V(3ph) & 230V(single ph) | LV | 400 kVA :Kiosk Substation | 0.4 | --> | 0.4 | 0.292 | 2.9 |  | --> | 0.38 | 0 | 0 | 0 | 0.065 | 0.348 | 0 |  | --> | C12 ex MONKSTOWN | MONKSTOWN: T42 | BLACKROCK |  | 53.2939 | -6.1764
MV/LV Substation AV***505Y | 10 kV | 400V(3ph) & 230V(single ph) | LV | 200 kVA :Kiosk Substation | 0.2 | --> | 0.2 | 0.197 | 0.7 |  | --> | 0.19 | 0 | 0 | 0 | 0 | 0 | 0 | Constrained,otherwise capacity available =200kW. | --> | C12 ex KILMAGIG | KILMAGIG: T42 | ARKLOW |  | 52.8605 | -6.2122
MV/LV Substation AV***517Y | 10 kV | 400V(3ph) & 230V(single ph) | LV | 200 kVA :Pole Substation | 0.2 | --> | 0.2 | 0.069 | 0.1 | Constrained,otherwise capacity available =190kVA. | --> | 0.19 | 0 | 0 | 0 | 0.003 | 0 | 0 | Constrained,otherwise capacity available =198kW. | --> | C16 ex RATHDRUM | RATHDRUM: T42 | ARKLOW |  | 52.9235 | -6.2443
MV/LV Substation AV***519Y | 10 kV | 400V(3ph) & 230V(single ph) | LV | 200 kVA :Building Structure | 0.2 | --> | 0.2 | 0 | 0 | Constrained,otherwise capacity available =95kVA. | --> | 0.19 | 0 | 0 | 0 | 0.085 | 0 | 0 | Constrained,otherwise capacity available =126kW. | --> | C16 ex PALLAS | PALLAS: T41∥T42 | PORTLAOISE |  | 53.0324 | -7.3207
MV/LV Substation AV***530Z | 20 kV | 400V(3ph) & 230V(single ph) | LV | 50 kVA :Pole Substation | 0.05 | --> | 0.05 | 0.044 | 1.3 |  | --> | 0.047 | 0 | 0 | 0 | 0 | 0.05 | 0 |  | --> | E11 ex KILCULLEN | KILCULLEN: T424 | STRATFORD |  | 53.1259 | -6.7556
MV/LV Substation AV***548X | 10 kV | 400V(3ph) & 230V(single ph) | LV | 630 kVA :Kiosk Substation | 0.63 | --> | 0.63 | 0 | 0 | Constrained,otherwise capacity available =500kVA. | --> | 0.598 | 0 | 0 | 0 | 0 | 0.5 | 0 |  | --> | C16 ex GLASNEVIN | GLASNEVIN: T41 | FINGLAS |  | 53.36 | -6.2749
MV/LV Substation AV***580Y | 10 kV | 400V(3ph) & 230V(single ph) | LV | 1000 kVA :Building Structure | 1 | --> | 1 | 0.295 | 3.1 |  | --> | 0.95 | 0 | 0 | 0 | 0.14 | 0.5 | 0 |  | --> | C17 ex TRABEG | TRABEG: T102 | TRABEG |  | 51.8662 | -8.4757
MV/LV Substation AV***587 | 10 kV | 400V(3ph) & 230V(single ph) | LV | 400 kVA :Building Structure | 0.4 | --> | 0.4 | 0 | 0 | Constrained,otherwise capacity available =400kVA. | --> | 0.38 | 0 | 0 | 0 | 0 | 0.4 | 0 |  | --> | C22 ex SHANNON | SHANNON: T42 | DRUMLINE |  | 52.7073 | -8.8921
MV/LV Substation AV***629 | 10 kV | 400V(3ph) & 230V(single ph) | LV | 400 kVA :Kiosk Substation | 0.4 | --> | 0.4 | 0.272 | 3.1 |  | --> | 0.38 | 0 | 0 | 0 | 0.051 | 0.365 | 0 |  | --> | C21 ex MONKSTOWN | MONKSTOWN: T41 | BLACKROCK |  | 53.2752 | -6.1866
MV/LV Substation AV***717 | 10 kV | 400V(3ph) & 230V(single ph) | LV | 50 kVA :Pole Substation | 0.05 | --> | 0.05 | 0.013 | 0.7 |  | --> | 0.047 | 0 | 0 | 0 | 0 | 0 | 0 | Constrained,otherwise capacity available =54kW. | --> | C12 ex KILMAGIG | KILMAGIG: T42 | ARKLOW |  | 52.8552 | -6.2158
MV/LV Substation AV***779X | 10 kV | 400V(3ph) & 230V(single ph) | LV | 630 kVA :Kiosk Substation | 0.63 | --> | 0.63 | 0.471 | 5 |  | --> | 0.598 | 0 | 0 | 0 | 0.009 | 0.5 | 0 |  | --> | C19 ex OLDBAWN | OLDBAWN: T41 | COOKSTOWN |  | 53.2853 | -6.3493
MV/LV Substation AV***787X | 10 kV | 400V(3ph) & 230V(single ph) | LV | 400 kVA :Kiosk Substation | 0.4 | --> | 0.4 | 0.271 | 5 |  | --> | 0.38 | 0 | 0 | 0 | 0.008 | 0.411 | 0 |  | --> | C15 ex OLDBAWN | OLDBAWN: T41 | COOKSTOWN |  | 53.2859 | -6.3433
MV/LV Substation AV***842 | 10 kV | 400V(3ph) & 230V(single ph) | LV | 100 kVA :Pole Substation | 0.1 | --> | 0.1 | 0.073 | 0.7 |  | --> | 0.095 | 0 | 0 | 0 | 0 | 0 | 0 | Constrained,otherwise capacity available =103kW. | --> | C20 ex KILMARTIN | KILMARTIN: T41 | ARKLOW |  | 53.0179 | -6.2661
MV/LV Substation AV***858 | 10 kV | 400V(3ph) & 230V(single ph) | LV | 400 kVA :Kiosk Substation | 0.4 | --> | 0.4 | 0.223 | 2.4 |  | --> | 0.38 | 0 | 0 | 0 | 0.037 | 0.388 | 0 |  | --> | C24 ex MOUNT MERRION | MOUNT MERRION: T42 | CARRICKMINES |  | 53.2943 | -6.1877
MV/LV Substation AV***864X | 10 kV | 400V(3ph) & 230V(single ph) | LV | 100 kVA :Pole Substation | 0.1 | --> | 0.1 | 0 | 0 | Constrained,otherwise capacity available =59kVA. | --> | 0.095 | 0 | 0 | 0 | 0 | 0 | 0 | Constrained,otherwise capacity available =106kW. | --> | C19 ex ROSCREA | ROSCREA: T41 | IKERRIN |  | 52.9464 | -7.8063
MV/LV Substation AV***872Y | 10 kV | 400V(3ph) & 230V(single ph) | LV | 400 kVA :Kiosk Substation | 0.4 | --> | 0.4 | 0 | 0 | Constrained,otherwise capacity available =372kVA. | --> | 0.38 | 0 | 0 | 0 | 0 | 0 | 0 | Constrained,otherwise capacity available =403kW. | --> | C16 ex PALLAS | PALLAS: T41∥T42 | PORTLAOISE |  | 53.0333 | -7.3224
MV/LV Substation AV***900 | 20 kV | 400V(3ph) & 230V(single ph) | LV | 630 kVA :Building Structure | 0.63 | --> | 0.63 | 0 | 0 | Constrained,otherwise capacity available =438kVA. | --> | 0.598 | 0 | 0 | 0 | 0 | 0 | 0 | Constrained,otherwise capacity available =500kW. | --> | C15 ex KANTURK | KANTURK: T41∥T42 | GLENLARA |  | 52.1455 | -8.8446
MV/LV Substation AV***906 | 10 kV | 400V(3ph) & 230V(single ph) | LV | 200 kVA :Pole Substation | 0.2 | --> | 0.2 | 0.069 | 0.1 | Constrained,otherwise capacity available =196kVA. | --> | 0.19 | 0 | 0 | 0 | 0 | 0 | 0 | Constrained,otherwise capacity available =200kW. | --> | C11 ex RATHDRUM | RATHDRUM: T42 | ARKLOW |  | 52.9123 | -6.2299
MV/LV Substation AV***950 | 10 kV | 400V(3ph) & 230V(single ph) | LV | 200 kVA :Pole Substation | 0.2 | --> | 0.2 | 0.198 | 4.5 |  | --> | 0.19 | 0 | 0 | 0 | 0 | 0.2 | 0 |  | --> | C16 ex BRAY | BRAY: T42 | FASSAROE |  | 53.1723 | -6.1386
MV/LV Substation AW***109Z | 10 kV | 400V(3ph) & 230V(single ph) | LV | 200 kVA :Kiosk Substation | 0.2 | --> | 0.2 | 0 | 0 | Constrained,otherwise capacity available =177kVA. | --> | 0.19 | 0 | 0 | 0 | 0 | 0.203 | 0 |  | --> | C20 ex MERVILLE | MERVILLE: T42 | FINGLAS |  | 53.3879 | -6.3035
MV/LV Substation AX***115Z | 10 kV | 400V(3ph) & 230V(single ph) | LV | 630 kVA :Kiosk Substation | 0.63 | --> | 0.63 | 0.49 | 1.6 |  | --> | 0.598 | 0 | 0 | 0 | 0 | 0.5 | 0 |  | --> | C18 ex SRAH | SRAH: T41∥T42 | THORNSBERRY |  | 53.2886 | -7.5147
MV/LV Substation AX***116Z | 10 kV | 400V(3ph) & 230V(single ph) | LV | 400 kVA :Kiosk Substation | 0.4 | --> | 0.4 | 0.328 | 1.6 |  | --> | 0.38 | 0 | 0 | 0 | 0.011 | 0.399 | 0 |  | --> | C18 ex SRAH | SRAH: T41∥T42 | THORNSBERRY |  | 53.2884 | -7.5165
MV/LV Substation AX***117Z | 10 kV | 400V(3ph) & 230V(single ph) | LV | 630 kVA :Kiosk Substation | 0.63 | --> | 0.63 | 0.5 | 1.6 |  | --> | 0.598 | 0 | 0 | 0 | 0.007 | 0.5 | 0 |  | --> | C18 ex SRAH | SRAH: T41∥T42 | THORNSBERRY |  | 53.2881 | -7.5182
MV/LV Substation AX***146Z | 10 kV | 400V(3ph) & 230V(single ph) | LV | 400 kVA :Kiosk Substation | 0.4 | --> | 0.4 | 0.366 | 1.6 |  | --> | 0.38 | 0 | 0 | 0 | 0.012 | 0.392 | 0 |  | --> | C18 ex SRAH | SRAH: T41∥T42 | THORNSBERRY |  | 53.288 | -7.5215
MV/LV Substation AX***200Z | 10 kV | 400V(3ph) & 230V(single ph) | LV | 630 kVA :Building Structure | 0.63 | --> | 0.63 | 0.5 | 1.6 |  | --> | 0.598 | 0 | 0 | 0 | 0 | 0.5 | 0 |  | --> | C18 ex SRAH | SRAH: T41∥T42 | THORNSBERRY |  | 53.2883 | -7.5192
MV/LV Substation AY***023Y | 10 kV | 400V(3ph) & 230V(single ph) | LV | 400 kVA :Kiosk Substation | 0.4 | --> | 0.4 | 0.298 | 5.9 |  | --> | 0.38 | 0 | 0 | 0 | 0.032 | 0.381 | 0 |  | --> | C12 ex BALLINCOLLIG | BALLINCOLLIG: T42 | KILBARRY |  | 51.8826 | -8.6196
MV/LV Substation AY***036Z | 10 kV | 400V(3ph) & 230V(single ph) | LV | 200 kVA :Kiosk Substation | 0.2 | --> | 0.2 | 0.132 | 8.3 |  | --> | 0.19 | 0 | 0 | 0 | 0.003 | 0.206 | 0 |  | --> | C20 ex MONREAD | MONREAD: T102 | MONREAD |  | 53.2361 | -6.65
MV/LV Substation AY***037Z | 10 kV | 400V(3ph) & 230V(single ph) | LV | 200 kVA :Building Structure | 0.2 | --> | 0.2 | 0.164 | 8.3 |  | --> | 0.19 | 0 | 0 | 0 | 0.003 | 0.202 | 0 |  | --> | C20 ex MONREAD | MONREAD: T102 | MONREAD |  | 53.2351 | -6.6486
MV/LV Substation AY***038Z | 10 kV | 400V(3ph) & 230V(single ph) | LV | 400 kVA :Kiosk Substation | 0.4 | --> | 0.4 | 0.305 | 8.3 |  | --> | 0.38 | 0 | 0 | 0 | 0.007 | 0.407 | 0 |  | --> | C20 ex MONREAD | MONREAD: T102 | MONREAD |  | 53.234 | -6.6462
MV/LV Substation AY***039Z | 10 kV | 400V(3ph) & 230V(single ph) | LV | 200 kVA :Kiosk Substation | 0.2 | --> | 0.2 | 0.091 | 8.3 |  | --> | 0.19 | 0 | 0 | 0 | 0.005 | 0.21 | 0 |  | --> | C20 ex MONREAD | MONREAD: T102 | MONREAD |  | 53.235 | -6.6447
MV/LV Substation AY***040Y | 10 kV | 400V(3ph) & 230V(single ph) | LV | 200 kVA :Pole Substation | 0.2 | --> | 0.2 | 0.131 | 1.6 |  | --> | 0.19 | 0 | 0 | 0 | 0 | 0.21 | 0 |  | --> | C18 ex CELBRIDGE | CELBRIDGE: T42 | GRIFFINRATH |  | 53.3 | -6.4881
MV/LV Substation AY***044Y | 10 kV | 400V(3ph) & 230V(single ph) | LV | 200 kVA :Pole Substation | 0.2 | --> | 0.2 | 0.136 | 1.6 |  | --> | 0.19 | 0 | 0 | 0 | 0 | 0.209 | 0 |  | --> | C18 ex CELBRIDGE | CELBRIDGE: T42 | GRIFFINRATH |  | 53.2993 | -6.4911
MV/LV Substation AY***134 | 10 kV | 400V(3ph) & 230V(single ph) | LV | 200 kVA :Pole Substation | 0.2 | --> | 0.2 | 0.159 | 4 |  | --> | 0.19 | 0 | 0 | 0 | 0.021 | 0.184 | 0 |  | --> | C20 ex OAKFIELD | OAKFIELD: T42 | SLIGO |  | 54.2764 | -8.5147
MV/LV Substation AY***152Y | 20 kV | 400V(3ph) & 230V(single ph) | LV | 400 kVA :Kiosk Substation | 0.4 | --> | 0.4 | 0.356 | 5.6 |  | --> | 0.38 | 0 | 0 | 0 | 0.019 | 0.386 | 0 |  | --> | E18 ex CRANE | CRANE: T122 | CRANE |  | 52.6339 | -6.238
MV/LV Substation AY***167X | 10 kV | 400V(3ph) & 230V(single ph) | LV | 630 kVA :Building Structure | 0.63 | --> | 0.63 | 0 | 0 | Constrained,otherwise capacity available =473kVA. | --> | 0.598 | 0 | 0 | 0 | 0.001 | 0.5 | 0 |  | --> | C20 ex OLDBAWN | OLDBAWN: T42 | COOKSTOWN |  | 53.2761 | -6.3664
MV/LV Substation AY***229X | 10 kV | 400V(3ph) & 230V(single ph) | LV | 400 kVA :Kiosk Substation | 0.4 | --> | 0.4 | 0.231 | 4.5 |  | --> | 0.38 | 0 | 0 | 0 | 0.01 | 0.415 | 0 |  | --> | C22 ex COOLOCK | COOLOCK: T42 | FINGLAS |  | 53.3929 | -6.1887
MV/LV Substation AY***288 | 10 kV | 400V(3ph) & 230V(single ph) | LV | 400 kVA :Kiosk Substation | 0.4 | --> | 0.4 | 0.253 | 3.4 |  | --> | 0.38 | 0 | 0 | 0 | 0.017 | 0.404 | 0 |  | --> | C11 ex COOLOCK | COOLOCK: T41 | FINGLAS |  | 53.3945 | -6.1873
MV/LV Substation AY***396Y | 10 kV | 400V(3ph) & 230V(single ph) | LV | 400 kVA :Kiosk Substation | 0.4 | --> | 0.4 | 0.206 | 5.5 |  | --> | 0.38 | 0 | 0 | 0 | 0.011 | 0.417 | 0 |  | --> | C16 ex ABBEYLAND | ABBEYLAND: T42 | NAVAN |  | 53.6524 | -6.6952
MV/LV Substation AY***420Y | 10 kV | 400V(3ph) & 230V(single ph) | LV | 400 kVA :Building Structure | 0.4 | --> | 0.4 | 0.363 | 1.4 |  | --> | 0.38 | 0 | 0 | 0 | 0 | 0.405 | 0 |  | --> | C16 ex GRANGE (SR) | GRANGE (SR): T41∥T42 | BUTLERSTOWN |  | 52.2472 | -7.0851
MV/LV Substation AY***4222 | 10 kV | 400V(3ph) & 230V(single ph) | LV | 400 kVA :Kiosk Substation | 0.4 | --> | 0.4 | 0.299 | 2 |  | --> | 0.38 | 0 | 0 | 0 | 0 | 0.415 | 0 |  | --> | C26 ex GRANGE CASTLE | GRANGE CASTLE: T102 | INCHICORE 220KV |  | 53.2995 | -6.4934
MV/LV Substation AY***4253 | 10 kV | 400V(3ph) & 230V(single ph) | LV | 630 kVA :Building Structure | 0.63 | --> | 0.63 | 0 | 0 | Constrained,otherwise capacity available =500kVA. | --> | 0.598 | 0 | 0 | 0 | 0 | 0.5 | 0 |  | --> | C18 ex MACETOWN | MACETOWN: T102 | MACETOWN |  | 53.4118 | -6.4441
MV/LV Substation AY***4256 | 10 kV | 400V(3ph) & 230V(single ph) | LV | 400 kVA :Kiosk Substation | 0.4 | --> | 0.4 | 0 | 0 | Constrained,otherwise capacity available =312kVA. | --> | 0.38 | 0 | 0 | 0 | 0 | 0.413 | 0 |  | --> | C16 ex DOUGLAS | DOUGLAS: T41 | TRABEG |  | 51.8894 | -8.4356
MV/LV Substation AY***561 | 20 kV | 400V(3ph) & 230V(single ph) | LV | 50 kVA :Pole Substation | 0.05 | --> | 0.05 | 0.023 | 1.5 |  | --> | 0.047 | 0 | 0 | 0 | 0 | 0.053 | 0 |  | --> | C17 ex MOUNT MISERY | MOUNT MISERY: T41 | WATERFORD |  | 52.3422 | -7.0182
MV/LV Substation AY***664Z | 10 kV | 400V(3ph) & 230V(single ph) | LV | 400 kVA :Kiosk Substation | 0.4 | --> | 0.4 | 0.17 | 0.2 | Constrained,otherwise capacity available =291kVA. | --> | 0.38 | 0 | 0 | 0 | 0.017 | 0.398 | 0 |  | --> | C16 ex TALBOTS INCH | TALBOTS INCH: T41∥T42 | KILKENNY |  | 52.6581 | -7.2643
MV/LV Substation AY***755Z | 10 kV | 400V(3ph) & 230V(single ph) | LV | 50 kVA :Pole Substation | 0.05 | --> | 0.05 | 0.036 | 0.1 |  | --> | 0.047 | 0 | 0 | 0 | 0 | 0.051 | 0 |  | --> | C11 ex ROSEHILL | ROSEHILL: T41 | KILKENNY |  | 52.6603 | -7.2654
MV/LV Substation AY***887Y | 10 kV | 400V(3ph) & 230V(single ph) | LV | 50 kVA :Pole Substation | 0.05 | --> | 0.05 | 0.05 | 4.6 |  | --> | 0.047 | 0 | 0 | 0 | 0.021 | 0.027 | 0 |  | --> | E16 ex BALLYRAGGET | BALLYRAGGET: T421∥T422 | BALLYRAGGET |  | 52.8604 | -7.368
MV/LV Substation B ***024X | 20 kV | 400V(3ph) & 230V(single ph) | LV | 200 kVA :Pole Substation | 0.2 | --> | 0.2 | 0.2 | 4.1 |  | --> | 0.19 | 0 | 0 | 0 | 0 | 0 | 0 | Constrained,otherwise capacity available =200kW. | --> | E11 ex CHARLEVILLE | CHARLEVILLE: T422 | CHARLEVILLE |  | 52.3495 | -8.6594
MV/LV Substation B ***057Z | 10 kV | 400V(3ph) & 230V(single ph) | LV | 630 kVA :Building Structure | 0.63 | --> | 0.63 | 0 | 0 | Constrained,otherwise capacity available =500kVA. | --> | 0.598 | 0 | 0 | 0 | 0 | 0.5 | 0 |  | --> | C22 ex GARRYOWEN | GARRYOWEN: T42 | LIMERICK |  | 52.6498 | -8.5739
MV/LV Substation B ***120 | 10 kV | 400V(3ph) & 230V(single ph) | LV | 400 kVA :Building Structure | 0.4 | --> | 0.4 | 0.288 | 1.3 |  | --> | 0.38 | 0 | 0 | 0 | 0 | 0.417 | 0 |  | --> | C17 ex ENNIS NORTH | ENNIS NORTH: T41∥T42 | ENNIS |  | 52.861 | -8.9835
MV/LV Substation B ***121X | 10 kV | 400V(3ph) & 230V(single ph) | LV | 100 kVA :Pole Substation | 0.1 | --> | 0.1 | 0.099 | 3.4 |  | --> | 0.095 | 0 | 0 | 0 | 0 | 0.1 | 0 |  | --> | C14 ex CAUSEWAY | CAUSEWAY: T41∥T42 | TRALEE |  | 52.4384 | -9.6364
MV/LV Substation B ***152Z | 20 kV | 400V(3ph) & 230V(single ph) | LV | 200 kVA :Pole Substation | 0.2 | --> | 0.2 | 0 | 0 | Constrained,otherwise capacity available =200kVA. | --> | 0.19 | 0 | 0 | 0 | 0 | 0 | 0 | Constrained,otherwise capacity available =200kW. | --> | E24 ex BIRR | BIRR: T422 | DALLOW |  | 53.1178 | -7.8597
MV/LV Substation B ***191X | 10 kV | 400V(3ph) & 230V(single ph) | LV | 50 kVA :Pole Substation | 0.05 | --> | 0.05 | 0.05 | 7.3 |  | --> | 0.047 | 0 | 0 | 0 | 0 | 0.049 | 0 |  | --> | C19 ex GARRYCASTLE | GARRYCASTLE: T41 | ATHLONE |  | 53.3169 | -7.9699
MV/LV Substation B ***212Z | 10 kV | 400V(3ph) & 230V(single ph) | LV | 630 kVA :Building Structure | 0.63 | --> | 0.63 | 0.5 | 2.1 |  | --> | 0.598 | 0 | 0 | 0 | 0 | 0.5 | 0 |  | --> | C17 ex LIFFEY VALLEY | LIFFEY VALLEY: T41 | INCHICORE 220KV |  | 53.3477 | -6.3886
MV/LV Substation B ***381 | 10 kV | 400V(3ph) & 230V(single ph) | LV | 100 kVA :Pole Substation | 0.1 | --> | 0.1 | 0 | 0 | Constrained,otherwise capacity available =100kVA. | --> | 0.095 | 0 | 0 | 0 | 0 | 0 | 0 | Constrained,otherwise capacity available =100kW. | --> | E11 ex LUMCLOON | LUMCLOON: T421∥T422 | DALLOW |  | 53.1829 | -7.8783
MV/LV Substation B ***4045 | 20 kV | 400V(3ph) & 230V(single ph) | LV | 50 kVA :Pole Substation | 0.05 | --> | 0.05 | 0.049 | 1.5 |  | --> | 0.047 | 0 | 0 | 0 | 0 | 0.049 | 0 |  | --> | E17 ex ACHILL | ACHILL: T422 | CARROWBEG |  | 53.9903 | -10.0411
MV/LV Substation B ***4094 | 10 kV | 400V(3ph) & 230V(single ph) | LV | 200 kVA :Pole Substation | 0.2 | --> | 0.2 | 0 | 0 | Constrained,otherwise capacity available =176kVA. | --> | 0.19 | 0 | 0 | 0 | 0 | 0.203 | 0 |  | --> | C17 ex BALLYHAUNIS | BALLYHAUNIS: T41∥T42 | DALTON |  | 53.7589 | -8.773
MV/LV Substation B ***409Y | 20 kV | 400V(3ph) & 230V(single ph) | LV | 50 kVA :Pole Substation | 0.05 | --> | 0.05 | 0.034 | 1.3 |  | --> | 0.047 | 0 | 0 | 0 | 0.003 | 0.048 | 0 |  | --> | E12 ex KILCARRAGH | KILCARRAGH: T421∥T422 | BUTLERSTOWN |  | 52.239 | -7.091
MV/LV Substation B ***429 | 20 kV | 400V(3ph) & 230V(single ph) | LV | 200 kVA :Pole Substation | 0.2 | --> | 0.2 | 0.155 | 0.8 |  | --> | 0.19 | 0 | 0 | 0 | 0.046 | 0 | 0 | Constrained,otherwise capacity available =158kW. | --> | E12 ex CARNDONAGH | CARNDONAGH: T421∥T422 | TRILLICK |  | 55.2913 | -7.3719
MV/LV Substation B ***546 | 20 kV | 400V(3ph) & 230V(single ph) | LV | 100 kVA :Pole Substation | 0.1 | --> | 0.1 | 0.09 | 8.5 |  | --> | 0.095 | 0 | 0 | 0 | 0 | 0 | 0 | Constrained,otherwise capacity available =101kW. | --> | E12 ex BELLACORICK | BELLACORICK: T122 | BELLACORICK |  | 54.1152 | -9.5439
MV/LV Substation B ***617X | 10 kV | 400V(3ph) & 230V(single ph) | LV | 400 kVA :Kiosk Substation | 0.4 | --> | 0.4 | 0.393 | 5 |  | --> | 0.38 | 0 | 0 | 0 | 0 | 0.4 | 0 |  | --> | C22 ex GALWAY 110KV | GALWAY 110KV: T102 | GALWAY 110KV |  | 53.2859 | -9.0005
MV/LV Substation B ***652X | 20 kV | 400V(3ph) & 230V(single ph) | LV | 100 kVA :Pole Substation | 0.1 | --> | 0.1 | 0 | 0 | Constrained,otherwise capacity available =79kVA. | --> | 0.095 | 0 | 0 | 0 | 0 | 0.103 | 0 |  | --> | E11 ex CREAGH | CREAGH: T421∥T422 | ATHLONE |  | 53.4394 | -8.3021
MV/LV Substation B ***667 | 20 kV | 400V(3ph) & 230V(single ph) | LV | 100 kVA :Pole Substation | 0.1 | --> | 0.1 | 0 | 0 | Constrained,otherwise capacity available =79kVA. | --> | 0.095 | 0 | 0 | 0 | 0.002 | 0.101 | 0 |  | --> | E22 ex COLLOONEY | COLLOONEY: T422 | SLIGO |  | 54.2 | -8.3668
MV/LV Substation B ***668Y | 10 kV | 400V(3ph) & 230V(single ph) | LV | 50 kVA :Pole Substation | 0.05 | --> | 0.05 | 0 | 0 | Constrained,otherwise capacity available =50kVA. | --> | 0.047 | 0 | 0 | 0 | 0 | 0.049 | 0 |  | --> | C15 ex BLAKE | BLAKE: T41∥T42 | BLAKE |  | 53.3002 | -6.8272
MV/LV Substation B ***679X | 10 kV | 400V(3ph) & 230V(single ph) | LV | 100 kVA :Pole Substation | 0.1 | --> | 0.1 | 0.095 | 1.3 |  | --> | 0.095 | 0 | 0 | 0 | 0 | 0 | 0 | Constrained,otherwise capacity available =100kW. | --> | C23 ex KILKEE | KILKEE: T41 | TULLABRACK |  | 52.6001 | -9.7124
MV/LV Substation B ***682 | 20 kV | 400V(3ph) & 230V(single ph) | LV | 200 kVA :Pole Substation | 0.2 | --> | 0.2 | 0.089 | 0.8 |  | --> | 0.19 | 0 | 0 | 0 | 0.003 | 0 | 0 | Constrained,otherwise capacity available =213kW. | --> | E12 ex CARNDONAGH | CARNDONAGH: T421∥T422 | TRILLICK |  | 55.2769 | -7.3938
MV/LV Substation B ***697 | 10 kV | 400V(3ph) & 230V(single ph) | LV | 200 kVA :Kiosk Substation | 0.2 | --> | 0.2 | 0.161 | 2 |  | --> | 0.19 | 0 | 0 | 0 | 0.024 | 0.18 | 0 |  | --> | C17 ex BALLYTIVNAN | BALLYTIVNAN: T41 | SLIGO |  | 54.2985 | -8.5014
MV/LV Substation B ***707Z | 20 kV | 400V(3ph) & 230V(single ph) | LV | 1000 kVA :Building Structure | 1 | --> | 1 | 0.5 | 12.9 |  | --> | 0.95 | 0 | 0 | 0 | 0 | 0.5 | 0 |  | --> | E18 ex COOLROE | COOLROE: T122 | COOLROE |  | 51.8884 | -8.5926
MV/LV Substation B ***708Z | 20 kV | 400V(3ph) & 230V(single ph) | LV | 1000 kVA :Building Structure | 1 | --> | 1 | 0.5 | 10.9 |  | --> | 0.95 | 0 | 0 | 0 | 0 | 0.5 | 0 |  | --> | E11 ex COOLROE | COOLROE: T121 | COOLROE |  | 51.8893 | -8.5911
MV/LV Substation B ***724X | 20 kV | 400V(3ph) & 230V(single ph) | LV | 50 kVA :Pole Substation | 0.05 | --> | 0.05 | 0.05 | 1.5 |  | --> | 0.047 | 0 | 0 | 0 | 0 | 0.049 | 0 |  | --> | E17 ex ACHILL | ACHILL: T422 | CARROWBEG |  | 53.9814 | -10.0022
MV/LV Substation B ***731X | 20 kV | 400V(3ph) & 230V(single ph) | LV | 200 kVA :Pole Substation | 0.2 | --> | 0.2 | 0 | 0 | Constrained,otherwise capacity available =200kVA. | --> | 0.19 | 0 | 0 | 0 | 0 | 0.2 | 0 |  | --> | E11 ex CREAGH | CREAGH: T421∥T422 | ATHLONE |  | 53.4558 | -8.2747
MV/LV Substation B ***736X | 10 kV | 400V(3ph) & 230V(single ph) | LV | 630 kVA :Building Structure | 0.63 | --> | 0.63 | 0.5 | 3.9 |  | --> | 0.598 | 0 | 0 | 0 | 0 | 0.5 | 0 |  | --> | C21 ex GALWAY 110KV | GALWAY 110KV: T103 | GALWAY 110KV |  | 53.2823 | -9.0034
MV/LV Substation B ***779X | 10 kV | 400V(3ph) & 230V(single ph) | LV | 200 kVA :Pole Substation | 0.2 | --> | 0.2 | 0.2 | 25.4 |  | --> | 0.19 | 0 | 0 | 0 | 0 | 0 | 0 | Constrained,otherwise capacity available =200kW. | --> | E14 ex DUNFIRTH | DUNFIRTH: T122 | DUNFIRTH |  | 53.3499 | -6.806
MV/LV Substation B ***806Y | 10 kV | 400V(3ph) & 230V(single ph) | LV | 630 kVA :Building Structure | 0.63 | --> | 0.63 | 0 | 0 | Constrained,otherwise capacity available =500kVA. | --> | 0.598 | 0 | 0 | 0 | 0 | 0.5 | 0 |  | --> | C23 ex ATHLONE | ATHLONE: T41 | ATHLONE |  | 53.4339 | -7.9374
MV/LV Substation B ***820X | 20 kV | 400V(3ph) & 230V(single ph) | LV | 100 kVA :Pole Substation | 0.1 | --> | 0.1 | 0 | 0 | Constrained,otherwise capacity available =74kVA. | --> | 0.095 | 0 | 0 | 0 | 0.003 | 0.1 | 0 |  | --> | E14 ex COLLOONEY | COLLOONEY: T422 | SLIGO |  | 54.1342 | -8.5612
MV/LV Substation B ***852Y | 10 kV | 400V(3ph) & 230V(single ph) | LV | 630 kVA :Building Structure | 0.63 | --> | 0.63 | 0.136 | 5.6 |  | --> | 0.598 | 0 | 0 | 0 | 0 | 0.5 | 0 |  | --> | C12 ex PURCELLS INCH | PURCELLS INCH: T42 | KILKENNY |  | 52.6014 | -7.1981
MV/LV Substation B ***858X | 20 kV | 400V(3ph) & 230V(single ph) | LV | 200 kVA :Pole Substation | 0.2 | --> | 0.2 | 0 | 0 | Constrained,otherwise capacity available =141kVA. | --> | 0.19 | 0 | 0 | 0 | 0.023 | 0 | 0 | Constrained,otherwise capacity available =184kW. | --> | C13 ex CLOYNE | CLOYNE: T41 | MIDLETON |  | 51.8589 | -8.0317
MV/LV Substation B ***915Z | 20 kV | 400V(3ph) & 230V(single ph) | LV | 1000 kVA :Building Structure | 1 | --> | 1 | 0.5 | 10.9 |  | --> | 0.95 | 0 | 0 | 0 | 0.015 | 0.5 | 0 |  | --> | E11 ex COOLROE | COOLROE: T121 | COOLROE |  | 51.8895 | -8.5903
MV/LV Substation B ***935 | 20 kV | 400V(3ph) & 230V(single ph) | LV | 200 kVA :Pole Substation | 0.2 | --> | 0.2 | 0.176 | 1.2 |  | --> | 0.19 | 0 | 0 | 0 | 0 | 0.203 | 0 |  | --> | C16 ex SCREEB | SCREEB: T41 | SCREEB |  | 53.2476 | -9.7384
MV/LV Substation B ***957 | 10 kV | 400V(3ph) & 230V(single ph) | LV | 200 kVA :Pole Substation | 0.2 | --> | 0.2 | 0 | 0 | Constrained,otherwise capacity available =172kVA. | --> | 0.19 | 0 | 0 | 0 | 0 | 0.203 | 0 |  | --> | C15 ex BALLAGHADERREEN | BALLAGHADERREEN: T41∥T42 | TONROE |  | 53.9067 | -8.5573
MV/LV Substation B ***987X | 10 kV | 400V(3ph) & 230V(single ph) | LV | 630 kVA :Building Structure | 0.63 | --> | 0.63 | 0.5 | 11.5 |  | --> | 0.598 | 0 | 0 | 0 | 0 | 0.5 | 0 |  | --> | C21 ex SALTHILL | SALTHILL: T101 | SALTHILL |  | 53.2717 | -9.0982
MV/LV Substation B ***998X | 10 kV | 400V(3ph) & 230V(single ph) | LV | 630 kVA :Building Structure | 0.63 | --> | 0.63 | 0.5 | 5 |  | --> | 0.598 | 0 | 0 | 0 | 0 | 0.5 | 0 |  | --> | C22 ex GALWAY 110KV | GALWAY 110KV: T102 | GALWAY 110KV |  | 53.2855 | -9.0009
MV/LV Substation B.***036Z | 10 kV | 400V(3ph) & 230V(single ph) | LV | 630 kVA :Building Structure | 0.63 | --> | 0.63 | 0.15 | 0.2 | Constrained,otherwise capacity available =432kVA. | --> | 0.598 | 0 | 0 | 0 | 0 | 0 | 0 | Constrained,otherwise capacity available =500kW. | --> | C19 ex COOLMINE | COOLMINE: T41 | FINGLAS |  | 53.394 | -6.3865
MV/LV Substation B.***049Z | 10 kV | 400V(3ph) & 230V(single ph) | LV | 630 kVA :Building Structure | 0.63 | --> | 0.63 | 0 | 0 | Constrained,otherwise capacity available =410kVA. | --> | 0.598 | 0 | 0 | 0 | 0.039 | 0.5 | 0 |  | --> | C31 ex SEMPERIT | SEMPERIT: T43 | GRANGE CASTLE |  | 53.3318 | -6.3709
MV/LV Substation B.***050Z | 10 kV | 400V(3ph) & 230V(single ph) | LV | 630 kVA :Building Structure | 0.63 | --> | 0.63 | 0 | 0 | Constrained,otherwise capacity available =422kVA. | --> | 0.598 | 0 | 0 | 0 | 0.026 | 0.5 | 0 |  | --> | C31 ex SEMPERIT | SEMPERIT: T43 | GRANGE CASTLE |  | 53.3312 | -6.3685
MV/LV Substation B.***116Z | 10 kV | 400V(3ph) & 230V(single ph) | LV | 400 kVA :Building Structure | 0.4 | --> | 0.4 | 0 | 0 | Constrained,otherwise capacity available =351kVA. | --> | 0.38 | 0 | 0 | 0 | 0.007 | 0.399 | 0 |  | --> | C31 ex SEMPERIT | SEMPERIT: T43 | GRANGE CASTLE |  | 53.3348 | -6.3666
MV/LV Substation B.***396X | 10 kV | 400V(3ph) & 230V(single ph) | LV | 50 kVA :Pole Substation | 0.05 | --> | 0.05 | 0.04 | 11.1 |  | --> | 0.047 | 0 | 0 | 0 | 0 | 0.051 | 0 |  | --> | C11 ex FORTUNESTOWN | FORTUNESTOWN: T101 | INCHICORE 220KV |  | 53.293 | -6.4192
MV/LV Substation B.***613 | 10 kV | 400V(3ph) & 230V(single ph) | LV | 200 kVA :Kiosk Substation | 0.2 | --> | 0.2 | 0.066 | 4.7 |  | --> | 0.19 | 0 | 0 | 0 | 0.039 | 0.178 | 0 |  | --> | C18 ex DUN LAOGHAIRE | DUN LAOGHAIRE: T42 | BLACKROCK |  | 53.2972 | -6.1406
MV/LV Substation B.***701Y | 10 kV | 400V(3ph) & 230V(single ph) | LV | 1000 kVA :Building Structure | 1 | --> | 1 | 0 | 0 | Constrained,otherwise capacity available =500kVA. | --> | 0.95 | 0 | 0 | 0 | 0.007 | 0.5 | 0 |  | --> | C20 ex SEMPERIT | SEMPERIT: T42 | GRANGE CASTLE |  | 53.3326 | -6.3646
MV/LV Substation B/***010 | 10 kV | 400V(3ph) & 230V(single ph) | LV | 100 kVA :Pole Substation | 0.1 | --> | 0.1 | 0.069 | 1.5 |  | --> | 0.095 | 0 | 0 | 0 | 0 | 0.104 | 0 |  | --> | C18 ex TUBBERCURRY | TUBBERCURRY: T42 | TONROE |  | 54.0511 | -8.7168
MV/LV Substation B/***159 | 20 kV | 400V(3ph) & 230V(single ph) | LV | 50 kVA :Pole Substation | 0.05 | --> | 0.05 | 0 | 0 | Constrained,otherwise capacity available =43kVA. | --> | 0.047 | 0 | 0 | 0 | 0 | 0 | 0 | Constrained,otherwise capacity available =50kW. | --> | C13 ex CLOYNE | CLOYNE: T41 | MIDLETON |  | 51.8737 | -7.9904
MV/LV Substation B/***206Y | 20 kV | 400V(3ph) & 230V(single ph) | LV | 200 kVA :Pole Substation | 0.2 | --> | 0.2 | 0.154 | 0.4 |  | --> | 0.19 | 0 | 0 | 0 | 0 | 0.207 | 0 |  | --> | C17 ex KYLEERAGH | KYLEERAGH: T41 | NENAGH |  | 52.9979 | -8.13
MV/LV Substation B/***289Y | 20 kV | 400V(3ph) & 230V(single ph) | LV | 100 kVA :Pole Substation | 0.1 | --> | 0.1 | 0.097 | 2.7 |  | --> | 0.095 | 0 | 0 | 0 | 0.003 | 0 | 0 | Constrained,otherwise capacity available =96kW. | --> | E18 ex TULLOW | TULLOW: T422 | CARLOW |  | 52.8724 | -6.4831
MV/LV Substation B/***388X | 20 kV | 400V(3ph) & 230V(single ph) | LV | 630 kVA :Building Structure | 0.63 | --> | 0.63 | 0.295 | 6.9 |  | --> | 0.598 | 0 | 0 | 0 | 0 | 0 | 0 | Constrained,otherwise capacity available =500kW. | --> | E14 ex RATHKEALE | RATHKEALE: T421∥T422 | RATHKEALE |  | 52.5102 | -8.7993
MV/LV Substation B/***4271 | 20 kV | 400V(3ph) & 230V(single ph) | LV | 50 kVA :Pole Substation | 0.05 | --> | 0.05 | 0.05 | 4.6 |  | --> | 0.047 | 0 | 0 | 0 | 0 | 0.049 | 0 |  | --> | E13 ex BALLYRAGGET | BALLYRAGGET: T421∥T422 | BALLYRAGGET |  | 52.7988 | -7.3415
MV/LV Substation B/***4354 | 20 kV | 400V(3ph) & 230V(single ph) | LV | 50 kVA :Pole Substation | 0.05 | --> | 0.05 | 0.045 | 4.5 |  | --> | 0.047 | 0 | 0 | 0 | 0 | 0 | 0 | Constrained,otherwise capacity available =50kW. | --> | E13 ex TELAYDON | TELAYDON: T421 | LISDRUM |  | 54.322 | -7.1138
MV/LV Substation B/***438Y | 20 kV | 400V(3ph) & 230V(single ph) | LV | 50 kVA :Pole Substation | 0.05 | --> | 0.05 | 0.046 | 1.3 |  | --> | 0.047 | 0 | 0 | 0 | 0 | 0.049 | 0 |  | --> | E13 ex KILCARRAGH | KILCARRAGH: T421∥T422 | BUTLERSTOWN |  | 52.1945 | -7.0203
MV/LV Substation B/***480 | 20 kV | 400V(3ph) & 230V(single ph) | LV | 50 kVA :Pole Substation | 0.05 | --> | 0.05 | 0.014 | 3.7 |  | --> | 0.047 | 0 | 0 | 0 | 0 | 0 | 0 | Constrained,otherwise capacity available =54kW. | --> | E20 ex FOXHOLE | FOXHOLE: T421∥T422 | DUNGARVAN |  | 51.9458 | -7.9778
MV/LV Substation B/***482 | 10 kV | 400V(3ph) & 230V(single ph) | LV | 100 kVA :Pole Substation | 0.1 | --> | 0.1 | 0.037 | 0.8 |  | --> | 0.095 | 0 | 0 | 0 | 0 | 0.109 | 0 |  | --> | C12 ex BALLYBEGGAN | BALLYBEGGAN: T43∥T44 | TRALEE |  | 52.2569 | -9.6476
MV/LV Substation B/***532 | 20 kV | 400V(3ph) & 230V(single ph) | LV | 50 kVA :Pole Substation | 0.05 | --> | 0.05 | 0.037 | 4.5 |  | --> | 0.047 | 0 | 0 | 0 | 0.004 | 0 | 0 | Constrained,otherwise capacity available =46kW. | --> | E13 ex TELAYDON | TELAYDON: T421 | LISDRUM |  | 54.3214 | -7.1178
MV/LV Substation B/***533X | 10 kV | 400V(3ph) & 230V(single ph) | LV | 1000 kVA :Building Structure | 1 | --> | 1 | 0.5 | 0.6 |  | --> | 0.95 | 0 | 0 | 0 | 0 | 0.5 | 0 |  | --> | C13 ex CLONDALKIN | CLONDALKIN: T41 | INCHICORE 220KV |  | 53.3252 | -6.3607
MV/LV Substation B/***550Y | 20 kV | 400V(3ph) & 230V(single ph) | LV | 200 kVA :Building Structure | 0.2 | --> | 0.2 | 0.185 | 0.4 |  | --> | 0.19 | 0 | 0 | 0 | 0 | 0.202 | 0 |  | --> | C17 ex KYLEERAGH | KYLEERAGH: T41 | NENAGH |  | 52.9973 | -8.1277
MV/LV Substation B/***556Z | 10 kV | 400V(3ph) & 230V(single ph) | LV | 1000 kVA :Building Structure | 1 | --> | 1 | 0.5 | 6.3 |  | --> | 0.95 | 0 | 0 | 0 | 0 | 0.5 | 0 |  | --> | C14 ex KILBARRY | KILBARRY: T43 | KILBARRY |  | 51.9163 | -8.4731
MV/LV Substation B/***692 | 20 kV | 400V(3ph) & 230V(single ph) | LV | 200 kVA :Pole Substation | 0.2 | --> | 0.2 | 0 | 0 | Constrained,otherwise capacity available =162kVA. | --> | 0.19 | 0 | 0 | 0 | 0 | 0 | 0 | Constrained,otherwise capacity available =205kW. | --> | C18 ex LEE BRIDGE | LEE BRIDGE: T42 | MACROOM |  | 51.9365 | -9.0475
MV/LV Substation B/***712 | 20 kV | 400V(3ph) & 230V(single ph) | LV | 630 kVA :Kiosk Substation | 0.63 | --> | 0.63 | 0.5 | 5.1 |  | --> | 0.598 | 0 | 0 | 0 | 0.003 | 0.5 | 0 |  | --> | E18 ex BALLYBUNION | BALLYBUNION: T421∥T422 | TRIEN |  | 52.5117 | -9.6712
MV/LV Substation B/***744 | 10 kV | 400V(3ph) & 230V(single ph) | LV | 50 kVA :Pole Substation | 0.05 | --> | 0.05 | 0.039 | 0.9 |  | --> | 0.047 | 0 | 0 | 0 | 0 | 0.051 | 0 |  | --> | C18 ex BALLYHALE | BALLYHALE: T42 | KILKENNY |  | 52.4505 | -7.3013
MV/LV Substation B/***747Z | 10 kV | 400V(3ph) & 230V(single ph) | LV | 400 kVA :Building Structure | 0.4 | --> | 0.4 | 0.383 | 0.9 |  | --> | 0.38 | 0 | 0 | 0 | 0 | 0.402 | 0 |  | --> | C15 ex RIVERSTOWN | RIVERSTOWN: T41∥T42 | KILBARRY |  | 51.9325 | -8.3692
MV/LV Substation B/***756Z | 10 kV | 400V(3ph) & 230V(single ph) | LV | 630 kVA :Building Structure | 0.63 | --> | 0.63 | 0.5 | 0.9 |  | --> | 0.598 | 0 | 0 | 0 | 0.004 | 0.5 | 0 |  | --> | C15 ex RIVERSTOWN | RIVERSTOWN: T41∥T42 | KILBARRY |  | 51.9322 | -8.37
MV/LV Substation B/***831Y | 20 kV | 400V(3ph) & 230V(single ph) | LV | 50 kVA :Pole Substation | 0.05 | --> | 0.05 | 0 | 0 | Constrained,otherwise capacity available =50kVA. | --> | 0.047 | 0 | 0 | 0 | 0 | 0.049 | 0 |  | --> | E21 ex GLENAMADDY | GLENAMADDY: T422 | ATHLONE |  | 53.6343 | -8.7009
MV/LV Substation B/***885 | 20 kV | 400V(3ph) & 230V(single ph) | LV | 100 kVA :Pole Substation | 0.1 | --> | 0.1 | 0.074 | 1.3 |  | --> | 0.095 | 0 | 0 | 0 | 0.005 | 0.098 | 0 |  | --> | E11 ex KILCULLEN | KILCULLEN: T424 | STRATFORD |  | 53.1203 | -6.6917
MV/LV Substation B/***933 | 20 kV | 400V(3ph) & 230V(single ph) | LV | 100 kVA :Pole Substation | 0.1 | --> | 0.1 | 0.066 | 8.5 |  | --> | 0.095 | 0 | 0 | 0 | 0.003 | 0 | 0 | Constrained,otherwise capacity available =101kW. | --> | E14 ex BELLACORICK | BELLACORICK: T122 | BELLACORICK |  | 54.1461 | -9.7461
MV/LV Substation B/***986 | 10 kV | 400V(3ph) & 230V(single ph) | LV | 100 kVA :Pole Substation | 0.1 | --> | 0.1 | 0.047 | 4.6 |  | --> | 0.095 | 0 | 0 | 0 | 0.007 | 0.1 | 0 |  | --> | C21 ex BALLYRAINE | BALLYRAINE: T41∥T42 | LETTERKENNY |  | 54.9863 | -7.7294
MV/LV Substation B/***987 | 20 kV | 400V(3ph) & 230V(single ph) | LV | 200 kVA :Kiosk Substation | 0.2 | --> | 0.2 | 0 | 12.9 |  | --> | 0.19 | 0 | 0 | 0 | 0 | 0.23 | 0 |  | --> | E18 ex COOLROE | COOLROE: T122 | COOLROE |  | 51.8886 | -8.5852
MV/LV Substation B+***418Y | 20 kV | 400V(3ph) & 230V(single ph) | LV | 200 kVA :Pole Substation | 0.2 | --> | 0.2 | 0.145 | 1 |  | --> | 0.19 | 0 | 0 | 0 | 0 | 0.208 | 0 |  | --> | E14 ex RANDALSTOWN | RANDALSTOWN: T422 | NAVAN |  | 53.7049 | -6.6841
MV/LV Substation B8***419Z | 20 kV | 400V(3ph) & 230V(single ph) | LV | 630 kVA :Building Structure | 0.63 | --> | 0.63 | 0 | 0 | Constrained,otherwise capacity available =500kVA. | --> | 0.598 | 0 | 0 | 0 | 0.015 | 0.5 | 0 |  | --> | E15 ex WHITECHURCH | WHITECHURCH: T421 | KILBARRY |  | 51.9368 | -8.5463
MV/LV Substation BA***001 | 10 kV | 400V(3ph) & 230V(single ph) | LV | 200 kVA :Kiosk Substation | 0.2 | --> | 0.2 | 0 | 0 | Constrained,otherwise capacity available =31kVA. | --> | 0.19 | 0 | 0 | 0 | 0 | 0.224 | 0 |  | --> | C18 ex CLONES | CLONES: T41∥T42 | SHANKILL |  | 54.1779 | -7.2325
MV/LV Substation BA***001 | 10 kV | 400V(3ph) & 230V(single ph) | LV | 200 kVA :Pole Substation | 0.2 | --> | 0.2 | 0.063 | 0.5 |  | --> | 0.19 | 0 | 0 | 0 | 0.004 | 0.216 | 0 |  | --> | C12 ex CHARLESTOWN | CHARLESTOWN: T41 | TONROE |  | 53.9622 | -8.7947
MV/LV Substation BA***001 | 10 kV | 400V(3ph) & 230V(single ph) | LV | 50 kVA :Pole Substation | 0.05 | --> | 0.05 | 0.05 | 1 |  | --> | 0.047 | 0 | 0 | 0 | 0 | 0 | 0 | Constrained,otherwise capacity available =49kW. | --> | C16 ex KILCLOHER | KILCLOHER: T42 | DUNGARVAN |  | 52.1311 | -7.8069
MV/LV Substation BA***001 | 10 kV | 400V(3ph) & 230V(single ph) | LV | 400 kVA :Kiosk Substation | 0.4 | --> | 0.4 | 0.183 | 4.1 |  | --> | 0.38 | 0 | 0 | 0 | 0 | 0 | 0 | Constrained,otherwise capacity available =432kW. | --> | E17 ex CHARLEVILLE | CHARLEVILLE: T422 | CHARLEVILLE |  | 52.3543 | -8.6846
MV/LV Substation BA***001 | 20 kV | 400V(3ph) & 230V(single ph) | LV | 400 kVA :Kiosk Substation | 0.4 | --> | 0.4 | 0.054 | 1.1 |  | --> | 0.38 | 0 | 0 | 0 | 0.011 | 0.439 | 0 |  | --> | E19 ex LAWLESSTOWN | LAWLESSTOWN: T421 | DOON |  | 52.4668 | -7.6941
MV/LV Substation BA***002 | 10 kV | 400V(3ph) & 230V(single ph) | LV | 400 kVA :Kiosk Substation | 0.4 | --> | 0.4 | 0.229 | 0.3 |  | --> | 0.38 | 0 | 0 | 0 | 0.003 | 0.423 | 0 |  | --> | C14 ex ATHLONE | ATHLONE: T42 | ATHLONE |  | 53.4217 | -7.9443
MV/LV Substation BA***002 | 10 kV | 400V(3ph) & 230V(single ph) | LV | 400 kVA :Building Structure | 0.4 | --> | 0.4 | 0 | 0 | Constrained,otherwise capacity available =356kVA. | --> | 0.38 | 0 | 0 | 0 | 0.011 | 0.394 | 0 |  | --> | E13 ex DALTON | DALTON: T421∥T422 | DALTON |  | 53.7147 | -8.9945
MV/LV Substation BA***002 | 10 kV | 400V(3ph) & 230V(single ph) | LV | 50 kVA :Pole Substation | 0.05 | --> | 0.05 | 0 | 0 | Constrained,otherwise capacity available =43kVA. | --> | 0.047 | 0 | 0 | 0 | 0.008 | 0.041 | 0 |  | --> | C15 ex SAGGART | SAGGART: T41∥T42 | GRANGE CASTLE |  | 53.2383 | -6.3982
MV/LV Substation BA***002 | 10 kV | 400V(3ph) & 230V(single ph) | LV | 200 kVA :Pole Substation | 0.2 | --> | 0.2 | 0.09 | 5.5 |  | --> | 0.19 | 0 | 0 | 0 | 0.002 | 0 | 0 | Constrained,otherwise capacity available =214kW. | --> | C22 ex ENNISKEANE | ENNISKEANE: T41∥T42 | BANDON |  | 51.7365 | -8.9475
MV/LV Substation BA***002 | 10 kV | 400V(3ph) & 230V(single ph) | LV | 630 kVA :Kiosk Substation | 0.63 | --> | 0.63 | 0.275 | 1.8 |  | --> | 0.598 | 0 | 0 | 0 | 0.008 | 0.5 | 0 |  | --> | C19 ex WATERFORD | WATERFORD: T41 | WATERFORD |  | 52.2601 | -7.1173
MV/LV Substation BA***002 | 10 kV | 400V(3ph) & 230V(single ph) | LV | 400 kVA :Kiosk Substation | 0.4 | --> | 0.4 | 0 | 0 | Constrained,otherwise capacity available =88kVA. | --> | 0.38 | 0 | 0 | 0 | 0.006 | 0 | 0 | Constrained,otherwise capacity available =440kW. | --> | C15 ex BANAGHER | BANAGHER: T42 | DALLOW |  | 53.1901 | -7.9867
MV/LV Substation BA***002 | 10 kV | 400V(3ph) & 230V(single ph) | LV | 400 kVA :Kiosk Substation | 0.4 | --> | 0.4 | 0.192 | 4.8 |  | --> | 0.38 | 0 | 0 | 0 | 0 | 0.431 | 0 |  | --> | C19 ex ATHY | ATHY: T101 | ATHY |  | 52.9919 | -6.9843
MV/LV Substation BA***002 | 10 kV | 400V(3ph) & 230V(single ph) | LV | 400 kVA :Kiosk Substation | 0.4 | --> | 0.4 | 0 | 0 |  | --> | 0.38 | 0 | 0 | 0 | 0.002 | 0.457 | 0 |  | --> | C16 ex CLONAKILTY | CLONAKILTY: T41∥T42 | DUNMANWAY |  | 51.6232 | -8.8877
MV/LV Substation BA***002X | 10 kV | 400V(3ph) & 230V(single ph) | LV | 630 kVA :Building Structure | 0.63 | --> | 0.63 | 0.5 | 5 |  | --> | 0.598 | 0 | 0 | 0 | 0 | 0.5 | 0 |  | --> | C21 ex BALLYRICKARD | BALLYRICKARD: T41∥T42 | TRALEE |  | 52.2657 | -9.7152
MV/LV Substation BA***003 | 20 kV | 400V(3ph) & 230V(single ph) | LV | 50 kVA :Pole Substation | 0.05 | --> | 0.05 | 0.043 | 0.2 |  | --> | 0.047 | 0 | 0 | 0 | 0.008 | 0.041 | 0 |  | --> | C16 ex MOATE | MOATE: T42 | ATHLONE |  | 53.4111 | -7.6884
MV/LV Substation BA***003 | 10 kV | 400V(3ph) & 230V(single ph) | LV | 400 kVA :Kiosk Substation | 0.4 | --> | 0.4 | 0.137 | 0.1 | Constrained,otherwise capacity available =298kVA. | --> | 0.38 | 0 | 0 | 0 | 0.012 | 0.403 | 0 |  | --> | C19 ex SANDYFORD | SANDYFORD: T41 | CARRICKMINES |  | 53.2781 | -6.2535
MV/LV Substation BA***003 | 10 kV | 400V(3ph) & 230V(single ph) | LV | 200 kVA :Pole Substation | 0.2 | --> | 0.2 | 0.142 | 2.8 |  | --> | 0.19 | 0 | 0 | 0 | 0 | 0.208 | 0 |  | --> | E14 ex LONGFORD | LONGFORD: T422 | RICHMOND |  | 53.736 | -7.8011
MV/LV Substation BA***003 | 10 kV | 400V(3ph) & 230V(single ph) | LV | 200 kVA :Pole Substation | 0.2 | --> | 0.2 | 0 | 0 | Constrained,otherwise capacity available =44kVA. | --> | 0.19 | 0 | 0 | 0 | 0.005 | 0.218 | 0 |  | --> | C17 ex CARRIGSHANE | CARRIGSHANE: T41 | MIDLETON |  | 51.8989 | -8.1648
MV/LV Substation BA***003Y | 20 kV | 400V(3ph) & 230V(single ph) | LV | 100 kVA :Pole Substation | 0.1 | --> | 0.1 | 0.069 | 2.8 |  | --> | 0.095 | 0 | 0 | 0 | 0 | 0 | 0 | Constrained,otherwise capacity available =104kW. | --> | C13 ex LEE BRIDGE | LEE BRIDGE: T41 | MACROOM |  | 51.8502 | -9.2335
MV/LV Substation BA***003Y | 10 kV | 400V(3ph) & 230V(single ph) | LV | 50 kVA :Pole Substation | 0.05 | --> | 0.05 | 0.05 | 2.3 |  | --> | 0.047 | 0 | 0 | 0 | 0 | 0.049 | 0 |  | --> | C11 ex CASTLECOMER | CASTLECOMER: T41∥T42 | BALLYRAGGET |  | 52.7913 | -7.2116
MV/LV Substation BA***004 | 20 kV | 400V(3ph) & 230V(single ph) | LV | 200 kVA :Pole Substation | 0.2 | --> | 0.2 | 0.02 | 2.1 |  | --> | 0.19 | 0 | 0 | 0 | 0.007 | 0.219 | 0 |  | --> | E18 ex NEWPORT | NEWPORT: T421 | CARROWBEG |  | 53.8861 | -9.5444
MV/LV Substation BA***004 | 10 kV | 400V(3ph) & 230V(single ph) | LV | 100 kVA :Pole Substation | 0.1 | --> | 0.1 | 0.093 | 1.5 |  | --> | 0.095 | 0 | 0 | 0 | 0.007 | 0.093 | 0 |  | --> | C17 ex TUBBERCURRY | TUBBERCURRY: T42 | TONROE |  | 54.0393 | -8.8152
MV/LV Substation BA***004 | 10 kV | 400V(3ph) & 230V(single ph) | LV | 630 kVA :Building Structure | 0.63 | --> | 0.63 | 0.327 | 1.2 |  | --> | 0.598 | 0 | 0 | 0 | 0.021 | 0 | 0 | Constrained,otherwise capacity available =500kW. | --> | C13 ex KNOCKAPHUNTA | KNOCKAPHUNTA: T41∥T42 | CASTLEBAR |  | 53.8563 | -9.2876
MV/LV Substation BA***005 | 10 kV | 400V(3ph) & 230V(single ph) | LV | 400 kVA :Kiosk Substation | 0.4 | --> | 0.4 | 0.12 | 0.1 | Constrained,otherwise capacity available =230kVA. | --> | 0.38 | 0 | 0 | 0 | 0.003 | 0 | 0 | Constrained,otherwise capacity available =423kW. | --> | C16 ex CREGG ROAD | CREGG ROAD: T41∥T42 | BALLYDINE |  | 52.3487 | -7.3949
MV/LV Substation BA***005 | 10 kV | 400V(3ph) & 230V(single ph) | LV | 400 kVA :Kiosk Substation | 0.4 | --> | 0.4 | 0 | 0 | Constrained,otherwise capacity available =304kVA. | --> | 0.38 | 0 | 0 | 0 | 0.007 | 0.407 | 0 |  | --> | C13 ex TUAM SOUTH | TUAM SOUTH: T42 | CLOON |  | 53.5192 | -8.8586
MV/LV Substation BA***005 | 10 kV | 400V(3ph) & 230V(single ph) | LV | 400 kVA :Kiosk Substation | 0.4 | --> | 0.4 | 0.273 | 1 |  | --> | 0.38 | 0 | 0 | 0 | 0.003 | 0 | 0 | Constrained,otherwise capacity available =416kW. | --> | C16 ex KILCLOHER | KILCLOHER: T42 | DUNGARVAN |  | 52.1458 | -7.8471
MV/LV Substation BA***005X | 20 kV | 400V(3ph) & 230V(single ph) | LV | 50 kVA :Pole Substation | 0.05 | --> | 0.05 | 0.05 | 1.3 |  | --> | 0.047 | 0 | 0 | 0 | 0 | 0.049 | 0 |  | --> | C11 ex ENNIS NORTH | ENNIS NORTH: T41∥T42 | ENNIS |  | 52.92 | -9.0491
MV/LV Substation BA***005Y | 20 kV | 400V(3ph) & 230V(single ph) | LV | 50 kVA :Pole Substation | 0.05 | --> | 0.05 | 0 | 0 | Constrained,otherwise capacity available =43kVA. | --> | 0.047 | 0 | 0 | 0 | 0 | 0.05 | 0 |  | --> | C22 ex ENNISTYMON | ENNISTYMON: T41∥T42 | ENNIS |  | 53.0121 | -9.3663
MV/LV Substation BA***005Z | 10 kV | 400V(3ph) & 230V(single ph) | LV | 200 kVA :Kiosk Substation | 0.2 | --> | 0.2 | 0 | 0 | Constrained,otherwise capacity available =162kVA. | --> | 0.19 | 0 | 0 | 0 | 0.014 | 0.19 | 0 |  | --> | C12 ex MONEYCOOLEY | MONEYCOOLEY: T42 | GRIFFINRATH |  | 53.3497 | -6.5557
MV/LV Substation BA***005Z | 20 kV | 400V(3ph) & 230V(single ph) | LV | 100 kVA :Pole Substation | 0.1 | --> | 0.1 | 0.077 | 15.6 |  | --> | 0.095 | 0 | 0 | 0 | 0.01 | 0.092 | 0 |  | --> | C22 ex STEPHENSTOWN | STEPHENSTOWN: T102 | FINGLAS |  | 53.6187 | -6.2313
MV/LV Substation BA***006 | 10 kV | 400V(3ph) & 230V(single ph) | LV | 400 kVA :Kiosk Substation | 0.4 | --> | 0.4 | 0.251 | 3.6 |  | --> | 0.38 | 0 | 0 | 0 | 0.003 | 0.419 | 0 |  | --> | C18 ex CASTLEREA | CASTLEREA: T41∥T42 | CARRICK ON SHANNON |  | 53.7687 | -8.4942
MV/LV Substation BA***006 | 10 kV | 400V(3ph) & 230V(single ph) | LV | 50 kVA :Pole Substation | 0.05 | --> | 0.05 | 0 | 0 | Constrained,otherwise capacity available =39kVA. | --> | 0.047 | 0 | 0 | 0 | 0 | 0 | 0 | Constrained,otherwise capacity available =51kW. | --> | C15 ex FERMOY NORTH | FERMOY NORTH: T41∥T42 | BARRYMORE |  | 52.1408 | -8.284
MV/LV Substation BA***006 | 10 kV | 400V(3ph) & 230V(single ph) | LV | 50 kVA :Pole Substation | 0.05 | --> | 0.05 | 0 | 0 | Constrained,otherwise capacity available =48kVA. | --> | 0.047 | 0 | 0 | 0 | 0 | 0 | 0 | Constrained,otherwise capacity available =49kW. | --> | C17 ex COLLIGAN | COLLIGAN: T41 | DUNGARVAN |  | 52.0959 | -7.661
MV/LV Substation BA***006 | 10 kV | 400V(3ph) & 230V(single ph) | LV | 100 kVA :Pole Substation | 0.1 | --> | 0.1 | 0.066 | 0.8 |  | --> | 0.095 | 0 | 0 | 0 | 0.007 | 0.097 | 0 |  | --> | C11 ex KILSHANNY | KILSHANNY: T41 | CAHIR |  | 52.2717 | -8.2666
MV/LV Substation BA***006 | 10 kV | 400V(3ph) & 230V(single ph) | LV | 100 kVA :Pole Substation | 0.1 | --> | 0.1 | 0 | 11.3 |  | --> | 0.095 | 0 | 0 | 0 | 0.008 | 0.106 | 0 |  | --> | C18 ex ENNIS | ENNIS: T102 | ENNIS |  | 52.8586 | -8.9484
MV/LV Substation BA***006 | 10 kV | 400V(3ph) & 230V(single ph) | LV | 200 kVA :Kiosk Substation | 0.2 | --> | 0.2 | 0.107 | 4.6 |  | --> | 0.19 | 0 | 0 | 0 | 0.009 | 0.204 | 0 |  | --> | C12 ex BALLYRAINE | BALLYRAINE: T41∥T42 | LETTERKENNY |  | 54.9538 | -7.7113
MV/LV Substation BA***006X | 10 kV | 400V(3ph) & 230V(single ph) | LV | 200 kVA :Kiosk Substation | 0.2 | --> | 0.2 | 0.172 | 4.3 |  | --> | 0.19 | 0 | 0 | 0 | 0 | 0.203 | 0 |  | --> | C26 ex BAILIEBORO | BAILIEBORO: T41∥T42 | MEATH HILL |  | 53.9094 | -6.9663
MV/LV Substation BA***006X | 10 kV | 400V(3ph) & 230V(single ph) | LV | 400 kVA :Kiosk Substation | 0.4 | --> | 0.4 | 0 | 0 | Constrained,otherwise capacity available =275kVA. | --> | 0.38 | 0 | 0 | 0 | 0.019 | 0.399 | 0 |  | --> | C13 ex BELGARD | BELGARD: T41 | COOKSTOWN |  | 53.29 | -6.3533
MV/LV Substation BA***006X | 10 kV | 400V(3ph) & 230V(single ph) | LV | 50 kVA :Pole Substation | 0.05 | --> | 0.05 | 0 | 0 | Constrained,otherwise capacity available =39kVA. | --> | 0.047 | 0 | 0 | 0 | 0 | 0.051 | 0 |  | --> | E15 ex WHITECHURCH | WHITECHURCH: T421 | KILBARRY |  | 51.9294 | -8.5586
MV/LV Substation BA***006Z | 20 kV | 400V(3ph) & 230V(single ph) | LV | 630 kVA :Building Structure | 0.63 | --> | 0.63 | 0.5 | 2.8 |  | --> | 0.598 | 0 | 0 | 0 | 0 | 0.5 | 0 |  | --> | C14 ex CASHEL | CASHEL: T42 | CAHIR |  | 52.5358 | -7.8736
MV/LV Substation BA***007 | 10 kV | 400V(3ph) & 230V(single ph) | LV | 630 kVA :Kiosk Substation | 0.63 | --> | 0.63 | 0.451 | 3.6 |  | --> | 0.598 | 0 | 0 | 0 | 0.017 | 0.5 | 0 |  | --> | C17 ex DEANSGRANGE | DEANSGRANGE: T41 | CARRICKMINES |  | 53.2807 | -6.1576
MV/LV Substation BA***007 | 10 kV | 400V(3ph) & 230V(single ph) | LV | 200 kVA :Pole Substation | 0.2 | --> | 0.2 | 0.082 | 3 |  | --> | 0.19 | 0 | 0 | 0 | 0.004 | 0.213 | 0 |  | --> | C15 ex CROSSMOLINA | CROSSMOLINA: T41∥T42 | MOY |  | 54.1 | -9.3152
MV/LV Substation BA***007 | 10 kV | 400V(3ph) & 230V(single ph) | LV | 200 kVA :Pole Substation | 0.2 | --> | 0.2 | 0.073 | 2.5 |  | --> | 0.19 | 0 | 0 | 0 | 0.007 | 0.211 | 0 |  | --> | C18 ex NENAGH | NENAGH: T42 | NENAGH |  | 52.867 | -8.2005
MV/LV Substation BA***007 | 10 kV | 400V(3ph) & 230V(single ph) | LV | 400 kVA :Building Structure | 0.4 | --> | 0.4 | 0 | 0 | Constrained,otherwise capacity available =187kVA. | --> | 0.38 | 0 | 0 | 0 | 0.003 | 0.429 | 0 |  | --> | C16 ex MERVILLE | MERVILLE: T42 | FINGLAS |  | 53.3868 | -6.2935
MV/LV Substation BA***007 | 10 kV | 400V(3ph) & 230V(single ph) | LV | 400 kVA :Building Structure | 0.4 | --> | 0.4 | 0.328 | 3.5 |  | --> | 0.38 | 0 | 0 | 0 | 0.039 | 0 | 0 | Constrained,otherwise capacity available =369kW. | --> | C12 ex TELAYDON | TELAYDON: T42 | LISDRUM |  | 54.2609 | -6.9651
MV/LV Substation BA***007X | 10 kV | 400V(3ph) & 230V(single ph) | LV | 50 kVA :Pole Substation | 0.05 | --> | 0.05 | 0.049 | 3.4 |  | --> | 0.047 | 0 | 0 | 0 | 0 | 0.049 | 0 |  | --> | C14 ex CAUSEWAY | CAUSEWAY: T41∥T42 | TRALEE |  | 52.4229 | -9.6914
MV/LV Substation BA***007X | 10 kV | 400V(3ph) & 230V(single ph) | LV | 400 kVA :Kiosk Substation | 0.4 | --> | 0.4 | 0 | 0 | Constrained,otherwise capacity available =236kVA. | --> | 0.38 | 0 | 0 | 0 | 0.021 | 0.402 | 0 |  | --> | C13 ex BELGARD | BELGARD: T41 | COOKSTOWN |  | 53.2894 | -6.3497
MV/LV Substation BA***008 | 20 kV | 400V(3ph) & 230V(single ph) | LV | 200 kVA :Pole Substation | 0.2 | --> | 0.2 | 0.081 | 0.2 |  | --> | 0.19 | 0 | 0 | 0 | 0.031 | 0.184 | 0 |  | --> | C15 ex MOATE | MOATE: T42 | ATHLONE |  | 53.3955 | -7.7304
MV/LV Substation BA***008 | 10 kV | 400V(3ph) & 230V(single ph) | LV | 100 kVA :Pole Substation | 0.1 | --> | 0.1 | 0.075 | 4.5 |  | --> | 0.095 | 0 | 0 | 0 | 0 | 0 | 0 | Constrained,otherwise capacity available =103kW. | --> | E21 ex TELAYDON | TELAYDON: T421 | LISDRUM |  | 54.2563 | -6.9656
MV/LV Substation BA***008 | 10 kV | 400V(3ph) & 230V(single ph) | LV | 630 kVA :Building Structure | 0.63 | --> | 0.63 | 0.188 | 1.2 |  | --> | 0.598 | 0 | 0 | 0 | 0.003 | 0.5 | 0 |  | --> | C11 ex TRIMMS LANE | TRIMMS LANE: T41 | SALTHILL |  | 53.2598 | -9.0772
MV/LV Substation BA***008 | 10 kV | 400V(3ph) & 230V(single ph) | LV | 1000 kVA :Building Structure | 1 | --> | 1 | 0.5 | 1.5 |  | --> | 0.95 | 0 | 0 | 0 | 0 | 0.5 | 0 |  | --> | C17 ex TUBBERCURRY | TUBBERCURRY: T42 | TONROE |  | 54.0524 | -8.7376
MV/LV Substation BA***008 | 10 kV | 400V(3ph) & 230V(single ph) | LV | 400 kVA :Kiosk Substation | 0.4 | --> | 0.4 | 0.257 | 5 |  | --> | 0.38 | 0 | 0 | 0 | 0.003 | 0.418 | 0 |  | --> | C19 ex BALLYRICKARD | BALLYRICKARD: T41∥T42 | TRALEE |  | 52.2742 | -9.7061
MV/LV Substation BA***009 | 20 kV | 400V(3ph) & 230V(single ph) | LV | 200 kVA :Pole Substation | 0.2 | --> | 0.2 | 0 | 0 | Constrained,otherwise capacity available =20kVA. | --> | 0.19 | 0 | 0 | 0 | 0.006 | 0 | 0 | Constrained,otherwise capacity available =220kW. | --> | E17 ex PORTLAOISE | PORTLAOISE: T423∥T424 | PORTLAOISE |  | 52.9132 | -7.3474
MV/LV Substation BA***009 | 10 kV | 400V(3ph) & 230V(single ph) | LV | 400 kVA :Kiosk Substation | 0.4 | --> | 0.4 | 0.283 | 2.5 |  | --> | 0.38 | 0 | 0 | 0 | 0.006 | 0 | 0 | Constrained,otherwise capacity available =411kW. | --> | C11 ex GRAIGUE | GRAIGUE: T41 | CARLOW |  | 52.8328 | -6.9362
MV/LV Substation BA***009 | 10 kV | 400V(3ph) & 230V(single ph) | LV | 630 kVA :Kiosk Substation | 0.63 | --> | 0.63 | 0.5 | 0.5 |  | --> | 0.598 | 0 | 0 | 0 | 0 | 0.5 | 0 |  | --> | C19 ex BALLYBODEN | BALLYBODEN: T41 | COOKSTOWN |  | 53.2848 | -6.3026
MV/LV Substation BA***009 | 10 kV | 400V(3ph) & 230V(single ph) | LV | 630 kVA :Kiosk Substation | 0.63 | --> | 0.63 | 0.153 | 2 |  | --> | 0.598 | 0 | 0 | 0 | 0.014 | 0.5 | 0 |  | --> | C13 ex TYCOR | TYCOR: T41∥T42 | WATERFORD |  | 52.2556 | -7.1214
MV/LV Substation BA***009X | 20 kV | 400V(3ph) & 230V(single ph) | LV | 200 kVA :Kiosk Substation | 0.2 | --> | 0.2 | 0.169 | 4 |  | --> | 0.19 | 0 | 0 | 0 | 0 | 0.204 | 0 |  | --> | E12 ex KILLINICK | KILLINICK: T421∥T422 | WEXFORD |  | 52.2425 | -6.3416
MV/LV Substation BA***009Y | 20 kV | 400V(3ph) & 230V(single ph) | LV | 100 kVA :Pole Substation | 0.1 | --> | 0.1 | 0.095 | 1.9 |  | --> | 0.095 | 0 | 0 | 0 | 0 | 0.1 | 0 |  | --> | C20 ex ROSCOMMON | ROSCOMMON: T42 | LANESBORO |  | 53.7005 | -8.2079
MV/LV Substation BA***010 | 10 kV | 400V(3ph) & 230V(single ph) | LV | 100 kVA :Pole Substation | 0.1 | --> | 0.1 | 0 | 0 | Constrained,otherwise capacity available =44kVA. | --> | 0.095 | 0 | 0 | 0 | 0 | 0.108 | 0 |  | --> | C21 ex PORTARLINGTON | PORTARLINGTON: T43 | BLAKE |  | 53.1546 | -7.1883
MV/LV Substation BA***010 | 10 kV | 400V(3ph) & 230V(single ph) | LV | 400 kVA :Kiosk Substation | 0.4 | --> | 0.4 | 0 | 0 | Constrained,otherwise capacity available =163kVA. | --> | 0.38 | 0 | 0 | 0 | 0 | 0 | 0 | Constrained,otherwise capacity available =435kW. | --> | C12 ex ROSCREA | ROSCREA: T42 | IKERRIN |  | 52.9558 | -7.7969
MV/LV Substation BA***010X | 20 kV | 400V(3ph) & 230V(single ph) | LV | 50 kVA :Pole Substation | 0.05 | --> | 0.05 | 0 | 0 | Constrained,otherwise capacity available =43kVA. | --> | 0.047 | 0 | 0 | 0 | 0 | 0.05 | 0 |  | --> | E14 ex KILCOCK | KILCOCK: T422 | GRIFFINRATH |  | 53.5257 | -6.6687
MV/LV Substation BA***011 | 10 kV | 400V(3ph) & 230V(single ph) | LV | 50 kVA :Pole Substation | 0.05 | --> | 0.05 | 0.045 | 8.3 |  | --> | 0.047 | 0 | 0 | 0 | 0 | 0.05 | 0 |  | --> | C19 ex BALLYBEG | BALLYBEG: T101 | CARRICKMINES |  | 53.0229 | -6.1199
MV/LV Substation BA***011 | 20 kV | 400V(3ph) & 230V(single ph) | LV | 200 kVA :Pole Substation | 0.2 | --> | 0.2 | 0.095 | 2 |  | --> | 0.19 | 0 | 0 | 0 | 0.01 | 0.205 | 0 |  | --> | C16 ex CAPPAMORE | CAPPAMORE: T41∥T42 | ARDNACRUSHA |  | 52.6049 | -8.2502
MV/LV Substation BA***011 | 20 kV | 400V(3ph) & 230V(single ph) | LV | 200 kVA :Kiosk Substation | 0.2 | --> | 0.2 | 0 | 0 | Constrained,otherwise capacity available =111kVA. | --> | 0.19 | 0 | 0 | 0 | 0.01 | 0.202 | 0 |  | --> | E21 ex GLENAMADDY | GLENAMADDY: T422 | ATHLONE |  | 53.618 | -8.7405
MV/LV Substation BA***011Y | 10 kV | 400V(3ph) & 230V(single ph) | LV | 50 kVA :Pole Substation | 0.05 | --> | 0.05 | 0.029 | 1.4 |  | --> | 0.047 | 0 | 0 | 0 | 0.015 | 0 | 0 | Constrained,otherwise capacity available =36kW. | --> | C11 ex DEERPARK | DEERPARK: T41∥T42 | BALLYDINE |  | 52.3102 | -7.3892
MV/LV Substation BA***011Y | 20 kV | 400V(3ph) & 230V(single ph) | LV | 200 kVA :Kiosk Substation | 0.2 | --> | 0.2 | 0 | 0 | Constrained,otherwise capacity available =159kVA. | --> | 0.19 | 0 | 0 | 0 | 0.014 | 0.191 | 0 |  | --> | E21 ex GLENAMADDY | GLENAMADDY: T422 | ATHLONE |  | 53.6174 | -8.7385
MV/LV Substation BA***012 | 10 kV | 400V(3ph) & 230V(single ph) | LV | 1000 kVA :Building Structure | 1 | --> | 1 | 0.5 | 1.6 |  | --> | 0.95 | 0 | 0 | 0 | 0.007 | 0.5 | 0 |  | --> | C16 ex HEADFORD ROAD | HEADFORD ROAD: T42 | GALWAY 110KV |  | 53.2737 | -9.0502
MV/LV Substation BA***012Y | 20 kV | 400V(3ph) & 230V(single ph) | LV | 100 kVA :Pole Substation | 0.1 | --> | 0.1 | 0 | 0 | Constrained,otherwise capacity available =86kVA. | --> | 0.095 | 0 | 0 | 0 | 0 | 0.101 | 0 |  | --> | E22 ex COLLOONEY | COLLOONEY: T422 | SLIGO |  | 54.2005 | -8.3636
MV/LV Substation BA***012Y | 20 kV | 400V(3ph) & 230V(single ph) | LV | 50 kVA :Pole Substation | 0.05 | --> | 0.05 | 0.026 | 6.9 |  | --> | 0.047 | 0 | 0 | 0 | 0 | 0 | 0 | Constrained,otherwise capacity available =52kW. | --> | E12 ex RATHKEALE | RATHKEALE: T421∥T422 | RATHKEALE |  | 52.4793 | -9.0117
MV/LV Substation BA***012Y | 20 kV | 400V(3ph) & 230V(single ph) | LV | 50 kVA :Pole Substation | 0.05 | --> | 0.05 | 0.023 | 5.6 |  | --> | 0.047 | 0 | 0 | 0 | 0 | 0.053 | 0 |  | --> | E18 ex CRANE | CRANE: T122 | CRANE |  | 52.5113 | -6.2905
MV/LV Substation BA***013 | 10 kV | 400V(3ph) & 230V(single ph) | LV | 400 kVA :Kiosk Substation | 0.4 | --> | 0.4 | 0.237 | 2.9 |  | --> | 0.38 | 0 | 0 | 0 | 0.018 | 0.405 | 0 |  | --> | C14 ex SUTTON | SUTTON: T42 | GRANGE (DR) |  | 53.3891 | -6.1243
MV/LV Substation BA***013 | 20 kV | 400V(3ph) & 230V(single ph) | LV | 100 kVA :Pole Substation | 0.1 | --> | 0.1 | 0.062 | 3.6 |  | --> | 0.095 | 0 | 0 | 0 | 0.02 | 0.084 | 0 |  | --> | C22 ex CASTLEREA | CASTLEREA: T41∥T42 | CARRICK ON SHANNON |  | 53.7749 | -8.4898
MV/LV Substation BA***013 | 10 kV | 400V(3ph) & 230V(single ph) | LV | 200 kVA :Kiosk Substation | 0.2 | --> | 0.2 | 0.107 | 1.4 |  | --> | 0.19 | 0 | 0 | 0 | 0.031 | 0.181 | 0 |  | --> | C21 ex BALLINDERRY | BALLINDERRY: T41 | MULLINGAR |  | 53.5177 | -7.3381
MV/LV Substation BA***013 | 10 kV | 400V(3ph) & 230V(single ph) | LV | 100 kVA :Pole Substation | 0.1 | --> | 0.1 | 0 | 0 | Constrained,otherwise capacity available =42kVA. | --> | 0.095 | 0 | 0 | 0 | 0.021 | 0 | 0 | Constrained,otherwise capacity available =86kW. | --> | E14 ex ABBEYLEIX | ABBEYLEIX: T422 | PORTLAOISE |  | 52.8744 | -7.3114
MV/LV Substation BA***013 | 10 kV | 400V(3ph) & 230V(single ph) | LV | 630 kVA :Building Structure | 0.63 | --> | 0.63 | 0 | 0 | Constrained,otherwise capacity available =500kVA. | --> | 0.598 | 0 | 0 | 0 | 0 | 0.5 | 0 |  | --> | C18 ex CAVAN | CAVAN: T42 | SHANKILL |  | 53.9947 | -7.3694
MV/LV Substation BA***013 | 10 kV | 400V(3ph) & 230V(single ph) | LV | 100 kVA :Pole Substation | 0.1 | --> | 0.1 | 0 | 0 | Constrained,otherwise capacity available =85kVA. | --> | 0.095 | 0 | 0 | 0 | 0 | 0.102 | 0 |  | --> | C13 ex TUAM SOUTH | TUAM SOUTH: T42 | CLOON |  | 53.5211 | -8.8659
MV/LV Substation BA***013 | 10 kV | 400V(3ph) & 230V(single ph) | LV | 100 kVA :Pole Substation | 0.1 | --> | 0.1 | 0.076 | 9.8 |  | --> | 0.095 | 0 | 0 | 0 | 0.001 | 0.102 | 0 |  | --> | C12 ex KILCOOLE | KILCOOLE: T41∥T42 | FASSAROE |  | 53.0971 | -6.0663
MV/LV Substation BA***013X | 20 kV | 400V(3ph) & 230V(single ph) | LV | 50 kVA :Pole Substation | 0.05 | --> | 0.05 | 0.047 | 1.7 |  | --> | 0.047 | 0 | 0 | 0 | 0 | 0 | 0 | Constrained,otherwise capacity available =49kW. | --> | E17 ex CREESLOUGH | CREESLOUGH: T421 | ARDNAGAPPARY |  | 55.1517 | -7.8707
MV/LV Substation BA***013Y | 10 kV | 400V(3ph) & 230V(single ph) | LV | 100 kVA :Pole Substation | 0.1 | --> | 0.1 | 0.059 | 3.3 |  | --> | 0.095 | 0 | 0 | 0 | 0.006 | 0.099 | 0 |  | --> | C19 ex CELBRIDGE | CELBRIDGE: T41 | GRIFFINRATH |  | 53.3207 | -6.6264
MV/LV Substation BA***013Y | 10 kV | 400V(3ph) & 230V(single ph) | LV | 50 kVA :Pole Substation | 0.05 | --> | 0.05 | 0 | 0 | Constrained,otherwise capacity available =44kVA. | --> | 0.047 | 0 | 0 | 0 | 0 | 0.05 | 0 |  | --> | C20 ex RAHEEN | RAHEEN: T42 | LIMERICK |  | 52.6277 | -8.6334
MV/LV Substation BA***014 | 10 kV | 400V(3ph) & 230V(single ph) | LV | 50 kVA :Pole Substation | 0.05 | --> | 0.05 | 0.045 | 2.2 |  | --> | 0.047 | 0 | 0 | 0 | 0 | 0 | 0 | Constrained,otherwise capacity available =50kW. | --> | C19 ex NEWCASTLEWEST | NEWCASTLEWEST: T41∥T42 | RATHKEALE |  | 52.4068 | -8.995
MV/LV Substation BA***014 | 10 kV | 400V(3ph) & 230V(single ph) | LV | 400 kVA :Kiosk Substation | 0.4 | --> | 0.4 | 0.246 | 1.1 |  | --> | 0.38 | 0 | 0 | 0 | 0.047 | 0.373 | 0 |  | --> | C21 ex BREWERY ROAD | BREWERY ROAD: T41 | CARRICKMINES |  | 53.2796 | -6.2299
MV/LV Substation BA***014 | 10 kV | 400V(3ph) & 230V(single ph) | LV | 400 kVA :Kiosk Substation | 0.4 | --> | 0.4 | 0 | 0 | Constrained,otherwise capacity available =286kVA. | --> | 0.38 | 0 | 0 | 0 | 0.013 | 0.403 | 0 |  | --> | C22 ex POPPINTREE | POPPINTREE: T102 | FINGLAS |  | 53.3883 | -6.2788
MV/LV Substation BA***014 | 20 kV | 400V(3ph) & 230V(single ph) | LV | 200 kVA :Pole Substation | 0.2 | --> | 0.2 | 0 | 0 | Constrained,otherwise capacity available =119kVA. | --> | 0.19 | 0 | 0 | 0 | 0.003 | 0.209 | 0 |  | --> | E17 ex CAVAN | CAVAN: T421 | SHANKILL |  | 54.1025 | -7.4397
MV/LV Substation BA***015 | 10 kV | 400V(3ph) & 230V(single ph) | LV | 400 kVA :Building Structure | 0.4 | --> | 0.4 | 0.276 | 5.4 |  | --> | 0.38 | 0 | 0 | 0 | 0.004 | 0.414 | 0 |  | --> | C14 ex ARDNAREE | ARDNAREE: T42 | MOY |  | 54.1162 | -9.1491
MV/LV Substation BA***015 | 10 kV | 400V(3ph) & 230V(single ph) | LV | 400 kVA :Building Structure | 0.4 | --> | 0.4 | 0.294 | 1.1 |  | --> | 0.38 | 0 | 0 | 0 | 0.028 | 0.386 | 0 |  | --> | C21 ex BREWERY ROAD | BREWERY ROAD: T41 | CARRICKMINES |  | 53.2814 | -6.2288
MV/LV Substation BA***015 | 20 kV | 400V(3ph) & 230V(single ph) | LV | 100 kVA :Pole Substation | 0.1 | --> | 0.1 | 0.094 | 2.8 |  | --> | 0.095 | 0 | 0 | 0 | 0 | 0 | 0 | Constrained,otherwise capacity available =100kW. | --> | C13 ex LEE BRIDGE | LEE BRIDGE: T41 | MACROOM |  | 51.8565 | -9.2323
MV/LV Substation BA***015 | 10 kV | 400V(3ph) & 230V(single ph) | LV | 200 kVA :Pole Substation | 0.2 | --> | 0.2 | 0.141 | 3 |  | --> | 0.19 | 0 | 0 | 0 | 0.003 | 0 | 0 | Constrained,otherwise capacity available =205kW. | --> | C19 ex SWINFORD | SWINFORD: T41∥T42 | CASTLEBAR |  | 53.9443 | -8.9468
MV/LV Substation BA***015 | 10 kV | 400V(3ph) & 230V(single ph) | LV | 400 kVA :Kiosk Substation | 0.4 | --> | 0.4 | 0 | 0 | Constrained,otherwise capacity available =292kVA. | --> | 0.38 | 0 | 0 | 0 | 0.007 | 0.409 | 0 |  | --> | E12 ex DALTON | DALTON: T421∥T422 | DALTON |  | 53.7226 | -8.9905
MV/LV Substation BA***015X | 10 kV | 400V(3ph) & 230V(single ph) | LV | 630 kVA :Building Structure | 0.63 | --> | 0.63 | 0.5 | 3.9 |  | --> | 0.598 | 0 | 0 | 0 | 0 | 0.5 | 0 |  | --> | C16 ex BOGHALL ROAD | BOGHALL ROAD: T42 | FASSAROE |  | 53.1858 | -6.1221
MV/LV Substation BA***015Z | 20 kV | 400V(3ph) & 230V(single ph) | LV | 100 kVA :Pole Substation | 0.1 | --> | 0.1 | 0 | 2.5 |  | --> | 0.095 | 0 | 0 | 0 | 0 | 0 | 0 | Constrained,otherwise capacity available =114kW. | --> | E13 ex TULLOW | TULLOW: T421 | CARLOW |  | 52.742 | -6.7707
MV/LV Substation BA***016 | 10 kV | 400V(3ph) & 230V(single ph) | LV | 400 kVA :Kiosk Substation | 0.4 | --> | 0.4 | 0.264 | 1.1 |  | --> | 0.38 | 0 | 0 | 0 | 0.036 | 0.383 | 0 |  | --> | C21 ex BREWERY ROAD | BREWERY ROAD: T41 | CARRICKMINES |  | 53.2827 | -6.2276
MV/LV Substation BA***016X | 20 kV | 400V(3ph) & 230V(single ph) | LV | 200 kVA :Pole Substation | 0.2 | --> | 0.2 | 0.127 | 1.5 |  | --> | 0.19 | 0 | 0 | 0 | 0 | 0.21 | 0 |  | --> | E15 ex BEALISTOWN | BEALISTOWN: T421∥T422 | GREAT ISLAND |  | 52.2684 | -6.7545
MV/LV Substation BA***016Y | 20 kV | 400V(3ph) & 230V(single ph) | LV | 200 kVA :Pole Substation | 0.2 | --> | 0.2 | 0.179 | 7.7 |  | --> | 0.19 | 0 | 0 | 0 | 0 | 0 | 0 | Constrained,otherwise capacity available =203kW. | --> | E12 ex CHURCHTOWN | CHURCHTOWN: T422 | RATHKEALE |  | 52.4192 | -9.1351
MV/LV Substation BA***017 | 10 kV | 400V(3ph) & 230V(single ph) | LV | 200 kVA :Pole Substation | 0.2 | --> | 0.2 | 0.123 | 0.9 |  | --> | 0.19 | 0 | 0 | 0 | 0.017 | 0 | 0 | Constrained,otherwise capacity available =193kW. | --> | C18 ex MILLTOWN MALBAY | MILLTOWN MALBAY: T42 | TULLABRACK |  | 52.8574 | -9.3995
MV/LV Substation BA***017 | 20 kV | 400V(3ph) & 230V(single ph) | LV | 200 kVA :Pole Substation | 0.2 | --> | 0.2 | 0.2 | 5.6 |  | --> | 0.19 | 0 | 0 | 0 | 0 | 0 | 0 | Constrained,otherwise capacity available =200kW. | --> | E13 ex BLESSINGTON | BLESSINGTON: T421 | KILTEEL |  | 53.1351 | -6.6155
MV/LV Substation BA***017 | 10 kV | 400V(3ph) & 230V(single ph) | LV | 400 kVA :Kiosk Substation | 0.4 | --> | 0.4 | 0.253 | 4.2 |  | --> | 0.38 | 0 | 0 | 0 | 0.028 | 0.393 | 0 |  | --> | C20 ex HOWTH JUNCTION | HOWTH JUNCTION: T42 | GRANGE (DR) |  | 53.3883 | -6.1418
MV/LV Substation BA***018 | 10 kV | 400V(3ph) & 230V(single ph) | LV | 50 kVA :Pole Substation | 0.05 | --> | 0.05 | 0.049 | 5.7 |  | --> | 0.047 | 0 | 0 | 0 | 0 | 0.049 | 0 |  | --> | E18 ex MOY | MOY: T421∥T422 | MOY |  | 54.1227 | -9.1451
MV/LV Substation BA***018 | 10 kV | 400V(3ph) & 230V(single ph) | LV | 400 kVA :Building Structure | 0.4 | --> | 0.4 | 0.243 | 4.3 |  | --> | 0.38 | 0 | 0 | 0 | 0 | 0.424 | 0 |  | --> | C21 ex BAILIEBORO | BAILIEBORO: T41∥T42 | MEATH HILL |  | 53.8926 | -6.9407
MV/LV Substation BA***018 | 10 kV | 400V(3ph) & 230V(single ph) | LV | 200 kVA :Building Structure | 0.2 | --> | 0.2 | 0 | 0 | Constrained,otherwise capacity available =39kVA. | --> | 0.19 | 0 | 0 | 0 | 0.008 | 0 | 0 | Constrained,otherwise capacity available =215kW. | --> | C12 ex KANTURK | KANTURK: T41∥T42 | GLENLARA |  | 52.1749 | -8.9034
MV/LV Substation BA***018 | 20 kV | 400V(3ph) & 230V(single ph) | LV | 400 kVA :Kiosk Substation | 0.4 | --> | 0.4 | 0 | 0 |  | --> | 0.38 | 0 | 0 | 0 | 0.039 | 0.446 | 0 |  | --> | E11 ex FINEA | FINEA: T421∥T422 | SHANKILL |  | 53.779 | -7.493
MV/LV Substation BA***019 | 10 kV | 400V(3ph) & 230V(single ph) | LV | 1000 kVA :Kiosk Substation | 1 | --> | 1 | 0 | 0 | Constrained,otherwise capacity available =500kVA. | --> | 0.95 | 0 | 0 | 0 | 0 | 0.5 | 0 |  | --> | C12 ex BALLAGHADERREEN | BALLAGHADERREEN: T41∥T42 | TONROE |  | 53.9018 | -8.5835
MV/LV Substation BA***019 | 10 kV | 400V(3ph) & 230V(single ph) | LV | 400 kVA :Kiosk Substation | 0.4 | --> | 0.4 | 0.333 | 8.3 |  | --> | 0.38 | 0 | 0 | 0 | 0.014 | 0.395 | 0 |  | --> | C19 ex BALLYBEG | BALLYBEG: T101 | CARRICKMINES |  | 53.0139 | -6.1139
MV/LV Substation BA***019 | 10 kV | 400V(3ph) & 230V(single ph) | LV | 630 kVA :Kiosk Substation | 0.63 | --> | 0.63 | 0.111 | 0.6 |  | --> | 0.598 | 0 | 0 | 0 | 0.003 | 0.5 | 0 |  | --> | C06 ex PEMBROKE | PEMBROKE: T44 | RINGSEND |  | 53.3294 | -6.2325
MV/LV Substation BA***019Y | 20 kV | 400V(3ph) & 230V(single ph) | LV | 200 kVA :Pole Substation | 0.2 | --> | 0.2 | 0.173 | 4.1 |  | --> | 0.19 | 0 | 0 | 0 | 0 | 0 | 0 | Constrained,otherwise capacity available =203kW. | --> | E17 ex CHARLEVILLE | CHARLEVILLE: T422 | CHARLEVILLE |  | 52.3513 | -8.6744
MV/LV Substation BA***019Z | 20 kV | 400V(3ph) & 230V(single ph) | LV | 100 kVA :Pole Substation | 0.1 | --> | 0.1 | 0 | 0 | Constrained,otherwise capacity available =88kVA. | --> | 0.095 | 0 | 0 | 0 | 0 | 0.101 | 0 |  | --> | E20 ex BALTINGLASS | BALTINGLASS: T421∥T422 | STRATFORD |  | 52.9451 | -6.7195
MV/LV Substation BA***020 | 10 kV | 400V(3ph) & 230V(single ph) | LV | 400 kVA :Kiosk Substation | 0.4 | --> | 0.4 | 0 | 0 | Constrained,otherwise capacity available =347kVA. | --> | 0.38 | 0 | 0 | 0 | 0.003 | 0.404 | 0 |  | --> | C15 ex SKIBBEREEN | SKIBBEREEN: T41∥T42 | DUNMANWAY |  | 51.5427 | -9.2677
MV/LV Substation BA***021 | 10 kV | 400V(3ph) & 230V(single ph) | LV | 400 kVA :Kiosk Substation | 0.4 | --> | 0.4 | 0 | 0 | Constrained,otherwise capacity available =302kVA. | --> | 0.38 | 0 | 0 | 0 | 0.025 | 0.388 | 0 |  | --> | E16 ex DRUMLINE | DRUMLINE: T421∥T422 | DRUMLINE |  | 52.7145 | -8.8628
MV/LV Substation BA***021 | 10 kV | 400V(3ph) & 230V(single ph) | LV | 100 kVA :Pole Substation | 0.1 | --> | 0.1 | 0 | 0 | Constrained,otherwise capacity available =70kVA. | --> | 0.095 | 0 | 0 | 0 | 0 | 0.104 | 0 |  | --> | C13 ex POPPINTREE | POPPINTREE: T101 | FINGLAS |  | 53.4085 | -6.2642
MV/LV Substation BA***021 | 10 kV | 400V(3ph) & 230V(single ph) | LV | 400 kVA :Kiosk Substation | 0.4 | --> | 0.4 | 0.357 | 2.7 |  | --> | 0.38 | 0 | 0 | 0 | 0 | 0.406 | 0 |  | --> | C17 ex BALLYARD | BALLYARD: T41∥T42 | TRALEE |  | 52.2603 | -9.6906
MV/LV Substation BA***021 | 10 kV | 400V(3ph) & 230V(single ph) | LV | 50 kVA :Pole Substation | 0.05 | --> | 0.05 | 0.033 | 1.2 |  | --> | 0.047 | 0 | 0 | 0 | 0 | 0 | 0 | Constrained,otherwise capacity available =51kW. | --> | C14 ex ROSBERCON | ROSBERCON: T42 | WATERFORD |  | 52.4015 | -6.9552
MV/LV Substation BA***021Z | 10 kV | 400V(3ph) & 230V(single ph) | LV | 400 kVA :Kiosk Substation | 0.4 | --> | 0.4 | 0 | 0 | Constrained,otherwise capacity available =167kVA. | --> | 0.38 | 0 | 0 | 0 | 0.053 | 0.379 | 0 |  | --> | C22 ex LEIXLIP | LEIXLIP: T42 | GRIFFINRATH |  | 53.3639 | -6.5133
MV/LV Substation BA***022 | 10 kV | 400V(3ph) & 230V(single ph) | LV | 400 kVA :Kiosk Substation | 0.4 | --> | 0.4 | 0.253 | 2.9 |  | --> | 0.38 | 0 | 0 | 0 | 0.042 | 0.378 | 0 |  | --> | C20 ex SUTTON | SUTTON: T42 | GRANGE (DR) |  | 53.3669 | -6.0786
MV/LV Substation BA***022 | 20 kV | 400V(3ph) & 230V(single ph) | LV | 100 kVA :Pole Substation | 0.1 | --> | 0.1 | 0.071 | 1.5 |  | --> | 0.095 | 0 | 0 | 0 | 0 | 0.103 | 0 |  | --> | C21 ex TRAMORE | TRAMORE: T41 | BUTLERSTOWN |  | 52.1692 | -7.272
MV/LV Substation BA***022 | 10 kV | 400V(3ph) & 230V(single ph) | LV | 400 kVA :Kiosk Substation | 0.4 | --> | 0.4 | 0 | 0 | Constrained,otherwise capacity available =279kVA. | --> | 0.38 | 0 | 0 | 0 | 0.02 | 0.397 | 0 |  | --> | C12 ex MORRISTOWN | MORRISTOWN: T41∥T42 | NEWBRIDGE |  | 53.192 | -6.7956
MV/LV Substation BA***022 | 20 kV | 400V(3ph) & 230V(single ph) | LV | 400 kVA :Kiosk Substation | 0.4 | --> | 0.4 | 0.224 | 2.5 |  | --> | 0.38 | 0 | 0 | 0 | 0.006 | 0 | 0 | Constrained,otherwise capacity available =420kW. | --> | E15 ex TULLOW | TULLOW: T421 | CARLOW |  | 52.8041 | -6.7369
MV/LV Substation BA***023 | 20 kV | 400V(3ph) & 230V(single ph) | LV | 100 kVA :Pole Substation | 0.1 | --> | 0.1 | 0.071 | 5.1 |  | --> | 0.095 | 0 | 0 | 0 | 0 | 0.103 | 0 |  | --> | E16 ex BALLYBUNION | BALLYBUNION: T421∥T422 | TRIEN |  | 52.4856 | -9.5674
MV/LV Substation BA***023X | 10 kV | 400V(3ph) & 230V(single ph) | LV | 1000 kVA :Building Structure | 1 | --> | 1 | 0 | 0 | Constrained,otherwise capacity available =500kVA. | --> | 0.95 | 0 | 0 | 0 | 0 | 0.5 | 0 |  | --> | C19 ex PARKMORE | PARKMORE: T41∥T42 | GALWAY 110KV |  | 53.2992 | -8.988
MV/LV Substation BA***024 | 20 kV | 400V(3ph) & 230V(single ph) | LV | 200 kVA :Pole Substation | 0.2 | --> | 0.2 | 0.126 | 3.3 |  | --> | 0.19 | 0 | 0 | 0 | 0 | 0.21 | 0 |  | --> | E17 ex BIRDHILL | BIRDHILL: T421 | ARDNACRUSHA |  | 52.8094 | -8.4361
MV/LV Substation BA***024X | 10 kV | 400V(3ph) & 230V(single ph) | LV | 50 kVA :Pole Substation | 0.05 | --> | 0.05 | 0.049 | 0.8 |  | --> | 0.047 | 0 | 0 | 0 | 0 | 0.049 | 0 |  | --> | C12 ex BALLYBEGGAN | BALLYBEGGAN: T43∥T44 | TRALEE |  | 52.2554 | -9.5911
MV/LV Substation BA***024X | 20 kV | 400V(3ph) & 230V(single ph) | LV | 50 kVA :Pole Substation | 0.05 | --> | 0.05 | 0.05 | 0.3 |  | --> | 0.047 | 0 | 0 | 0 | 0 | 0.049 | 0 |  | --> | C23 ex TUAM NORTH | TUAM NORTH: T41∥T42 | CLOON |  | 53.5721 | -8.9883
MV/LV Substation BA***025X | 20 kV | 400V(3ph) & 230V(single ph) | LV | 50 kVA :Pole Substation | 0.05 | --> | 0.05 | 0.043 | 3.6 |  | --> | 0.047 | 0 | 0 | 0 | 0 | 0.05 | 0 |  | --> | C22 ex CASTLEREA | CASTLEREA: T41∥T42 | CARRICK ON SHANNON |  | 53.8365 | -8.3789
MV/LV Substation BA***025X | 10 kV | 400V(3ph) & 230V(single ph) | LV | 400 kVA :Kiosk Substation | 0.4 | --> | 0.4 | 0.289 | 11.4 |  | --> | 0.38 | 0 | 0 | 0 | 0 | 0.417 | 0 |  | --> | C23 ex COOKSTOWN | COOKSTOWN: T101 | CARRICKMINES |  | 53.2819 | -6.3993
MV/LV Substation BA***025X | 10 kV | 400V(3ph) & 230V(single ph) | LV | 100 kVA :Pole Substation | 0.1 | --> | 0.1 | 0.072 | 3.4 |  | --> | 0.095 | 0 | 0 | 0 | 0 | 0.103 | 0 |  | --> | C15 ex CAUSEWAY | CAUSEWAY: T41∥T42 | TRALEE |  | 52.3416 | -9.8259
MV/LV Substation BA***026 | 20 kV | 400V(3ph) & 230V(single ph) | LV | 630 kVA :Building Structure | 0.63 | --> | 0.63 | 0 | 0 | Constrained,otherwise capacity available =500kVA. | --> | 0.598 | 0 | 0 | 0 | 0.195 | 0 | 0 | Constrained,otherwise capacity available =435kW. | --> | C18 ex KANTURK | KANTURK: T41∥T42 | GLENLARA |  | 52.1431 | -8.9069
MV/LV Substation BA***027X | 10 kV | 400V(3ph) & 230V(single ph) | LV | 630 kVA :Kiosk Substation | 0.63 | --> | 0.63 | 0 | 0 | Constrained,otherwise capacity available =355kVA. | --> | 0.598 | 0 | 0 | 0 | 0.023 | 0.5 | 0 |  | --> | C30 ex CLONDALKIN | CLONDALKIN: T44 | INCHICORE 220KV |  | 53.3242 | -6.4111
MV/LV Substation BA***027X | 10 kV | 400V(3ph) & 230V(single ph) | LV | 630 kVA :Building Structure | 0.63 | --> | 0.63 | 0 | 0 | Constrained,otherwise capacity available =500kVA. | --> | 0.598 | 0 | 0 | 0 | 0 | 0.5 | 0 |  | --> | C20 ex GARRYOWEN | GARRYOWEN: T42 | LIMERICK |  | 52.6417 | -8.5948
MV/LV Substation BA***028 | 10 kV | 400V(3ph) & 230V(single ph) | LV | 400 kVA :Building Structure | 0.4 | --> | 0.4 | 0 | 0 | Constrained,otherwise capacity available =368kVA. | --> | 0.38 | 0 | 0 | 0 | 0 | 0.404 | 0 |  | --> | C13 ex CULLION | CULLION: T41∥T42 | LETTERKENNY |  | 54.952 | -7.729
MV/LV Substation BA***028 | 10 kV | 400V(3ph) & 230V(single ph) | LV | 400 kVA :Kiosk Substation | 0.4 | --> | 0.4 | 0.195 | 5.4 |  | --> | 0.38 | 0 | 0 | 0 | 0.012 | 0.418 | 0 |  | --> | C14 ex ARDNAREE | ARDNAREE: T42 | MOY |  | 54.1127 | -9.1564
MV/LV Substation BA***028 | 10 kV | 400V(3ph) & 230V(single ph) | LV | 50 kVA :Pole Substation | 0.05 | --> | 0.05 | 0.045 | 5.9 |  | --> | 0.047 | 0 | 0 | 0 | 0 | 0.05 | 0 |  | --> | C20 ex BANDON | BANDON: T101 | BANDON |  | 51.746 | -8.8188
MV/LV Substation BA***029 | 10 kV | 400V(3ph) & 230V(single ph) | LV | 200 kVA :Pole Substation | 0.2 | --> | 0.2 | 0.122 | 6.9 |  | --> | 0.19 | 0 | 0 | 0 | 0.01 | 0 | 0 | Constrained,otherwise capacity available =201kW. | --> | C17 ex BALLYSHANNON | BALLYSHANNON: T41∥T42 | CATHALEENS FALL |  | 54.5062 | -8.1849
MV/LV Substation BA***029X | 20 kV | 400V(3ph) & 230V(single ph) | LV | 100 kVA :Pole Substation | 0.1 | --> | 0.1 | 0.074 | 6.9 |  | --> | 0.095 | 0 | 0 | 0 | 0.003 | 0 | 0 | Constrained,otherwise capacity available =100kW. | --> | C17 ex BALLYSHANNON | BALLYSHANNON: T41∥T42 | CATHALEENS FALL |  | 54.5751 | -8.1279
MV/LV Substation BA***029Y | 10 kV | 400V(3ph) & 230V(single ph) | LV | 400 kVA :Kiosk Substation | 0.4 | --> | 0.4 | 0.262 | 1.3 |  | --> | 0.38 | 0 | 0 | 0 | 0.049 | 0.369 | 0 |  | --> | E12 ex KILCARRAGH | KILCARRAGH: T421∥T422 | BUTLERSTOWN |  | 52.2419 | -7.0624
MV/LV Substation BA***029Y | 10 kV | 400V(3ph) & 230V(single ph) | LV | 400 kVA :Kiosk Substation | 0.4 | --> | 0.4 | 0.31 | 2.2 |  | --> | 0.38 | 0 | 0 | 0 | 0 | 0.414 | 0 |  | --> | C15 ex SPA ROAD | SPA ROAD: T41∥T42 | DOON |  | 52.3558 | -7.7364
MV/LV Substation BA***030 | 20 kV | 400V(3ph) & 230V(single ph) | LV | 50 kVA :Pole Substation | 0.05 | --> | 0.05 | 0 | 0 | Constrained,otherwise capacity available =44kVA. | --> | 0.047 | 0 | 0 | 0 | 0 | 0.05 | 0 |  | --> | C22 ex ENNISTYMON | ENNISTYMON: T41∥T42 | ENNIS |  | 53.0158 | -9.4019
MV/LV Substation BA***031Y | 20 kV | 400V(3ph) & 230V(single ph) | LV | 100 kVA :Pole Substation | 0.1 | --> | 0.1 | 0.068 | 6.9 |  | --> | 0.095 | 0 | 0 | 0 | 0 | 0 | 0 | Constrained,otherwise capacity available =104kW. | --> | E14 ex RATHKEALE | RATHKEALE: T421∥T422 | RATHKEALE |  | 52.5171 | -8.722
MV/LV Substation BA***032 | 10 kV | 400V(3ph) & 230V(single ph) | LV | 400 kVA :Kiosk Substation | 0.4 | --> | 0.4 | 0.219 | 4.8 |  | --> | 0.38 | 0 | 0 | 0 | 0.009 | 0.418 | 0 |  | --> | C19 ex ATHY | ATHY: T101 | ATHY |  | 52.9945 | -6.9908
MV/LV Substation BA***032Y | 20 kV | 400V(3ph) & 230V(single ph) | LV | 50 kVA :Pole Substation | 0.05 | --> | 0.05 | 0.032 | 1.9 |  | --> | 0.047 | 0 | 0 | 0 | 0.007 | 0.044 | 0 |  | --> | C20 ex ROSCOMMON | ROSCOMMON: T42 | LANESBORO |  | 53.7035 | -8.2072
MV/LV Substation BA***033 | 10 kV | 400V(3ph) & 230V(single ph) | LV | 630 kVA :Building Structure | 0.63 | --> | 0.63 | 0.5 | 5.6 |  | --> | 0.598 | 0 | 0 | 0 | 0.028 | 0 | 0 | Constrained,otherwise capacity available =500kW. | --> | E13 ex BLESSINGTON | BLESSINGTON: T421 | KILTEEL |  | 53.1544 | -6.596
MV/LV Substation BA***033 | 10 kV | 400V(3ph) & 230V(single ph) | LV | 400 kVA :Kiosk Substation | 0.4 | --> | 0.4 | 0 | 0 | Constrained,otherwise capacity available =316kVA. | --> | 0.38 | 0 | 0 | 0 | 0.095 | 0 | 0 | Constrained,otherwise capacity available =312kW. | --> | C11 ex GARDEN CITY | GARDEN CITY: T41∥T42 | ARKLOW |  | 52.6834 | -6.2885
MV/LV Substation BA***033X | 10 kV | 400V(3ph) & 230V(single ph) | LV | 100 kVA :Pole Substation | 0.1 | --> | 0.1 | 0.07 | 2.5 |  | --> | 0.095 | 0 | 0 | 0 | 0 | 0.104 | 0 |  | --> | C16 ex KILCULLEN | KILCULLEN: T42 | STRATFORD |  | 53.1251 | -6.8314
MV/LV Substation BA***034 | 10 kV | 400V(3ph) & 230V(single ph) | LV | 400 kVA :Building Structure | 0.4 | --> | 0.4 | 0.238 | 3.2 |  | --> | 0.38 | 0 | 0 | 0 | 0.008 | 0.416 | 0 |  | --> | C20 ex ATHY | ATHY: T102 | ATHY |  | 52.9964 | -6.9854
MV/LV Substation BA***035 | 10 kV | 400V(3ph) & 230V(single ph) | LV | 200 kVA :Pole Substation | 0.2 | --> | 0.2 | 0.154 | 2 |  | --> | 0.19 | 0 | 0 | 0 | 0 | 0.207 | 0 |  | --> | C11 ex BALLYTIVNAN | BALLYTIVNAN: T41 | SLIGO |  | 54.2784 | -8.4707
MV/LV Substation BA***036X | 10 kV | 400V(3ph) & 230V(single ph) | LV | 200 kVA :Kiosk Substation | 0.2 | --> | 0.2 | 0.193 | 0.8 |  | --> | 0.19 | 0 | 0 | 0 | 0 | 0.2 | 0 |  | --> | C12 ex BALLYBEGGAN | BALLYBEGGAN: T43∥T44 | TRALEE |  | 52.2726 | -9.6672
MV/LV Substation BA***037 | 10 kV | 400V(3ph) & 230V(single ph) | LV | 100 kVA :Pole Substation | 0.1 | --> | 0.1 | 0.067 | 1.2 |  | --> | 0.095 | 0 | 0 | 0 | 0 | 0 | 0 | Constrained,otherwise capacity available =104kW. | --> | C13 ex KNOCKAPHUNTA | KNOCKAPHUNTA: T41∥T42 | CASTLEBAR |  | 53.8458 | -9.2889
MV/LV Substation BA***037 | 10 kV | 400V(3ph) & 230V(single ph) | LV | 400 kVA :Building Structure | 0.4 | --> | 0.4 | 0 | 0 | Constrained,otherwise capacity available =12kVA. | --> | 0.38 | 0 | 0 | 0 | 0.039 | 0.416 | 0 |  | --> | C13 ex LOUGHLINSTOWN | LOUGHLINSTOWN: T41 | CARRICKMINES |  | 53.2521 | -6.1247
MV/LV Substation BA***037 | 20 kV | 400V(3ph) & 230V(single ph) | LV | 200 kVA :Pole Substation | 0.2 | --> | 0.2 | 0.166 | 7.4 |  | --> | 0.19 | 0 | 0 | 0 | 0.002 | 0.202 | 0 |  | --> | E19 ex BANOGE | BANOGE: T122 | BANOGE |  | 52.6087 | -6.3105
MV/LV Substation BA***038 | 10 kV | 400V(3ph) & 230V(single ph) | LV | 100 kVA :Pole Substation | 0.1 | --> | 0.1 | 0.053 | 4 |  | --> | 0.095 | 0 | 0 | 0 | 0.002 | 0.104 | 0 |  | --> | C11 ex DUNMANWAY | DUNMANWAY: T43 | DUNMANWAY |  | 51.716 | -9.1177
MV/LV Substation BA***038X | 10 kV | 400V(3ph) & 230V(single ph) | LV | 630 kVA :Building Structure | 0.63 | --> | 0.63 | 0.399 | 1.1 |  | --> | 0.598 | 0 | 0 | 0 | 0.005 | 0.5 | 0 |  | --> | C17 ex BREWERY ROAD | BREWERY ROAD: T41 | CARRICKMINES |  | 53.2778 | -6.2125
MV/LV Substation BA***039 | 10 kV | 400V(3ph) & 230V(single ph) | LV | 400 kVA :Kiosk Substation | 0.4 | --> | 0.4 | 0.308 | 2.2 |  | --> | 0.38 | 0 | 0 | 0 | 0.001 | 0.413 | 0 |  | --> | C11 ex MALLOW | MALLOW: T41 | MALLOW |  | 52.1323 | -8.6436
MV/LV Substation BA***039Y | 20 kV | 400V(3ph) & 230V(single ph) | LV | 50 kVA :Pole Substation | 0.05 | --> | 0.05 | 0.046 | 3.6 |  | --> | 0.047 | 0 | 0 | 0 | 0.007 | 0.042 | 0 |  | --> | E15 ex BALLYCROSSAUN | BALLYCROSSAUN: T421∥T422 | SOMERSET |  | 53.1152 | -8.1373
MV/LV Substation BA***039Z | 10 kV | 400V(3ph) & 230V(single ph) | LV | 200 kVA :Pole Substation | 0.2 | --> | 0.2 | 0.139 | 0.7 |  | --> | 0.19 | 0 | 0 | 0 | 0.003 | 0.206 | 0 |  | --> | C17 ex AGHAMORE | AGHAMORE: T42 | LANESBORO |  | 53.7451 | -7.9255
MV/LV Substation BA***040 | 20 kV | 400V(3ph) & 230V(single ph) | LV | 50 kVA :Pole Substation | 0.05 | --> | 0.05 | 0.035 | 0.4 |  | --> | 0.047 | 0 | 0 | 0 | 0 | 0.051 | 0 |  | --> | E33 ex TRIM | TRIM: T421 | NAVAN |  | 53.4432 | -6.8041
MV/LV Substation BA***040 | 10 kV | 400V(3ph) & 230V(single ph) | LV | 630 kVA :Kiosk Substation | 0.63 | --> | 0.63 | 0.5 | 1 |  | --> | 0.598 | 0 | 0 | 0 | 0 | 0.5 | 0 |  | --> | C16 ex RAHANS | RAHANS: T41 | MOY |  | 54.1108 | -9.1563
MV/LV Substation BA***040Y | 20 kV | 400V(3ph) & 230V(single ph) | LV | 50 kVA :Pole Substation | 0.05 | --> | 0.05 | 0.047 | 1.6 |  | --> | 0.047 | 0 | 0 | 0 | 0 | 0.049 | 0 |  | --> | E16 ex GURRANEBANE | GURRANEBANE: T421∥T422 | OUGHTRAGH |  | 51.8143 | -10.1693
MV/LV Substation BA***040Z | 10 kV | 400V(3ph) & 230V(single ph) | LV | 50 kVA :Pole Substation | 0.05 | --> | 0.05 | 0.048 | 4 |  | --> | 0.047 | 0 | 0 | 0 | 0 | 0 | 0 | Constrained,otherwise capacity available =49kW. | --> | C22 ex LISMORE | LISMORE: T41∥T42 | DUNGARVAN |  | 52.147 | -7.9291
MV/LV Substation BA***041 | 10 kV | 400V(3ph) & 230V(single ph) | LV | 50 kVA :Pole Substation | 0.05 | --> | 0.05 | 0 | 0 | Constrained,otherwise capacity available =43kVA. | --> | 0.047 | 0 | 0 | 0 | 0 | 0.05 | 0 |  | --> | C39 ex COLLEGE PARK | COLLEGE PARK: T103 | COLLEGE PARK |  | 53.4482 | -6.3744
MV/LV Substation BA***041 | 20 kV | 400V(3ph) & 230V(single ph) | LV | 200 kVA :Pole Substation | 0.2 | --> | 0.2 | 0.125 | 4.1 |  | --> | 0.19 | 0 | 0 | 0 | 0.003 | 0 | 0 | Constrained,otherwise capacity available =208kW. | --> | E17 ex CHARLEVILLE | CHARLEVILLE: T422 | CHARLEVILLE |  | 52.3486 | -8.6797
MV/LV Substation BA***041X | 10 kV | 400V(3ph) & 230V(single ph) | LV | 50 kVA :Pole Substation | 0.05 | --> | 0.05 | 0.037 | 2.3 |  | --> | 0.047 | 0 | 0 | 0 | 0.003 | 0 | 0 | Constrained,otherwise capacity available =47kW. | --> | C15 ex KILRUSH | KILRUSH: T41∥T42 | TULLABRACK |  | 52.6235 | -9.4678
MV/LV Substation BA***042 | 20 kV | 400V(3ph) & 230V(single ph) | LV | 200 kVA :Pole Substation | 0.2 | --> | 0.2 | 0.151 | 1.6 |  | --> | 0.19 | 0 | 0 | 0 | 0.012 | 0.194 | 0 |  | --> | E18 ex MILLTOWN (SR) | MILLTOWN (SR): T422 | OUGHTRAGH |  | 52.1415 | -9.7071
MV/LV Substation BA***042 | 10 kV | 400V(3ph) & 230V(single ph) | LV | 400 kVA :Kiosk Substation | 0.4 | --> | 0.4 | 0.312 | 1.4 |  | --> | 0.38 | 0 | 0 | 0 | 0.007 | 0 | 0 | Constrained,otherwise capacity available =406kW. | --> | C17 ex DEERPARK | DEERPARK: T41∥T42 | BALLYDINE |  | 52.3531 | -7.4116
MV/LV Substation BA***042X | 20 kV | 400V(3ph) & 230V(single ph) | LV | 50 kVA :Pole Substation | 0.05 | --> | 0.05 | 0 | 0 | Constrained,otherwise capacity available =46kVA. | --> | 0.047 | 0 | 0 | 0 | 0 | 0.049 | 0 |  | --> | E16 ex MANORHAMILTON | MANORHAMILTON: T422 | SLIGO |  | 54.3157 | -8.2052
MV/LV Substation BA***043 | 10 kV | 400V(3ph) & 230V(single ph) | LV | 400 kVA :Kiosk Substation | 0.4 | --> | 0.4 | 0.226 | 2.1 |  | --> | 0.38 | 0 | 0 | 0 | 0.007 | 0.418 | 0 |  | --> | C17 ex WATERFORD IND EST | WATERFORD IND EST: T41 | BUTLERSTOWN |  | 52.2416 | -7.142
MV/LV Substation BA***044Y | 20 kV | 400V(3ph) & 230V(single ph) | LV | 50 kVA :Pole Substation | 0.05 | --> | 0.05 | 0 | 0 | Constrained,otherwise capacity available =45kVA. | --> | 0.047 | 0 | 0 | 0 | 0 | 0 | 0 | Constrained,otherwise capacity available =50kW. | --> | E18 ex BUNCLODY | BUNCLODY: T421∥T422 | CRANE |  | 52.584 | -6.7201
MV/LV Substation BA***044Z | 20 kV | 400V(3ph) & 230V(single ph) | LV | 100 kVA :Pole Substation | 0.1 | --> | 0.1 | 0 | 0 | Constrained,otherwise capacity available =63kVA. | --> | 0.095 | 0 | 0 | 0 | 0 | 0.105 | 0 |  | --> | E15 ex GLENAMADDY | GLENAMADDY: T422 | ATHLONE |  | 53.6086 | -8.5604
MV/LV Substation BA***045Y | 20 kV | 400V(3ph) & 230V(single ph) | LV | 50 kVA :Pole Substation | 0.05 | --> | 0.05 | 0.036 | 2.2 |  | --> | 0.047 | 0 | 0 | 0 | 0 | 0.051 | 0 |  | --> | E16 ex CLONROCHE | CLONROCHE: T421∥T422 | WEXFORD |  | 52.5374 | -6.7361
MV/LV Substation BA***046 | 10 kV | 400V(3ph) & 230V(single ph) | LV | 400 kVA :Building Structure | 0.4 | --> | 0.4 | 0.282 | 3 |  | --> | 0.38 | 0 | 0 | 0 | 0.011 | 0.406 | 0 |  | --> | C14 ex SANDYFORD | SANDYFORD: T42 | CARRICKMINES |  | 53.2808 | -6.2466
MV/LV Substation BA***047 | 10 kV | 400V(3ph) & 230V(single ph) | LV | 50 kVA :Pole Substation | 0.05 | --> | 0.05 | 0 | 0 | Constrained,otherwise capacity available =33kVA. | --> | 0.047 | 0 | 0 | 0 | 0.009 | 0.042 | 0 |  | --> | C13 ex COBH | COBH: T41∥T42 | COW CROSS |  | 51.8599 | -8.3059
MV/LV Substation BA***047 | 10 kV | 400V(3ph) & 230V(single ph) | LV | 100 kVA :Pole Substation | 0.1 | --> | 0.1 | 0 | 0.1 |  | --> | 0.095 | 0 | 0 | 0 | 0.024 | 0 | 0 | Constrained,otherwise capacity available =92kW. | --> | C16 ex RATHDRUM | RATHDRUM: T42 | ARKLOW |  | 52.9362 | -6.2476
MV/LV Substation BA***047Y | 20 kV | 400V(3ph) & 230V(single ph) | LV | 100 kVA :Pole Substation | 0.1 | --> | 0.1 | 0.087 | 4.1 |  | --> | 0.095 | 0 | 0 | 0 | 0 | 0 | 0 | Constrained,otherwise capacity available =101kW. | --> | E13 ex CHARLEVILLE | CHARLEVILLE: T422 | CHARLEVILLE |  | 52.3081 | -8.6792
MV/LV Substation BA***047Y | 20 kV | 400V(3ph) & 230V(single ph) | LV | 50 kVA :Pole Substation | 0.05 | --> | 0.05 | 0.05 | 2.6 |  | --> | 0.047 | 0 | 0 | 0 | 0 | 0.049 | 0 |  | --> | E23 ex ATHENRY | ATHENRY: T423 | GALWAY 110KV |  | 53.2615 | -8.5909
MV/LV Substation BA***048 | 10 kV | 400V(3ph) & 230V(single ph) | LV | 400 kVA :Kiosk Substation | 0.4 | --> | 0.4 | 0 | 0 | Constrained,otherwise capacity available =327kVA. | --> | 0.38 | 0 | 0 | 0 | 0.012 | 0.398 | 0 |  | --> | C20 ex DOCK ROAD | DOCK ROAD: T41∥T42 | LIMERICK |  | 52.644 | -8.6453
MV/LV Substation BA***049 | 10 kV | 400V(3ph) & 230V(single ph) | LV | 1000 kVA :Building Structure | 1 | --> | 1 | 0.326 | 2.2 |  | --> | 0.95 | 0 | 0 | 0 | 0 | 0.5 | 0 |  | --> | C22 ex MANOR STREET | MANOR STREET: T42 | WATERFORD |  | 52.26 | -7.1111
MV/LV Substation BA***049 | 10 kV | 400V(3ph) & 230V(single ph) | LV | 50 kVA :Pole Substation | 0.05 | --> | 0.05 | 0 | 0 | Constrained,otherwise capacity available =31kVA. | --> | 0.047 | 0 | 0 | 0 | 0 | 0.051 | 0 |  | --> | C12 ex BRUFF | BRUFF: T42 | LIMERICK |  | 52.524 | -8.4471
MV/LV Substation BA***049 | 10 kV | 400V(3ph) & 230V(single ph) | LV | 50 kVA :Pole Substation | 0.05 | --> | 0.05 | 0 | 0 | Constrained,otherwise capacity available =43kVA. | --> | 0.047 | 0 | 0 | 0 | 0 | 0.05 | 0 |  | --> | C13 ex COBH | COBH: T41∥T42 | COW CROSS |  | 51.8658 | -8.3074
MV/LV Substation BA***049X | 10 kV | 400V(3ph) & 230V(single ph) | LV | 50 kVA :Pole Substation | 0.05 | --> | 0.05 | 0.049 | 2.2 |  | --> | 0.047 | 0 | 0 | 0 | 0 | 0 | 0 | Constrained,otherwise capacity available =49kW. | --> | C16 ex NEWCASTLEWEST | NEWCASTLEWEST: T41∥T42 | RATHKEALE |  | 52.4623 | -9.0319
MV/LV Substation BA***049X | 10 kV | 400V(3ph) & 230V(single ph) | LV | 100 kVA :Pole Substation | 0.1 | --> | 0.1 | 0.1 | 2.9 |  | --> | 0.095 | 0 | 0 | 0 | 0 | 0.1 | 0 |  | --> | C18 ex DUNLEER | DUNLEER: T41∥T42 | DRYBRIDGE |  | 53.8421 | -6.4055
MV/LV Substation BA***049Z | 10 kV | 400V(3ph) & 230V(single ph) | LV | 50 kVA :Pole Substation | 0.05 | --> | 0.05 | 0.05 | 1.6 |  | --> | 0.047 | 0 | 0 | 0 | 0 | 0.049 | 0 |  | --> | C12 ex SRAH | SRAH: T41∥T42 | THORNSBERRY |  | 53.295 | -7.5362
MV/LV Substation BA***050 | 10 kV | 400V(3ph) & 230V(single ph) | LV | 200 kVA :Kiosk Substation | 0.2 | --> | 0.2 | 0.115 | 0.7 |  | --> | 0.19 | 0 | 0 | 0 | 0.023 | 0.188 | 0 |  | --> | C30 ex ACADEMY STREET | ACADEMY STREET: T44 | NAVAN |  | 53.6531 | -6.6691
MV/LV Substation BA***050 | 10 kV | 400V(3ph) & 230V(single ph) | LV | 400 kVA :Kiosk Substation | 0.4 | --> | 0.4 | 0.299 | 3.4 |  | --> | 0.38 | 0 | 0 | 0 | 0 | 0.415 | 0 |  | --> | C16 ex MAYFIELD | MAYFIELD: T42 | KILBARRY |  | 51.9151 | -8.4369
MV/LV Substation BA***050 | 10 kV | 400V(3ph) & 230V(single ph) | LV | 200 kVA :Kiosk Substation | 0.2 | --> | 0.2 | 0 | 0 | Constrained,otherwise capacity available =180kVA. | --> | 0.19 | 0 | 0 | 0 | 0.003 | 0 | 0 | Constrained,otherwise capacity available =200kW. | --> | C11 ex GARDEN CITY | GARDEN CITY: T41∥T42 | ARKLOW |  | 52.7216 | -6.2379
MV/LV Substation BA***050 | 10 kV | 400V(3ph) & 230V(single ph) | LV | 200 kVA :Kiosk Substation | 0.2 | --> | 0.2 | 0.172 | 10.6 |  | --> | 0.19 | 0 | 0 | 0 | 0 | 0.203 | 0 |  | --> | C18 ex WATERFORD IND EST | WATERFORD IND EST: T42∥T44 | BUTLERSTOWN |  | 52.2446 | -7.1411
MV/LV Substation BA***050Y | 20 kV | 400V(3ph) & 230V(single ph) | LV | 50 kVA :Pole Substation | 0.05 | --> | 0.05 | 0 | 0 | Constrained,otherwise capacity available =38kVA. | --> | 0.047 | 0 | 0 | 0 | 0 | 0.051 | 0 |  | --> | E17 ex BALLINROBE | BALLINROBE: T421∥T422 | DALTON |  | 53.6373 | -9.1697
MV/LV Substation BA***051 | 20 kV | 400V(3ph) & 230V(single ph) | LV | 100 kVA :Pole Substation | 0.1 | --> | 0.1 | 0 | 0 | Constrained,otherwise capacity available =80kVA. | --> | 0.095 | 0 | 0 | 0 | 0 | 0.103 | 0 |  | --> | C19 ex ENNISTYMON | ENNISTYMON: T41∥T42 | ENNIS |  | 53.118 | -9.1497
MV/LV Substation BA***051Z | 10 kV | 400V(3ph) & 230V(single ph) | LV | 400 kVA :Building Structure | 0.4 | --> | 0.4 | 0 | 0 | Constrained,otherwise capacity available =264kVA. | --> | 0.38 | 0 | 0 | 0 | 0 | 0 | 0 | Constrained,otherwise capacity available =421kW. | --> | C16 ex PALLAS | PALLAS: T41∥T42 | PORTLAOISE |  | 53.0595 | -7.4293
MV/LV Substation BA***052 | 10 kV | 400V(3ph) & 230V(single ph) | LV | 400 kVA :Kiosk Substation | 0.4 | --> | 0.4 | 0.235 | 2.4 |  | --> | 0.38 | 0 | 0 | 0 | 0.035 | 0.388 | 0 |  | --> | C14 ex DUNDRUM | DUNDRUM: T42 | BLACKROCK |  | 53.2871 | -6.2579
MV/LV Substation BA***052 | 10 kV | 400V(3ph) & 230V(single ph) | LV | 50 kVA :Pole Substation | 0.05 | --> | 0.05 | 0 | 0 | Constrained,otherwise capacity available =40kVA. | --> | 0.047 | 0 | 0 | 0 | 0 | 0.051 | 0 |  | --> | C17 ex SKIBBEREEN | SKIBBEREEN: T41∥T42 | DUNMANWAY |  | 51.5322 | -9.2151
MV/LV Substation BA***053 | 20 kV | 400V(3ph) & 230V(single ph) | LV | 50 kVA :Pole Substation | 0.05 | --> | 0.05 | 0.025 | 11.3 |  | --> | 0.047 | 0 | 0 | 0 | 0 | 0.053 | 0 |  | --> | C14 ex SINGLAND | SINGLAND: T102 | SINGLAND |  | 52.6274 | -8.576
MV/LV Substation BA***054Y | 20 kV | 400V(3ph) & 230V(single ph) | LV | 100 kVA :Pole Substation | 0.1 | --> | 0.1 | 0.1 | 3.2 |  | --> | 0.095 | 0 | 0 | 0 | 0 | 0.1 | 0 |  | --> | C26 ex ATHY | ATHY: T102 | ATHY |  | 53.1048 | -6.9679
MV/LV Substation BA***055 | 10 kV | 400V(3ph) & 230V(single ph) | LV | 1000 kVA :Building Structure | 1 | --> | 1 | 0.5 | 0.6 |  | --> | 0.95 | 0 | 0 | 0 | 0.003 | 0.5 | 0 |  | --> | C04 ex PEMBROKE | PEMBROKE: T44 | RINGSEND |  | 53.333 | -6.237
MV/LV Substation BA***055Y | 20 kV | 400V(3ph) & 230V(single ph) | LV | 200 kVA :Pole Substation | 0.2 | --> | 0.2 | 0 | 0 | Constrained,otherwise capacity available =148kVA. | --> | 0.19 | 0 | 0 | 0 | 0 | 0.207 | 0 |  | --> | E14 ex DALTON | DALTON: T421∥T422 | DALTON |  | 53.7525 | -8.9653
MV/LV Substation BA***056 | 10 kV | 400V(3ph) & 230V(single ph) | LV | 50 kVA :Pole Substation | 0.05 | --> | 0.05 | 0.035 | 4.3 |  | --> | 0.047 | 0 | 0 | 0 | 0 | 0.051 | 0 |  | --> | C26 ex BAILIEBORO | BAILIEBORO: T41∥T42 | MEATH HILL |  | 53.9201 | -6.9696
MV/LV Substation BA***056 | 20 kV | 400V(3ph) & 230V(single ph) | LV | 50 kVA :Pole Substation | 0.05 | --> | 0.05 | 0 | 0 | Constrained,otherwise capacity available =15kVA. | --> | 0.047 | 0 | 0 | 0 | 0 | 0 | 0 | Constrained,otherwise capacity available =54kW. | --> | E11 ex FERNS | FERNS: T421 | CRANE |  | 52.6328 | -6.5496
MV/LV Substation BA***056Y | 10 kV | 400V(3ph) & 230V(single ph) | LV | 50 kVA :Pole Substation | 0.05 | --> | 0.05 | 0.033 | 2 |  | --> | 0.047 | 0 | 0 | 0 | 0.008 | 0.043 | 0 |  | --> | C26 ex GRANGE CASTLE | GRANGE CASTLE: T102 | INCHICORE 220KV |  | 53.2924 | -6.4891
MV/LV Substation BA***057 | 10 kV | 400V(3ph) & 230V(single ph) | LV | 630 kVA :Building Structure | 0.63 | --> | 0.63 | 0.314 | 2.7 |  | --> | 0.598 | 0 | 0 | 0 | 0.014 | 0.5 | 0 |  | --> | C17 ex WHITEHALL | WHITEHALL: T41 | FINGLAS |  | 53.3761 | -6.2704
MV/LV Substation BA***057 | 10 kV | 400V(3ph) & 230V(single ph) | LV | 100 kVA :Pole Substation | 0.1 | --> | 0.1 | 0.072 | 2.6 |  | --> | 0.095 | 0 | 0 | 0 | 0 | 0.103 | 0 |  | --> | C19 ex RECESS | RECESS: T41 | GALWAY 110KV |  | 53.4668 | -9.8702
MV/LV Substation BA***057X | 10 kV | 400V(3ph) & 230V(single ph) | LV | 200 kVA :Kiosk Substation | 0.2 | --> | 0.2 | 0.159 | 0.8 |  | --> | 0.19 | 0 | 0 | 0 | 0.003 | 0.203 | 0 |  | --> | C20 ex BALLYBEGGAN | BALLYBEGGAN: T43∥T44 | TRALEE |  | 52.2698 | -9.6864
MV/LV Substation BA***057X | 20 kV | 400V(3ph) & 230V(single ph) | LV | 100 kVA :Pole Substation | 0.1 | --> | 0.1 | 0.097 | 1.3 |  | --> | 0.095 | 0 | 0 | 0 | 0 | 0.1 | 0 |  | --> | C11 ex ENNIS NORTH | ENNIS NORTH: T41∥T42 | ENNIS |  | 52.9581 | -9.044
MV/LV Substation BA***058 | 10 kV | 400V(3ph) & 230V(single ph) | LV | 50 kVA :Pole Substation | 0.05 | --> | 0.05 | 0.038 | 9.9 |  | --> | 0.047 | 0 | 0 | 0 | 0.003 | 0.047 | 0 |  | --> | C21 ex ENNIS | ENNIS: T101 | ENNIS |  | 52.9226 | -8.9166
MV/LV Substation BA***058 | 10 kV | 400V(3ph) & 230V(single ph) | LV | 400 kVA :Kiosk Substation | 0.4 | --> | 0.4 | 0.294 | 11.5 |  | --> | 0.38 | 0 | 0 | 0 | 0 | 0.416 | 0 |  | --> | C22 ex BALLYBEG | BALLYBEG: T102 | CARRICKMINES |  | 52.9821 | -6.0433
MV/LV Substation BA***058 | 10 kV | 400V(3ph) & 230V(single ph) | LV | 50 kVA :Pole Substation | 0.05 | --> | 0.05 | 0 | 0 | Constrained,otherwise capacity available =50kVA. | --> | 0.047 | 0 | 0 | 0 | 0 | 0.049 | 0 |  | --> | C15 ex KINSALE | KINSALE: T41∥T42 | BANDON |  | 51.6986 | -8.4839
MV/LV Substation BA***058Y | 10 kV | 400V(3ph) & 230V(single ph) | LV | 50 kVA :Pole Substation | 0.05 | --> | 0.05 | 0.05 | 1.2 |  | --> | 0.047 | 0 | 0 | 0 | 0 | 0 | 0 | Constrained,otherwise capacity available =49kW. | --> | C20 ex KNOCKAPHUNTA | KNOCKAPHUNTA: T41∥T42 | CASTLEBAR |  | 53.8406 | -9.2807
MV/LV Substation BA***058Y | 20 kV | 400V(3ph) & 230V(single ph) | LV | 50 kVA :Pole Substation | 0.05 | --> | 0.05 | 0 | 0 | Constrained,otherwise capacity available =50kVA. | --> | 0.047 | 0 | 0 | 0 | 0 | 0.049 | 0 |  | --> | E14 ex DALTON | DALTON: T421∥T422 | DALTON |  | 53.7637 | -8.9679
MV/LV Substation BA***059 | 20 kV | 400V(3ph) & 230V(single ph) | LV | 100 kVA :Pole Substation | 0.1 | --> | 0.1 | 0.039 | 11.3 |  | --> | 0.095 | 0 | 0 | 0 | 0 | 0.109 | 0 |  | --> | C14 ex SINGLAND | SINGLAND: T102 | SINGLAND |  | 52.5979 | -8.5478
MV/LV Substation BA***059X | 20 kV | 400V(3ph) & 230V(single ph) | LV | 50 kVA :Pole Substation | 0.05 | --> | 0.05 | 0.032 | 0.9 |  | --> | 0.047 | 0 | 0 | 0 | 0.004 | 0.047 | 0 |  | --> | C16 ex CARRAROE | CARRAROE: T42 | SCREEB |  | 53.067 | -9.5279
MV/LV Substation BA***059Y | 20 kV | 400V(3ph) & 230V(single ph) | LV | 50 kVA :Pole Substation | 0.05 | --> | 0.05 | 0 | 0 | Constrained,otherwise capacity available =49kVA. | --> | 0.047 | 0 | 0 | 0 | 0.007 | 0.042 | 0 |  | --> | E14 ex DALTON | DALTON: T421∥T422 | DALTON |  | 53.7406 | -8.976
MV/LV Substation BA***059Y | 20 kV | 400V(3ph) & 230V(single ph) | LV | 50 kVA :Pole Substation | 0.05 | --> | 0.05 | 0 | 0 | Constrained,otherwise capacity available =35kVA. | --> | 0.047 | 0 | 0 | 0 | 0 | 0 | 0 | Constrained,otherwise capacity available =51kW. | --> | E12 ex CASTLELYONS | CASTLELYONS: T421∥T422 | BARRYMORE |  | 52.0692 | -8.276
MV/LV Substation BA***059Y | 10 kV | 400V(3ph) & 230V(single ph) | LV | 200 kVA :Pole Substation | 0.2 | --> | 0.2 | 0.185 | 0.9 |  | --> | 0.19 | 0 | 0 | 0 | 0.001 | 0.201 | 0 |  | --> | C12 ex BALLYHALE | BALLYHALE: T42 | KILKENNY |  | 52.4772 | -7.2098
MV/LV Substation BA***061 | 10 kV | 400V(3ph) & 230V(single ph) | LV | 50 kVA :Pole Substation | 0.05 | --> | 0.05 | 0.042 | 9.8 |  | --> | 0.047 | 0 | 0 | 0 | 0 | 0.05 | 0 |  | --> | C12 ex KILCOOLE | KILCOOLE: T41∥T42 | FASSAROE |  | 53.0974 | -6.0535
MV/LV Substation BA***061 | 10 kV | 400V(3ph) & 230V(single ph) | LV | 400 kVA :Kiosk Substation | 0.4 | --> | 0.4 | 0.337 | 5 |  | --> | 0.38 | 0 | 0 | 0 | 0.007 | 0.402 | 0 |  | --> | C18 ex BALLYRICKARD | BALLYRICKARD: T41∥T42 | TRALEE |  | 52.2708 | -9.7212
MV/LV Substation BA***061X | 20 kV | 400V(3ph) & 230V(single ph) | LV | 50 kVA :Pole Substation | 0.05 | --> | 0.05 | 0.042 | 0.9 |  | --> | 0.047 | 0 | 0 | 0 | 0.001 | 0.049 | 0 |  | --> | C16 ex CARRAROE | CARRAROE: T42 | SCREEB |  | 53.0668 | -9.5321
MV/LV Substation BA***061X | 20 kV | 400V(3ph) & 230V(single ph) | LV | 50 kVA :Pole Substation | 0.05 | --> | 0.05 | 0.029 | 0.2 |  | --> | 0.047 | 0 | 0 | 0 | 0 | 0.052 | 0 |  | --> | C15 ex MOATE | MOATE: T42 | ATHLONE |  | 53.3946 | -7.7336
MV/LV Substation BA***061X | 20 kV | 400V(3ph) & 230V(single ph) | LV | 200 kVA :Pole Substation | 0.2 | --> | 0.2 | 0.169 | 11.5 |  | --> | 0.19 | 0 | 0 | 0 | 0 | 0.204 | 0 |  | --> | C27 ex SALTHILL | SALTHILL: T101 | SALTHILL |  | 53.2789 | -9.1624
MV/LV Substation BA***062 | 20 kV | 400V(3ph) & 230V(single ph) | LV | 50 kVA :Pole Substation | 0.05 | --> | 0.05 | 0 | 0 | Constrained,otherwise capacity available =48kVA. | --> | 0.047 | 0 | 0 | 0 | 0 | 0.049 | 0 |  | --> | E11 ex GLASMORE | GLASMORE: T421 | GLASMORE |  | 53.487 | -6.1301
MV/LV Substation BA***062Y | 10 kV | 400V(3ph) & 230V(single ph) | LV | 50 kVA :Pole Substation | 0.05 | --> | 0.05 | 0 | 0 | Constrained,otherwise capacity available =45kVA. | --> | 0.047 | 0 | 0 | 0 | 0 | 0 | 0 | Constrained,otherwise capacity available =50kW. | --> | C17 ex COLLIGAN | COLLIGAN: T41 | DUNGARVAN |  | 52.0971 | -7.6509
MV/LV Substation BA***063Y | 20 kV | 400V(3ph) & 230V(single ph) | LV | 100 kVA :Pole Substation | 0.1 | --> | 0.1 | 0 | 0 | Constrained,otherwise capacity available =91kVA. | --> | 0.095 | 0 | 0 | 0 | 0 | 0.1 | 0 |  | --> | E19 ex CAVAN | CAVAN: T421 | SHANKILL |  | 53.9293 | -7.4074
MV/LV Substation BA***063Y | 20 kV | 400V(3ph) & 230V(single ph) | LV | 100 kVA :Pole Substation | 0.1 | --> | 0.1 | 0 | 0 | Constrained,otherwise capacity available =99kVA. | --> | 0.095 | 0 | 0 | 0 | 0 | 0 | 0 | Constrained,otherwise capacity available =100kW. | --> | E11 ex FERNS | FERNS: T421 | CRANE |  | 52.6255 | -6.4946
MV/LV Substation BA***063Z | 10 kV | 400V(3ph) & 230V(single ph) | LV | 50 kVA :Pole Substation | 0.05 | --> | 0.05 | 0.05 | 4.8 |  | --> | 0.047 | 0 | 0 | 0 | 0 | 0.049 | 0 |  | --> | C21 ex ATHY | ATHY: T101 | ATHY |  | 52.9679 | -7.0793
MV/LV Substation BA***064 | 10 kV | 400V(3ph) & 230V(single ph) | LV | 50 kVA :Pole Substation | 0.05 | --> | 0.05 | 0.047 | 3.8 |  | --> | 0.047 | 0 | 0 | 0 | 0 | 0 | 0 | Constrained,otherwise capacity available =49kW. | --> | C16 ex TURLOUGH ROAD | TURLOUGH ROAD: T41∥T42 | CASTLEBAR |  | 53.8718 | -9.2913
MV/LV Substation BA***064X | 10 kV | 400V(3ph) & 230V(single ph) | LV | 50 kVA :Pole Substation | 0.05 | --> | 0.05 | 0.046 | 0.4 |  | --> | 0.047 | 0 | 0 | 0 | 0 | 0 | 0 | Constrained,otherwise capacity available =49kW. | --> | C15 ex GARRYSPILLANE | GARRYSPILLANE: T41 | TIPPERARY |  | 52.3753 | -8.3525
MV/LV Substation BA***064Y | 20 kV | 400V(3ph) & 230V(single ph) | LV | 50 kVA :Pole Substation | 0.05 | --> | 0.05 | 0.047 | 1.5 |  | --> | 0.047 | 0 | 0 | 0 | 0 | 0.049 | 0 |  | --> | C17 ex MOUNT MISERY | MOUNT MISERY: T41 | WATERFORD |  | 52.3082 | -7.0351
MV/LV Substation BA***065 | 10 kV | 400V(3ph) & 230V(single ph) | LV | 400 kVA :Kiosk Substation | 0.4 | --> | 0.4 | 0.148 | 9.2 |  | --> | 0.38 | 0 | 0 | 0 | 0.006 | 0.431 | 0 |  | --> | C23 ex CENTRE PARK ROAD | MARINA: T105 | MARINA |  | 51.8965 | -8.4325
MV/LV Substation BA***065 | 10 kV | 400V(3ph) & 230V(single ph) | LV | 630 kVA :Building Structure | 0.63 | --> | 0.63 | 0.302 | 0.5 |  | --> | 0.598 | 0 | 0 | 0 | 0.044 | 0.5 | 0 |  | --> | C13 ex BALLYBODEN | BALLYBODEN: T41 | COOKSTOWN |  | 53.2889 | -6.2805
MV/LV Substation BA***065 | 10 kV | 400V(3ph) & 230V(single ph) | LV | 400 kVA :Building Structure | 0.4 | --> | 0.4 | 0 | 0 | Constrained,otherwise capacity available =142kVA. | --> | 0.38 | 0 | 0 | 0 | 0.01 | 0.428 | 0 |  | --> | C20 ex MERVILLE | MERVILLE: T42 | FINGLAS |  | 53.395 | -6.3071
MV/LV Substation BA***065X | 10 kV | 400V(3ph) & 230V(single ph) | LV | 200 kVA :Kiosk Substation | 0.2 | --> | 0.2 | 0.171 | 12.2 |  | --> | 0.19 | 0 | 0 | 0 | 0.003 | 0.2 | 0 |  | --> | C28 ex SALTHILL | SALTHILL: T102 | SALTHILL |  | 53.2598 | -9.1308
MV/LV Substation BA***065Y | 10 kV | 400V(3ph) & 230V(single ph) | LV | 400 kVA :Kiosk Substation | 0.4 | --> | 0.4 | 0.39 | 2.3 |  | --> | 0.38 | 0 | 0 | 0 | 0.023 | 0.377 | 0 |  | --> | C11 ex CASTLECOMER | CASTLECOMER: T41∥T42 | BALLYRAGGET |  | 52.7878 | -7.2093
MV/LV Substation BA***066Y | 10 kV | 400V(3ph) & 230V(single ph) | LV | 200 kVA :Kiosk Substation | 0.2 | --> | 0.2 | 0.098 | 0.9 |  | --> | 0.19 | 0 | 0 | 0 | 0.007 | 0.208 | 0 |  | --> | C14 ex BALLYHALE | BALLYHALE: T42 | KILKENNY |  | 52.4682 | -7.2004
MV/LV Substation BA***066Z | 20 kV | 400V(3ph) & 230V(single ph) | LV | 400 kVA :Kiosk Substation | 0.4 | --> | 0.4 | 0 | 0 | Constrained,otherwise capacity available =399kVA. | --> | 0.38 | 0 | 0 | 0 | 0 | 0.4 | 0 |  | --> | C11 ex LOUGHSHINNY | LOUGHSHINNY: T41 | GLASMORE |  | 53.5089 | -6.1487
MV/LV Substation BA***067 | 20 kV | 400V(3ph) & 230V(single ph) | LV | 50 kVA :Pole Substation | 0.05 | --> | 0.05 | 0.034 | 5.6 |  | --> | 0.047 | 0 | 0 | 0 | 0.015 | 0.036 | 0 |  | --> | E18 ex CRANE | CRANE: T122 | CRANE |  | 52.5256 | -6.425
MV/LV Substation BA***067 | 20 kV | 400V(3ph) & 230V(single ph) | LV | 200 kVA :Pole Substation | 0.2 | --> | 0.2 | 0.091 | 1.8 |  | --> | 0.19 | 0 | 0 | 0 | 0 | 0.216 | 0 |  | --> | E16 ex CURRALEIGH | CURRALEIGH: T421∥T422 | KILBARRY |  | 51.9789 | -8.7323
MV/LV Substation BA***068 | 10 kV | 400V(3ph) & 230V(single ph) | LV | 400 kVA :Kiosk Substation | 0.4 | --> | 0.4 | 0 | 0 | Constrained,otherwise capacity available =263kVA. | --> | 0.38 | 0 | 0 | 0 | 0 | 0.416 | 0 |  | --> | C14 ex WOODFORD | WOODFORD: T41∥T42 | KNOCKEARAGH |  | 52.0639 | -9.4738
MV/LV Substation BA***068X | 10 kV | 400V(3ph) & 230V(single ph) | LV | 630 kVA :Building Structure | 0.63 | --> | 0.63 | 0.5 | 2.7 |  | --> | 0.598 | 0 | 0 | 0 | 0 | 0.5 | 0 |  | --> | C17 ex BALLYARD | BALLYARD: T41∥T42 | TRALEE |  | 52.2609 | -9.6924
MV/LV Substation BA***069 | 10 kV | 400V(3ph) & 230V(single ph) | LV | 630 kVA :Kiosk Substation | 0.63 | --> | 0.63 | 0.413 | 2.2 |  | --> | 0.598 | 0 | 0 | 0 | 0 | 0.5 | 0 |  | --> | C20 ex MANOR STREET | MANOR STREET: T42 | WATERFORD |  | 52.2541 | -7.1142
MV/LV Substation BA***070X | 10 kV | 400V(3ph) & 230V(single ph) | LV | 50 kVA :Pole Substation | 0.05 | --> | 0.05 | 0.05 | 0.2 |  | --> | 0.047 | 0 | 0 | 0 | 0 | 0.049 | 0 |  | --> | C11 ex SCARIFF | SCARIFF: T42 | ENNIS |  | 52.8728 | -8.4888
MV/LV Substation BA***070X | 10 kV | 400V(3ph) & 230V(single ph) | LV | 400 kVA :Kiosk Substation | 0.4 | --> | 0.4 | 0.18 | 0.9 |  | --> | 0.38 | 0 | 0 | 0 | 0.014 | 0 | 0 | Constrained,otherwise capacity available =418kW. | --> | C15 ex BANTRY | BANTRY: T41∥T42 | BALLYLICKY |  | 51.6807 | -9.452
MV/LV Substation BA***071 | 10 kV | 400V(3ph) & 230V(single ph) | LV | 100 kVA :Pole Substation | 0.1 | --> | 0.1 | 0.036 | 4.4 |  | --> | 0.095 | 0 | 0 | 0 | 0.002 | 0.107 | 0 |  | --> | C16 ex ARDFINNAN | ARDFINNAN: T42 | CAHIR |  | 52.3082 | -7.8903
MV/LV Substation BA***071X | 10 kV | 400V(3ph) & 230V(single ph) | LV | 50 kVA :Pole Substation | 0.05 | --> | 0.05 | 0.027 | 12.2 |  | --> | 0.047 | 0 | 0 | 0 | 0 | 0.052 | 0 |  | --> | C28 ex SALTHILL | SALTHILL: T102 | SALTHILL |  | 53.2558 | -9.1352
MV/LV Substation BA***072 | 10 kV | 400V(3ph) & 230V(single ph) | LV | 50 kVA :Pole Substation | 0.05 | --> | 0.05 | 0 | 0 | Constrained,otherwise capacity available =29kVA. | --> | 0.047 | 0 | 0 | 0 | 0 | 0.052 | 0 |  | --> | C22 ex GARRYOWEN | GARRYOWEN: T42 | LIMERICK |  | 52.6478 | -8.5708
MV/LV Substation BA***072X | 20 kV | 400V(3ph) & 230V(single ph) | LV | 50 kVA :Pole Substation | 0.05 | --> | 0.05 | 0.031 | 4 |  | --> | 0.047 | 0 | 0 | 0 | 0 | 0.051 | 0 |  | --> | E11 ex KILLINICK | KILLINICK: T421∥T422 | WEXFORD |  | 52.1977 | -6.5183
MV/LV Substation BA***072X | 20 kV | 400V(3ph) & 230V(single ph) | LV | 100 kVA :Pole Substation | 0.1 | --> | 0.1 | 0 | 0 | Constrained,otherwise capacity available =59kVA. | --> | 0.095 | 0 | 0 | 0 | 0.003 | 0 | 0 | Constrained,otherwise capacity available =103kW. | --> | E18 ex BIRR | BIRR: T422 | DALLOW |  | 53.1056 | -7.9133
MV/LV Substation BA***072Y | 10 kV | 400V(3ph) & 230V(single ph) | LV | 50 kVA :Pole Substation | 0.05 | --> | 0.05 | 0.05 | 2.2 |  | --> | 0.047 | 0 | 0 | 0 | 0 | 0.049 | 0 |  | --> | C18 ex SPA ROAD | SPA ROAD: T41∥T42 | DOON |  | 52.3599 | -7.6189
MV/LV Substation BA***073 | 10 kV | 400V(3ph) & 230V(single ph) | LV | 400 kVA :Kiosk Substation | 0.4 | --> | 0.4 | 0 | 0 | Constrained,otherwise capacity available =356kVA. | --> | 0.38 | 0 | 0 | 0 | 0 | 0.406 | 0 |  | --> | C19 ex PARKMORE | PARKMORE: T41∥T42 | GALWAY 110KV |  | 53.2969 | -8.9861
MV/LV Substation BA***073 | 20 kV | 400V(3ph) & 230V(single ph) | LV | 50 kVA :Pole Substation | 0.05 | --> | 0.05 | 0.037 | 0.8 |  | --> | 0.047 | 0 | 0 | 0 | 0 | 0 | 0 | Constrained,otherwise capacity available =51kW. | --> | E16 ex KILMACTHOMAS | KILMACTHOMAS: T421∥T422 | DUNGARVAN |  | 52.1747 | -7.3908
MV/LV Substation BA***073 | 10 kV | 400V(3ph) & 230V(single ph) | LV | 100 kVA :Pole Substation | 0.1 | --> | 0.1 | 0.04 | 5 |  | --> | 0.095 | 0 | 0 | 0 | 0 | 0.109 | 0 |  | --> | C17 ex BALLYRICKARD | BALLYRICKARD: T41∥T42 | TRALEE |  | 52.3006 | -9.8574
MV/LV Substation BA***073X | 20 kV | 400V(3ph) & 230V(single ph) | LV | 50 kVA :Pole Substation | 0.05 | --> | 0.05 | 0.04 | 1 |  | --> | 0.047 | 0 | 0 | 0 | 0 | 0.051 | 0 |  | --> | E17 ex BALLYHALE | BALLYHALE: T421 | KILKENNY |  | 52.4874 | -7.1087
MV/LV Substation BA***074 | 10 kV | 400V(3ph) & 230V(single ph) | LV | 50 kVA :Pole Substation | 0.05 | --> | 0.05 | 0.048 | 0.1 |  | --> | 0.047 | 0 | 0 | 0 | 0 | 0 | 0 | Constrained,otherwise capacity available =49kW. | --> | C11 ex RATHDRUM | RATHDRUM: T42 | ARKLOW |  | 52.9459 | -6.187
MV/LV Substation BA***074X | 20 kV | 400V(3ph) & 230V(single ph) | LV | 200 kVA :Kiosk Substation | 0.2 | --> | 0.2 | 0.191 | 0.2 |  | --> | 0.19 | 0 | 0 | 0 | 0 | 0.2 | 0 |  | --> | C16 ex MOATE | MOATE: T42 | ATHLONE |  | 53.4907 | -7.6681
MV/LV Substation BA***074Z | 20 kV | 400V(3ph) & 230V(single ph) | LV | 50 kVA :Pole Substation | 0.05 | --> | 0.05 | 0.04 | 0.8 |  | --> | 0.047 | 0 | 0 | 0 | 0 | 0.051 | 0 |  | --> | C20 ex KNOCKMULLEN | KNOCKMULLEN: T42 | GREAT ISLAND |  | 52.309 | -6.8576
MV/LV Substation BA***075 | 10 kV | 400V(3ph) & 230V(single ph) | LV | 630 kVA :Building Structure | 0.63 | --> | 0.63 | 0.452 | 0.9 |  | --> | 0.598 | 0 | 0 | 0 | 0.006 | 0.5 | 0 |  | --> | C12 ex RATHMULLAN | RATHMULLAN: T42 | DRYBRIDGE |  | 53.712 | -6.3606
MV/LV Substation BA***075 | 10 kV | 400V(3ph) & 230V(single ph) | LV | 400 kVA :Building Structure | 0.4 | --> | 0.4 | 0.107 | 4.2 |  | --> | 0.38 | 0 | 0 | 0 | 0.004 | 0.439 | 0 |  | --> | C14 ex MOYLISH | MOYLISH: T41∥T42 | ARDNACRUSHA |  | 52.6767 | -8.6425
MV/LV Substation BA***076 | 10 kV | 400V(3ph) & 230V(single ph) | LV | 50 kVA :Pole Substation | 0.05 | --> | 0.05 | 0.049 | 5.9 |  | --> | 0.047 | 0 | 0 | 0 | 0 | 0 | 0 | Constrained,otherwise capacity available =49kW. | --> | C22 ex NEWMARKET (SR) | NEWMARKET (SR): T41∥T42 | GLENLARA |  | 52.1665 | -8.9913
MV/LV Substation BA***076 | 10 kV | 400V(3ph) & 230V(single ph) | LV | 400 kVA :Kiosk Substation | 0.4 | --> | 0.4 | 0.065 | 1.3 |  | --> | 0.38 | 0 | 0 | 0 | 0.007 | 0.442 | 0 |  | --> | C19 ex MULGANNON | MULGANNON: T41 | WEXFORD |  | 52.3304 | -6.4518
MV/LV Substation BA***077 | 10 kV | 400V(3ph) & 230V(single ph) | LV | 200 kVA :Pole Substation | 0.2 | --> | 0.2 | 0.187 | 4 |  | --> | 0.19 | 0 | 0 | 0 | 0 | 0.201 | 0 |  | --> | C19 ex DUNMANWAY | DUNMANWAY: T43 | DUNMANWAY |  | 51.7239 | -9.0926
MV/LV Substation BA***079 | 10 kV | 400V(3ph) & 230V(single ph) | LV | 100 kVA :Pole Substation | 0.1 | --> | 0.1 | 0.076 | 2.8 |  | --> | 0.095 | 0 | 0 | 0 | 0 | 0 | 0 | Constrained,otherwise capacity available =103kW. | --> | C15 ex KILTIMAGH | KILTIMAGH: T41 | CASTLEBAR |  | 53.8283 | -9.0402
MV/LV Substation BA***079X | 10 kV | 400V(3ph) & 230V(single ph) | LV | 400 kVA :Building Structure | 0.4 | --> | 0.4 | 0 | 0 | Constrained,otherwise capacity available =244kVA. | --> | 0.38 | 0 | 0 | 0 | 0.101 | 0.317 | 0 |  | --> | C17 ex CARRICKMINES | CARRICKMINES: T41 | CARRICKMINES |  | 53.256 | -6.1932
MV/LV Substation BA***080 | 10 kV | 400V(3ph) & 230V(single ph) | LV | 400 kVA :Kiosk Substation | 0.4 | --> | 0.4 | 0.13 | 5 |  | --> | 0.38 | 0 | 0 | 0 | 0.003 | 0.437 | 0 |  | --> | C19 ex BALLYRICKARD | BALLYRICKARD: T41∥T42 | TRALEE |  | 52.2725 | -9.7109
MV/LV Substation BA***080 | 10 kV | 400V(3ph) & 230V(single ph) | LV | 100 kVA :Pole Substation | 0.1 | --> | 0.1 | 0.08 | 0.9 |  | --> | 0.095 | 0 | 0 | 0 | 0 | 0.103 | 0 |  | --> | C15 ex DRUMQUIN | DRUMQUIN: T42 | ENNIS |  | 52.7206 | -9.0654
MV/LV Substation BA***080X | 20 kV | 400V(3ph) & 230V(single ph) | LV | 100 kVA :Pole Substation | 0.1 | --> | 0.1 | 0.099 | 1.6 |  | --> | 0.095 | 0 | 0 | 0 | 0 | 0.1 | 0 |  | --> | E16 ex DINGLE | DINGLE: T422 | OUGHTRAGH |  | 52.1442 | -10.2163
MV/LV Substation BA***081 | 20 kV | 400V(3ph) & 230V(single ph) | LV | 100 kVA :Pole Substation | 0.1 | --> | 0.1 | 0.08 | 0.9 |  | --> | 0.095 | 0 | 0 | 0 | 0.001 | 0.102 | 0 |  | --> | C16 ex CARRAROE | CARRAROE: T42 | SCREEB |  | 53.1249 | -9.663
MV/LV Substation BA***081 | 20 kV | 400V(3ph) & 230V(single ph) | LV | 200 kVA :Pole Substation | 0.2 | --> | 0.2 | 0.198 | 1 |  | --> | 0.19 | 0 | 0 | 0 | 0 | 0.2 | 0 |  | --> | E11 ex BALLYHALE | BALLYHALE: T421 | KILKENNY |  | 52.4964 | -7.1845
MV/LV Substation BA***081X | 10 kV | 400V(3ph) & 230V(single ph) | LV | 50 kVA :Pole Substation | 0.05 | --> | 0.05 | 0 | 0 | Constrained,otherwise capacity available =50kVA. | --> | 0.047 | 0 | 0 | 0 | 0 | 0.049 | 0 |  | --> | C14 ex GREYSTONES | GREYSTONES: T42 | FASSAROE |  | 53.1722 | -6.1733
MV/LV Substation BA***081X | 10 kV | 400V(3ph) & 230V(single ph) | LV | 50 kVA :Pole Substation | 0.05 | --> | 0.05 | 0.036 | 5.2 |  | --> | 0.047 | 0 | 0 | 0 | 0.008 | 0.042 | 0 |  | --> | C12 ex KILFLYNN | KILFLYNN: T41∥T42 | TRALEE |  | 52.3512 | -9.628
MV/LV Substation BA***082 | 10 kV | 400V(3ph) & 230V(single ph) | LV | 400 kVA :Kiosk Substation | 0.4 | --> | 0.4 | 0.4 | 3.7 |  | --> | 0.38 | 0 | 0 | 0 | 0 | 0 | 0 | Constrained,otherwise capacity available =400kW. | --> | E19 ex FOXHOLE | FOXHOLE: T421∥T422 | DUNGARVAN |  | 52.0014 | -7.8858
MV/LV Substation BA***082X | 10 kV | 400V(3ph) & 230V(single ph) | LV | 1000 kVA :Building Structure | 1 | --> | 1 | 0.318 | 2.9 |  | --> | 0.95 | 0 | 0 | 0 | 0 | 0.5 | 0 |  | --> | C28 ex WOLFE TONE STREET | WOLFE TONE STREET: T102 | FINGLAS |  | 53.347 | -6.2627
MV/LV Substation BA***082Y | 10 kV | 400V(3ph) & 230V(single ph) | LV | 50 kVA :Pole Substation | 0.05 | --> | 0.05 | 0.049 | 2.4 |  | --> | 0.047 | 0 | 0 | 0 | 0 | 0 | 0 | Constrained,otherwise capacity available =49kW. | --> | C23 ex TINAHASK | TINAHASK: T41∥T42 | ARKLOW |  | 52.7832 | -6.1888
MV/LV Substation BA***082Z | 20 kV | 400V(3ph) & 230V(single ph) | LV | 200 kVA :Kiosk Substation | 0.2 | --> | 0.2 | 0.165 | 3.7 |  | --> | 0.19 | 0 | 0 | 0 | 0 | 0 | 0 | Constrained,otherwise capacity available =205kW. | --> | E18 ex FOXHOLE | FOXHOLE: T421∥T422 | DUNGARVAN |  | 52.007 | -7.8203
MV/LV Substation BA***083X | 20 kV | 400V(3ph) & 230V(single ph) | LV | 100 kVA :Pole Substation | 0.1 | --> | 0.1 | 0.084 | 5.7 |  | --> | 0.095 | 0 | 0 | 0 | 0 | 0.102 | 0 |  | --> | E14 ex MOY | MOY: T421∥T422 | MOY |  | 54.21 | -9.2126
MV/LV Substation BA***084X | 20 kV | 400V(3ph) & 230V(single ph) | LV | 50 kVA :Pole Substation | 0.05 | --> | 0.05 | 0.044 | 4.4 |  | --> | 0.047 | 0 | 0 | 0 | 0 | 0.05 | 0 |  | --> | E15 ex MOHILL | MOHILL: T421∥T422 | CARRICK ON SHANNON |  | 54.031 | -7.7909
MV/LV Substation BA***084Z | 20 kV | 400V(3ph) & 230V(single ph) | LV | 630 kVA :Kiosk Substation | 0.63 | --> | 0.63 | 0 | 0 | Constrained,otherwise capacity available =500kVA. | --> | 0.598 | 0 | 0 | 0 | 0 | 0.5 | 0 |  | --> | E12 ex ACADEMY STREET | ACADEMY STREET: T421∥T422 | NAVAN |  | 53.6431 | -6.6604
MV/LV Substation BA***084Z | 10 kV | 400V(3ph) & 230V(single ph) | LV | 200 kVA :Kiosk Substation | 0.2 | --> | 0.2 | 0 | 0 | Constrained,otherwise capacity available =48kVA. | --> | 0.19 | 0 | 0 | 0 | 0.01 | 0.21 | 0 |  | --> | C11 ex MORRISTOWN | MORRISTOWN: T41∥T42 | NEWBRIDGE |  | 53.1672 | -6.8152
MV/LV Substation BA***085 | 10 kV | 400V(3ph) & 230V(single ph) | LV | 100 kVA :Pole Substation | 0.1 | --> | 0.1 | 0 | 0 | Constrained,otherwise capacity available =94kVA. | --> | 0.095 | 0 | 0 | 0 | 0 | 0 | 0 | Constrained,otherwise capacity available =100kW. | --> | C20 ex CLOONLOUGH | CLOONLOUGH: T41∥T42 | BARRYMORE |  | 52.258 | -8.258
MV/LV Substation BA***085X | 20 kV | 400V(3ph) & 230V(single ph) | LV | 50 kVA :Pole Substation | 0.05 | --> | 0.05 | 0.044 | 1.3 |  | --> | 0.047 | 0 | 0 | 0 | 0 | 0.05 | 0 |  | --> | C11 ex ENNIS NORTH | ENNIS NORTH: T41∥T42 | ENNIS |  | 52.948 | -9.0771
MV/LV Substation BA***085Z | 10 kV | 400V(3ph) & 230V(single ph) | LV | 50 kVA :Pole Substation | 0.05 | --> | 0.05 | 0.05 | 2.5 |  | --> | 0.047 | 0 | 0 | 0 | 0 | 0.049 | 0 |  | --> | C16 ex KILCULLEN | KILCULLEN: T42 | STRATFORD |  | 53.12 | -6.7967
MV/LV Substation BA***086 | 20 kV | 400V(3ph) & 230V(single ph) | LV | 50 kVA :Pole Substation | 0.05 | --> | 0.05 | 0.042 | 5.1 |  | --> | 0.047 | 0 | 0 | 0 | 0 | 0.05 | 0 |  | --> | E16 ex BALLYBUNION | BALLYBUNION: T421∥T422 | TRIEN |  | 52.4913 | -9.6723
MV/LV Substation BA***087 | 10 kV | 400V(3ph) & 230V(single ph) | LV | 200 kVA :Kiosk Substation | 0.2 | --> | 0.2 | 0.129 | 0.8 |  | --> | 0.19 | 0 | 0 | 0 | 0.003 | 0.207 | 0 |  | --> | C20 ex BALLYBEGGAN | BALLYBEGGAN: T43∥T44 | TRALEE |  | 52.2698 | -9.6836
MV/LV Substation BA***087Z | 10 kV | 400V(3ph) & 230V(single ph) | LV | 200 kVA :Kiosk Substation | 0.2 | --> | 0.2 | 0 | 0 | Constrained,otherwise capacity available =139kVA. | --> | 0.19 | 0 | 0 | 0 | 0 | 0.209 | 0 |  | --> | C21 ex PORTARLINGTON | PORTARLINGTON: T43 | BLAKE |  | 53.1516 | -7.19
MV/LV Substation BA***088 | 10 kV | 400V(3ph) & 230V(single ph) | LV | 400 kVA :Building Structure | 0.4 | --> | 0.4 | 0.178 | 5 |  | --> | 0.38 | 0 | 0 | 0 | 0.05 | 0.381 | 0 |  | --> | C28 ex CENTRE PARK ROAD | MARINA: T106 | MARINA |  | 51.8894 | -8.445
MV/LV Substation BA***088 | 10 kV | 400V(3ph) & 230V(single ph) | LV | 200 kVA :Kiosk Substation | 0.2 | --> | 0.2 | 0.117 | 1.8 |  | --> | 0.19 | 0 | 0 | 0 | 0.007 | 0.205 | 0 |  | --> | C17 ex RATHMULLAN | RATHMULLAN: T41 | DRYBRIDGE |  | 53.713 | -6.3662
MV/LV Substation BA***088 | 10 kV | 400V(3ph) & 230V(single ph) | LV | 400 kVA :Building Structure | 0.4 | --> | 0.4 | 0.215 | 4.6 |  | --> | 0.38 | 0 | 0 | 0 | 0 | 0.428 | 0 |  | --> | C24 ex CABRA | CABRA: T101 | FINGLAS |  | 53.374 | -6.3038
MV/LV Substation BA***088Y | 20 kV | 400V(3ph) & 230V(single ph) | LV | 50 kVA :Pole Substation | 0.05 | --> | 0.05 | 0 | 0 | Constrained,otherwise capacity available =50kVA. | --> | 0.047 | 0 | 0 | 0 | 0 | 0.049 | 0 |  | --> | E18 ex BALLINROBE | BALLINROBE: T421∥T422 | DALTON |  | 53.6981 | -9.2973
MV/LV Substation BA***089 | 10 kV | 400V(3ph) & 230V(single ph) | LV | 200 kVA :Pole Substation | 0.2 | --> | 0.2 | 0 | 0 | Constrained,otherwise capacity available =101kVA. | --> | 0.19 | 0 | 0 | 0 | 0.017 | 0.196 | 0 |  | --> | C15 ex KINSALE | KINSALE: T41∥T42 | BANDON |  | 51.7092 | -8.5216
MV/LV Substation BA***091 | 10 kV | 400V(3ph) & 230V(single ph) | LV | 400 kVA :Building Structure | 0.4 | --> | 0.4 | 0.166 | 2.2 |  | --> | 0.38 | 0 | 0 | 0 | 0.004 | 0.43 | 0 |  | --> | C12 ex MANOR STREET | MANOR STREET: T42 | WATERFORD |  | 52.259 | -7.1144
MV/LV Substation BA***091 | 20 kV | 400V(3ph) & 230V(single ph) | LV | 100 kVA :Pole Substation | 0.1 | --> | 0.1 | 0 | 0 | Constrained,otherwise capacity available =72kVA. | --> | 0.095 | 0 | 0 | 0 | 0 | 0.103 | 0 |  | --> | E20 ex GLASMORE | GLASMORE: T422 | GLASMORE |  | 53.4816 | -6.235
MV/LV Substation BA***091 | 10 kV | 400V(3ph) & 230V(single ph) | LV | 50 kVA :Pole Substation | 0.05 | --> | 0.05 | 0.043 | 0.4 |  | --> | 0.047 | 0 | 0 | 0 | 0 | 0 | 0 | Constrained,otherwise capacity available =50kW. | --> | C15 ex GARRYSPILLANE | GARRYSPILLANE: T41 | TIPPERARY |  | 52.3528 | -8.2805
MV/LV Substation BA***091X | 20 kV | 400V(3ph) & 230V(single ph) | LV | 100 kVA :Pole Substation | 0.1 | --> | 0.1 | 0 | 0 | Constrained,otherwise capacity available =59kVA. | --> | 0.095 | 0 | 0 | 0 | 0.011 | 0.094 | 0 |  | --> | E11 ex CAVAN | CAVAN: T421 | SHANKILL |  | 54.0461 | -7.3167
MV/LV Substation BA***092 | 10 kV | 400V(3ph) & 230V(single ph) | LV | 100 kVA :Pole Substation | 0.1 | --> | 0.1 | 0.093 | 1.6 |  | --> | 0.095 | 0 | 0 | 0 | 0 | 0.1 | 0 |  | --> | C17 ex SALLINS | SALLINS: T41 | GRIFFINRATH |  | 53.2928 | -6.6933
MV/LV Substation BA***092 | 10 kV | 400V(3ph) & 230V(single ph) | LV | 200 kVA :Pole Substation | 0.2 | --> | 0.2 | 0.086 | 5.9 |  | --> | 0.19 | 0 | 0 | 0 | 0.014 | 0.202 | 0 |  | --> | C13 ex BANDON | BANDON: T101 | BANDON |  | 51.7499 | -8.7428
MV/LV Substation BA***092 | 10 kV | 400V(3ph) & 230V(single ph) | LV | 200 kVA :Pole Substation | 0.2 | --> | 0.2 | 0.025 | 0 | Constrained,otherwise capacity available =171kVA. | --> | 0.19 | 0 | 0 | 0 | 0 | 0 | 0 | Constrained,otherwise capacity available =203kW. | --> | C16 ex TOOMEVARA | TOOMEVARA: T42 | NENAGH |  | 52.8521 | -7.9778
MV/LV Substation BA***092X | 10 kV | 400V(3ph) & 230V(single ph) | LV | 400 kVA :Building Structure | 0.4 | --> | 0.4 | 0.329 | 1.2 |  | --> | 0.38 | 0 | 0 | 0 | 0 | 0.411 | 0 |  | --> | C26 ex KYLEERAGH | KYLEERAGH: T42 | NENAGH |  | 52.8952 | -8.2039
MV/LV Substation BA***094X | 10 kV | 400V(3ph) & 230V(single ph) | LV | 100 kVA :Pole Substation | 0.1 | --> | 0.1 | 0.035 | 0.6 |  | --> | 0.095 | 0 | 0 | 0 | 0 | 0.109 | 0 |  | --> | C19 ex CLONDALKIN | CLONDALKIN: T41 | INCHICORE 220KV |  | 53.2994 | -6.4328
MV/LV Substation BA***094X | 10 kV | 400V(3ph) & 230V(single ph) | LV | 50 kVA :Pole Substation | 0.05 | --> | 0.05 | 0.04 | 5 |  | --> | 0.047 | 0 | 0 | 0 | 0.01 | 0.04 | 0 |  | --> | C12 ex BALLYRICKARD | BALLYRICKARD: T41∥T42 | TRALEE |  | 52.2777 | -9.7787
MV/LV Substation BA***094X | 20 kV | 400V(3ph) & 230V(single ph) | LV | 200 kVA :Pole Substation | 0.2 | --> | 0.2 | 0.191 | 4.7 |  | --> | 0.19 | 0 | 0 | 0 | 0 | 0.2 | 0 |  | --> | E17 ex EDGEWORTHSTOWN | EDGEWORTHSTOWN: T421∥T422 | RICHMOND |  | 53.7043 | -7.6708
MV/LV Substation BA***094Z | 10 kV | 400V(3ph) & 230V(single ph) | LV | 50 kVA :Pole Substation | 0.05 | --> | 0.05 | 0.05 | 5.5 |  | --> | 0.047 | 0 | 0 | 0 | 0 | 0.049 | 0 |  | --> | C18 ex LOUGHSHINNY | LOUGHSHINNY: T42 | GLASMORE |  | 53.5421 | -6.12
MV/LV Substation BA***095 | 10 kV | 400V(3ph) & 230V(single ph) | LV | 50 kVA :Pole Substation | 0.05 | --> | 0.05 | 0.047 | 0.9 |  | --> | 0.047 | 0 | 0 | 0 | 0 | 0.049 | 0 |  | --> | C18 ex BALLYHALE | BALLYHALE: T42 | KILKENNY |  | 52.481 | -7.2799
MV/LV Substation BA***095Y | 10 kV | 400V(3ph) & 230V(single ph) | LV | 200 kVA :Pole Substation | 0.2 | --> | 0.2 | 0.181 | 0.4 |  | --> | 0.19 | 0 | 0 | 0 | 0 | 0 | 0 | Constrained,otherwise capacity available =202kW. | --> | C12 ex GARRYSPILLANE | GARRYSPILLANE: T41 | TIPPERARY |  | 52.3287 | -8.4347
MV/LV Substation BA***096 | 10 kV | 400V(3ph) & 230V(single ph) | LV | 100 kVA :Pole Substation | 0.1 | --> | 0.1 | 0.088 | 0.9 |  | --> | 0.095 | 0 | 0 | 0 | 0 | 0.101 | 0 |  | --> | C12 ex RIVERSTOWN | RIVERSTOWN: T41∥T42 | KILBARRY |  | 51.9549 | -8.4205
MV/LV Substation BA***096Z | 10 kV | 400V(3ph) & 230V(single ph) | LV | 630 kVA :Kiosk Substation | 0.63 | --> | 0.63 | 0.5 | 5.9 |  | --> | 0.598 | 0 | 0 | 0 | 0.039 | 0.5 | 0 |  | --> | C18 ex BANDON | BANDON: T101 | BANDON |  | 51.8123 | -8.6511
MV/LV Substation BA***097 | 20 kV | 400V(3ph) & 230V(single ph) | LV | 50 kVA :Pole Substation | 0.05 | --> | 0.05 | 0.045 | 6.9 |  | --> | 0.047 | 0 | 0 | 0 | 0.042 | 0 | 0 | Constrained,otherwise capacity available =6kW. | --> | E18 ex SPRINGS | SPRINGS: T421∥T422 | DUNGARVAN |  | 52.0506 | -7.5817
MV/LV Substation BA***097X | 10 kV | 400V(3ph) & 230V(single ph) | LV | 400 kVA :Building Structure | 0.4 | --> | 0.4 | 0 | 0 | Constrained,otherwise capacity available =223kVA. | --> | 0.38 | 0 | 0 | 0 | 0 | 0.422 | 0 |  | --> | C22 ex SKIBBEREEN | SKIBBEREEN: T41∥T42 | DUNMANWAY |  | 51.5747 | -9.2711
MV/LV Substation BA***097X | 10 kV | 400V(3ph) & 230V(single ph) | LV | 630 kVA :Kiosk Substation | 0.63 | --> | 0.63 | 0.5 | 12.2 |  | --> | 0.598 | 0 | 0 | 0 | 0.014 | 0.5 | 0 |  | --> | C28 ex SALTHILL | SALTHILL: T102 | SALTHILL |  | 53.2511 | -9.1532
MV/LV Substation BA***097Y | 10 kV | 400V(3ph) & 230V(single ph) | LV | 400 kVA :Building Structure | 0.4 | --> | 0.4 | 0.305 | 1.3 |  | --> | 0.38 | 0 | 0 | 0 | 0.023 | 0.39 | 0 |  | --> | C19 ex ENNIS NORTH | ENNIS NORTH: T41∥T42 | ENNIS |  | 52.8757 | -8.9605
MV/LV Substation BA***098 | 10 kV | 400V(3ph) & 230V(single ph) | LV | 400 kVA :Building Structure | 0.4 | --> | 0.4 | 0 | 0 | Constrained,otherwise capacity available =187kVA. | --> | 0.38 | 0 | 0 | 0 | 0.042 | 0.388 | 0 |  | --> | C14 ex RAHEEN | RAHEEN: T42 | LIMERICK |  | 52.6404 | -8.652
MV/LV Substation BA***098Y | 10 kV | 400V(3ph) & 230V(single ph) | LV | 200 kVA :Kiosk Substation | 0.2 | --> | 0.2 | 0 | 0 | Constrained,otherwise capacity available =129kVA. | --> | 0.19 | 0 | 0 | 0 | 0 | 0.21 | 0 |  | --> | C20 ex MERVILLE | MERVILLE: T42 | FINGLAS |  | 53.3954 | -6.312
MV/LV Substation BA***098Z | 20 kV | 400V(3ph) & 230V(single ph) | LV | 50 kVA :Pole Substation | 0.05 | --> | 0.05 | 0.05 | 3.4 |  | --> | 0.047 | 0 | 0 | 0 | 0 | 0.049 | 0 |  | --> | E20 ex CLONMINCH | CLONMINCH: T422 | THORNSBERRY |  | 53.2858 | -7.3589
MV/LV Substation BA***099 | 10 kV | 400V(3ph) & 230V(single ph) | LV | 500 kVA :Building Structure | 0.5 | --> | 0.5 | 0.312 | 3.1 |  | --> | 0.475 | 0 | 0 | 0 | 0.026 | 0.5 | 0 |  | --> | C14 ex CRUMLIN | CRUMLIN: T42 | INCHICORE 220KV |  | 53.3194 | -6.3214
MV/LV Substation BA***099 | 10 kV | 400V(3ph) & 230V(single ph) | LV | 50 kVA :Pole Substation | 0.05 | --> | 0.05 | 0.035 | 5.2 |  | --> | 0.047 | 0 | 0 | 0 | 0 | 0.051 | 0 |  | --> | C12 ex KILFLYNN | KILFLYNN: T41∥T42 | TRALEE |  | 52.3917 | -9.6684
MV/LV Substation BA***099 | 20 kV | 400V(3ph) & 230V(single ph) | LV | 200 kVA :Pole Substation | 0.2 | --> | 0.2 | 0.156 | 2.8 |  | --> | 0.19 | 0 | 0 | 0 | 0 | 0 | 0 | Constrained,otherwise capacity available =206kW. | --> | C13 ex LEE BRIDGE | LEE BRIDGE: T41 | MACROOM |  | 51.8886 | -8.9483
MV/LV Substation BA***099 | 10 kV | 400V(3ph) & 230V(single ph) | LV | 400 kVA :Kiosk Substation | 0.4 | --> | 0.4 | 0.294 | 9.8 |  | --> | 0.38 | 0 | 0 | 0 | 0.015 | 0.4 | 0 |  | --> | C12 ex KILCOOLE | KILCOOLE: T41∥T42 | FASSAROE |  | 53.1124 | -6.0633
MV/LV Substation BA***099 | 20 kV | 400V(3ph) & 230V(single ph) | LV | 100 kVA :Pole Substation | 0.1 | --> | 0.1 | 0.085 | 5.6 |  | --> | 0.095 | 0 | 0 | 0 | 0 | 0.102 | 0 |  | --> | E18 ex CRANE | CRANE: T122 | CRANE |  | 52.4711 | -6.3122
MV/LV Substation BA***099X | 10 kV | 400V(3ph) & 230V(single ph) | LV | 200 kVA :Pole Substation | 0.2 | --> | 0.2 | 0.157 | 12.2 |  | --> | 0.19 | 0 | 0 | 0 | 0.017 | 0.188 | 0 |  | --> | C28 ex SALTHILL | SALTHILL: T102 | SALTHILL |  | 53.2498 | -9.157
MV/LV Substation BA***099Z | 10 kV | 400V(3ph) & 230V(single ph) | LV | 50 kVA :Pole Substation | 0.05 | --> | 0.05 | 0 | 0 | Constrained,otherwise capacity available =38kVA. | --> | 0.047 | 0 | 0 | 0 | 0 | 0.051 | 0 |  | --> | C31 ex KILBARRY | KILBARRY: T101 | KILBARRY |  | 51.9423 | -8.4451
MV/LV Substation BA***100 | 10 kV | 400V(3ph) & 230V(single ph) | LV | 1000 kVA :Building Structure | 1 | --> | 1 | 0.5 | 3.5 |  | --> | 0.95 | 0 | 0 | 0 | 0 | 0.5 | 0 |  | --> | C22 ex FORTUNESTOWN | FORTUNESTOWN: T102 | INCHICORE 220KV |  | 53.2944 | -6.4421
MV/LV Substation BA***100 | 20 kV | 400V(3ph) & 230V(single ph) | LV | 200 kVA :Pole Substation | 0.2 | --> | 0.2 | 0.159 | 1.5 |  | --> | 0.19 | 0 | 0 | 0 | 0 | 0.206 | 0 |  | --> | E15 ex BEALISTOWN | BEALISTOWN: T421∥T422 | GREAT ISLAND |  | 52.2804 | -6.8378
MV/LV Substation BA***100 | 10 kV | 400V(3ph) & 230V(single ph) | LV | 200 kVA :Kiosk Substation | 0.2 | --> | 0.2 | 0.131 | 2.8 |  | --> | 0.19 | 0 | 0 | 0 | 0.01 | 0.199 | 0 |  | --> | C15 ex CARRIGLAWN | CARRIGLAWN: T41∥T42 | WEXFORD |  | 52.3399 | -6.4751
MV/LV Substation BA***100Y | 10 kV | 400V(3ph) & 230V(single ph) | LV | 50 kVA :Pole Substation | 0.05 | --> | 0.05 | 0.036 | 0.1 |  | --> | 0.047 | 0 | 0 | 0 | 0 | 0 | 0 | Constrained,otherwise capacity available =51kW. | --> | C16 ex RATHDRUM | RATHDRUM: T42 | ARKLOW |  | 52.9331 | -6.2443
MV/LV Substation BA***100Y | 10 kV | 400V(3ph) & 230V(single ph) | LV | 50 kVA :Pole Substation | 0.05 | --> | 0.05 | 0.044 | 2.3 |  | --> | 0.047 | 0 | 0 | 0 | 0 | 0 | 0 | Constrained,otherwise capacity available =50kW. | --> | C15 ex GLENGOOLE | GLENGOOLE: T41 | THURLES |  | 52.6361 | -7.6129
MV/LV Substation BA***101 | 20 kV | 400V(3ph) & 230V(single ph) | LV | 100 kVA :Pole Substation | 0.1 | --> | 0.1 | 0 | 0 | Constrained,otherwise capacity available =20kVA. | --> | 0.095 | 0 | 0 | 0 | 0.003 | 0.108 | 0 |  | --> | C22 ex ENNISTYMON | ENNISTYMON: T41∥T42 | ENNIS |  | 53.0122 | -9.3872
MV/LV Substation BA***101 | 10 kV | 400V(3ph) & 230V(single ph) | LV | 400 kVA :Building Structure | 0.4 | --> | 0.4 | 0.115 | 2.9 |  | --> | 0.38 | 0 | 0 | 0 | 0.02 | 0.422 | 0 |  | --> | C14 ex INCHICORE NORTH | INCHICORE NORTH: T41 | INCHICORE 220KV |  | 53.3413 | -6.333
MV/LV Substation BA***101 | 20 kV | 400V(3ph) & 230V(single ph) | LV | 200 kVA :Pole Substation | 0.2 | --> | 0.2 | 0.103 | 7.4 |  | --> | 0.19 | 0 | 0 | 0 | 0 | 0.214 | 0 |  | --> | E22 ex BANOGE | BANOGE: T122 | BANOGE |  | 52.6414 | -6.32
MV/LV Substation BA***101Y | 10 kV | 400V(3ph) & 230V(single ph) | LV | 400 kVA :Kiosk Substation | 0.4 | --> | 0.4 | 0.335 | 1.1 |  | --> | 0.38 | 0 | 0 | 0 | 0 | 0.41 | 0 |  | --> | C20 ex CAHIRCALLA | CAHIRCALLA: T41∥T42 | ENNIS |  | 52.829 | -8.9805
MV/LV Substation BA***102 | 20 kV | 400V(3ph) & 230V(single ph) | LV | 400 kVA :Kiosk Substation | 0.4 | --> | 0.4 | 0.317 | 1.6 |  | --> | 0.38 | 0 | 0 | 0 | 0 | 0.412 | 0 |  | --> | E12 ex DINGLE | DINGLE: T422 | OUGHTRAGH |  | 52.1539 | -10.293
MV/LV Substation BA***102 | 10 kV | 400V(3ph) & 230V(single ph) | LV | 400 kVA :Building Structure | 0.4 | --> | 0.4 | 0.343 | 4.6 |  | --> | 0.38 | 0 | 0 | 0 | 0.006 | 0.402 | 0 |  | --> | C15 ex BALLYRAINE | BALLYRAINE: T41∥T42 | LETTERKENNY |  | 54.9528 | -7.7205
MV/LV Substation BA***103 | 10 kV | 400V(3ph) & 230V(single ph) | LV | 630 kVA :Building Structure | 0.63 | --> | 0.63 | 0 | 0 | Constrained,otherwise capacity available =292kVA. | --> | 0.598 | 0 | 0 | 0 | 0 | 0.5 | 0 |  | --> | C17 ex DENNEHYS CROSS | DENNEHYS CROSS: T41 | TRABEG |  | 51.8957 | -8.4893
MV/LV Substation BA***104 | 10 kV | 400V(3ph) & 230V(single ph) | LV | 400 kVA :Kiosk Substation | 0.4 | --> | 0.4 | 0 | 0 | Constrained,otherwise capacity available =158kVA. | --> | 0.38 | 0 | 0 | 0 | 0.023 | 0.412 | 0 |  | --> | C16 ex LOUGHREA | LOUGHREA: T41∥T42 | SOMERSET |  | 53.1976 | -8.5737
MV/LV Substation BA***105 | 10 kV | 400V(3ph) & 230V(single ph) | LV | 50 kVA :Pole Substation | 0.05 | --> | 0.05 | 0.034 | 8.3 |  | --> | 0.047 | 0 | 0 | 0 | 0 | 0.051 | 0 |  | --> | C19 ex BALLYBEG | BALLYBEG: T101 | CARRICKMINES |  | 53.0143 | -6.1454
MV/LV Substation BA***105X | 10 kV | 400V(3ph) & 230V(single ph) | LV | 100 kVA :Pole Substation | 0.1 | --> | 0.1 | 0.039 | 12.2 |  | --> | 0.095 | 0 | 0 | 0 | 0.013 | 0.095 | 0 |  | --> | C28 ex SALTHILL | SALTHILL: T102 | SALTHILL |  | 53.25 | -9.1636
MV/LV Substation BA***105X | 10 kV | 400V(3ph) & 230V(single ph) | LV | 50 kVA :Pole Substation | 0.05 | --> | 0.05 | 0 | 0 | Constrained,otherwise capacity available =40kVA. | --> | 0.047 | 0 | 0 | 0 | 0 | 0 | 0 | Constrained,otherwise capacity available =51kW. | --> | C14 ex TEMPLEMORE | TEMPLEMORE: T42 | IKERRIN |  | 52.7857 | -7.5783
MV/LV Substation BA***106 | 10 kV | 400V(3ph) & 230V(single ph) | LV | 400 kVA :Kiosk Substation | 0.4 | --> | 0.4 | 0 | 0 | Constrained,otherwise capacity available =326kVA. | --> | 0.38 | 0 | 0 | 0 | 0 | 0.411 | 0 |  | --> | C12 ex CRANMORE | CRANMORE: T41∥T42 | SLIGO |  | 54.2648 | -8.4621
MV/LV Substation BA***106Y | 20 kV | 400V(3ph) & 230V(single ph) | LV | 100 kVA :Pole Substation | 0.1 | --> | 0.1 | 0.1 | 1.8 |  | --> | 0.095 | 0 | 0 | 0 | 0 | 0.1 | 0 |  | --> | C26 ex DUNDALK | DUNDALK: T41 | DUNDALK |  | 54.0474 | -6.528
MV/LV Substation BA***107X | 20 kV | 400V(3ph) & 230V(single ph) | LV | 100 kVA :Pole Substation | 0.1 | --> | 0.1 | 0 | 0 | Constrained,otherwise capacity available =82kVA. | --> | 0.095 | 0 | 0 | 0 | 0.007 | 0.095 | 0 |  | --> | E11 ex KILCOLGAN | KILCOLGAN: T421 | GALWAY 110KV |  | 53.1896 | -8.9114
MV/LV Substation BA***108X | 20 kV | 400V(3ph) & 230V(single ph) | LV | 50 kVA :Pole Substation | 0.05 | --> | 0.05 | 0 | 0 | Constrained,otherwise capacity available =19kVA. | --> | 0.047 | 0 | 0 | 0 | 0 | 0.054 | 0 |  | --> | C14 ex CARRICK ON SHANNON | CARRICK ON SHANNON: T41∥T42 | CARRICK ON SHANNON |  | 53.996 | -8.081
MV/LV Substation BA***108Z | 10 kV | 400V(3ph) & 230V(single ph) | LV | 200 kVA :Kiosk Substation | 0.2 | --> | 0.2 | 0.097 | 1.6 |  | --> | 0.19 | 0 | 0 | 0 | 0.017 | 0.197 | 0 |  | --> | C19 ex SALLINS | SALLINS: T41 | GRIFFINRATH |  | 53.2863 | -6.7568
MV/LV Substation BA***109 | 10 kV | 400V(3ph) & 230V(single ph) | LV | 630 kVA :Kiosk Substation | 0.63 | --> | 0.63 | 0.5 | 10.6 |  | --> | 0.598 | 0 | 0 | 0 | 0.003 | 0.5 | 0 |  | --> | C18 ex WATERFORD IND EST | WATERFORD IND EST: T42∥T44 | BUTLERSTOWN |  | 52.2435 | -7.147
MV/LV Substation BA***109 | 20 kV | 400V(3ph) & 230V(single ph) | LV | 50 kVA :Pole Substation | 0.05 | --> | 0.05 | 0.05 | 3 |  | --> | 0.047 | 0 | 0 | 0 | 0 | 0.049 | 0 |  | --> | C14 ex KILMEADEN | KILMEADEN: T42 | BUTLERSTOWN |  | 52.2282 | -7.3331
MV/LV Substation BA***109 | 10 kV | 400V(3ph) & 230V(single ph) | LV | 400 kVA :Kiosk Substation | 0.4 | --> | 0.4 | 0.19 | 5 |  | --> | 0.38 | 0 | 0 | 0 | 0 | 0.432 | 0 |  | --> | C21 ex BALLYRICKARD | BALLYRICKARD: T41∥T42 | TRALEE |  | 52.2662 | -9.7145
MV/LV Substation BA***109Z | 20 kV | 400V(3ph) & 230V(single ph) | LV | 50 kVA :Pole Substation | 0.05 | --> | 0.05 | 0 | 0 | Constrained,otherwise capacity available =39kVA. | --> | 0.047 | 0 | 0 | 0 | 0.003 | 0.047 | 0 |  | --> | E11 ex WHITECHURCH | WHITECHURCH: T421 | KILBARRY |  | 52.0581 | -8.6243
MV/LV Substation BA***110X | 10 kV | 400V(3ph) & 230V(single ph) | LV | 400 kVA :Building Structure | 0.4 | --> | 0.4 | 0 | 0 | Constrained,otherwise capacity available =394kVA. | --> | 0.38 | 0 | 0 | 0 | 0 | 0.4 | 0 |  | --> | C17 ex CARRICKMINES | CARRICKMINES: T41 | CARRICKMINES |  | 53.2546 | -6.1868
MV/LV Substation BA***110Y | 10 kV | 400V(3ph) & 230V(single ph) | LV | 50 kVA :Pole Substation | 0.05 | --> | 0.05 | 0.048 | 3.8 |  | --> | 0.047 | 0 | 0 | 0 | 0 | 0 | 0 | Constrained,otherwise capacity available =49kW. | --> | C18 ex TURLOUGH ROAD | TURLOUGH ROAD: T41∥T42 | CASTLEBAR |  | 53.8888 | -9.1595
MV/LV Substation BA***110Y | 10 kV | 400V(3ph) & 230V(single ph) | LV | 100 kVA :Pole Substation | 0.1 | --> | 0.1 | 0.096 | 2 |  | --> | 0.095 | 0 | 0 | 0 | 0 | 0.1 | 0 |  | --> | C20 ex CARRICKMACROSS | CARRICKMACROSS: T42 | MEATH HILL |  | 53.9811 | -6.77
MV/LV Substation BA***110Z | 20 kV | 400V(3ph) & 230V(single ph) | LV | 400 kVA :Kiosk Substation | 0.4 | --> | 0.4 | 0 | 0 | Constrained,otherwise capacity available =342kVA. | --> | 0.38 | 0 | 0 | 0 | 0 | 0.408 | 0 |  | --> | E12 ex ACADEMY STREET | ACADEMY STREET: T421∥T422 | NAVAN |  | 53.6425 | -6.661
MV/LV Substation BA***111X | 10 kV | 400V(3ph) & 230V(single ph) | LV | 100 kVA :Pole Substation | 0.1 | --> | 0.1 | 0.09 | 12.2 |  | --> | 0.095 | 0 | 0 | 0 | 0 | 0.101 | 0 |  | --> | C28 ex SALTHILL | SALTHILL: T102 | SALTHILL |  | 53.2474 | -9.1687
MV/LV Substation BA***111X | 10 kV | 400V(3ph) & 230V(single ph) | LV | 50 kVA :Pole Substation | 0.05 | --> | 0.05 | 0 | 0 | Constrained,otherwise capacity available =47kVA. | --> | 0.047 | 0 | 0 | 0 | 0 | 0 | 0 | Constrained,otherwise capacity available =49kW. | --> | C11 ex KILMALLOCK | KILMALLOCK: T42 | CHARLEVILLE |  | 52.3658 | -8.4826
MV/LV Substation BA***111Y | 20 kV | 400V(3ph) & 230V(single ph) | LV | 200 kVA :Pole Substation | 0.2 | --> | 0.2 | 0.158 | 1.5 |  | --> | 0.19 | 0 | 0 | 0 | 0 | 0 | 0 | Constrained,otherwise capacity available =206kW. | --> | C17 ex FOYNES | FOYNES: T41 | RATHKEALE |  | 52.5627 | -9.3285
MV/LV Substation BA***113 | 20 kV | 400V(3ph) & 230V(single ph) | LV | 50 kVA :Pole Substation | 0.05 | --> | 0.05 | 0.015 | 6.3 |  | --> | 0.047 | 0 | 0 | 0 | 0.003 | 0 | 0 | Constrained,otherwise capacity available =51kW. | --> | E13 ex BAGENALSTOWN | BAGENALSTOWN: T421∥T422 | CARLOW |  | 52.6485 | -6.9286
MV/LV Substation BA***113 | 10 kV | 400V(3ph) & 230V(single ph) | LV | 400 kVA :Building Structure | 0.4 | --> | 0.4 | 0.234 | 4.6 |  | --> | 0.38 | 0 | 0 | 0 | 0.024 | 0.4 | 0 |  | --> | C21 ex BALLINCLEA | BALLINCLEA: T41 | CHERRYWOOD |  | 53.2707 | -6.1213
MV/LV Substation BA***113 | 10 kV | 400V(3ph) & 230V(single ph) | LV | 50 kVA :Pole Substation | 0.05 | --> | 0.05 | 0.045 | 0.8 |  | --> | 0.047 | 0 | 0 | 0 | 0.002 | 0.048 | 0 |  | --> | C12 ex BALLYBEGGAN | BALLYBEGGAN: T43∥T44 | TRALEE |  | 52.2557 | -9.5911
MV/LV Substation BA***114 | 10 kV | 400V(3ph) & 230V(single ph) | LV | 630 kVA :Kiosk Substation | 0.63 | --> | 0.63 | 0.5 | 5.2 |  | --> | 0.598 | 0 | 0 | 0 | 0 | 0.5 | 0 |  | --> | C12 ex KILFLYNN | KILFLYNN: T41∥T42 | TRALEE |  | 52.386 | -9.5441
MV/LV Substation BA***114Y | 20 kV | 400V(3ph) & 230V(single ph) | LV | 100 kVA :Pole Substation | 0.1 | --> | 0.1 | 0.098 | 4.1 |  | --> | 0.095 | 0 | 0 | 0 | 0.008 | 0 | 0 | Constrained,otherwise capacity available =91kW. | --> | E11 ex CHARLEVILLE | CHARLEVILLE: T422 | CHARLEVILLE |  | 52.3257 | -8.6651
MV/LV Substation BA***114Y | 10 kV | 400V(3ph) & 230V(single ph) | LV | 400 kVA :Kiosk Substation | 0.4 | --> | 0.4 | 0.344 | 3.4 |  | --> | 0.38 | 0 | 0 | 0 | 0.038 | 0 | 0 | Constrained,otherwise capacity available =368kW. | --> | C18 ex GRAIGUE | GRAIGUE: T42 | CARLOW |  | 52.843 | -6.9374
MV/LV Substation BA***116 | 10 kV | 400V(3ph) & 230V(single ph) | LV | 100 kVA :Pole Substation | 0.1 | --> | 0.1 | 0.099 | 2.2 |  | --> | 0.095 | 0 | 0 | 0 | 0 | 0 | 0 | Constrained,otherwise capacity available =100kW. | --> | C19 ex NEWCASTLEWEST | NEWCASTLEWEST: T41∥T42 | RATHKEALE |  | 52.3968 | -9.0265
MV/LV Substation BA***116 | 10 kV | 400V(3ph) & 230V(single ph) | LV | 1000 kVA :Building Structure | 1 | --> | 1 | 0.356 | 2.9 |  | --> | 0.95 | 0 | 0 | 0 | 0.01 | 0.5 | 0 |  | --> | C13 ex INCHICORE NORTH | INCHICORE NORTH: T41 | INCHICORE 220KV |  | 53.3427 | -6.3532
MV/LV Substation BA***117 | 10 kV | 400V(3ph) & 230V(single ph) | LV | 400 kVA :Kiosk Substation | 0.4 | --> | 0.4 | 0.238 | 7.4 |  | --> | 0.38 | 0 | 0 | 0 | 0.038 | 0.384 | 0 |  | --> | C17 ex BALLYMUN | BALLYMUN: T41 | FINGLAS |  | 53.3896 | -6.2746
MV/LV Substation BA***117Y | 20 kV | 400V(3ph) & 230V(single ph) | LV | 200 kVA :Pole Substation | 0.2 | --> | 0.2 | 0.189 | 0.4 |  | --> | 0.19 | 0 | 0 | 0 | 0 | 0.201 | 0 |  | --> | C17 ex KYLEERAGH | KYLEERAGH: T41 | NENAGH |  | 53.0235 | -8.2221
MV/LV Substation BA***118X | 20 kV | 400V(3ph) & 230V(single ph) | LV | 50 kVA :Pole Substation | 0.05 | --> | 0.05 | 0.039 | 3.2 |  | --> | 0.047 | 0 | 0 | 0 | 0.003 | 0.047 | 0 |  | --> | C18 ex BOYLE | BOYLE: T41∥T42 | CARRICK ON SHANNON |  | 53.8988 | -8.3007
MV/LV Substation BA***119 | 10 kV | 400V(3ph) & 230V(single ph) | LV | 200 kVA :Pole Substation | 0.2 | --> | 0.2 | 0.114 | 2.9 |  | --> | 0.19 | 0 | 0 | 0 | 0.013 | 0.199 | 0 |  | --> | C15 ex COES ROAD | COES ROAD: T41∥T42 | DUNDALK |  | 53.9947 | -6.376
MV/LV Substation BA***120 | 20 kV | 400V(3ph) & 230V(single ph) | LV | 50 kVA :Pole Substation | 0.05 | --> | 0.05 | 0.047 | 5.6 |  | --> | 0.047 | 0 | 0 | 0 | 0 | 0.049 | 0 |  | --> | E17 ex CRANE | CRANE: T122 | CRANE |  | 52.5414 | -6.3568
MV/LV Substation BA***120 | 10 kV | 400V(3ph) & 230V(single ph) | LV | 1000 kVA :Building Structure | 1 | --> | 1 | 0.5 | 11.2 |  | --> | 0.95 | 0 | 0 | 0 | 0.006 | 0.5 | 0 |  | --> | C14 ex CABRA | CABRA: T102 | FINGLAS |  | 53.3694 | -6.2898
MV/LV Substation BA***120Y | 10 kV | 400V(3ph) & 230V(single ph) | LV | 630 kVA :Building Structure | 0.63 | --> | 0.63 | 0.063 | 0.1 | Constrained,otherwise capacity available =411kVA. | --> | 0.598 | 0 | 0 | 0 | 0 | 0.5 | 0 |  | --> | C17 ex CASTLETROY | CASTLETROY: T41∥T42 | ARDNACRUSHA |  | 52.6738 | -8.5488
MV/LV Substation BA***120Z | 10 kV | 400V(3ph) & 230V(single ph) | LV | 200 kVA :Pole Substation | 0.2 | --> | 0.2 | 0 | 0 | Constrained,otherwise capacity available =191kVA. | --> | 0.19 | 0 | 0 | 0 | 0 | 0.2 | 0 |  | --> | C31 ex KILBARRY | KILBARRY: T101 | KILBARRY |  | 51.9276 | -8.4619
MV/LV Substation BA***122 | 20 kV | 400V(3ph) & 230V(single ph) | LV | 200 kVA :Pole Substation | 0.2 | --> | 0.2 | 0 | 0 | Constrained,otherwise capacity available =117kVA. | --> | 0.19 | 0 | 0 | 0 | 0.007 | 0.205 | 0 |  | --> | E11 ex GLASMORE | GLASMORE: T421 | GLASMORE |  | 53.4795 | -6.1255
MV/LV Substation BA***123 | 10 kV | 400V(3ph) & 230V(single ph) | LV | 1000 kVA :Building Structure | 1 | --> | 1 | 0.5 | 2.8 |  | --> | 0.95 | 0 | 0 | 0 | 0.003 | 0.5 | 0 |  | --> | C16 ex CORBALLY | CORBALLY: T41∥T42 | ARDNACRUSHA |  | 52.667 | -8.6211
MV/LV Substation BA***124 | 10 kV | 400V(3ph) & 230V(single ph) | LV | 200 kVA :Building Structure | 0.2 | --> | 0.2 | 0.142 | 1.2 |  | --> | 0.19 | 0 | 0 | 0 | 0.366 | 0 | 0 |  | --> | C15 ex ABBEYLAND | ABBEYLAND: T41 | NAVAN |  | 53.6557 | -6.6938
MV/LV Substation BA***124Y | 10 kV | 400V(3ph) & 230V(single ph) | LV | 50 kVA :Pole Substation | 0.05 | --> | 0.05 | 0 | 0 | Constrained,otherwise capacity available =50kVA. | --> | 0.047 | 0 | 0 | 0 | 0 | 0 | 0 | Constrained,otherwise capacity available =49kW. | --> | C16 ex RAMSTOWN | RAMSTOWN: T41∥T42 | CRANE |  | 52.6536 | -6.3082
MV/LV Substation BA***124Y | 10 kV | 400V(3ph) & 230V(single ph) | LV | 50 kVA :Pole Substation | 0.05 | --> | 0.05 | 0 | 0 | Constrained,otherwise capacity available =48kVA. | --> | 0.047 | 0 | 0 | 0 | 0 | 0.049 | 0 |  | --> | C21 ex KILMONEY | KILMONEY: T41∥T42 | TRABEG |  | 51.7391 | -8.3993
MV/LV Substation BA***124Z | 10 kV | 400V(3ph) & 230V(single ph) | LV | 200 kVA :Pole Substation | 0.2 | --> | 0.2 | 0 | 0 | Constrained,otherwise capacity available =184kVA. | --> | 0.19 | 0 | 0 | 0 | 0 | 0.202 | 0 |  | --> | C31 ex KILBARRY | KILBARRY: T101 | KILBARRY |  | 51.9258 | -8.4649
MV/LV Substation BA***125 | 10 kV | 400V(3ph) & 230V(single ph) | LV | 400 kVA :Kiosk Substation | 0.4 | --> | 0.4 | 0 | 0 | Constrained,otherwise capacity available =335kVA. | --> | 0.38 | 0 | 0 | 0 | 0.024 | 0.384 | 0 |  | --> | E16 ex DRUMLINE | DRUMLINE: T421∥T422 | DRUMLINE |  | 52.7105 | -8.8572
MV/LV Substation BA***125 | 20 kV | 400V(3ph) & 230V(single ph) | LV | 100 kVA :Pole Substation | 0.1 | --> | 0.1 | 0.086 | 1.6 |  | --> | 0.095 | 0 | 0 | 0 | 0 | 0.101 | 0 |  | --> | E15 ex DINGLE | DINGLE: T421 | OUGHTRAGH |  | 52.1373 | -10.4511
MV/LV Substation BA***125X | 20 kV | 400V(3ph) & 230V(single ph) | LV | 50 kVA :Pole Substation | 0.05 | --> | 0.05 | 0.047 | 5.3 |  | --> | 0.047 | 0 | 0 | 0 | 0 | 0.049 | 0 |  | --> | E16 ex BUSH | BUSH: T421∥T422 | DUNDALK |  | 54.0052 | -6.135
MV/LV Substation BA***125Z | 10 kV | 400V(3ph) & 230V(single ph) | LV | 400 kVA :Kiosk Substation | 0.4 | --> | 0.4 | 0 | 0 | Constrained,otherwise capacity available =350kVA. | --> | 0.38 | 0 | 0 | 0 | 0 | 0.407 | 0 |  | --> | C20 ex POPPINTREE | POPPINTREE: T102 | FINGLAS |  | 53.3982 | -6.2741
MV/LV Substation BA***125Z | 10 kV | 400V(3ph) & 230V(single ph) | LV | 200 kVA :Pole Substation | 0.2 | --> | 0.2 | 0.161 | 0.9 |  | --> | 0.19 | 0 | 0 | 0 | 0.004 | 0 | 0 | Constrained,otherwise capacity available =201kW. | --> | C15 ex BANTRY | BANTRY: T41∥T42 | BALLYLICKY |  | 51.7213 | -9.4359
MV/LV Substation BA***126 | 20 kV | 400V(3ph) & 230V(single ph) | LV | 50 kVA :Pole Substation | 0.05 | --> | 0.05 | 0.03 | 4.3 |  | --> | 0.047 | 0 | 0 | 0 | 0 | 0 | 0 | Constrained,otherwise capacity available =52kW. | --> | E14 ex MOVILLE | MOVILLE: T421∥T422 | TRILLICK |  | 55.1798 | -7.0696
MV/LV Substation BA***126X | 10 kV | 400V(3ph) & 230V(single ph) | LV | 50 kVA :Pole Substation | 0.05 | --> | 0.05 | 0 | 0 | Constrained,otherwise capacity available =47kVA. | --> | 0.047 | 0 | 0 | 0 | 0 | 0 | 0 | Constrained,otherwise capacity available =49kW. | --> | C14 ex TEMPLEMORE | TEMPLEMORE: T42 | IKERRIN |  | 52.7412 | -7.6126
MV/LV Substation BA***126Z | 10 kV | 400V(3ph) & 230V(single ph) | LV | 200 kVA :Kiosk Substation | 0.2 | --> | 0.2 | 0 | 0 | Constrained,otherwise capacity available =184kVA. | --> | 0.19 | 0 | 0 | 0 | 0.003 | 0.199 | 0 |  | --> | C31 ex KILBARRY | KILBARRY: T101 | KILBARRY |  | 51.9294 | -8.458
MV/LV Substation BA***127 | 10 kV | 400V(3ph) & 230V(single ph) | LV | 200 kVA :Building Structure | 0.2 | --> | 0.2 | 0.165 | 4.5 |  | --> | 0.19 | 0 | 0 | 0 | 0 | 0.205 | 0 |  | --> | C21 ex MAYFIELD | MAYFIELD: T41 | KILBARRY |  | 51.9164 | -8.4486
MV/LV Substation BA***127X | 10 kV | 400V(3ph) & 230V(single ph) | LV | 200 kVA :Kiosk Substation | 0.2 | --> | 0.2 | 0 | 0 | Constrained,otherwise capacity available =128kVA. | --> | 0.19 | 0 | 0 | 0 | 0 | 0.21 | 0 |  | --> | C17 ex CARRICKMINES | CARRICKMINES: T41 | CARRICKMINES |  | 53.2564 | -6.1843
MV/LV Substation BA***127Z | 20 kV | 400V(3ph) & 230V(single ph) | LV | 50 kVA :Pole Substation | 0.05 | --> | 0.05 | 0 | 0 | Constrained,otherwise capacity available =48kVA. | --> | 0.047 | 0 | 0 | 0 | 0 | 0.049 | 0 |  | --> | E17 ex BALTINGLASS | BALTINGLASS: T421∥T422 | STRATFORD |  | 52.9323 | -6.6815
MV/LV Substation BA***128 | 10 kV | 400V(3ph) & 230V(single ph) | LV | 630 kVA :Kiosk Substation | 0.63 | --> | 0.63 | 0.137 | 0.1 | Constrained,otherwise capacity available =332kVA. | --> | 0.598 | 0 | 0 | 0 | 0.011 | 0.5 | 0 |  | --> | C19 ex SANDYFORD | SANDYFORD: T41 | CARRICKMINES |  | 53.2753 | -6.2548
MV/LV Substation BA***128 | 10 kV | 400V(3ph) & 230V(single ph) | LV | 50 kVA :Pole Substation | 0.05 | --> | 0.05 | 0 | 0 | Constrained,otherwise capacity available =48kVA. | --> | 0.047 | 0 | 0 | 0 | 0 | 0 | 0 | Constrained,otherwise capacity available =49kW. | --> | C19 ex CURRAGLASS | CURRAGLASS: T41 | BARRYMORE |  | 52.1125 | -8.1367
MV/LV Substation BA***128 | 10 kV | 400V(3ph) & 230V(single ph) | LV | 50 kVA :Pole Substation | 0.05 | --> | 0.05 | 0 | 0 | Constrained,otherwise capacity available =40kVA. | --> | 0.047 | 0 | 0 | 0 | 0.014 | 0 | 0 | Constrained,otherwise capacity available =36kW. | --> | C11 ex HOLYCROSS ROAD | HOLYCROSS ROAD: T41∥T42 | THURLES |  | 52.5779 | -7.8308
MV/LV Substation BA***129 | 10 kV | 400V(3ph) & 230V(single ph) | LV | 50 kVA :Pole Substation | 0.05 | --> | 0.05 | 0.047 | 5.6 |  | --> | 0.047 | 0 | 0 | 0 | 0 | 0.049 | 0 |  | --> | E14 ex CRANE | CRANE: T122 | CRANE |  | 52.5426 | -6.609
MV/LV Substation BA***130Y | 10 kV | 400V(3ph) & 230V(single ph) | LV | 200 kVA :Kiosk Substation | 0.2 | --> | 0.2 | 0 | 3.4 |  | --> | 0.19 | 0 | 0 | 0 | 0.01 | 0 | 0 | Constrained,otherwise capacity available =221kW. | --> | C18 ex GRAIGUE | GRAIGUE: T42 | CARLOW |  | 52.8421 | -6.9473
MV/LV Substation BA***130Z | 20 kV | 400V(3ph) & 230V(single ph) | LV | 50 kVA :Pole Substation | 0.05 | --> | 0.05 | 0 | 0 | Constrained,otherwise capacity available =44kVA. | --> | 0.047 | 0 | 0 | 0 | 0.007 | 0.042 | 0 |  | --> | E17 ex ACADEMY STREET | ACADEMY STREET: T421∥T422 | NAVAN |  | 53.5855 | -6.6946
MV/LV Substation BA***131 | 20 kV | 400V(3ph) & 230V(single ph) | LV | 100 kVA :Pole Substation | 0.1 | --> | 0.1 | 0.024 | 1.6 |  | --> | 0.095 | 0 | 0 | 0 | 0.04 | 0.069 | 0 |  | --> | E16 ex DINGLE | DINGLE: T422 | OUGHTRAGH |  | 52.1315 | -10.2474
MV/LV Substation BA***131 | 10 kV | 400V(3ph) & 230V(single ph) | LV | 100 kVA :Pole Substation | 0.1 | --> | 0.1 | 0.092 | 2.4 |  | --> | 0.095 | 0 | 0 | 0 | 0 | 0.1 | 0 |  | --> | C18 ex BALLYMAHON | BALLYMAHON: T41∥T42 | ATHLONE |  | 53.5728 | -7.7524
MV/LV Substation BA***131 | 20 kV | 400V(3ph) & 230V(single ph) | LV | 400 kVA :Kiosk Substation | 0.4 | --> | 0.4 | 0.242 | 2.6 |  | --> | 0.38 | 0 | 0 | 0 | 0.009 | 0.409 | 0 |  | --> | E13 ex AGHADA | AGHADA: T721 | N/A |  | 51.8259 | -8.2318
MV/LV Substation BA***131Z | 10 kV | 400V(3ph) & 230V(single ph) | LV | 200 kVA :Kiosk Substation | 0.2 | --> | 0.2 | 0.121 | 3.1 |  | --> | 0.19 | 0 | 0 | 0 | 0.007 | 0.204 | 0 |  | --> | C28 ex MONEYCOOLEY | MONEYCOOLEY: T44 | GRIFFINRATH |  | 53.3663 | -6.5916
MV/LV Substation BA***132 | 10 kV | 400V(3ph) & 230V(single ph) | LV | 50 kVA :Pole Substation | 0.05 | --> | 0.05 | 0.037 | 4 |  | --> | 0.047 | 0 | 0 | 0 | 0 | 0 | 0 | Constrained,otherwise capacity available =51kW. | --> | C22 ex LISMORE | LISMORE: T41∥T42 | DUNGARVAN |  | 52.1544 | -7.9438
MV/LV Substation BA***133 | 10 kV | 400V(3ph) & 230V(single ph) | LV | 1000 kVA :Building Structure | 1 | --> | 1 | 0.5 | 2.2 |  | --> | 0.95 | 0 | 0 | 0 | 0.003 | 0 | 0 | Constrained,otherwise capacity available =500kW. | --> | C14 ex NEWCASTLEWEST | NEWCASTLEWEST: T41∥T42 | RATHKEALE |  | 52.4503 | -9.0499
MV/LV Substation BA***133X | 20 kV | 400V(3ph) & 230V(single ph) | LV | 200 kVA :Pole Substation | 0.2 | --> | 0.2 | 0 | 0 | Constrained,otherwise capacity available =172kVA. | --> | 0.19 | 0 | 0 | 0 | 0.035 | 0.167 | 0 |  | --> | E18 ex PATRICKSWELL | PATRICKSWELL: T421∥T422 | LIMERICK |  | 52.5723 | -8.6921
MV/LV Substation BA***133X | 20 kV | 400V(3ph) & 230V(single ph) | LV | 50 kVA :Pole Substation | 0.05 | --> | 0.05 | 0.044 | 2.1 |  | --> | 0.047 | 0 | 0 | 0 | 0.004 | 0.046 | 0 |  | --> | E17 ex KILROSS ROAD | KILROSS ROAD: T421 | TIPPERARY |  | 52.4128 | -8.2204
MV/LV Substation BA***133Y | 10 kV | 400V(3ph) & 230V(single ph) | LV | 50 kVA :Pole Substation | 0.05 | --> | 0.05 | 0 | 0 | Constrained,otherwise capacity available =24kVA. | --> | 0.047 | 0 | 0 | 0 | 0 | 0 | 0 | Constrained,otherwise capacity available =53kW. | --> | C22 ex PORTLAOISE | PORTLAOISE: T42 | PORTLAOISE |  | 53.0506 | -7.2452
MV/LV Substation BA***133Y | 10 kV | 400V(3ph) & 230V(single ph) | LV | 400 kVA :Kiosk Substation | 0.4 | --> | 0.4 | 0.342 | 1.5 |  | --> | 0.38 | 0 | 0 | 0 | 0.019 | 0.388 | 0 |  | --> | C23 ex TRAMORE | TRAMORE: T41 | BUTLERSTOWN |  | 52.1725 | -7.1531
MV/LV Substation BA***134X | 20 kV | 400V(3ph) & 230V(single ph) | LV | 100 kVA :Pole Substation | 0.1 | --> | 0.1 | 0 | 0 | Constrained,otherwise capacity available =52kVA. | --> | 0.095 | 0 | 0 | 0 | 0.029 | 0.076 | 0 |  | --> | E11 ex KILCOLGAN | KILCOLGAN: T421 | GALWAY 110KV |  | 53.1847 | -8.9132
MV/LV Substation BA***134Z | 10 kV | 400V(3ph) & 230V(single ph) | LV | 50 kVA :Pole Substation | 0.05 | --> | 0.05 | 0 | 0 | Constrained,otherwise capacity available =40kVA. | --> | 0.047 | 0 | 0 | 0 | 0.004 | 0.046 | 0 |  | --> | C31 ex KILBARRY | KILBARRY: T101 | KILBARRY |  | 51.9484 | -8.4418
MV/LV Substation BA***135X | 10 kV | 400V(3ph) & 230V(single ph) | LV | 50 kVA :Pole Substation | 0.05 | --> | 0.05 | 0.049 | 0.5 |  | --> | 0.047 | 0 | 0 | 0 | 0 | 0.049 | 0 |  | --> | C13 ex CHARLESTOWN | CHARLESTOWN: T41 | TONROE |  | 53.9328 | -8.8509
MV/LV Substation BA***135X | 10 kV | 400V(3ph) & 230V(single ph) | LV | 50 kVA :Pole Substation | 0.05 | --> | 0.05 | 0.037 | 0.9 |  | --> | 0.047 | 0 | 0 | 0 | 0.003 | 0.047 | 0 |  | --> | C15 ex RIVERSTOWN | RIVERSTOWN: T41∥T42 | KILBARRY |  | 51.942 | -8.3401
MV/LV Substation BA***136 | 10 kV | 400V(3ph) & 230V(single ph) | LV | 50 kVA :Pole Substation | 0.05 | --> | 0.05 | 0 | 0 | Constrained,otherwise capacity available =46kVA. | --> | 0.047 | 0 | 0 | 0 | 0.003 | 0.046 | 0 |  | --> | C19 ex MILFORD (NR) | MILFORD (NR): T41∥T42 | LETTERKENNY |  | 55.0331 | -7.6923
MV/LV Substation BA***137Z | 20 kV | 400V(3ph) & 230V(single ph) | LV | 50 kVA :Pole Substation | 0.05 | --> | 0.05 | 0 | 0 | Constrained,otherwise capacity available =44kVA. | --> | 0.047 | 0 | 0 | 0 | 0.016 | 0.033 | 0 |  | --> | E11 ex WHITECHURCH | WHITECHURCH: T421 | KILBARRY |  | 52.0659 | -8.6131
MV/LV Substation BA***138 | 10 kV | 400V(3ph) & 230V(single ph) | LV | 400 kVA :Building Structure | 0.4 | --> | 0.4 | 0.137 | 0.1 | Constrained,otherwise capacity available =260kVA. | --> | 0.38 | 0 | 0 | 0 | 0 | 0.421 | 0 |  | --> | C19 ex SANDYFORD | SANDYFORD: T41 | CARRICKMINES |  | 53.276 | -6.2494
MV/LV Substation BA***138 | 20 kV | 400V(3ph) & 230V(single ph) | LV | 100 kVA :Pole Substation | 0.1 | --> | 0.1 | 0 | 0 | Constrained,otherwise capacity available =8kVA. | --> | 0.095 | 0 | 0 | 0 | 0.007 | 0.106 | 0 |  | --> | E18 ex GLASMORE | GLASMORE: T422 | GLASMORE |  | 53.5215 | -6.2661
MV/LV Substation BA***138X | 10 kV | 400V(3ph) & 230V(single ph) | LV | 50 kVA :Pole Substation | 0.05 | --> | 0.05 | 0.037 | 5.2 |  | --> | 0.047 | 0 | 0 | 0 | 0 | 0.051 | 0 |  | --> | C12 ex KILFLYNN | KILFLYNN: T41∥T42 | TRALEE |  | 52.3487 | -9.6269
MV/LV Substation BA***138Y | 10 kV | 400V(3ph) & 230V(single ph) | LV | 50 kVA :Pole Substation | 0.05 | --> | 0.05 | 0 | 0 | Constrained,otherwise capacity available =26kVA. | --> | 0.047 | 0 | 0 | 0 | 0 | 0.052 | 0 |  | --> | C18 ex MIDLETON | MIDLETON: T102 | MIDLETON |  | 51.9734 | -8.2781
MV/LV Substation BA***138Z | 20 kV | 400V(3ph) & 230V(single ph) | LV | 50 kVA :Pole Substation | 0.05 | --> | 0.05 | 0 | 0 | Constrained,otherwise capacity available =48kVA. | --> | 0.047 | 0 | 0 | 0 | 0 | 0 | 0 | Constrained,otherwise capacity available =49kW. | --> | E21 ex ASHBOURNE | ASHBOURNE: T421 | FINGLAS |  | 53.476 | -6.2846
MV/LV Substation BA***138Z | 20 kV | 400V(3ph) & 230V(single ph) | LV | 200 kVA :Pole Substation | 0.2 | --> | 0.2 | 0.198 | 2.8 |  | --> | 0.19 | 0 | 0 | 0 | 0 | 0.2 | 0 |  | --> | E12 ex LONGFORD | LONGFORD: T422 | RICHMOND |  | 53.9196 | -7.6437
MV/LV Substation BA***139 | 20 kV | 400V(3ph) & 230V(single ph) | LV | 50 kVA :Pole Substation | 0.05 | --> | 0.05 | 0 | 0 | Constrained,otherwise capacity available =38kVA. | --> | 0.047 | 0 | 0 | 0 | 0 | 0.051 | 0 |  | --> | E18 ex GLASMORE | GLASMORE: T422 | GLASMORE |  | 53.5278 | -6.2686
MV/LV Substation BA***140 | 10 kV | 400V(3ph) & 230V(single ph) | LV | 400 kVA :Kiosk Substation | 0.4 | --> | 0.4 | 0.294 | 8.9 |  | --> | 0.38 | 0 | 0 | 0 | 0.018 | 0.397 | 0 |  | --> | C25 ex STEPHENSTOWN | STEPHENSTOWN: T101 | FINGLAS |  | 53.5823 | -6.1207
MV/LV Substation BA***140X | 10 kV | 400V(3ph) & 230V(single ph) | LV | 400 kVA :Building Structure | 0.4 | --> | 0.4 | 0.171 | 1.6 |  | --> | 0.38 | 0 | 0 | 0 | 0 | 0.434 | 0 |  | --> | C14 ex BALLYMOUNT | BALLYMOUNT: T42 | INCHICORE 220KV |  | 53.3207 | -6.3582
MV/LV Substation BA***141 | 20 kV | 400V(3ph) & 230V(single ph) | LV | 50 kVA :Pole Substation | 0.05 | --> | 0.05 | 0.05 | 1.5 |  | --> | 0.047 | 0 | 0 | 0 | 0 | 0.049 | 0 |  | --> | C21 ex TRAMORE | TRAMORE: T41 | BUTLERSTOWN |  | 52.1488 | -7.3745
MV/LV Substation BA***141X | 20 kV | 400V(3ph) & 230V(single ph) | LV | 200 kVA :Kiosk Substation | 0.2 | --> | 0.2 | 0.161 | 0.8 |  | --> | 0.19 | 0 | 0 | 0 | 0.007 | 0.198 | 0 |  | --> | E15 ex RATHMORE | RATHMORE: T421 | KNOCKEARAGH |  | 52.1822 | -9.2335
MV/LV Substation BA***141X | 20 kV | 400V(3ph) & 230V(single ph) | LV | 100 kVA :Pole Substation | 0.1 | --> | 0.1 | 0.083 | 3.3 |  | --> | 0.095 | 0 | 0 | 0 | 0 | 0.102 | 0 |  | --> | E13 ex BIRDHILL | BIRDHILL: T421 | ARDNACRUSHA |  | 52.783 | -8.5591
MV/LV Substation BA***141X | 10 kV | 400V(3ph) & 230V(single ph) | LV | 400 kVA :Kiosk Substation | 0.4 | --> | 0.4 | 0.186 | 9.6 |  | --> | 0.38 | 0 | 0 | 0 | 0.018 | 0.413 | 0 |  | --> | C14 ex GORTLEE | GORTLEE: T41∥T42 | LETTERKENNY |  | 54.9477 | -7.7584
MV/LV Substation BA***142 | 10 kV | 400V(3ph) & 230V(single ph) | LV | 630 kVA :Kiosk Substation | 0.63 | --> | 0.63 | 0.5 | 1.5 |  | --> | 0.598 | 0 | 0 | 0 | 0.009 | 0.5 | 0 |  | --> | C23 ex TRAMORE | TRAMORE: T41 | BUTLERSTOWN |  | 52.1664 | -7.1409
MV/LV Substation BA***142Y | 10 kV | 400V(3ph) & 230V(single ph) | LV | 50 kVA :Pole Substation | 0.05 | --> | 0.05 | 0.038 | 3.1 |  | --> | 0.047 | 0 | 0 | 0 | 0 | 0 | 0 | Constrained,otherwise capacity available =51kW. | --> | C18 ex GLENGOOLE | GLENGOOLE: T42 | THURLES |  | 52.5896 | -7.6656
MV/LV Substation BA***142Y | 10 kV | 400V(3ph) & 230V(single ph) | LV | 200 kVA :Kiosk Substation | 0.2 | --> | 0.2 | 0 | 0 | Constrained,otherwise capacity available =200kVA. | --> | 0.19 | 0 | 0 | 0 | 0 | 0.2 | 0 |  | --> | C20 ex TERMONFECKIN ROAD | TERMONFECKIN ROAD: T41∥T42 | DRYBRIDGE |  | 53.7363 | -6.2593
MV/LV Substation BA***143 | 20 kV | 400V(3ph) & 230V(single ph) | LV | 50 kVA :Pole Substation | 0.05 | --> | 0.05 | 0.041 | 1.1 |  | --> | 0.047 | 0 | 0 | 0 | 0 | 0.05 | 0 |  | --> | E23 ex LAWLESSTOWN | LAWLESSTOWN: T421 | DOON |  | 52.4108 | -7.7518
MV/LV Substation BA***143Y | 10 kV | 400V(3ph) & 230V(single ph) | LV | 200 kVA :Kiosk Substation | 0.2 | --> | 0.2 | 0.154 | 4.2 |  | --> | 0.19 | 0 | 0 | 0 | 0.018 | 0.188 | 0 |  | --> | C23 ex SWORDS | SWORDS: T41 | GLASMORE |  | 53.4522 | -6.2285
MV/LV Substation BA***143Y | 10 kV | 400V(3ph) & 230V(single ph) | LV | 200 kVA :Kiosk Substation | 0.2 | --> | 0.2 | 0 | 0 | Constrained,otherwise capacity available =109kVA. | --> | 0.19 | 0 | 0 | 0 | 0 | 0.213 | 0 |  | --> | C17 ex BALGADDY | BALGADDY: T41 | GRANGE CASTLE |  | 53.3199 | -6.4281
MV/LV Substation BA***145 | 10 kV | 400V(3ph) & 230V(single ph) | LV | 400 kVA :Kiosk Substation | 0.4 | --> | 0.4 | 0.297 | 5 |  | --> | 0.38 | 0 | 0 | 0 | 0.014 | 0.4 | 0 |  | --> | C24 ex GALWAY 110KV | GALWAY 110KV: T102 | GALWAY 110KV |  | 53.284 | -9.0087
MV/LV Substation BA***146 | 10 kV | 400V(3ph) & 230V(single ph) | LV | 400 kVA :Kiosk Substation | 0.4 | --> | 0.4 | 0.147 | 2.1 |  | --> | 0.38 | 0 | 0 | 0 | 0 | 0.438 | 0 |  | --> | C14 ex MORNINGTON ROAD | MORNINGTON ROAD: T42 | DRYBRIDGE |  | 53.7147 | -6.3494
MV/LV Substation BA***147 | 10 kV | 400V(3ph) & 230V(single ph) | LV | 200 kVA :Pole Substation | 0.2 | --> | 0.2 | 0.121 | 1.2 |  | --> | 0.19 | 0 | 0 | 0 | 0.039 | 0.17 | 0 |  | --> | C26 ex KYLEERAGH | KYLEERAGH: T42 | NENAGH |  | 52.8914 | -8.2435
MV/LV Substation BA***147 | 10 kV | 400V(3ph) & 230V(single ph) | LV | 200 kVA :Pole Substation | 0.2 | --> | 0.2 | 0.199 | 4 |  | --> | 0.19 | 0 | 0 | 0 | 0 | 0 | 0 | Constrained,otherwise capacity available =200kW. | --> | C22 ex LISMORE | LISMORE: T41∥T42 | DUNGARVAN |  | 52.1449 | -7.9308
MV/LV Substation BA***148 | 10 kV | 400V(3ph) & 230V(single ph) | LV | 50 kVA :Pole Substation | 0.05 | --> | 0.05 | 0.036 | 1.5 |  | --> | 0.047 | 0 | 0 | 0 | 0 | 0.051 | 0 |  | --> | C17 ex ROSCOMMON | ROSCOMMON: T41 | LANESBORO |  | 53.6034 | -8.207
MV/LV Substation BA***148 | 20 kV | 400V(3ph) & 230V(single ph) | LV | 100 kVA :Pole Substation | 0.1 | --> | 0.1 | 0 | 0 | Constrained,otherwise capacity available =40kVA. | --> | 0.095 | 0 | 0 | 0 | 0.007 | 0 | 0 | Constrained,otherwise capacity available =101kW. | --> | E13 ex ABBEYLEIX | ABBEYLEIX: T422 | PORTLAOISE |  | 52.9486 | -7.3036
MV/LV Substation BA***148Y | 10 kV | 400V(3ph) & 230V(single ph) | LV | 400 kVA :Kiosk Substation | 0.4 | --> | 0.4 | 0 | 0 | Constrained,otherwise capacity available =393kVA. | --> | 0.38 | 0 | 0 | 0 | 0 | 0 | 0 | Constrained,otherwise capacity available =400kW. | --> | C12 ex COLLIGAN | COLLIGAN: T41 | DUNGARVAN |  | 52.0889 | -7.617
MV/LV Substation BA***148Z | 10 kV | 400V(3ph) & 230V(single ph) | LV | 630 kVA :Building Structure | 0.63 | --> | 0.63 | 0 | 0 | Constrained,otherwise capacity available =468kVA. | --> | 0.598 | 0 | 0 | 0 | 0 | 0.5 | 0 |  | --> | C27 ex GRANGE CASTLE | GRANGE CASTLE: T101 | INCHICORE 220KV |  | 53.3189 | -6.4424
MV/LV Substation BA***149 | 10 kV | 400V(3ph) & 230V(single ph) | LV | 100 kVA :Pole Substation | 0.1 | --> | 0.1 | 0.079 | 5.9 |  | --> | 0.095 | 0 | 0 | 0 | 0 | 0 | 0 | Constrained,otherwise capacity available =103kW. | --> | C15 ex NEWMARKET (SR) | NEWMARKET (SR): T41∥T42 | GLENLARA |  | 52.213 | -9.0576
MV/LV Substation BA***149 | 10 kV | 400V(3ph) & 230V(single ph) | LV | 400 kVA :Building Structure | 0.4 | --> | 0.4 | 0 | 0 | Constrained,otherwise capacity available =218kVA. | --> | 0.38 | 0 | 0 | 0 | 0 | 0.427 | 0 |  | --> | C11 ex MORRISTOWN | MORRISTOWN: T41∥T42 | NEWBRIDGE |  | 53.1708 | -6.8124
MV/LV Substation BA***149 | 10 kV | 400V(3ph) & 230V(single ph) | LV | 400 kVA :Kiosk Substation | 0.4 | --> | 0.4 | 0 | 0 | Constrained,otherwise capacity available =280kVA. | --> | 0.38 | 0 | 0 | 0 | 0.004 | 0.414 | 0 |  | --> | C19 ex MILFORD (NR) | MILFORD (NR): T41∥T42 | LETTERKENNY |  | 55.0362 | -7.6518
MV/LV Substation BA***149X | 20 kV | 400V(3ph) & 230V(single ph) | LV | 100 kVA :Pole Substation | 0.1 | --> | 0.1 | 0.087 | 1 |  | --> | 0.095 | 0 | 0 | 0 | 0 | 0 | 0 | Constrained,otherwise capacity available =101kW. | --> | E13 ex SHILLELAGH | SHILLELAGH: T421∥T422 | CARLOW |  | 52.788 | -6.4913
MV/LV Substation BA***150 | 10 kV | 400V(3ph) & 230V(single ph) | LV | 100 kVA :Pole Substation | 0.1 | --> | 0.1 | 0.097 | 6.4 |  | --> | 0.095 | 0 | 0 | 0 | 0 | 0.1 | 0 |  | --> | C13 ex AGHAGAD | AGHAGAD: T41∥T42 | SLIGO |  | 54.4219 | -8.4605
MV/LV Substation BA***150Z | 10 kV | 400V(3ph) & 230V(single ph) | LV | 200 kVA :Building Structure | 0.2 | --> | 0.2 | 0 | 0 | Constrained,otherwise capacity available =148kVA. | --> | 0.19 | 0 | 0 | 0 | 0 | 0.207 | 0 |  | --> | C17 ex MACETOWN | MACETOWN: T101 | MACETOWN |  | 53.4108 | -6.4072
MV/LV Substation BA***152 | 20 kV | 400V(3ph) & 230V(single ph) | LV | 50 kVA :Pole Substation | 0.05 | --> | 0.05 | 0.034 | 3.3 |  | --> | 0.047 | 0 | 0 | 0 | 0 | 0.051 | 0 |  | --> | E12 ex BIRDHILL | BIRDHILL: T422 | ARDNACRUSHA |  | 52.8148 | -8.4593
MV/LV Substation BA***152 | 10 kV | 400V(3ph) & 230V(single ph) | LV | 1000 kVA :Building Structure | 1 | --> | 1 | 0.5 | 9.9 |  | --> | 0.95 | 0 | 0 | 0 | 0 | 0.5 | 0 |  | --> | C19 ex ENNIS | ENNIS: T101 | ENNIS |  | 52.8377 | -8.9526
MV/LV Substation BA***152Y | 10 kV | 400V(3ph) & 230V(single ph) | LV | 200 kVA :Kiosk Substation | 0.2 | --> | 0.2 | 0.158 | 3.3 |  | --> | 0.19 | 0 | 0 | 0 | 0 | 0.206 | 0 |  | --> | C19 ex CELBRIDGE | CELBRIDGE: T41 | GRIFFINRATH |  | 53.322 | -6.6101
MV/LV Substation BA***153 | 20 kV | 400V(3ph) & 230V(single ph) | LV | 50 kVA :Pole Substation | 0.05 | --> | 0.05 | 0 | 0 | Constrained,otherwise capacity available =23kVA. | --> | 0.047 | 0 | 0 | 0 | 0 | 0 | 0 | Constrained,otherwise capacity available =53kW. | --> | C15 ex CLOONLOUGH | CLOONLOUGH: T41∥T42 | BARRYMORE |  | 52.2384 | -8.3707
MV/LV Substation BA***153X | 20 kV | 400V(3ph) & 230V(single ph) | LV | 50 kVA :Pole Substation | 0.05 | --> | 0.05 | 0.05 | 3.7 |  | --> | 0.047 | 0 | 0 | 0 | 0 | 0 | 0 | Constrained,otherwise capacity available =49kW. | --> | E20 ex FOXHOLE | FOXHOLE: T421∥T422 | DUNGARVAN |  | 51.959 | -7.8836
MV/LV Substation BA***153Z | 10 kV | 400V(3ph) & 230V(single ph) | LV | 50 kVA :Pole Substation | 0.05 | --> | 0.05 | 0 | 0 | Constrained,otherwise capacity available =50kVA. | --> | 0.047 | 0 | 0 | 0 | 0 | 0 | 0 | Constrained,otherwise capacity available =49kW. | --> | C16 ex PALLAS | PALLAS: T41∥T42 | PORTLAOISE |  | 53.0546 | -7.3089
MV/LV Substation BA***154 | 10 kV | 400V(3ph) & 230V(single ph) | LV | 630 kVA :Building Structure | 0.63 | --> | 0.63 | 0.199 | 2.7 |  | --> | 0.598 | 0 | 0 | 0 | 0.073 | 0.5 | 0 |  | --> | C17 ex WHITEHALL | WHITEHALL: T41 | FINGLAS |  | 53.3814 | -6.2772
MV/LV Substation BA***154 | 10 kV | 400V(3ph) & 230V(single ph) | LV | 50 kVA :Pole Substation | 0.05 | --> | 0.05 | 0.047 | 3.9 |  | --> | 0.047 | 0 | 0 | 0 | 0 | 0.049 | 0 |  | --> | C22 ex ROSS CARBERY | ROSS CARBERY: T41∥T42 | DUNMANWAY |  | 51.5913 | -9.082
MV/LV Substation BA***154Z | 20 kV | 400V(3ph) & 230V(single ph) | LV | 100 kVA :Pole Substation | 0.1 | --> | 0.1 | 0 | 0 | Constrained,otherwise capacity available =99kVA. | --> | 0.095 | 0 | 0 | 0 | 0 | 0.1 | 0 |  | --> | C11 ex LOUGHSHINNY | LOUGHSHINNY: T41 | GLASMORE |  | 53.5564 | -6.1592
MV/LV Substation BA***155X | 20 kV | 400V(3ph) & 230V(single ph) | LV | 50 kVA :Pole Substation | 0.05 | --> | 0.05 | 0.042 | 2.2 |  | --> | 0.047 | 0 | 0 | 0 | 0 | 0.05 | 0 |  | --> | C12 ex ROSSGEIR | ROSSGEIR: T41∥T42 | LETTERKENNY |  | 54.8436 | -7.5782
MV/LV Substation BA***155Z | 20 kV | 400V(3ph) & 230V(single ph) | LV | 50 kVA :Pole Substation | 0.05 | --> | 0.05 | 0.049 | 3.4 |  | --> | 0.047 | 0 | 0 | 0 | 0 | 0.049 | 0 |  | --> | E20 ex CLONMINCH | CLONMINCH: T422 | THORNSBERRY |  | 53.2817 | -7.3654
MV/LV Substation BA***156 | 10 kV | 400V(3ph) & 230V(single ph) | LV | 630 kVA :Building Structure | 0.63 | --> | 0.63 | 0.5 | 9.9 |  | --> | 0.598 | 0 | 0 | 0 | 0 | 0.5 | 0 |  | --> | C17 ex ENNIS | ENNIS: T101 | ENNIS |  | 52.852 | -8.9843
MV/LV Substation BA***156Z | 10 kV | 400V(3ph) & 230V(single ph) | LV | 630 kVA :Kiosk Substation | 0.63 | --> | 0.63 | 0.17 | 0.2 | Constrained,otherwise capacity available =386kVA. | --> | 0.598 | 0 | 0 | 0 | 0 | 0.5 | 0 |  | --> | C16 ex TALBOTS INCH | TALBOTS INCH: T41∥T42 | KILKENNY |  | 52.6537 | -7.2521
MV/LV Substation BA***157 | 10 kV | 400V(3ph) & 230V(single ph) | LV | 100 kVA :Pole Substation | 0.1 | --> | 0.1 | 0.087 | 11.5 |  | --> | 0.095 | 0 | 0 | 0 | 0 | 0.101 | 0 |  | --> | C18 ex BALLYBEG | BALLYBEG: T102 | CARRICKMINES |  | 52.9775 | -6.1418
MV/LV Substation BA***157 | 10 kV | 400V(3ph) & 230V(single ph) | LV | 630 kVA :Kiosk Substation | 0.63 | --> | 0.63 | 0 | 0 | Constrained,otherwise capacity available =475kVA. | --> | 0.598 | 0 | 0 | 0 | 0.007 | 0.5 | 0 |  | --> | C14 ex WOODFORD | WOODFORD: T41∥T42 | KNOCKEARAGH |  | 52.0605 | -9.4735
MV/LV Substation BA***158 | 20 kV | 400V(3ph) & 230V(single ph) | LV | 50 kVA :Pole Substation | 0.05 | --> | 0.05 | 0 | 0 | Constrained,otherwise capacity available =31kVA. | --> | 0.047 | 0 | 0 | 0 | 0 | 0 | 0 | Constrained,otherwise capacity available =51kW. | --> | C13 ex CLOYNE | CLOYNE: T41 | MIDLETON |  | 51.8917 | -7.9387
MV/LV Substation BA***158 | 10 kV | 400V(3ph) & 230V(single ph) | LV | 50 kVA :Pole Substation | 0.05 | --> | 0.05 | 0.037 | 0.9 |  | --> | 0.047 | 0 | 0 | 0 | 0.024 | 0.025 | 0 |  | --> | C14 ex DRUMQUIN | DRUMQUIN: T42 | ENNIS |  | 52.7836 | -9.0287
MV/LV Substation BA***158 | 10 kV | 400V(3ph) & 230V(single ph) | LV | 100 kVA :Pole Substation | 0.1 | --> | 0.1 | 0.086 | 3.4 |  | --> | 0.095 | 0 | 0 | 0 | 0.001 | 0.1 | 0 |  | --> | C19 ex CAUSEWAY | CAUSEWAY: T41∥T42 | TRALEE |  | 52.4014 | -9.8722
MV/LV Substation BA***159 | 10 kV | 400V(3ph) & 230V(single ph) | LV | 50 kVA :Pole Substation | 0.05 | --> | 0.05 | 0.041 | 8.3 |  | --> | 0.047 | 0 | 0 | 0 | 0 | 0.05 | 0 |  | --> | C19 ex BALLYBEG | BALLYBEG: T101 | CARRICKMINES |  | 52.9914 | -6.1373
MV/LV Substation BA***159 | 20 kV | 400V(3ph) & 230V(single ph) | LV | 50 kVA :Pole Substation | 0.05 | --> | 0.05 | 0.043 | 5.1 |  | --> | 0.047 | 0 | 0 | 0 | 0 | 0.05 | 0 |  | --> | E16 ex BALLYBUNION | BALLYBUNION: T421∥T422 | TRIEN |  | 52.4881 | -9.6759
MV/LV Substation BA***159 | 10 kV | 400V(3ph) & 230V(single ph) | LV | 400 kVA :Building Structure | 0.4 | --> | 0.4 | 0 | 0 | Constrained,otherwise capacity available =237kVA. | --> | 0.38 | 0 | 0 | 0 | 0.027 | 0.396 | 0 |  | --> | C11 ex GARRYOWEN | GARRYOWEN: T41 | LIMERICK |  | 52.6521 | -8.5949
MV/LV Substation BA***160 | 20 kV | 400V(3ph) & 230V(single ph) | LV | 100 kVA :Pole Substation | 0.1 | --> | 0.1 | 0.091 | 5.1 |  | --> | 0.095 | 0 | 0 | 0 | 0 | 0.1 | 0 |  | --> | E16 ex BALLYBUNION | BALLYBUNION: T421∥T422 | TRIEN |  | 52.4954 | -9.6535
MV/LV Substation BA***160X | 20 kV | 400V(3ph) & 230V(single ph) | LV | 50 kVA :Pole Substation | 0.05 | --> | 0.05 | 0.049 | 4 |  | --> | 0.047 | 0 | 0 | 0 | 0 | 0.049 | 0 |  | --> | E12 ex KILLINICK | KILLINICK: T421∥T422 | WEXFORD |  | 52.2298 | -6.3533
MV/LV Substation BA***161 | 20 kV | 400V(3ph) & 230V(single ph) | LV | 200 kVA :Pole Substation | 0.2 | --> | 0.2 | 0 | 0 | Constrained,otherwise capacity available =166kVA. | --> | 0.19 | 0 | 0 | 0 | 0.015 | 0 | 0 | Constrained,otherwise capacity available =188kW. | --> | E18 ex BUNCLODY | BUNCLODY: T421∥T422 | CRANE |  | 52.6184 | -6.6653
MV/LV Substation BA***161 | 20 kV | 400V(3ph) & 230V(single ph) | LV | 200 kVA :Kiosk Substation | 0.2 | --> | 0.2 | 0.195 | 2.8 |  | --> | 0.19 | 0 | 0 | 0 | 0 | 0.2 | 0 |  | --> | C14 ex CASHEL | CASHEL: T42 | CAHIR |  | 52.558 | -7.8616
MV/LV Substation BA***161X | 20 kV | 400V(3ph) & 230V(single ph) | LV | 50 kVA :Pole Substation | 0.05 | --> | 0.05 | 0.036 | 6.9 |  | --> | 0.047 | 0 | 0 | 0 | 0 | 0 | 0 | Constrained,otherwise capacity available =51kW. | --> | E11 ex RATHKEALE | RATHKEALE: T421∥T422 | RATHKEALE |  | 52.6049 | -8.9582
MV/LV Substation BA***161Y | 20 kV | 400V(3ph) & 230V(single ph) | LV | 400 kVA :Kiosk Substation | 0.4 | --> | 0.4 | 0.39 | 1.5 |  | --> | 0.38 | 0 | 0 | 0 | 0.039 | 0 | 0 | Constrained,otherwise capacity available =360kW. | --> | C17 ex FOYNES | FOYNES: T41 | RATHKEALE |  | 52.5605 | -9.2663
MV/LV Substation BA***161Y | 20 kV | 400V(3ph) & 230V(single ph) | LV | 50 kVA :Pole Substation | 0.05 | --> | 0.05 | 0 | 0 | Constrained,otherwise capacity available =49kVA. | --> | 0.047 | 0 | 0 | 0 | 0 | 0.049 | 0 |  | --> | C19 ex ENNISTYMON | ENNISTYMON: T41∥T42 | ENNIS |  | 53.1223 | -9.167
MV/LV Substation BA***162 | 10 kV | 400V(3ph) & 230V(single ph) | LV | 50 kVA :Pole Substation | 0.05 | --> | 0.05 | 0.05 | 0.6 |  | --> | 0.047 | 0 | 0 | 0 | 0 | 0.049 | 0 |  | --> | C18 ex ATHBOY | ATHBOY: T42 | NAVAN |  | 53.6064 | -6.9092
MV/LV Substation BA***163 | 20 kV | 400V(3ph) & 230V(single ph) | LV | 100 kVA :Pole Substation | 0.1 | --> | 0.1 | 0.092 | 0.8 |  | --> | 0.095 | 0 | 0 | 0 | 0.007 | 0.093 | 0 |  | --> | C20 ex KNOCKMULLEN | KNOCKMULLEN: T42 | GREAT ISLAND |  | 52.3158 | -6.9511
MV/LV Substation BA***163 | 10 kV | 400V(3ph) & 230V(single ph) | LV | 50 kVA :Pole Substation | 0.05 | --> | 0.05 | 0.05 | 0.9 |  | --> | 0.047 | 0 | 0 | 0 | 0 | 0.049 | 0 |  | --> | C14 ex DRUMQUIN | DRUMQUIN: T42 | ENNIS |  | 52.8119 | -8.9901
MV/LV Substation BA***163 | 10 kV | 400V(3ph) & 230V(single ph) | LV | 50 kVA :Pole Substation | 0.05 | --> | 0.05 | 0.043 | 2.3 |  | --> | 0.047 | 0 | 0 | 0 | 0 | 0.05 | 0 |  | --> | C14 ex RINEANNA | RINEANNA: T41 | DRUMLINE |  | 52.7796 | -8.9062
MV/LV Substation BA***163X | 10 kV | 400V(3ph) & 230V(single ph) | LV | 630 kVA :Building Structure | 0.63 | --> | 0.63 | 0 | 0 | Constrained,otherwise capacity available =500kVA. | --> | 0.598 | 0 | 0 | 0 | 0 | 0.5 | 0 |  | --> | C18 ex WATLING STREET | WATLING STREET: T42 | FRANCIS STREET |  | 53.3486 | -6.2759
MV/LV Substation BA***163Y | 10 kV | 400V(3ph) & 230V(single ph) | LV | 200 kVA :Kiosk Substation | 0.2 | --> | 0.2 | 0.152 | 15.8 |  | --> | 0.19 | 0 | 0 | 0 | 0.003 | 0.203 | 0 |  | --> | C26 ex CASTLEVIEW | CASTLEVIEW: T102 | CASTLEVIEW |  | 51.8933 | -8.4093
MV/LV Substation BA***164Y | 20 kV | 400V(3ph) & 230V(single ph) | LV | 400 kVA :Kiosk Substation | 0.4 | --> | 0.4 | 0.349 | 6.3 |  | --> | 0.38 | 0 | 0 | 0 | 0.035 | 0 | 0 | Constrained,otherwise capacity available =371kW. | --> | E11 ex BAGENALSTOWN | BAGENALSTOWN: T421∥T422 | CARLOW |  | 52.6978 | -6.9748
MV/LV Substation BA***165 | 20 kV | 400V(3ph) & 230V(single ph) | LV | 50 kVA :Pole Substation | 0.05 | --> | 0.05 | 0.043 | 2.8 |  | --> | 0.047 | 0 | 0 | 0 | 0 | 0.05 | 0 |  | --> | C14 ex CASHEL | CASHEL: T42 | CAHIR |  | 52.563 | -7.8462
MV/LV Substation BA***165 | 20 kV | 400V(3ph) & 230V(single ph) | LV | 50 kVA :Pole Substation | 0.05 | --> | 0.05 | 0.05 | 1.6 |  | --> | 0.047 | 0 | 0 | 0 | 0 | 0.049 | 0 |  | --> | E16 ex MILLTOWN (SR) | MILLTOWN (SR): T422 | OUGHTRAGH |  | 52.1131 | -9.7557
MV/LV Substation BA***165Y | 10 kV | 400V(3ph) & 230V(single ph) | LV | 100 kVA :Pole Substation | 0.1 | --> | 0.1 | 0 | 0 | Constrained,otherwise capacity available =62kVA. | --> | 0.095 | 0 | 0 | 0 | 0 | 0 | 0 | Constrained,otherwise capacity available =105kW. | --> | C19 ex CURRAGLASS | CURRAGLASS: T41 | BARRYMORE |  | 52.0612 | -8.0986
MV/LV Substation BA***165Z | 20 kV | 400V(3ph) & 230V(single ph) | LV | 100 kVA :Pole Substation | 0.1 | --> | 0.1 | 0.1 | 5.6 |  | --> | 0.095 | 0 | 0 | 0 | 0 | 0 | 0 | Constrained,otherwise capacity available =100kW. | --> | E17 ex BLESSINGTON | BLESSINGTON: T421 | KILTEEL |  | 53.1024 | -6.4923
MV/LV Substation BA***165Z | 20 kV | 400V(3ph) & 230V(single ph) | LV | 50 kVA :Pole Substation | 0.05 | --> | 0.05 | 0 | 0 | Constrained,otherwise capacity available =32kVA. | --> | 0.047 | 0 | 0 | 0 | 0 | 0.051 | 0 |  | --> | C15 ex DELVIN | DELVIN: T42 | MULLINGAR |  | 53.5605 | -7.134
MV/LV Substation BA***166 | 20 kV | 400V(3ph) & 230V(single ph) | LV | 100 kVA :Pole Substation | 0.1 | --> | 0.1 | 0.098 | 5.2 |  | --> | 0.095 | 0 | 0 | 0 | 0.004 | 0.095 | 0 |  | --> | E16 ex WHITECHURCH | WHITECHURCH: T422 | KILBARRY |  | 51.9512 | -8.4685
MV/LV Substation BA***166X | 10 kV | 400V(3ph) & 230V(single ph) | LV | 50 kVA :Pole Substation | 0.05 | --> | 0.05 | 0.04 | 0 | Constrained,otherwise capacity available =50kVA. | --> | 0.047 | 0 | 0 | 0 | 0 | 0.049 | 0 |  | --> | C11 ex GRAIGUENAMANAGH | GRAIGUENAMANAGH: T41∥T42 | KILKENNY |  | 52.5108 | -6.9265
MV/LV Substation BA***166X | 20 kV | 400V(3ph) & 230V(single ph) | LV | 100 kVA :Pole Substation | 0.1 | --> | 0.1 | 0 | 0 | Constrained,otherwise capacity available =95kVA. | --> | 0.095 | 0 | 0 | 0 | 0 | 0.1 | 0 |  | --> | C19 ex ENNISTYMON | ENNISTYMON: T41∥T42 | ENNIS |  | 53.0211 | -9.2745
MV/LV Substation BA***166Z | 10 kV | 400V(3ph) & 230V(single ph) | LV | 400 kVA :Kiosk Substation | 0.4 | --> | 0.4 | 0.322 | 7.3 |  | --> | 0.38 | 0 | 0 | 0 | 0 | 0.411 | 0 |  | --> | E41 ex KINSALE | KINSALE: T423 | BANDON |  | 51.7027 | -8.5313
MV/LV Substation BA***167Z | 20 kV | 400V(3ph) & 230V(single ph) | LV | 50 kVA :Pole Substation | 0.05 | --> | 0.05 | 0.039 | 11.3 |  | --> | 0.047 | 0 | 0 | 0 | 0.007 | 0.043 | 0 |  | --> | C14 ex SINGLAND | SINGLAND: T102 | SINGLAND |  | 52.5826 | -8.5505
MV/LV Substation BA***169 | 10 kV | 400V(3ph) & 230V(single ph) | LV | 400 kVA :Kiosk Substation | 0.4 | --> | 0.4 | 0.228 | 4.5 |  | --> | 0.38 | 0 | 0 | 0 | 0.008 | 0.417 | 0 |  | --> | C14 ex BRAY | BRAY: T42 | FASSAROE |  | 53.1892 | -6.1284
MV/LV Substation BA***169X | 10 kV | 400V(3ph) & 230V(single ph) | LV | 200 kVA :Kiosk Substation | 0.2 | --> | 0.2 | 0 | 0 | Constrained,otherwise capacity available =173kVA. | --> | 0.19 | 0 | 0 | 0 | 0 | 0.203 | 0 |  | --> | C15 ex SKIBBEREEN | SKIBBEREEN: T41∥T42 | DUNMANWAY |  | 51.4848 | -9.3648
MV/LV Substation BA***170 | 20 kV | 400V(3ph) & 230V(single ph) | LV | 630 kVA :Kiosk Substation | 0.63 | --> | 0.63 | 0.5 | 7.4 |  | --> | 0.598 | 0 | 0 | 0 | 0 | 0.5 | 0 |  | --> | E19 ex BANOGE | BANOGE: T122 | BANOGE |  | 52.6149 | -6.3078
MV/LV Substation BA***170Y | 10 kV | 400V(3ph) & 230V(single ph) | LV | 400 kVA :Kiosk Substation | 0.4 | --> | 0.4 | 0.357 | 3.7 |  | --> | 0.38 | 0 | 0 | 0 | 0.003 | 0.403 | 0 |  | --> | C17 ex BALLINASLOE | BALLINASLOE: T41∥T42 | SOMERSET |  | 53.3299 | -8.2356
MV/LV Substation BA***171 | 20 kV | 400V(3ph) & 230V(single ph) | LV | 50 kVA :Pole Substation | 0.05 | --> | 0.05 | 0.03 | 4.3 |  | --> | 0.047 | 0 | 0 | 0 | 0 | 0 | 0 | Constrained,otherwise capacity available =52kW. | --> | E14 ex MOVILLE | MOVILLE: T421∥T422 | TRILLICK |  | 55.1544 | -7.1506
MV/LV Substation BA***171Z | 10 kV | 400V(3ph) & 230V(single ph) | LV | 400 kVA :Building Structure | 0.4 | --> | 0.4 | 0 | 0 | Constrained,otherwise capacity available =316kVA. | --> | 0.38 | 0 | 0 | 0 | 0.078 | 0 | 0 | Constrained,otherwise capacity available =330kW. | --> | C18 ex BALLYCOOLIN | BALLYCOOLIN: T42 | FINGLAS |  | 53.412 | -6.3575
MV/LV Substation BA***172Z | 20 kV | 400V(3ph) & 230V(single ph) | LV | 100 kVA :Pole Substation | 0.1 | --> | 0.1 | 0 | 0 | Constrained,otherwise capacity available =81kVA. | --> | 0.095 | 0 | 0 | 0 | 0.003 | 0 | 0 | Constrained,otherwise capacity available =99kW. | --> | C18 ex PORTARLINGTON | PORTARLINGTON: T41∥T42 | PORTLAOISE |  | 53.2325 | -7.3224
MV/LV Substation BA***174 | 10 kV | 400V(3ph) & 230V(single ph) | LV | 50 kVA :Pole Substation | 0.05 | --> | 0.05 | 0.046 | 0.9 |  | --> | 0.047 | 0 | 0 | 0 | 0 | 0.049 | 0 |  | --> | C14 ex DRUMQUIN | DRUMQUIN: T42 | ENNIS |  | 52.7784 | -9.0227
MV/LV Substation BA***174X | 10 kV | 400V(3ph) & 230V(single ph) | LV | 400 kVA :Kiosk Substation | 0.4 | --> | 0.4 | 0.137 | 0.1 | Constrained,otherwise capacity available =313kVA. | --> | 0.38 | 0 | 0 | 0 | 0.01 | 0.402 | 0 |  | --> | C19 ex SANDYFORD | SANDYFORD: T41 | CARRICKMINES |  | 53.2733 | -6.2523
MV/LV Substation BA***174X | 20 kV | 400V(3ph) & 230V(single ph) | LV | 50 kVA :Pole Substation | 0.05 | --> | 0.05 | 0.049 | 4.5 |  | --> | 0.047 | 0 | 0 | 0 | 0 | 0.049 | 0 |  | --> | E22 ex ENNISCRONE | ENNISCRONE: T421∥T422 | MOY |  | 54.2409 | -8.7988
MV/LV Substation BA***175 | 10 kV | 400V(3ph) & 230V(single ph) | LV | 400 kVA :Kiosk Substation | 0.4 | --> | 0.4 | 0 | 0 | Constrained,otherwise capacity available =175kVA. | --> | 0.38 | 0 | 0 | 0 | 0.003 | 0.431 | 0 |  | --> | C20 ex MERVILLE | MERVILLE: T42 | FINGLAS |  | 53.3944 | -6.3124
MV/LV Substation BA***175 | 20 kV | 400V(3ph) & 230V(single ph) | LV | 200 kVA :Kiosk Substation | 0.2 | --> | 0.2 | 0.185 | 1.6 |  | --> | 0.19 | 0 | 0 | 0 | 0 | 0.202 | 0 |  | --> | E16 ex GURRANEBANE | GURRANEBANE: T421∥T422 | OUGHTRAGH |  | 51.8161 | -10.1616
MV/LV Substation BA***175Y | 20 kV | 400V(3ph) & 230V(single ph) | LV | 200 kVA :Kiosk Substation | 0.2 | --> | 0.2 | 0 | 0 | Constrained,otherwise capacity available =185kVA. | --> | 0.19 | 0 | 0 | 0 | 0.003 | 0.199 | 0 |  | --> | E22 ex COLLOONEY | COLLOONEY: T422 | SLIGO |  | 54.1983 | -8.3613
MV/LV Substation BA***175Z | 10 kV | 400V(3ph) & 230V(single ph) | LV | 200 kVA :Kiosk Substation | 0.2 | --> | 0.2 | 0.154 | 2.8 |  | --> | 0.19 | 0 | 0 | 0 | 0 | 0 | 0 | Constrained,otherwise capacity available =207kW. | --> | C17 ex PALMERSTOWN | PALMERSTOWN: T41 | FINGLAS |  | 53.3349 | -6.3772
MV/LV Substation BA***176Y | 20 kV | 400V(3ph) & 230V(single ph) | LV | 100 kVA :Pole Substation | 0.1 | --> | 0.1 | 0.078 | 2.2 |  | --> | 0.095 | 0 | 0 | 0 | 0 | 0.103 | 0 |  | --> | E18 ex CLONROCHE | CLONROCHE: T421∥T422 | WEXFORD |  | 52.4574 | -6.6923
MV/LV Substation BA***176Y | 10 kV | 400V(3ph) & 230V(single ph) | LV | 200 kVA :Kiosk Substation | 0.2 | --> | 0.2 | 0.2 | 2.5 |  | --> | 0.19 | 0 | 0 | 0 | 0 | 0 | 0 | Constrained,otherwise capacity available =200kW. | --> | C11 ex GRAIGUE | GRAIGUE: T41 | CARLOW |  | 52.8345 | -6.9363
MV/LV Substation BA***177Y | 10 kV | 400V(3ph) & 230V(single ph) | LV | 50 kVA :Pole Substation | 0.05 | --> | 0.05 | 0 | 0 | Constrained,otherwise capacity available =50kVA. | --> | 0.047 | 0 | 0 | 0 | 0 | 0 | 0 | Constrained,otherwise capacity available =49kW. | --> | C11 ex GARDEN CITY | GARDEN CITY: T41∥T42 | ARKLOW |  | 52.723 | -6.2367
MV/LV Substation BA***178 | 10 kV | 400V(3ph) & 230V(single ph) | LV | 50 kVA :Pole Substation | 0.05 | --> | 0.05 | 0.05 | 1.7 |  | --> | 0.047 | 0 | 0 | 0 | 0 | 0.049 | 0 |  | --> | C24 ex BISHOPSTOWN | BISHOPSTOWN: T42 | KILBARRY |  | 51.8759 | -8.5612
MV/LV Substation BA***178X | 10 kV | 400V(3ph) & 230V(single ph) | LV | 50 kVA :Pole Substation | 0.05 | --> | 0.05 | 0 | 0 | Constrained,otherwise capacity available =33kVA. | --> | 0.047 | 0 | 0 | 0 | 0.019 | 0 | 0 | Constrained,otherwise capacity available =31kW. | --> | C11 ex KILMALLOCK | KILMALLOCK: T42 | CHARLEVILLE |  | 52.4134 | -8.4865
MV/LV Substation BA***178X | 20 kV | 400V(3ph) & 230V(single ph) | LV | 100 kVA :Pole Substation | 0.1 | --> | 0.1 | 0.087 | 0.8 |  | --> | 0.095 | 0 | 0 | 0 | 0 | 0 | 0 | Constrained,otherwise capacity available =101kW. | --> | E13 ex CARNDONAGH | CARNDONAGH: T421∥T422 | TRILLICK |  | 55.2422 | -7.2813
MV/LV Substation BA***178Y | 10 kV | 400V(3ph) & 230V(single ph) | LV | 50 kVA :Pole Substation | 0.05 | --> | 0.05 | 0.038 | 2.3 |  | --> | 0.047 | 0 | 0 | 0 | 0.027 | 0 | 0 | Constrained,otherwise capacity available =22kW. | --> | C19 ex GLENGOOLE | GLENGOOLE: T41 | THURLES |  | 52.5712 | -7.5307
MV/LV Substation BA***178Z | 20 kV | 400V(3ph) & 230V(single ph) | LV | 50 kVA :Pole Substation | 0.05 | --> | 0.05 | 0.005 | 0 | Constrained,otherwise capacity available =45kVA. | --> | 0.047 | 0 | 0 | 0 | 0 | 0.05 | 0 |  | --> | E21 ex FINEA | FINEA: T421∥T422 | SHANKILL |  | 53.8358 | -7.3524
MV/LV Substation BA***179 | 10 kV | 400V(3ph) & 230V(single ph) | LV | 400 kVA :Kiosk Substation | 0.4 | --> | 0.4 | 0.303 | 4.6 |  | --> | 0.38 | 0 | 0 | 0 | 0.039 | 0.373 | 0 |  | --> | C19 ex BALLINCLEA | BALLINCLEA: T41 | CHERRYWOOD |  | 53.269 | -6.1196
MV/LV Substation BA***179X | 20 kV | 400V(3ph) & 230V(single ph) | LV | 50 kVA :Pole Substation | 0.05 | --> | 0.05 | 0.042 | 3.2 |  | --> | 0.047 | 0 | 0 | 0 | 0 | 0.05 | 0 |  | --> | C16 ex BOYLE | BOYLE: T41∥T42 | CARRICK ON SHANNON |  | 54.0283 | -8.3351
MV/LV Substation BA***179Y | 20 kV | 400V(3ph) & 230V(single ph) | LV | 100 kVA :Pole Substation | 0.1 | --> | 0.1 | 0 | 0 | Constrained,otherwise capacity available =92kVA. | --> | 0.095 | 0 | 0 | 0 | 0 | 0 | 0 | Constrained,otherwise capacity available =100kW. | --> | C11 ex MOUNTMELLICK | MOUNTMELLICK: T41∥T42 | PORTLAOISE |  | 53.1618 | -7.4154
MV/LV Substation BA***179Y | 10 kV | 400V(3ph) & 230V(single ph) | LV | 50 kVA :Pole Substation | 0.05 | --> | 0.05 | 0.05 | 0.1 |  | --> | 0.047 | 0 | 0 | 0 | 0 | 0 | 0 | Constrained,otherwise capacity available =49kW. | --> | C11 ex RATHDRUM | RATHDRUM: T42 | ARKLOW |  | 52.8717 | -6.222
MV/LV Substation BA***180 | 20 kV | 400V(3ph) & 230V(single ph) | LV | 50 kVA :Pole Substation | 0.05 | --> | 0.05 | 0 | 0 | Constrained,otherwise capacity available =43kVA. | --> | 0.047 | 0 | 0 | 0 | 0.011 | 0.038 | 0 |  | --> | E18 ex CREAGH | CREAGH: T421∥T422 | ATHLONE |  | 53.4418 | -8.5107
MV/LV Substation BA***180 | 10 kV | 400V(3ph) & 230V(single ph) | LV | 100 kVA :Pole Substation | 0.1 | --> | 0.1 | 0 | 0 | Constrained,otherwise capacity available =2kVA. | --> | 0.095 | 0 | 0 | 0 | 0.002 | 0.111 | 0 |  | --> | C15 ex KINSALE | KINSALE: T41∥T42 | BANDON |  | 51.6989 | -8.4991
MV/LV Substation BA***181Z | 10 kV | 400V(3ph) & 230V(single ph) | LV | 200 kVA :Kiosk Substation | 0.2 | --> | 0.2 | 0.154 | 1.6 |  | --> | 0.19 | 0 | 0 | 0 | 0.011 | 0.195 | 0 |  | --> | C20 ex CELBRIDGE | CELBRIDGE: T42 | GRIFFINRATH |  | 53.3022 | -6.6048
MV/LV Substation BA***182X | 20 kV | 400V(3ph) & 230V(single ph) | LV | 50 kVA :Pole Substation | 0.05 | --> | 0.05 | 0.046 | 1 |  | --> | 0.047 | 0 | 0 | 0 | 0 | 0 | 0 | Constrained,otherwise capacity available =49kW. | --> | E13 ex SHILLELAGH | SHILLELAGH: T421∥T422 | CARLOW |  | 52.7632 | -6.5512
MV/LV Substation BA***182Y | 10 kV | 400V(3ph) & 230V(single ph) | LV | 50 kVA :Pole Substation | 0.05 | --> | 0.05 | 0 | 0 | Constrained,otherwise capacity available =45kVA. | --> | 0.047 | 0 | 0 | 0 | 0 | 0 | 0 | Constrained,otherwise capacity available =50kW. | --> | C20 ex CLOONLOUGH | CLOONLOUGH: T41∥T42 | BARRYMORE |  | 52.207 | -8.27
MV/LV Substation BA***182Y | 20 kV | 400V(3ph) & 230V(single ph) | LV | 50 kVA :Pole Substation | 0.05 | --> | 0.05 | 0 | 0 | Constrained,otherwise capacity available =50kVA. | --> | 0.047 | 0 | 0 | 0 | 0 | 0 | 0 | Constrained,otherwise capacity available =49kW. | --> | E12 ex BIRR | BIRR: T422 | DALLOW |  | 53.0995 | -7.7272
MV/LV Substation BA***182Y | 10 kV | 400V(3ph) & 230V(single ph) | LV | 50 kVA :Pole Substation | 0.05 | --> | 0.05 | 0 | 0 | Constrained,otherwise capacity available =45kVA. | --> | 0.047 | 0 | 0 | 0 | 0 | 0 | 0 | Constrained,otherwise capacity available =50kW. | --> | C22 ex PORTLAOISE | PORTLAOISE: T42 | PORTLAOISE |  | 53.0499 | -7.2379
MV/LV Substation BA***184 | 20 kV | 400V(3ph) & 230V(single ph) | LV | 50 kVA :Pole Substation | 0.05 | --> | 0.05 | 0 | 0 | Constrained,otherwise capacity available =49kVA. | --> | 0.047 | 0 | 0 | 0 | 0 | 0.049 | 0 |  | --> | E14 ex KILCOCK | KILCOCK: T422 | GRIFFINRATH |  | 53.5076 | -6.718
MV/LV Substation BA***185 | 10 kV | 400V(3ph) & 230V(single ph) | LV | 50 kVA :Pole Substation | 0.05 | --> | 0.05 | 0.039 | 6.4 |  | --> | 0.047 | 0 | 0 | 0 | 0.004 | 0.046 | 0 |  | --> | C13 ex AGHAGAD | AGHAGAD: T41∥T42 | SLIGO |  | 54.4239 | -8.4676
MV/LV Substation BA***185 | 20 kV | 400V(3ph) & 230V(single ph) | LV | 100 kVA :Pole Substation | 0.1 | --> | 0.1 | 0.088 | 5.6 |  | --> | 0.095 | 0 | 0 | 0 | 0 | 0.101 | 0 |  | --> | E18 ex CRANE | CRANE: T122 | CRANE |  | 52.6355 | -6.2725
MV/LV Substation BA***185 | 20 kV | 400V(3ph) & 230V(single ph) | LV | 50 kVA :Pole Substation | 0.05 | --> | 0.05 | 0.043 | 6.3 |  | --> | 0.047 | 0 | 0 | 0 | 0 | 0 | 0 | Constrained,otherwise capacity available =50kW. | --> | E13 ex BAGENALSTOWN | BAGENALSTOWN: T421∥T422 | CARLOW |  | 52.6968 | -6.8872
MV/LV Substation BA***186Y | 10 kV | 400V(3ph) & 230V(single ph) | LV | 400 kVA :Building Structure | 0.4 | --> | 0.4 | 0.356 | 1 |  | --> | 0.38 | 0 | 0 | 0 | 0 | 0.406 | 0 |  | --> | C17 ex MANOR STREET | MANOR STREET: T41 | WATERFORD |  | 52.2602 | -7.1066
MV/LV Substation BA***186Y | 20 kV | 400V(3ph) & 230V(single ph) | LV | 50 kVA :Pole Substation | 0.05 | --> | 0.05 | 0.05 | 6.7 |  | --> | 0.047 | 0 | 0 | 0 | 0 | 0 | 0 | Constrained,otherwise capacity available =49kW. | --> | E28 ex MILFORD (MWR) | MILFORD (MWR): T422 | CHARLEVILLE |  | 52.4097 | -8.7669
MV/LV Substation BA***187 | 10 kV | 400V(3ph) & 230V(single ph) | LV | 400 kVA :Kiosk Substation | 0.4 | --> | 0.4 | 0.22 | 2.6 |  | --> | 0.38 | 0 | 0 | 0 | 0.039 | 0.386 | 0 |  | --> | C23 ex SALLYNOGGIN ROAD | SALLYNOGGIN ROAD: T41 | CHERRYWOOD |  | 53.2776 | -6.1166
MV/LV Substation BA***187Z | 20 kV | 400V(3ph) & 230V(single ph) | LV | 50 kVA :Pole Substation | 0.05 | --> | 0.05 | 0.033 | 1.5 |  | --> | 0.047 | 0 | 0 | 0 | 0 | 0.051 | 0 |  | --> | E15 ex BEALISTOWN | BEALISTOWN: T421∥T422 | GREAT ISLAND |  | 52.2835 | -6.8423
MV/LV Substation BA***187Z | 10 kV | 400V(3ph) & 230V(single ph) | LV | 50 kVA :Pole Substation | 0.05 | --> | 0.05 | 0.042 | 1.6 |  | --> | 0.047 | 0 | 0 | 0 | 0 | 0.05 | 0 |  | --> | C18 ex SRAH | SRAH: T41∥T42 | THORNSBERRY |  | 53.2939 | -7.5632
MV/LV Substation BA***188 | 10 kV | 400V(3ph) & 230V(single ph) | LV | 100 kVA :Pole Substation | 0.1 | --> | 0.1 | 0.096 | 6.4 |  | --> | 0.095 | 0 | 0 | 0 | 0 | 0.1 | 0 |  | --> | C13 ex AGHAGAD | AGHAGAD: T41∥T42 | SLIGO |  | 54.4257 | -8.4619
MV/LV Substation BA***188 | 10 kV | 400V(3ph) & 230V(single ph) | LV | 630 kVA :Building Structure | 0.63 | --> | 0.63 | 0.5 | 6.1 |  | --> | 0.598 | 0 | 0 | 0 | 0 | 0.5 | 0 |  | --> | C10 ex BEDFORD ROW | BEDFORD ROW: T43 | FRANCIS STREET |  | 53.3451 | -6.2608
MV/LV Substation BA***188 | 10 kV | 400V(3ph) & 230V(single ph) | LV | 630 kVA :Building Structure | 0.63 | --> | 0.63 | 0.296 | 0.5 |  | --> | 0.598 | 0 | 0 | 0 | 0.077 | 0.5 | 0 |  | --> | C21 ex BALLYBODEN | BALLYBODEN: T41 | COOKSTOWN |  | 53.2879 | -6.2995
MV/LV Substation BA***188X | 20 kV | 400V(3ph) & 230V(single ph) | LV | 50 kVA :Pole Substation | 0.05 | --> | 0.05 | 0 | 0 |  | --> | 0.047 | 0 | 0 | 0 | 0 | 0.056 | 0 |  | --> | C15 ex BALLYHAUNIS | BALLYHAUNIS: T41∥T42 | DALTON |  | 53.7429 | -8.6334
MV/LV Substation BA***189 | 20 kV | 400V(3ph) & 230V(single ph) | LV | 50 kVA :Pole Substation | 0.05 | --> | 0.05 | 0 | 0 | Constrained,otherwise capacity available =50kVA. | --> | 0.047 | 0 | 0 | 0 | 0 | 0 | 0 | Constrained,otherwise capacity available =49kW. | --> | E13 ex BEALNABLATH | BEALNABLATH: T421 | BANDON |  | 51.7941 | -8.8533
MV/LV Substation BA***190 | 20 kV | 400V(3ph) & 230V(single ph) | LV | 200 kVA :Pole Substation | 0.2 | --> | 0.2 | 0.177 | 2.2 |  | --> | 0.19 | 0 | 0 | 0 | 0.008 | 0.194 | 0 |  | --> | E18 ex CLONROCHE | CLONROCHE: T421∥T422 | WEXFORD |  | 52.4506 | -6.6646
MV/LV Substation BA***190Y | 10 kV | 400V(3ph) & 230V(single ph) | LV | 50 kVA :Pole Substation | 0.05 | --> | 0.05 | 0 | 0 | Constrained,otherwise capacity available =33kVA. | --> | 0.047 | 0 | 0 | 0 | 0 | 0 | 0 | Constrained,otherwise capacity available =51kW. | --> | C20 ex CLOONLOUGH | CLOONLOUGH: T41∥T42 | BARRYMORE |  | 52.2501 | -8.2727
MV/LV Substation BA***191 | 20 kV | 400V(3ph) & 230V(single ph) | LV | 200 kVA :Pole Substation | 0.2 | --> | 0.2 | 0.105 | 8.5 |  | --> | 0.19 | 0 | 0 | 0 | 0 | 0.214 | 0 |  | --> | C25 ex MULLINGAR | MULLINGAR: T101 | MULLINGAR |  | 53.5832 | -7.5376
MV/LV Substation BA***191 | 10 kV | 400V(3ph) & 230V(single ph) | LV | 50 kVA :Pole Substation | 0.05 | --> | 0.05 | 0.049 | 3.4 |  | --> | 0.047 | 0 | 0 | 0 | 0 | 0.049 | 0 |  | --> | C15 ex CAUSEWAY | CAUSEWAY: T41∥T42 | TRALEE |  | 52.343 | -9.8109
MV/LV Substation BA***191X | 10 kV | 400V(3ph) & 230V(single ph) | LV | 400 kVA :Kiosk Substation | 0.4 | --> | 0.4 | 0.137 | 0.1 | Constrained,otherwise capacity available =362kVA. | --> | 0.38 | 0 | 0 | 0 | 0.008 | 0.397 | 0 |  | --> | C19 ex SANDYFORD | SANDYFORD: T41 | CARRICKMINES |  | 53.2751 | -6.2514
MV/LV Substation BA***191X | 20 kV | 400V(3ph) & 230V(single ph) | LV | 200 kVA :Kiosk Substation | 0.2 | --> | 0.2 | 0 | 0 | Constrained,otherwise capacity available =172kVA. | --> | 0.19 | 0 | 0 | 0 | 0 | 0.203 | 0 |  | --> | E25 ex PATRICKSWELL | PATRICKSWELL: T421∥T422 | LIMERICK |  | 52.6235 | -8.8061
MV/LV Substation BA***191Y | 20 kV | 400V(3ph) & 230V(single ph) | LV | 50 kVA :Pole Substation | 0.05 | --> | 0.05 | 0 | 0 | Constrained,otherwise capacity available =40kVA. | --> | 0.047 | 0 | 0 | 0 | 0 | 0.051 | 0 |  | --> | E18 ex DALTON | DALTON: T421∥T422 | DALTON |  | 53.665 | -8.8864
MV/LV Substation BA***192 | 10 kV | 400V(3ph) & 230V(single ph) | LV | 630 kVA :Kiosk Substation | 0.63 | --> | 0.63 | 0.436 | 1.6 |  | --> | 0.598 | 0 | 0 | 0 | 0.048 | 0.5 | 0 |  | --> | C13 ex DODDER ROAD | DODDER ROAD: T42 | MILLTOWN (DR) |  | 53.3032 | -6.2738
MV/LV Substation BA***193 | 10 kV | 400V(3ph) & 230V(single ph) | LV | 630 kVA :Kiosk Substation | 0.63 | --> | 0.63 | 0.5 | 2.1 |  | --> | 0.598 | 0 | 0 | 0 | 0.008 | 0.5 | 0 |  | --> | C21 ex WATERFORD IND EST | WATERFORD IND EST: T41 | BUTLERSTOWN |  | 52.2436 | -7.1385
MV/LV Substation BA***193Y | 20 kV | 400V(3ph) & 230V(single ph) | LV | 50 kVA :Pole Substation | 0.05 | --> | 0.05 | 0 | 0 | Constrained,otherwise capacity available =37kVA. | --> | 0.047 | 0 | 0 | 0 | 0 | 0.051 | 0 |  | --> | E20 ex BALTINGLASS | BALTINGLASS: T421∥T422 | STRATFORD |  | 53.0042 | -6.8092
MV/LV Substation BA***194 | 10 kV | 400V(3ph) & 230V(single ph) | LV | 200 kVA :Kiosk Substation | 0.2 | --> | 0.2 | 0.149 | 1.8 |  | --> | 0.19 | 0 | 0 | 0 | 0.025 | 0.181 | 0 |  | --> | C25 ex DUNDRUM | DUNDRUM: T41 | BLACKROCK |  | 53.2826 | -6.2474
MV/LV Substation BA***194 | 10 kV | 400V(3ph) & 230V(single ph) | LV | 630 kVA :Kiosk Substation | 0.63 | --> | 0.63 | 0.5 | 2.1 |  | --> | 0.598 | 0 | 0 | 0 | 0 | 0.5 | 0 |  | --> | C21 ex WATERFORD IND EST | WATERFORD IND EST: T41 | BUTLERSTOWN |  | 52.2438 | -7.1354
MV/LV Substation BA***194X | 10 kV | 400V(3ph) & 230V(single ph) | LV | 200 kVA :Kiosk Substation | 0.2 | --> | 0.2 | 0.022 | 3.4 |  | --> | 0.19 | 0 | 0 | 0 | 0.003 | 0.217 | 0 |  | --> | C15 ex CAUSEWAY | CAUSEWAY: T41∥T42 | TRALEE |  | 52.3383 | -9.8188
MV/LV Substation BA***194Y | 10 kV | 400V(3ph) & 230V(single ph) | LV | 200 kVA :Kiosk Substation | 0.2 | --> | 0.2 | 0 | 0 | Constrained,otherwise capacity available =127kVA. | --> | 0.19 | 0 | 0 | 0 | 0.035 | 0.174 | 0 |  | --> | C13 ex DOCK ROAD | DOCK ROAD: T41∥T42 | LIMERICK |  | 52.6371 | -8.6663
MV/LV Substation BA***195 | 10 kV | 400V(3ph) & 230V(single ph) | LV | 400 kVA :Kiosk Substation | 0.4 | --> | 0.4 | 0.362 | 2.1 |  | --> | 0.38 | 0 | 0 | 0 | 0.003 | 0.402 | 0 |  | --> | C21 ex WATERFORD IND EST | WATERFORD IND EST: T41 | BUTLERSTOWN |  | 52.2443 | -7.1344
MV/LV Substation BA***195 | 10 kV | 400V(3ph) & 230V(single ph) | LV | 1000 kVA :Building Structure | 1 | --> | 1 | 0.5 | 1.6 |  | --> | 0.95 | 0 | 0 | 0 | 0 | 0 | 0 | Constrained,otherwise capacity available =500kW. | --> | C31 ex CLONSHAUGH | CLONSHAUGH: T41 | FINGLAS |  | 53.3967 | -6.2126
MV/LV Substation BA***195 | 10 kV | 400V(3ph) & 230V(single ph) | LV | 50 kVA :Pole Substation | 0.05 | --> | 0.05 | 0 | 0 | Constrained,otherwise capacity available =50kVA. | --> | 0.047 | 0 | 0 | 0 | 0 | 0.049 | 0 |  | --> | C15 ex CULLION | CULLION: T41∥T42 | LETTERKENNY |  | 54.9487 | -7.6963
MV/LV Substation BA***196 | 10 kV | 400V(3ph) & 230V(single ph) | LV | 400 kVA :Kiosk Substation | 0.4 | --> | 0.4 | 0 | 0 | Constrained,otherwise capacity available =270kVA. | --> | 0.38 | 0 | 0 | 0 | 0.009 | 0.41 | 0 |  | --> | C19 ex MILFORD (NR) | MILFORD (NR): T41∥T42 | LETTERKENNY |  | 55.0373 | -7.6417
MV/LV Substation BA***196Y | 10 kV | 400V(3ph) & 230V(single ph) | LV | 50 kVA :Pole Substation | 0.05 | --> | 0.05 | 0 | 0 | Constrained,otherwise capacity available =34kVA. | --> | 0.047 | 0 | 0 | 0 | 0 | 0.051 | 0 |  | --> | C12 ex MONEYCOOLEY | MONEYCOOLEY: T42 | GRIFFINRATH |  | 53.3629 | -6.5566
MV/LV Substation BA***196Z | 10 kV | 400V(3ph) & 230V(single ph) | LV | 200 kVA :Pole Substation | 0.2 | --> | 0.2 | 0 | 0 |  | --> | 0.19 | 0 | 0 | 0 | 0 | 0.243 | 0 |  | --> | C25 ex POPPINTREE | POPPINTREE: T101 | FINGLAS |  | 53.4109 | -6.3071
MV/LV Substation BA***197 | 20 kV | 400V(3ph) & 230V(single ph) | LV | 400 kVA :Building Structure | 0.4 | --> | 0.4 | 0.34 | 4.1 |  | --> | 0.38 | 0 | 0 | 0 | 0 | 0 | 0 | Constrained,otherwise capacity available =409kW. | --> | E17 ex CHARLEVILLE | CHARLEVILLE: T422 | CHARLEVILLE |  | 52.3538 | -8.6777
MV/LV Substation BA***197 | 20 kV | 400V(3ph) & 230V(single ph) | LV | 50 kVA :Pole Substation | 0.05 | --> | 0.05 | 0.036 | 1.4 |  | --> | 0.047 | 0 | 0 | 0 | 0.007 | 0.043 | 0 |  | --> | E18 ex GARRANACANTY | GARRANACANTY: T422 | TIPPERARY |  | 52.4945 | -8.1994
MV/LV Substation BA***197X | 10 kV | 400V(3ph) & 230V(single ph) | LV | 100 kVA :Pole Substation | 0.1 | --> | 0.1 | 0 | 0 | Constrained,otherwise capacity available =97kVA. | --> | 0.095 | 0 | 0 | 0 | 0 | 0 | 0 | Constrained,otherwise capacity available =100kW. | --> | C11 ex KILMALLOCK | KILMALLOCK: T42 | CHARLEVILLE |  | 52.4479 | -8.4521
MV/LV Substation BA***198Y | 20 kV | 400V(3ph) & 230V(single ph) | LV | 100 kVA :Pole Substation | 0.1 | --> | 0.1 | 0 | 0 | Constrained,otherwise capacity available =97kVA. | --> | 0.095 | 0 | 0 | 0 | 0 | 0 | 0 | Constrained,otherwise capacity available =100kW. | --> | E12 ex BUNCLODY | BUNCLODY: T421∥T422 | CRANE |  | 52.6439 | -6.6635
MV/LV Substation BA***199X | 10 kV | 400V(3ph) & 230V(single ph) | LV | 630 kVA :Building Structure | 0.63 | --> | 0.63 | 0.5 | 3.1 |  | --> | 0.598 | 0 | 0 | 0 | 0.003 | 0.5 | 0 |  | --> | C17 ex MONKSTOWN | MONKSTOWN: T41 | BLACKROCK |  | 53.3023 | -6.1783
MV/LV Substation BA***199Z | 10 kV | 400V(3ph) & 230V(single ph) | LV | 200 kVA :Kiosk Substation | 0.2 | --> | 0.2 | 0 | 0 | Constrained,otherwise capacity available =132kVA. | --> | 0.19 | 0 | 0 | 0 | 0.021 | 0.188 | 0 |  | --> | C15 ex CARRIGALINE | CARRIGALINE: T41∥T42 | BARNAHELY |  | 51.8182 | -8.4023
MV/LV Substation BA***200 | 10 kV | 400V(3ph) & 230V(single ph) | LV | 50 kVA :Pole Substation | 0.05 | --> | 0.05 | 0.026 | 12.1 |  | --> | 0.047 | 0 | 0 | 0 | 0.002 | 0.05 | 0 |  | --> | C30 ex TANEY | TANEY: T102 | CARRICKMINES |  | 53.278 | -6.2358
MV/LV Substation BA***200X | 10 kV | 400V(3ph) & 230V(single ph) | LV | 400 kVA :Kiosk Substation | 0.4 | --> | 0.4 | 0.388 | 4.7 |  | --> | 0.38 | 0 | 0 | 0 | 0 | 0.401 | 0 |  | --> | C13 ex OAKFIELD | OAKFIELD: T41 | SLIGO |  | 54.2661 | -8.503
MV/LV Substation BA***200Z | 10 kV | 400V(3ph) & 230V(single ph) | LV | 400 kVA :Kiosk Substation | 0.4 | --> | 0.4 | 0 | 0 | Constrained,otherwise capacity available =390kVA. | --> | 0.38 | 0 | 0 | 0 | 0 | 0.401 | 0 |  | --> | C30 ex KINSALE | KINSALE: T41∥T42 | BANDON |  | 51.6667 | -8.5991
MV/LV Substation BA***201 | 10 kV | 400V(3ph) & 230V(single ph) | LV | 630 kVA :Building Structure | 0.63 | --> | 0.63 | 0.434 | 11.2 |  | --> | 0.598 | 0 | 0 | 0 | 0.007 | 0.5 | 0 |  | --> | C14 ex CABRA | CABRA: T102 | FINGLAS |  | 53.3715 | -6.2976
MV/LV Substation BA***201 | 10 kV | 400V(3ph) & 230V(single ph) | LV | 100 kVA :Pole Substation | 0.1 | --> | 0.1 | 0.082 | 2.3 |  | --> | 0.095 | 0 | 0 | 0 | 0.004 | 0.098 | 0 |  | --> | C14 ex RINEANNA | RINEANNA: T41 | DRUMLINE |  | 52.7401 | -8.9093
MV/LV Substation BA***201X | 10 kV | 400V(3ph) & 230V(single ph) | LV | 50 kVA :Pole Substation | 0.05 | --> | 0.05 | 0.033 | 1 |  | --> | 0.047 | 0 | 0 | 0 | 0 | 0 | 0 | Constrained,otherwise capacity available =51kW. | --> | C16 ex LOUGHTAGALLA | LOUGHTAGALLA: T41∥T42 | THURLES |  | 52.7363 | -7.788
MV/LV Substation BA***201Y | 20 kV | 400V(3ph) & 230V(single ph) | LV | 50 kVA :Pole Substation | 0.05 | --> | 0.05 | 0.041 | 5.2 |  | --> | 0.047 | 0 | 0 | 0 | 0 | 0.05 | 0 |  | --> | E18 ex WHITECHURCH | WHITECHURCH: T422 | KILBARRY |  | 52.0076 | -8.643
MV/LV Substation BA***202 | 10 kV | 400V(3ph) & 230V(single ph) | LV | 630 kVA :Building Structure | 0.63 | --> | 0.63 | 0 | 0 | Constrained,otherwise capacity available =122kVA. | --> | 0.598 | 0 | 0 | 0 | 0.017 | 0.5 | 0 |  | --> | C19 ex SEMPERIT | SEMPERIT: T41 | GRANGE CASTLE |  | 53.342 | -6.3577
MV/LV Substation BA***202X | 20 kV | 400V(3ph) & 230V(single ph) | LV | 200 kVA :Pole Substation | 0.2 | --> | 0.2 | 0.104 | 1 |  | --> | 0.19 | 0 | 0 | 0 | 0 | 0.214 | 0 |  | --> | E11 ex BALLYHALE | BALLYHALE: T421 | KILKENNY |  | 52.5493 | -7.1929
MV/LV Substation BA***202Y | 10 kV | 400V(3ph) & 230V(single ph) | LV | 100 kVA :Pole Substation | 0.1 | --> | 0.1 | 0 | 0 | Constrained,otherwise capacity available =43kVA. | --> | 0.095 | 0 | 0 | 0 | 0 | 0.108 | 0 |  | --> | C16 ex LEIXLIP | LEIXLIP: T42 | GRIFFINRATH |  | 53.3457 | -6.494
MV/LV Substation BA***202Z | 10 kV | 400V(3ph) & 230V(single ph) | LV | 50 kVA :Pole Substation | 0.05 | --> | 0.05 | 0 | 0 | Constrained,otherwise capacity available =48kVA. | --> | 0.047 | 0 | 0 | 0 | 0 | 0.049 | 0 |  | --> | C24 ex KILMONEY | KILMONEY: T41∥T42 | TRABEG |  | 51.8415 | -8.4361
MV/LV Substation BA***203 | 10 kV | 400V(3ph) & 230V(single ph) | LV | 100 kVA :Pole Substation | 0.1 | --> | 0.1 | 0 | 0 | Constrained,otherwise capacity available =37kVA. | --> | 0.095 | 0 | 0 | 0 | 0 | 0.109 | 0 |  | --> | C13 ex COBH | COBH: T41∥T42 | COW CROSS |  | 51.8787 | -8.3063
MV/LV Substation BA***203 | 20 kV | 400V(3ph) & 230V(single ph) | LV | 50 kVA :Pole Substation | 0.05 | --> | 0.05 | 0.049 | 4.3 |  | --> | 0.047 | 0 | 0 | 0 | 0 | 0 | 0 | Constrained,otherwise capacity available =49kW. | --> | E12 ex MOVILLE | MOVILLE: T421∥T422 | TRILLICK |  | 55.1946 | -7.0387
MV/LV Substation BA***203X | 10 kV | 400V(3ph) & 230V(single ph) | LV | 50 kVA :Pole Substation | 0.05 | --> | 0.05 | 0.039 | 3.9 |  | --> | 0.047 | 0 | 0 | 0 | 0 | 0.051 | 0 |  | --> | C22 ex ROSS CARBERY | ROSS CARBERY: T41∥T42 | DUNMANWAY |  | 51.5922 | -9.0626
MV/LV Substation BA***204 | 20 kV | 400V(3ph) & 230V(single ph) | LV | 50 kVA :Pole Substation | 0.05 | --> | 0.05 | 0.042 | 4 |  | --> | 0.047 | 0 | 0 | 0 | 0 | 0.05 | 0 |  | --> | E20 ex KILLINICK | KILLINICK: T421∥T422 | WEXFORD |  | 52.2716 | -6.4715
MV/LV Substation BA***204 | 20 kV | 400V(3ph) & 230V(single ph) | LV | 200 kVA :Pole Substation | 0.2 | --> | 0.2 | 0 | 0 | Constrained,otherwise capacity available =141kVA. | --> | 0.19 | 0 | 0 | 0 | 0.014 | 0.193 | 0 |  | --> | C16 ex KILSHANNY | KILSHANNY: T42 | CAHIR |  | 52.2708 | -8.0964
MV/LV Substation BA***205 | 20 kV | 400V(3ph) & 230V(single ph) | LV | 50 kVA :Pole Substation | 0.05 | --> | 0.05 | 0 | 0 | Constrained,otherwise capacity available =28kVA. | --> | 0.047 | 0 | 0 | 0 | 0 | 0.052 | 0 |  | --> | C16 ex KILSHANNY | KILSHANNY: T42 | CAHIR |  | 52.2728 | -8.0984
MV/LV Substation BA***205Y | 10 kV | 400V(3ph) & 230V(single ph) | LV | 400 kVA :Kiosk Substation | 0.4 | --> | 0.4 | 0 | 0 | Constrained,otherwise capacity available =376kVA. | --> | 0.38 | 0 | 0 | 0 | 0 | 0.403 | 0 |  | --> | C17 ex LOUGHREA | LOUGHREA: T41∥T42 | SOMERSET |  | 53.1956 | -8.5569
MV/LV Substation BA***205Z | 10 kV | 400V(3ph) & 230V(single ph) | LV | 630 kVA :Building Structure | 0.63 | --> | 0.63 | 0 | 0 | Constrained,otherwise capacity available =500kVA. | --> | 0.598 | 0 | 0 | 0 | 0.007 | 0.5 | 0 |  | --> | C30 ex CLONDALKIN | CLONDALKIN: T44 | INCHICORE 220KV |  | 53.3246 | -6.4141
MV/LV Substation BA***206X | 10 kV | 400V(3ph) & 230V(single ph) | LV | 50 kVA :Pole Substation | 0.05 | --> | 0.05 | 0.05 | 2 |  | --> | 0.047 | 0 | 0 | 0 | 0 | 0.049 | 0 |  | --> | C15 ex KILCAR | KILCAR: T41 | BINBANE |  | 54.6557 | -8.5716
MV/LV Substation BA***206Y | 10 kV | 400V(3ph) & 230V(single ph) | LV | 630 kVA :Kiosk Substation | 0.63 | --> | 0.63 | 0 | 0 | Constrained,otherwise capacity available =500kVA. | --> | 0.598 | 0 | 0 | 0 | 0.014 | 0.5 | 0 |  | --> | C16 ex LOUGHREA | LOUGHREA: T41∥T42 | SOMERSET |  | 53.1941 | -8.5562
MV/LV Substation BA***207 | 10 kV | 400V(3ph) & 230V(single ph) | LV | 400 kVA :Building Structure | 0.4 | --> | 0.4 | 0 | 0 | Constrained,otherwise capacity available =242kVA. | --> | 0.38 | 0 | 0 | 0 | 0.01 | 0.413 | 0 |  | --> | C19 ex SEMPERIT | SEMPERIT: T41 | GRANGE CASTLE |  | 53.3398 | -6.3536
MV/LV Substation BA***207 | 10 kV | 400V(3ph) & 230V(single ph) | LV | 100 kVA :Pole Substation | 0.1 | --> | 0.1 | 0.046 | 5.6 |  | --> | 0.095 | 0 | 0 | 0 | 0 | 0.107 | 0 |  | --> | E11 ex CRANE | CRANE: T122 | CRANE |  | 52.5191 | -6.5595
MV/LV Substation BA***207X | 20 kV | 400V(3ph) & 230V(single ph) | LV | 400 kVA :Kiosk Substation | 0.4 | --> | 0.4 | 0.346 | 1 |  | --> | 0.38 | 0 | 0 | 0 | 0 | 0.407 | 0 |  | --> | E11 ex BALLYHALE | BALLYHALE: T421 | KILKENNY |  | 52.5377 | -7.1881
MV/LV Substation BA***208 | 10 kV | 400V(3ph) & 230V(single ph) | LV | 200 kVA :Kiosk Substation | 0.2 | --> | 0.2 | 0.081 | 12.1 |  | --> | 0.19 | 0 | 0 | 0 | 0.026 | 0.19 | 0 |  | --> | C30 ex TANEY | TANEY: T102 | CARRICKMINES |  | 53.2809 | -6.237
MV/LV Substation BA***208 | 10 kV | 400V(3ph) & 230V(single ph) | LV | 50 kVA :Pole Substation | 0.05 | --> | 0.05 | 0.046 | 4 |  | --> | 0.047 | 0 | 0 | 0 | 0.007 | 0 | 0 | Constrained,otherwise capacity available =42kW. | --> | C22 ex LISMORE | LISMORE: T41∥T42 | DUNGARVAN |  | 52.1819 | -7.9884
MV/LV Substation BA***208Y | 10 kV | 400V(3ph) & 230V(single ph) | LV | 100 kVA :Pole Substation | 0.1 | --> | 0.1 | 0 | 0 |  | --> | 0.095 | 0 | 0 | 0 | 0 | 0.129 | 0 |  | --> | C16 ex LEIXLIP | LEIXLIP: T42 | GRIFFINRATH |  | 53.3425 | -6.5152
MV/LV Substation BA***208Z | 10 kV | 400V(3ph) & 230V(single ph) | LV | 400 kVA :Building Structure | 0.4 | --> | 0.4 | 0.389 | 7.4 |  | --> | 0.38 | 0 | 0 | 0 | 0 | 0.401 | 0 |  | --> | C19 ex BALLYMUN | BALLYMUN: T41 | FINGLAS |  | 53.3905 | -6.2653
MV/LV Substation BA***209 | 10 kV | 400V(3ph) & 230V(single ph) | LV | 50 kVA :Pole Substation | 0.05 | --> | 0.05 | 0.004 | 1.6 |  | --> | 0.047 | 0 | 0 | 0 | 0 | 0.056 | 0 |  | --> | C14 ex BALLYMOUNT | BALLYMOUNT: T42 | INCHICORE 220KV |  | 53.316 | -6.3609
MV/LV Substation BA***209 | 20 kV | 400V(3ph) & 230V(single ph) | LV | 50 kVA :Pole Substation | 0.05 | --> | 0.05 | 0.04 | 1.6 |  | --> | 0.047 | 0 | 0 | 0 | 0 | 0.051 | 0 |  | --> | E15 ex DINGLE | DINGLE: T421 | OUGHTRAGH |  | 52.1801 | -10.4434
MV/LV Substation BA***209 | 10 kV | 400V(3ph) & 230V(single ph) | LV | 200 kVA :Kiosk Substation | 0.2 | --> | 0.2 | 0 | 0 | Constrained,otherwise capacity available =200kVA. | --> | 0.19 | 0 | 0 | 0 | 0 | 0.2 | 0 |  | --> | C17 ex CARRICKMINES | CARRICKMINES: T41 | CARRICKMINES |  | 53.2568 | -6.1945
MV/LV Substation BA***209Y | 10 kV | 400V(3ph) & 230V(single ph) | LV | 200 kVA :Pole Substation | 0.2 | --> | 0.2 | 0 | 0 | Constrained,otherwise capacity available =135kVA. | --> | 0.19 | 0 | 0 | 0 | 0.003 | 0.206 | 0 |  | --> | C16 ex LEIXLIP | LEIXLIP: T42 | GRIFFINRATH |  | 53.3388 | -6.5179
MV/LV Substation BA***209Z | 10 kV | 400V(3ph) & 230V(single ph) | LV | 50 kVA :Pole Substation | 0.05 | --> | 0.05 | 0.039 | 1 |  | --> | 0.047 | 0 | 0 | 0 | 0.003 | 0 | 0 | Constrained,otherwise capacity available =47kW. | --> | C15 ex KILCLOHER | KILCLOHER: T42 | DUNGARVAN |  | 52.0915 | -7.8492
MV/LV Substation BA***210 | 20 kV | 400V(3ph) & 230V(single ph) | LV | 200 kVA :Pole Substation | 0.2 | --> | 0.2 | 0 | 0 | Constrained,otherwise capacity available =130kVA. | --> | 0.19 | 0 | 0 | 0 | 0.003 | 0.207 | 0 |  | --> | E18 ex DALTON | DALTON: T421∥T422 | DALTON |  | 53.6699 | -8.9565
MV/LV Substation BA***210 | 10 kV | 400V(3ph) & 230V(single ph) | LV | 50 kVA :Pole Substation | 0.05 | --> | 0.05 | 0 | 0 | Constrained,otherwise capacity available =29kVA. | --> | 0.047 | 0 | 0 | 0 | 0 | 0 | 0 | Constrained,otherwise capacity available =52kW. | --> | C19 ex CURRAGLASS | CURRAGLASS: T41 | BARRYMORE |  | 52.1065 | -8.1371
MV/LV Substation BA***210X | 20 kV | 400V(3ph) & 230V(single ph) | LV | 50 kVA :Pole Substation | 0.05 | --> | 0.05 | 0.05 | 1 |  | --> | 0.047 | 0 | 0 | 0 | 0 | 0.049 | 0 |  | --> | E11 ex BALLYHALE | BALLYHALE: T421 | KILKENNY |  | 52.536 | -7.1828
MV/LV Substation BA***210X | 10 kV | 400V(3ph) & 230V(single ph) | LV | 50 kVA :Pole Substation | 0.05 | --> | 0.05 | 0.048 | 2.7 |  | --> | 0.047 | 0 | 0 | 0 | 0 | 0.049 | 0 |  | --> | C11 ex CALLAN | CALLAN: T41∥T42 | KILKENNY |  | 52.6094 | -7.4031
MV/LV Substation BA***210Y | 20 kV | 400V(3ph) & 230V(single ph) | LV | 200 kVA :Pole Substation | 0.2 | --> | 0.2 | 0 | 0 | Constrained,otherwise capacity available =181kVA. | --> | 0.19 | 0 | 0 | 0 | 0 | 0 | 0 | Constrained,otherwise capacity available =202kW. | --> | E18 ex BUNCLODY | BUNCLODY: T421∥T422 | CRANE |  | 52.6242 | -6.6512
MV/LV Substation BA***210Z | 10 kV | 400V(3ph) & 230V(single ph) | LV | 630 kVA :Building Structure | 0.63 | --> | 0.63 | 0 | 0 | Constrained,otherwise capacity available =500kVA. | --> | 0.598 | 0 | 0 | 0 | 0 | 0.5 | 0 |  | --> | C17 ex KILBARRY | KILBARRY: T101 | KILBARRY |  | 51.9162 | -8.4632
MV/LV Substation BA***211 | 10 kV | 400V(3ph) & 230V(single ph) | LV | 200 kVA :Kiosk Substation | 0.2 | --> | 0.2 | 0 | 0 | Constrained,otherwise capacity available =54kVA. | --> | 0.19 | 0 | 0 | 0 | 0.044 | 0.175 | 0 |  | --> | C13 ex COBH | COBH: T41∥T42 | COW CROSS |  | 51.8549 | -8.3173
MV/LV Substation BA***211X | 20 kV | 400V(3ph) & 230V(single ph) | LV | 200 kVA :Kiosk Substation | 0.2 | --> | 0.2 | 0.107 | 0.8 |  | --> | 0.19 | 0 | 0 | 0 | 0.008 | 0 | 0 | Constrained,otherwise capacity available =205kW. | --> | E12 ex CARNDONAGH | CARNDONAGH: T421∥T422 | TRILLICK |  | 55.2803 | -7.3952
MV/LV Substation BA***211Y | 20 kV | 400V(3ph) & 230V(single ph) | LV | 50 kVA :Pole Substation | 0.05 | --> | 0.05 | 0.05 | 5.6 |  | --> | 0.047 | 0 | 0 | 0 | 0 | 0.049 | 0 |  | --> | E18 ex CRANE | CRANE: T122 | CRANE |  | 52.518 | -6.3642
MV/LV Substation BA***212 | 20 kV | 400V(3ph) & 230V(single ph) | LV | 100 kVA :Pole Substation | 0.1 | --> | 0.1 | 0.092 | 1.6 |  | --> | 0.095 | 0 | 0 | 0 | 0 | 0.1 | 0 |  | --> | E12 ex GURRANEBANE | GURRANEBANE: T421∥T422 | OUGHTRAGH |  | 51.9539 | -10.1783
MV/LV Substation BA***212 | 10 kV | 400V(3ph) & 230V(single ph) | LV | 630 kVA :Building Structure | 0.63 | --> | 0.63 | 0.5 | 4.4 |  | --> | 0.598 | 0 | 0 | 0 | 0.004 | 0.5 | 0 |  | --> | C12 ex TYMON | TYMON: T42 | COOKSTOWN |  | 53.3075 | -6.3506
MV/LV Substation BA***212Y | 10 kV | 400V(3ph) & 230V(single ph) | LV | 50 kVA :Pole Substation | 0.05 | --> | 0.05 | 0.04 | 3.6 |  | --> | 0.047 | 0 | 0 | 0 | 0 | 0.051 | 0 |  | --> | C21 ex CASTLEREA | CASTLEREA: T41∥T42 | CARRICK ON SHANNON |  | 53.7192 | -8.4136
MV/LV Substation BA***212Z | 10 kV | 400V(3ph) & 230V(single ph) | LV | 400 kVA :Kiosk Substation | 0.4 | --> | 0.4 | 0.364 | 2.4 |  | --> | 0.38 | 0 | 0 | 0 | 0.003 | 0.402 | 0 |  | --> | C18 ex BALLYMAHON | BALLYMAHON: T41∥T42 | ATHLONE |  | 53.5581 | -7.7631
MV/LV Substation BA***212Z | 10 kV | 400V(3ph) & 230V(single ph) | LV | 50 kVA :Pole Substation | 0.05 | --> | 0.05 | 0 | 0 | Constrained,otherwise capacity available =48kVA. | --> | 0.047 | 0 | 0 | 0 | 0 | 0.049 | 0 |  | --> | C19 ex LOUGHSHINNY | LOUGHSHINNY: T41 | GLASMORE |  | 53.5488 | -6.1051
MV/LV Substation BA***213X | 20 kV | 400V(3ph) & 230V(single ph) | LV | 50 kVA :Pole Substation | 0.05 | --> | 0.05 | 0 | 0 | Constrained,otherwise capacity available =33kVA. | --> | 0.047 | 0 | 0 | 0 | 0.006 | 0.045 | 0 |  | --> | C11 ex RAHEEN | RAHEEN: T41 | LIMERICK |  | 52.6428 | -8.7213
MV/LV Substation BA***213Y | 20 kV | 400V(3ph) & 230V(single ph) | LV | 50 kVA :Pole Substation | 0.05 | --> | 0.05 | 0 | 0 | Constrained,otherwise capacity available =33kVA. | --> | 0.047 | 0 | 0 | 0 | 0 | 0 | 0 | Constrained,otherwise capacity available =51kW. | --> | C15 ex CLOONLOUGH | CLOONLOUGH: T41∥T42 | BARRYMORE |  | 52.2326 | -8.3618
MV/LV Substation BA***213Z | 20 kV | 400V(3ph) & 230V(single ph) | LV | 200 kVA :Kiosk Substation | 0.2 | --> | 0.2 | 0.174 | 1.2 |  | --> | 0.19 | 0 | 0 | 0 | 0 | 0.203 | 0 |  | --> | E11 ex BALLYDEHOB | BALLYDEHOB: T421 | DUNMANWAY |  | 51.5285 | -9.5412
MV/LV Substation BA***214Y | 10 kV | 400V(3ph) & 230V(single ph) | LV | 630 kVA :Kiosk Substation | 0.63 | --> | 0.63 | 0.44 | 11.5 |  | --> | 0.598 | 0 | 0 | 0 | 0 | 0.5 | 0 |  | --> | C18 ex BALLYBEG | BALLYBEG: T102 | CARRICKMINES |  | 52.9717 | -6.1454
MV/LV Substation BA***215 | 20 kV | 400V(3ph) & 230V(single ph) | LV | 100 kVA :Pole Substation | 0.1 | --> | 0.1 | 0.087 | 4 |  | --> | 0.095 | 0 | 0 | 0 | 0.003 | 0.098 | 0 |  | --> | E13 ex KILLINICK | KILLINICK: T421∥T422 | WEXFORD |  | 52.1978 | -6.3552
MV/LV Substation BA***215Y | 20 kV | 400V(3ph) & 230V(single ph) | LV | 50 kVA :Pole Substation | 0.05 | --> | 0.05 | 0 | 0 | Constrained,otherwise capacity available =34kVA. | --> | 0.047 | 0 | 0 | 0 | 0 | 0.051 | 0 |  | --> | E15 ex CREAGH | CREAGH: T421∥T422 | ATHLONE |  | 53.3477 | -8.0886
MV/LV Substation BA***216X | 20 kV | 400V(3ph) & 230V(single ph) | LV | 200 kVA :Pole Substation | 0.2 | --> | 0.2 | 0.2 | 1.5 |  | --> | 0.19 | 0 | 0 | 0 | 0 | 0 | 0 | Constrained,otherwise capacity available =200kW. | --> | C17 ex FOYNES | FOYNES: T41 | RATHKEALE |  | 52.537 | -9.1501
MV/LV Substation BA***216Y | 20 kV | 400V(3ph) & 230V(single ph) | LV | 200 kVA :Pole Substation | 0.2 | --> | 0.2 | 0 | 0 | Constrained,otherwise capacity available =158kVA. | --> | 0.19 | 0 | 0 | 0 | 0.031 | 0 | 0 | Constrained,otherwise capacity available =173kW. | --> | C13 ex CLOYNE | CLOYNE: T41 | MIDLETON |  | 51.8709 | -8.0186
MV/LV Substation BA***216Y | 10 kV | 400V(3ph) & 230V(single ph) | LV | 50 kVA :Pole Substation | 0.05 | --> | 0.05 | 0 | 0 | Constrained,otherwise capacity available =47kVA. | --> | 0.047 | 0 | 0 | 0 | 0 | 0.049 | 0 |  | --> | C21 ex KILMONEY | KILMONEY: T41∥T42 | TRABEG |  | 51.7287 | -8.4006
MV/LV Substation BA***216Z | 20 kV | 400V(3ph) & 230V(single ph) | LV | 50 kVA :Pole Substation | 0.05 | --> | 0.05 | 0.05 | 26.7 |  | --> | 0.047 | 0 | 0 | 0 | 0 | 0.049 | 0 |  | --> | E21 ex WEXFORD | WEXFORD: T121∥T122 | WEXFORD |  | 52.3855 | -6.4616
MV/LV Substation BA***217 | 10 kV | 400V(3ph) & 230V(single ph) | LV | 50 kVA :Pole Substation | 0.05 | --> | 0.05 | 0.023 | 2.4 |  | --> | 0.047 | 0 | 0 | 0 | 0 | 0.053 | 0 |  | --> | C13 ex CASTLETOWNROCHE | CASTLETOWNROCHE: T41 | MALLOW |  | 52.15 | -8.5232
MV/LV Substation BA***217X | 10 kV | 400V(3ph) & 230V(single ph) | LV | 630 kVA :Kiosk Substation | 0.63 | --> | 0.63 | 0.137 | 0.1 | Constrained,otherwise capacity available =500kVA. | --> | 0.598 | 0 | 0 | 0 | 0.007 | 0.5 | 0 |  | --> | C19 ex SANDYFORD | SANDYFORD: T41 | CARRICKMINES |  | 53.2728 | -6.255
MV/LV Substation BA***217X | 20 kV | 400V(3ph) & 230V(single ph) | LV | 200 kVA :Pole Substation | 0.2 | --> | 0.2 | 0.156 | 1.6 |  | --> | 0.19 | 0 | 0 | 0 | 0 | 0.206 | 0 |  | --> | E12 ex OLDCASTLE | OLDCASTLE: T422 | MULLINGAR |  | 53.7594 | -7.2321
MV/LV Substation BA***217Z | 20 kV | 400V(3ph) & 230V(single ph) | LV | 100 kVA :Pole Substation | 0.1 | --> | 0.1 | 0.09 | 26.7 |  | --> | 0.095 | 0 | 0 | 0 | 0 | 0.101 | 0 |  | --> | E21 ex WEXFORD | WEXFORD: T121∥T122 | WEXFORD |  | 52.3893 | -6.4411
MV/LV Substation BA***218 | 20 kV | 400V(3ph) & 230V(single ph) | LV | 100 kVA :Pole Substation | 0.1 | --> | 0.1 | 0.1 | 7.4 |  | --> | 0.095 | 0 | 0 | 0 | 0 | 0.1 | 0 |  | --> | E22 ex BANOGE | BANOGE: T122 | BANOGE |  | 52.6595 | -6.4077
MV/LV Substation BA***219 | 10 kV | 400V(3ph) & 230V(single ph) | LV | 200 kVA :Kiosk Substation | 0.2 | --> | 0.2 | 0.138 | 0.3 |  | --> | 0.19 | 0 | 0 | 0 | 0.014 | 0.194 | 0 |  | --> | C21 ex BISHOPSTOWN | BISHOPSTOWN: T41 | KILBARRY |  | 51.883 | -8.5207
MV/LV Substation BA***220 | 20 kV | 400V(3ph) & 230V(single ph) | LV | 50 kVA :Pole Substation | 0.05 | --> | 0.05 | 0.048 | 3.7 |  | --> | 0.047 | 0 | 0 | 0 | 0 | 0 | 0 | Constrained,otherwise capacity available =49kW. | --> | E13 ex FOXHOLE | FOXHOLE: T421∥T422 | DUNGARVAN |  | 51.9816 | -7.7334
MV/LV Substation BA***220Z | 20 kV | 400V(3ph) & 230V(single ph) | LV | 400 kVA :Kiosk Substation | 0.4 | --> | 0.4 | 0.281 | 6.3 |  | --> | 0.38 | 0 | 0 | 0 | 0 | 0 | 0 | Constrained,otherwise capacity available =417kW. | --> | E18 ex BAGENALSTOWN | BAGENALSTOWN: T421∥T422 | CARLOW |  | 52.7345 | -6.855
MV/LV Substation BA***221X | 20 kV | 400V(3ph) & 230V(single ph) | LV | 50 kVA :Pole Substation | 0.05 | --> | 0.05 | 0 | 0 | Constrained,otherwise capacity available =33kVA. | --> | 0.047 | 0 | 0 | 0 | 0 | 0.051 | 0 |  | --> | C15 ex BALLYHAUNIS | BALLYHAUNIS: T41∥T42 | DALTON |  | 53.7439 | -8.6318
MV/LV Substation BA***221Z | 20 kV | 400V(3ph) & 230V(single ph) | LV | 50 kVA :Pole Substation | 0.05 | --> | 0.05 | 0.043 | 1 |  | --> | 0.047 | 0 | 0 | 0 | 0 | 0 | 0 | Constrained,otherwise capacity available =50kW. | --> | C25 ex KILCLOHER | KILCLOHER: T42 | DUNGARVAN |  | 52.1958 | -7.7425
MV/LV Substation BA***222X | 20 kV | 400V(3ph) & 230V(single ph) | LV | 50 kVA :Pole Substation | 0.05 | --> | 0.05 | 0 | 0 | Constrained,otherwise capacity available =41kVA. | --> | 0.047 | 0 | 0 | 0 | 0.004 | 0 | 0 | Constrained,otherwise capacity available =46kW. | --> | E24 ex BIRR | BIRR: T422 | DALLOW |  | 53.1842 | -7.6784
MV/LV Substation BA***223 | 10 kV | 400V(3ph) & 230V(single ph) | LV | 400 kVA :Kiosk Substation | 0.4 | --> | 0.4 | 0.331 | 4.2 |  | --> | 0.38 | 0 | 0 | 0 | 0 | 0.41 | 0 |  | --> | C11 ex MOYLISH | MOYLISH: T41∥T42 | ARDNACRUSHA |  | 52.6799 | -8.6548
MV/LV Substation BA***223 | 10 kV | 400V(3ph) & 230V(single ph) | LV | 200 kVA :Pole Substation | 0.2 | --> | 0.2 | 0.165 | 3.2 |  | --> | 0.19 | 0 | 0 | 0 | 0 | 0.205 | 0 |  | --> | C20 ex MCDONAGH | MCDONAGH: T42 | KILKENNY |  | 52.7148 | -7.2285
MV/LV Substation BA***223X | 10 kV | 400V(3ph) & 230V(single ph) | LV | 400 kVA :Kiosk Substation | 0.4 | --> | 0.4 | 0 | 0 | Constrained,otherwise capacity available =363kVA. | --> | 0.38 | 0 | 0 | 0 | 0 | 0.405 | 0 |  | --> | C14 ex CLONTARF | CLONTARF: T42 | FINGLAS |  | 53.3671 | -6.1737
MV/LV Substation BA***223Y | 20 kV | 400V(3ph) & 230V(single ph) | LV | 50 kVA :Pole Substation | 0.05 | --> | 0.05 | 0 | 0 | Constrained,otherwise capacity available =43kVA. | --> | 0.047 | 0 | 0 | 0 | 0 | 0.05 | 0 |  | --> | C21 ex MACETOWN | MACETOWN: T101 | MACETOWN |  | 53.4743 | -6.5452
MV/LV Substation BA***224 | 20 kV | 400V(3ph) & 230V(single ph) | LV | 50 kVA :Pole Substation | 0.05 | --> | 0.05 | 0.038 | 5.4 |  | --> | 0.047 | 0 | 0 | 0 | 0 | 0.051 | 0 |  | --> | E11 ex ARDNAREE | ARDNAREE: T421 | MOY |  | 54.1192 | -9.1142
MV/LV Substation BA***224 | 10 kV | 400V(3ph) & 230V(single ph) | LV | 400 kVA :Kiosk Substation | 0.4 | --> | 0.4 | 0 | 0 | Constrained,otherwise capacity available =264kVA. | --> | 0.38 | 0 | 0 | 0 | 0.017 | 0.403 | 0 |  | --> | C18 ex LUCAN EAST | LUCAN EAST: T41∥T42 | GRANGE CASTLE |  | 53.3595 | -6.4319
MV/LV Substation BA***224X | 20 kV | 400V(3ph) & 230V(single ph) | LV | 200 kVA :Pole Substation | 0.2 | --> | 0.2 | 0.194 | 3.7 |  | --> | 0.19 | 0 | 0 | 0 | 0 | 0.2 | 0 |  | --> | E17 ex CLARA | CLARA: T421 | THORNSBERRY |  | 53.4071 | -7.4617
MV/LV Substation BA***224X | 10 kV | 400V(3ph) & 230V(single ph) | LV | 50 kVA :Pole Substation | 0.05 | --> | 0.05 | 0.048 | 3.4 |  | --> | 0.047 | 0 | 0 | 0 | 0 | 0.049 | 0 |  | --> | C15 ex CAUSEWAY | CAUSEWAY: T41∥T42 | TRALEE |  | 52.359 | -9.7946
MV/LV Substation BA***224Y | 20 kV | 400V(3ph) & 230V(single ph) | LV | 50 kVA :Pole Substation | 0.05 | --> | 0.05 | 0.048 | 1 |  | --> | 0.047 | 0 | 0 | 0 | 0 | 0 | 0 | Constrained,otherwise capacity available =49kW. | --> | E13 ex SHILLELAGH | SHILLELAGH: T421∥T422 | CARLOW |  | 52.8136 | -6.4036
MV/LV Substation BA***224Z | 10 kV | 400V(3ph) & 230V(single ph) | LV | 50 kVA :Pole Substation | 0.05 | --> | 0.05 | 0 | 0 | Constrained,otherwise capacity available =23kVA. | --> | 0.047 | 0 | 0 | 0 | 0 | 0.053 | 0 |  | --> | C30 ex KINSALE | KINSALE: T41∥T42 | BANDON |  | 51.7064 | -8.5783
MV/LV Substation BA***226 | 20 kV | 400V(3ph) & 230V(single ph) | LV | 50 kVA :Pole Substation | 0.05 | --> | 0.05 | 0.038 | 4.3 |  | --> | 0.047 | 0 | 0 | 0 | 0.007 | 0 | 0 | Constrained,otherwise capacity available =43kW. | --> | E12 ex MOVILLE | MOVILLE: T421∥T422 | TRILLICK |  | 55.2003 | -7.0063
MV/LV Substation BA***227 | 10 kV | 400V(3ph) & 230V(single ph) | LV | 100 kVA :Pole Substation | 0.1 | --> | 0.1 | 0.089 | 5 |  | --> | 0.095 | 0 | 0 | 0 | 0.008 | 0.093 | 0 |  | --> | C12 ex BALLYRICKARD | BALLYRICKARD: T41∥T42 | TRALEE |  | 52.2738 | -9.7441
MV/LV Substation BA***228X | 10 kV | 400V(3ph) & 230V(single ph) | LV | 400 kVA :Building Structure | 0.4 | --> | 0.4 | 0.38 | 3.9 |  | --> | 0.38 | 0 | 0 | 0 | 0 | 0.403 | 0 |  | --> | C17 ex GALWAY 110KV | GALWAY 110KV: T103 | GALWAY 110KV |  | 53.2943 | -9.0097
MV/LV Substation BA***228Z | 10 kV | 400V(3ph) & 230V(single ph) | LV | 50 kVA :Pole Substation | 0.05 | --> | 0.05 | 0 | 0 | Constrained,otherwise capacity available =50kVA. | --> | 0.047 | 0 | 0 | 0 | 0 | 0.049 | 0 |  | --> | C18 ex KINSALE | KINSALE: T41∥T42 | BANDON |  | 51.7174 | -8.4224
MV/LV Substation BA***229 | 10 kV | 400V(3ph) & 230V(single ph) | LV | 400 kVA :Kiosk Substation | 0.4 | --> | 0.4 | 0 | 0 | Constrained,otherwise capacity available =166kVA. | --> | 0.38 | 0 | 0 | 0 | 0.017 | 0.417 | 0 |  | --> | C15 ex SKIBBEREEN | SKIBBEREEN: T41∥T42 | DUNMANWAY |  | 51.4839 | -9.3703
MV/LV Substation BA***229Z | 10 kV | 400V(3ph) & 230V(single ph) | LV | 400 kVA :Kiosk Substation | 0.4 | --> | 0.4 | 0.361 | 5.9 |  | --> | 0.38 | 0 | 0 | 0 | 0 | 0.405 | 0 |  | --> | C17 ex BANDON | BANDON: T101 | BANDON |  | 51.7685 | -8.6599
MV/LV Substation BA***230 | 10 kV | 400V(3ph) & 230V(single ph) | LV | 50 kVA :Pole Substation | 0.05 | --> | 0.05 | 0.038 | 0.4 |  | --> | 0.047 | 0 | 0 | 0 | 0 | 0 | 0 | Constrained,otherwise capacity available =51kW. | --> | C16 ex GARRYSPILLANE | GARRYSPILLANE: T41 | TIPPERARY |  | 52.3888 | -8.4396
MV/LV Substation BA***230 | 20 kV | 400V(3ph) & 230V(single ph) | LV | 200 kVA :Kiosk Substation | 0.2 | --> | 0.2 | 0.197 | 12.9 |  | --> | 0.19 | 0 | 0 | 0 | 0 | 0.2 | 0 |  | --> | E12 ex COOLROE | COOLROE: T122 | COOLROE |  | 51.8788 | -8.6436
MV/LV Substation BA***231Y | 20 kV | 400V(3ph) & 230V(single ph) | LV | 50 kVA :Pole Substation | 0.05 | --> | 0.05 | 0.028 | 25.4 |  | --> | 0.047 | 0 | 0 | 0 | 0.008 | 0 | 0 | Constrained,otherwise capacity available =44kW. | --> | E12 ex DUNFIRTH | DUNFIRTH: T122 | DUNFIRTH |  | 53.4112 | -6.7894
MV/LV Substation BA***231Z | 20 kV | 400V(3ph) & 230V(single ph) | LV | 200 kVA :Kiosk Substation | 0.2 | --> | 0.2 | 0 | 0 | Constrained,otherwise capacity available =167kVA. | --> | 0.19 | 0 | 0 | 0 | 0.01 | 0.194 | 0 |  | --> | E13 ex BALTINGLASS | BALTINGLASS: T421∥T422 | STRATFORD |  | 52.9387 | -6.7142
MV/LV Substation BA***232 | 10 kV | 400V(3ph) & 230V(single ph) | LV | 630 kVA :Building Structure | 0.63 | --> | 0.63 | 0.468 | 5 |  | --> | 0.598 | 0 | 0 | 0 | 0 | 0.5 | 0 |  | --> | C26 ex GALWAY 110KV | GALWAY 110KV: T102 | GALWAY 110KV |  | 53.2893 | -9.0115
MV/LV Substation BA***232 | 20 kV | 400V(3ph) & 230V(single ph) | LV | 100 kVA :Pole Substation | 0.1 | --> | 0.1 | 0.097 | 2.8 |  | --> | 0.095 | 0 | 0 | 0 | 0 | 0 | 0 | Constrained,otherwise capacity available =100kW. | --> | C13 ex LEE BRIDGE | LEE BRIDGE: T41 | MACROOM |  | 51.8713 | -9.2452
MV/LV Substation BA***233 | 10 kV | 400V(3ph) & 230V(single ph) | LV | 100 kVA :Pole Substation | 0.1 | --> | 0.1 | 0.04 | 0 | Constrained,otherwise capacity available =100kVA. | --> | 0.095 | 0 | 0 | 0 | 0 | 0.1 | 0 |  | --> | C11 ex GRAIGUENAMANAGH | GRAIGUENAMANAGH: T41∥T42 | KILKENNY |  | 52.5052 | -6.9193
MV/LV Substation BA***233X | 20 kV | 400V(3ph) & 230V(single ph) | LV | 100 kVA :Pole Substation | 0.1 | --> | 0.1 | 0.1 | 5.6 |  | --> | 0.095 | 0 | 0 | 0 | 0 | 0.1 | 0 |  | --> | E18 ex CRANE | CRANE: T122 | CRANE |  | 52.6326 | -6.2575
MV/LV Substation BA***234 | 20 kV | 400V(3ph) & 230V(single ph) | LV | 100 kVA :Pole Substation | 0.1 | --> | 0.1 | 0.086 | 0.9 |  | --> | 0.095 | 0 | 0 | 0 | 0 | 0 | 0 | Constrained,otherwise capacity available =101kW. | --> | E23 ex ATHBOY | ATHBOY: T423 | NAVAN |  | 53.5888 | -6.9602
MV/LV Substation BA***234X | 10 kV | 400V(3ph) & 230V(single ph) | LV | 100 kVA :Pole Substation | 0.1 | --> | 0.1 | 0.062 | 1.4 |  | --> | 0.095 | 0 | 0 | 0 | 0 | 0.105 | 0 |  | --> | E16 ex GARRANACANTY | GARRANACANTY: T422 | TIPPERARY |  | 52.4703 | -8.1521
MV/LV Substation BA***234Y | 20 kV | 400V(3ph) & 230V(single ph) | LV | 50 kVA :Pole Substation | 0.05 | --> | 0.05 | 0 | 0 | Constrained,otherwise capacity available =49kVA. | --> | 0.047 | 0 | 0 | 0 | 0 | 0 | 0 | Constrained,otherwise capacity available =49kW. | --> | E12 ex BIRR | BIRR: T422 | DALLOW |  | 53.0986 | -7.7415
MV/LV Substation BA***235 | 20 kV | 400V(3ph) & 230V(single ph) | LV | 100 kVA :Pole Substation | 0.1 | --> | 0.1 | 0.095 | 0.9 |  | --> | 0.095 | 0 | 0 | 0 | 0 | 0 | 0 | Constrained,otherwise capacity available =100kW. | --> | E23 ex ATHBOY | ATHBOY: T423 | NAVAN |  | 53.5941 | -6.9715
MV/LV Substation BA***235X | 20 kV | 400V(3ph) & 230V(single ph) | LV | 200 kVA :Kiosk Substation | 0.2 | --> | 0.2 | 0.155 | 3.7 |  | --> | 0.19 | 0 | 0 | 0 | 0.011 | 0 | 0 | Constrained,otherwise capacity available =195kW. | --> | E17 ex FOXHOLE | FOXHOLE: T421∥T422 | DUNGARVAN |  | 51.9397 | -7.8698
MV/LV Substation BA***235X | 10 kV | 400V(3ph) & 230V(single ph) | LV | 50 kVA :Pole Substation | 0.05 | --> | 0.05 | 0.028 | 2.9 |  | --> | 0.047 | 0 | 0 | 0 | 0.004 | 0.048 | 0 |  | --> | C20 ex SUTTON | SUTTON: T42 | GRANGE (DR) |  | 53.3856 | -6.0551
MV/LV Substation BA***236Z | 10 kV | 400V(3ph) & 230V(single ph) | LV | 630 kVA :Building Structure | 0.63 | --> | 0.63 | 0 | 0 | Constrained,otherwise capacity available =474kVA. | --> | 0.598 | 0 | 0 | 0 | 0.035 | 0.5 | 0 |  | --> | C16 ex RAHEEN | RAHEEN: T42 | LIMERICK |  | 52.6153 | -8.6597
MV/LV Substation BA***238 | 20 kV | 400V(3ph) & 230V(single ph) | LV | 50 kVA :Pole Substation | 0.05 | --> | 0.05 | 0.015 | 0.8 |  | --> | 0.047 | 0 | 0 | 0 | 0 | 0 | 0 | Constrained,otherwise capacity available =54kW. | --> | E16 ex KILMACTHOMAS | KILMACTHOMAS: T421∥T422 | DUNGARVAN |  | 52.1554 | -7.5104
MV/LV Substation BA***238 | 10 kV | 400V(3ph) & 230V(single ph) | LV | 630 kVA :Kiosk Substation | 0.63 | --> | 0.63 | 0.5 | 5 |  | --> | 0.598 | 0 | 0 | 0 | 0 | 0.5 | 0 |  | --> | C24 ex GALWAY 110KV | GALWAY 110KV: T102 | GALWAY 110KV |  | 53.2828 | -9.0076
MV/LV Substation BA***238Y | 10 kV | 400V(3ph) & 230V(single ph) | LV | 200 kVA :Kiosk Substation | 0.2 | --> | 0.2 | 0.147 | 1.3 |  | --> | 0.19 | 0 | 0 | 0 | 0.016 | 0.19 | 0 |  | --> | E12 ex KILCARRAGH | KILCARRAGH: T421∥T422 | BUTLERSTOWN |  | 52.2396 | -7.0617
MV/LV Substation BA***238Y | 10 kV | 400V(3ph) & 230V(single ph) | LV | 50 kVA :Pole Substation | 0.05 | --> | 0.05 | 0.049 | 1.4 |  | --> | 0.047 | 0 | 0 | 0 | 0 | 0 | 0 | Constrained,otherwise capacity available =49kW. | --> | C20 ex POLLERTON | POLLERTON: T42 | CARLOW |  | 52.8086 | -6.8614
MV/LV Substation BA***239 | 10 kV | 400V(3ph) & 230V(single ph) | LV | 630 kVA :Kiosk Substation | 0.63 | --> | 0.63 | 0.5 | 5 |  | --> | 0.598 | 0 | 0 | 0 | 0.003 | 0.5 | 0 |  | --> | C24 ex GALWAY 110KV | GALWAY 110KV: T102 | GALWAY 110KV |  | 53.2821 | -9.0067
MV/LV Substation BA***239Z | 10 kV | 400V(3ph) & 230V(single ph) | LV | 200 kVA :Pole Substation | 0.2 | --> | 0.2 | 0.153 | 2.4 |  | --> | 0.19 | 0 | 0 | 0 | 0 | 0.207 | 0 |  | --> | C18 ex BALLYMAHON | BALLYMAHON: T41∥T42 | ATHLONE |  | 53.5637 | -7.7617
MV/LV Substation BA***240 | 20 kV | 400V(3ph) & 230V(single ph) | LV | 50 kVA :Pole Substation | 0.05 | --> | 0.05 | 0.048 | 6.7 |  | --> | 0.047 | 0 | 0 | 0 | 0 | 0 | 0 | Constrained,otherwise capacity available =49kW. | --> | E28 ex MILFORD (MWR) | MILFORD (MWR): T422 | CHARLEVILLE |  | 52.4443 | -8.8347
MV/LV Substation BA***240X | 20 kV | 400V(3ph) & 230V(single ph) | LV | 50 kVA :Pole Substation | 0.05 | --> | 0.05 | 0.047 | 1 |  | --> | 0.047 | 0 | 0 | 0 | 0.003 | 0 | 0 | Constrained,otherwise capacity available =46kW. | --> | E19 ex SHILLELAGH | SHILLELAGH: T421∥T422 | CARLOW |  | 52.7156 | -6.5554
MV/LV Substation BA***241 | 10 kV | 400V(3ph) & 230V(single ph) | LV | 100 kVA :Pole Substation | 0.1 | --> | 0.1 | 0.04 | 0 | Constrained,otherwise capacity available =81kVA. | --> | 0.095 | 0 | 0 | 0 | 0.004 | 0.098 | 0 |  | --> | C11 ex GRAIGUENAMANAGH | GRAIGUENAMANAGH: T41∥T42 | KILKENNY |  | 52.4882 | -6.9234
MV/LV Substation BA***242Y | 20 kV | 400V(3ph) & 230V(single ph) | LV | 100 kVA :Pole Substation | 0.1 | --> | 0.1 | 0.099 | 1.3 |  | --> | 0.095 | 0 | 0 | 0 | 0 | 0.1 | 0 |  | --> | E11 ex KILCARRAGH | KILCARRAGH: T421∥T422 | BUTLERSTOWN |  | 52.238 | -7.0253
MV/LV Substation BA***242Z | 20 kV | 400V(3ph) & 230V(single ph) | LV | 50 kVA :Pole Substation | 0.05 | --> | 0.05 | 0.034 | 3.3 |  | --> | 0.047 | 0 | 0 | 0 | 0 | 0.051 | 0 |  | --> | E18 ex CRATLOE | CRATLOE: T421∥T422 | ARDNACRUSHA |  | 52.6904 | -8.7713
MV/LV Substation BA***243 | 10 kV | 400V(3ph) & 230V(single ph) | LV | 100 kVA :Pole Substation | 0.1 | --> | 0.1 | 0 | 0 | Constrained,otherwise capacity available =79kVA. | --> | 0.095 | 0 | 0 | 0 | 0 | 0.103 | 0 |  | --> | C11 ex WOODFORD | WOODFORD: T41∥T42 | KNOCKEARAGH |  | 52.0563 | -9.4946
MV/LV Substation BA***243 | 20 kV | 400V(3ph) & 230V(single ph) | LV | 50 kVA :Pole Substation | 0.05 | --> | 0.05 | 0 | 0 | Constrained,otherwise capacity available =50kVA. | --> | 0.047 | 0 | 0 | 0 | 0 | 0 | 0 | Constrained,otherwise capacity available =49kW. | --> | E12 ex LUMCLOON | LUMCLOON: T421∥T422 | DALLOW |  | 53.25 | -7.8898
MV/LV Substation BA***243 | 10 kV | 400V(3ph) & 230V(single ph) | LV | 50 kVA :Pole Substation | 0.05 | --> | 0.05 | 0.024 | 7.3 |  | --> | 0.047 | 0 | 0 | 0 | 0 | 0.053 | 0 |  | --> | C19 ex GARRYCASTLE | GARRYCASTLE: T41 | ATHLONE |  | 53.349 | -7.8489
MV/LV Substation BA***243Z | 10 kV | 400V(3ph) & 230V(single ph) | LV | 400 kVA :Kiosk Substation | 0.4 | --> | 0.4 | 0.351 | 2.8 |  | --> | 0.38 | 0 | 0 | 0 | 0.009 | 0.397 | 0 |  | --> | E14 ex LONGFORD | LONGFORD: T422 | RICHMOND |  | 53.7321 | -7.8052
MV/LV Substation BA***244 | 20 kV | 400V(3ph) & 230V(single ph) | LV | 200 kVA :Pole Substation | 0.2 | --> | 0.2 | 0.154 | 2.8 |  | --> | 0.19 | 0 | 0 | 0 | 0.007 | 0 | 0 | Constrained,otherwise capacity available =199kW. | --> | C13 ex LEE BRIDGE | LEE BRIDGE: T41 | MACROOM |  | 51.8489 | -9.2358
MV/LV Substation BA***244 | 20 kV | 400V(3ph) & 230V(single ph) | LV | 100 kVA :Pole Substation | 0.1 | --> | 0.1 | 0 | 0 | Constrained,otherwise capacity available =41kVA. | --> | 0.095 | 0 | 0 | 0 | 0 | 0.108 | 0 |  | --> | E17 ex DRUMLINE | DRUMLINE: T421∥T422 | DRUMLINE |  | 52.7603 | -8.8924
MV/LV Substation BA***244Y | 10 kV | 400V(3ph) & 230V(single ph) | LV | 200 kVA :Pole Substation | 0.2 | --> | 0.2 | 0.165 | 0.7 |  | --> | 0.19 | 0 | 0 | 0 | 0 | 0.205 | 0 |  | --> | C15 ex MONEYCOOLEY | MONEYCOOLEY: T41 | GRIFFINRATH |  | 53.3616 | -6.5702
MV/LV Substation BA***245X | 10 kV | 400V(3ph) & 230V(single ph) | LV | 1000 kVA :Building Structure | 1 | --> | 1 | 0.137 | 0.1 | Constrained,otherwise capacity available =500kVA. | --> | 0.95 | 0 | 0 | 0 | 0 | 0.5 | 0 |  | --> | C19 ex SANDYFORD | SANDYFORD: T41 | CARRICKMINES |  | 53.2738 | -6.2567
MV/LV Substation BA***245X | 20 kV | 400V(3ph) & 230V(single ph) | LV | 50 kVA :Pole Substation | 0.05 | --> | 0.05 | 0.042 | 5.7 |  | --> | 0.047 | 0 | 0 | 0 | 0 | 0.05 | 0 |  | --> | E14 ex MOY | MOY: T421∥T422 | MOY |  | 54.2633 | -9.2275
MV/LV Substation BA***245Z | 10 kV | 400V(3ph) & 230V(single ph) | LV | 630 kVA :Kiosk Substation | 0.63 | --> | 0.63 | 0.353 | 2.9 |  | --> | 0.598 | 0 | 0 | 0 | 0.004 | 0.5 | 0 |  | --> | C13 ex INCHICORE NORTH | INCHICORE NORTH: T41 | INCHICORE 220KV |  | 53.3399 | -6.3521
MV/LV Substation BA***246X | 10 kV | 400V(3ph) & 230V(single ph) | LV | 630 kVA :Kiosk Substation | 0.63 | --> | 0.63 | 0.478 | 4.2 |  | --> | 0.598 | 0 | 0 | 0 | 0.021 | 0.5 | 0 |  | --> | C14 ex HOWTH JUNCTION | HOWTH JUNCTION: T42 | GRANGE (DR) |  | 53.3907 | -6.1404
MV/LV Substation BA***248 | 10 kV | 400V(3ph) & 230V(single ph) | LV | 100 kVA :Pole Substation | 0.1 | --> | 0.1 | 0.096 | 1.2 |  | --> | 0.095 | 0 | 0 | 0 | 0 | 0 | 0 | Constrained,otherwise capacity available =100kW. | --> | C14 ex ROSBERCON | ROSBERCON: T42 | WATERFORD |  | 52.4247 | -7.0124
MV/LV Substation BA***249 | 10 kV | 400V(3ph) & 230V(single ph) | LV | 200 kVA :Kiosk Substation | 0.2 | --> | 0.2 | 0.158 | 0.3 |  | --> | 0.19 | 0 | 0 | 0 | 0 | 0.206 | 0 |  | --> | C23 ex NENAGH | NENAGH: T41 | NENAGH |  | 52.8514 | -8.193
MV/LV Substation BA***249Z | 10 kV | 400V(3ph) & 230V(single ph) | LV | 50 kVA :Pole Substation | 0.05 | --> | 0.05 | 0.05 | 5.5 |  | --> | 0.047 | 0 | 0 | 0 | 0 | 0.049 | 0 |  | --> | C18 ex LOUGHSHINNY | LOUGHSHINNY: T42 | GLASMORE |  | 53.5414 | -6.1222
MV/LV Substation BA***250 | 10 kV | 400V(3ph) & 230V(single ph) | LV | 400 kVA :Building Structure | 0.4 | --> | 0.4 | 0.276 | 3 |  | --> | 0.38 | 0 | 0 | 0 | 0 | 0.418 | 0 |  | --> | C20 ex SANDYFORD | SANDYFORD: T42 | CARRICKMINES |  | 53.2767 | -6.2237
MV/LV Substation BA***250 | 10 kV | 400V(3ph) & 230V(single ph) | LV | 400 kVA :Kiosk Substation | 0.4 | --> | 0.4 | 0.311 | 2.9 |  | --> | 0.38 | 0 | 0 | 0 | 0.011 | 0.401 | 0 |  | --> | C20 ex SUTTON | SUTTON: T42 | GRANGE (DR) |  | 53.3768 | -6.0635
MV/LV Substation BA***250Z | 10 kV | 400V(3ph) & 230V(single ph) | LV | 400 kVA :Kiosk Substation | 0.4 | --> | 0.4 | 0.344 | 15.6 |  | --> | 0.38 | 0 | 0 | 0 | 0 | 0.408 | 0 |  | --> | C22 ex STEPHENSTOWN | STEPHENSTOWN: T102 | FINGLAS |  | 53.6138 | -6.2047
MV/LV Substation BA***251 | 10 kV | 400V(3ph) & 230V(single ph) | LV | 50 kVA :Pole Substation | 0.05 | --> | 0.05 | 0 | 0 | Constrained,otherwise capacity available =49kVA. | --> | 0.047 | 0 | 0 | 0 | 0 | 0.049 | 0 |  | --> | C17 ex COOLCORCORAN | COOLCORCORAN: T41∥T42 | KNOCKEARAGH |  | 52.1167 | -9.5643
MV/LV Substation BA***251Z | 10 kV | 400V(3ph) & 230V(single ph) | LV | 400 kVA :Kiosk Substation | 0.4 | --> | 0.4 | 0.31 | 15.6 |  | --> | 0.38 | 0 | 0 | 0 | 0.003 | 0.41 | 0 |  | --> | C22 ex STEPHENSTOWN | STEPHENSTOWN: T102 | FINGLAS |  | 53.6125 | -6.2045
MV/LV Substation BA***252X | 10 kV | 400V(3ph) & 230V(single ph) | LV | 630 kVA :Building Structure | 0.63 | --> | 0.63 | 0.5 | 4.6 |  | --> | 0.598 | 0 | 0 | 0 | 0.004 | 0.5 | 0 |  | --> | C24 ex CABRA | CABRA: T101 | FINGLAS |  | 53.3758 | -6.308
MV/LV Substation BA***252Y | 20 kV | 400V(3ph) & 230V(single ph) | LV | 400 kVA :Building Structure | 0.4 | --> | 0.4 | 0 | 0 | Constrained,otherwise capacity available =258kVA. | --> | 0.38 | 0 | 0 | 0 | 0.007 | 0.414 | 0 |  | --> | C19 ex ENNISTYMON | ENNISTYMON: T41∥T42 | ENNIS |  | 53.1182 | -9.1535
MV/LV Substation BA***253Y | 10 kV | 400V(3ph) & 230V(single ph) | LV | 100 kVA :Pole Substation | 0.1 | --> | 0.1 | 0 | 0 | Constrained,otherwise capacity available =90kVA. | --> | 0.095 | 0 | 0 | 0 | 0 | 0.101 | 0 |  | --> | C12 ex MONEYCOOLEY | MONEYCOOLEY: T42 | GRIFFINRATH |  | 53.3576 | -6.5613
MV/LV Substation BA***253Y | 20 kV | 400V(3ph) & 230V(single ph) | LV | 100 kVA :Pole Substation | 0.1 | --> | 0.1 | 0 | 0 | Constrained,otherwise capacity available =100kVA. | --> | 0.095 | 0 | 0 | 0 | 0 | 0.1 | 0 |  | --> | E18 ex BALLINDERRY | BALLINDERRY: T422 | MULLINGAR |  | 53.5073 | -7.1994
MV/LV Substation BA***254 | 10 kV | 400V(3ph) & 230V(single ph) | LV | 100 kVA :Pole Substation | 0.1 | --> | 0.1 | 0.093 | 4.9 |  | --> | 0.095 | 0 | 0 | 0 | 0 | 0.1 | 0 |  | --> | C11 ex BALLINCOLLIG | BALLINCOLLIG: T41 | KILBARRY |  | 51.8251 | -8.6528
MV/LV Substation BA***254 | 20 kV | 400V(3ph) & 230V(single ph) | LV | 100 kVA :Pole Substation | 0.1 | --> | 0.1 | 0 | 0 | Constrained,otherwise capacity available =100kVA. | --> | 0.095 | 0 | 0 | 0 | 0 | 0.1 | 0 |  | --> | C14 ex MILFORD (NR) | MILFORD (NR): T41∥T42 | LETTERKENNY |  | 55.2388 | -7.7244
MV/LV Substation BA***254 | 10 kV | 400V(3ph) & 230V(single ph) | LV | 50 kVA :Pole Substation | 0.05 | --> | 0.05 | 0.042 | 3.2 |  | --> | 0.047 | 0 | 0 | 0 | 0 | 0.05 | 0 |  | --> | C26 ex ATHY | ATHY: T102 | ATHY |  | 53.0075 | -6.994
MV/LV Substation BA***257 | 10 kV | 400V(3ph) & 230V(single ph) | LV | 50 kVA :Pole Substation | 0.05 | --> | 0.05 | 0.04 | 0 | Constrained,otherwise capacity available =48kVA. | --> | 0.047 | 0 | 0 | 0 | 0 | 0.049 | 0 |  | --> | C11 ex GRAIGUENAMANAGH | GRAIGUENAMANAGH: T41∥T42 | KILKENNY |  | 52.5101 | -6.9245
MV/LV Substation BA***257 | 20 kV | 400V(3ph) & 230V(single ph) | LV | 50 kVA :Pole Substation | 0.05 | --> | 0.05 | 0.029 | 7.4 |  | --> | 0.047 | 0 | 0 | 0 | 0 | 0.052 | 0 |  | --> | E22 ex BANOGE | BANOGE: T122 | BANOGE |  | 52.6367 | -6.3193
MV/LV Substation BA***257Y | 10 kV | 400V(3ph) & 230V(single ph) | LV | 400 kVA :Kiosk Substation | 0.4 | --> | 0.4 | 0.069 | 0.1 | Constrained,otherwise capacity available =300kVA. | --> | 0.38 | 0 | 0 | 0 | 0 | 0 | 0 | Constrained,otherwise capacity available =415kW. | --> | C11 ex RATHDRUM | RATHDRUM: T42 | ARKLOW |  | 52.9178 | -6.2219
MV/LV Substation BA***258 | 20 kV | 400V(3ph) & 230V(single ph) | LV | 400 kVA :Kiosk Substation | 0.4 | --> | 0.4 | 0 | 0 | Constrained,otherwise capacity available =307kVA. | --> | 0.38 | 0 | 0 | 0 | 0.007 | 0.406 | 0 |  | --> | C22 ex ATHLONE | ATHLONE: T41 | ATHLONE |  | 53.4277 | -8.0118
MV/LV Substation BA***258X | 10 kV | 400V(3ph) & 230V(single ph) | LV | 50 kVA :Pole Substation | 0.05 | --> | 0.05 | 0 | 2 |  | --> | 0.047 | 0 | 0 | 0 | 0.002 | 0.055 | 0 |  | --> | C25 ex TYCOR | TYCOR: T41∥T42 | WATERFORD |  | 52.2644 | -7.1429
MV/LV Substation BA***259 | 20 kV | 400V(3ph) & 230V(single ph) | LV | 50 kVA :Pole Substation | 0.05 | --> | 0.05 | 0.043 | 9.9 |  | --> | 0.047 | 0 | 0 | 0 | 0 | 0.05 | 0 |  | --> | C19 ex ENNIS | ENNIS: T101 | ENNIS |  | 52.8377 | -8.852
MV/LV Substation BA***260 | 10 kV | 400V(3ph) & 230V(single ph) | LV | 400 kVA :Kiosk Substation | 0.4 | --> | 0.4 | 0 | 0 | Constrained,otherwise capacity available =225kVA. | --> | 0.38 | 0 | 0 | 0 | 0 | 0.427 | 0 |  | --> | C18 ex BALLYMUN | BALLYMUN: T42 | FINGLAS |  | 53.3854 | -6.2899
MV/LV Substation BA***260X | 20 kV | 400V(3ph) & 230V(single ph) | LV | 50 kVA :Pole Substation | 0.05 | --> | 0.05 | 0 | 0 | Constrained,otherwise capacity available =21kVA. | --> | 0.047 | 0 | 0 | 0 | 0 | 0.053 | 0 |  | --> | C15 ex BALLYHAUNIS | BALLYHAUNIS: T41∥T42 | DALTON |  | 53.7448 | -8.6291
MV/LV Substation BA***260Y | 20 kV | 400V(3ph) & 230V(single ph) | LV | 50 kVA :Pole Substation | 0.05 | --> | 0.05 | 0.039 | 5.6 |  | --> | 0.047 | 0 | 0 | 0 | 0 | 0.051 | 0 |  | --> | E13 ex CRANE | CRANE: T122 | CRANE |  | 52.438 | -6.4173
MV/LV Substation BA***261X | 20 kV | 400V(3ph) & 230V(single ph) | LV | 200 kVA :Pole Substation | 0.2 | --> | 0.2 | 0.163 | 0.8 |  | --> | 0.19 | 0 | 0 | 0 | 0 | 0 | 0 | Constrained,otherwise capacity available =205kW. | --> | E12 ex CARNDONAGH | CARNDONAGH: T421∥T422 | TRILLICK |  | 55.2806 | -7.3912
MV/LV Substation BA***261X | 20 kV | 400V(3ph) & 230V(single ph) | LV | 50 kVA :Pole Substation | 0.05 | --> | 0.05 | 0.05 | 4 |  | --> | 0.047 | 0 | 0 | 0 | 0 | 0.049 | 0 |  | --> | E11 ex KILLINICK | KILLINICK: T421∥T422 | WEXFORD |  | 52.2049 | -6.5341
MV/LV Substation BA***261X | 10 kV | 400V(3ph) & 230V(single ph) | LV | 200 kVA :Pole Substation | 0.2 | --> | 0.2 | 0.052 | 2.3 |  | --> | 0.19 | 0 | 0 | 0 | 0 | 0.221 | 0 |  | --> | C16 ex CASTLECOMER | CASTLECOMER: T41∥T42 | BALLYRAGGET |  | 52.8053 | -7.2125
MV/LV Substation BA***262 | 20 kV | 400V(3ph) & 230V(single ph) | LV | 100 kVA :Pole Substation | 0.1 | --> | 0.1 | 0 | 0 | Constrained,otherwise capacity available =92kVA. | --> | 0.095 | 0 | 0 | 0 | 0.003 | 0.097 | 0 |  | --> | C21 ex CASTLEISLAND | CASTLEISLAND: T41∥T42 | TRALEE |  | 52.1945 | -9.4326
MV/LV Substation BA***263 | 20 kV | 400V(3ph) & 230V(single ph) | LV | 100 kVA :Pole Substation | 0.1 | --> | 0.1 | 0.1 | 0.9 |  | --> | 0.095 | 0 | 0 | 0 | 0 | 0 | 0 | Constrained,otherwise capacity available =100kW. | --> | E23 ex ATHBOY | ATHBOY: T423 | NAVAN |  | 53.5502 | -6.9546
MV/LV Substation BA***264 | 10 kV | 400V(3ph) & 230V(single ph) | LV | 50 kVA :Pole Substation | 0.05 | --> | 0.05 | 0.045 | 8.7 |  | --> | 0.047 | 0 | 0 | 0 | 0 | 0.05 | 0 |  | --> | C22 ex KILLOTERAN | KILLOTERAN: T102 | KILLOTERAN |  | 52.2208 | -7.1236
MV/LV Substation BA***264 | 20 kV | 400V(3ph) & 230V(single ph) | LV | 100 kVA :Pole Substation | 0.1 | --> | 0.1 | 0.097 | 1.6 |  | --> | 0.095 | 0 | 0 | 0 | 0 | 0.1 | 0 |  | --> | E11 ex MILLTOWN (SR) | MILLTOWN (SR): T421 | OUGHTRAGH |  | 52.1626 | -9.8454
MV/LV Substation BA***264X | 10 kV | 400V(3ph) & 230V(single ph) | LV | 400 kVA :Building Structure | 0.4 | --> | 0.4 | 0 | 0 | Constrained,otherwise capacity available =271kVA. | --> | 0.38 | 0 | 0 | 0 | 0 | 0.419 | 0 |  | --> | C21 ex LITTLE BRAY | LITTLE BRAY: T41 | FASSAROE |  | 53.2112 | -6.1604
MV/LV Substation BA***265X | 20 kV | 400V(3ph) & 230V(single ph) | LV | 400 kVA :Kiosk Substation | 0.4 | --> | 0.4 | 0.393 | 4 |  | --> | 0.38 | 0 | 0 | 0 | 0.004 | 0.396 | 0 |  | --> | E12 ex KILLINICK | KILLINICK: T421∥T422 | WEXFORD |  | 52.2455 | -6.3294
MV/LV Substation BA***266 | 10 kV | 400V(3ph) & 230V(single ph) | LV | 200 kVA :Pole Substation | 0.2 | --> | 0.2 | 0 | 0 | Constrained,otherwise capacity available =200kVA. | --> | 0.19 | 0 | 0 | 0 | 0 | 0.2 | 0 |  | --> | C11 ex WOODFORD | WOODFORD: T41∥T42 | KNOCKEARAGH |  | 52.0579 | -9.474
MV/LV Substation BA***266Y | 10 kV | 400V(3ph) & 230V(single ph) | LV | 50 kVA :Pole Substation | 0.05 | --> | 0.05 | 0.021 | 0.7 |  | --> | 0.047 | 0 | 0 | 0 | 0.004 | 0.049 | 0 |  | --> | C15 ex MONEYCOOLEY | MONEYCOOLEY: T41 | GRIFFINRATH |  | 53.335 | -6.572
MV/LV Substation BA***267X | 20 kV | 400V(3ph) & 230V(single ph) | LV | 50 kVA :Pole Substation | 0.05 | --> | 0.05 | 0.046 | 2.6 |  | --> | 0.047 | 0 | 0 | 0 | 0 | 0.049 | 0 |  | --> | E13 ex KILCOCK | KILCOCK: T421 | GRIFFINRATH |  | 53.4694 | -6.6246
MV/LV Substation BA***267Y | 10 kV | 400V(3ph) & 230V(single ph) | LV | 100 kVA :Pole Substation | 0.1 | --> | 0.1 | 0 | 0 | Constrained,otherwise capacity available =58kVA. | --> | 0.095 | 0 | 0 | 0 | 0 | 0 | 0 | Constrained,otherwise capacity available =106kW. | --> | C18 ex MOUNTRATH | MOUNTRATH: T41∥T42 | PORTLAOISE |  | 53.0109 | -7.4685
MV/LV Substation BA***267Z | 10 kV | 400V(3ph) & 230V(single ph) | LV | 200 kVA :Kiosk Substation | 0.2 | --> | 0.2 | 0 | 0 | Constrained,otherwise capacity available =105kVA. | --> | 0.19 | 0 | 0 | 0 | 0.007 | 0.207 | 0 |  | --> | C39 ex COLLEGE PARK | COLLEGE PARK: T103 | COLLEGE PARK |  | 53.4173 | -6.3856
MV/LV Substation BA***268 | 10 kV | 400V(3ph) & 230V(single ph) | LV | 400 kVA :Kiosk Substation | 0.4 | --> | 0.4 | 0.316 | 4.9 |  | --> | 0.38 | 0 | 0 | 0 | 0.042 | 0.368 | 0 |  | --> | C11 ex BALLINCOLLIG | BALLINCOLLIG: T41 | KILBARRY |  | 51.8662 | -8.5991
MV/LV Substation BA***268Y | 10 kV | 400V(3ph) & 230V(single ph) | LV | 400 kVA :Building Structure | 0.4 | --> | 0.4 | 0.284 | 9.2 |  | --> | 0.38 | 0 | 0 | 0 | 0 | 0.417 | 0 |  | --> | C17 ex MIDLETON | MIDLETON: T101 | MIDLETON |  | 51.9105 | -8.1745
MV/LV Substation BA***268Z | 10 kV | 400V(3ph) & 230V(single ph) | LV | 400 kVA :Kiosk Substation | 0.4 | --> | 0.4 | 0.31 | 2.9 |  | --> | 0.38 | 0 | 0 | 0 | 0.033 | 0.379 | 0 |  | --> | C20 ex SUTTON | SUTTON: T42 | GRANGE (DR) |  | 53.3816 | -6.0668
MV/LV Substation BA***269 | 10 kV | 400V(3ph) & 230V(single ph) | LV | 100 kVA :Pole Substation | 0.1 | --> | 0.1 | 0.1 | 2.4 |  | --> | 0.095 | 0 | 0 | 0 | 0 | 0.1 | 0 |  | --> | C19 ex CASTLETOWNROCHE | CASTLETOWNROCHE: T41 | MALLOW |  | 52.1861 | -8.4462
MV/LV Substation BA***269X | 20 kV | 400V(3ph) & 230V(single ph) | LV | 100 kVA :Pole Substation | 0.1 | --> | 0.1 | 0 | 0 | Constrained,otherwise capacity available =88kVA. | --> | 0.095 | 0 | 0 | 0 | 0 | 0.101 | 0 |  | --> | C19 ex ENNISTYMON | ENNISTYMON: T41∥T42 | ENNIS |  | 53.1162 | -9.1466
MV/LV Substation BA***270Y | 10 kV | 400V(3ph) & 230V(single ph) | LV | 50 kVA :Pole Substation | 0.05 | --> | 0.05 | 0.043 | 2.1 |  | --> | 0.047 | 0 | 0 | 0 | 0 | 0.05 | 0 |  | --> | C15 ex GRANAGH | GRANAGH: T41∥T42 | WATERFORD |  | 52.3356 | -7.171
MV/LV Substation BA***271 | 10 kV | 400V(3ph) & 230V(single ph) | LV | 630 kVA :Kiosk Substation | 0.63 | --> | 0.63 | 0.222 | 5.7 |  | --> | 0.598 | 0 | 0 | 0 | 0.018 | 0.5 | 0 |  | --> | C19 ex HAROLDS CROSS | HAROLDS CROSS: T101 | POOLBEG |  | 53.3209 | -6.2979
MV/LV Substation BA***271X | 10 kV | 400V(3ph) & 230V(single ph) | LV | 200 kVA :Kiosk Substation | 0.2 | --> | 0.2 | 0.134 | 5.2 |  | --> | 0.19 | 0 | 0 | 0 | 0 | 0.21 | 0 |  | --> | C12 ex KILFLYNN | KILFLYNN: T41∥T42 | TRALEE |  | 52.4054 | -9.6272
MV/LV Substation BA***272Y | 10 kV | 400V(3ph) & 230V(single ph) | LV | 200 kVA :Kiosk Substation | 0.2 | --> | 0.2 | 0 | 0 | Constrained,otherwise capacity available =161kVA. | --> | 0.19 | 0 | 0 | 0 | 0 | 0.205 | 0 |  | --> | C22 ex MIDLETON | MIDLETON: T102 | MIDLETON |  | 51.9054 | -8.174
MV/LV Substation BA***273 | 20 kV | 400V(3ph) & 230V(single ph) | LV | 100 kVA :Pole Substation | 0.1 | --> | 0.1 | 0.076 | 1.6 |  | --> | 0.095 | 0 | 0 | 0 | 0 | 0.103 | 0 |  | --> | E12 ex MILLTOWN (SR) | MILLTOWN (SR): T422 | OUGHTRAGH |  | 52.073 | -9.8824
MV/LV Substation BA***274X | 10 kV | 400V(3ph) & 230V(single ph) | LV | 100 kVA :Pole Substation | 0.1 | --> | 0.1 | 0.089 | 0.8 |  | --> | 0.095 | 0 | 0 | 0 | 0 | 0.101 | 0 |  | --> | C12 ex BALLYBEGGAN | BALLYBEGGAN: T43∥T44 | TRALEE |  | 52.2739 | -9.6536
MV/LV Substation BA***274Y | 10 kV | 400V(3ph) & 230V(single ph) | LV | 50 kVA :Pole Substation | 0.05 | --> | 0.05 | 0.044 | 9.9 |  | --> | 0.047 | 0 | 0 | 0 | 0 | 0.05 | 0 |  | --> | C21 ex ENNIS | ENNIS: T101 | ENNIS |  | 52.8946 | -8.924
MV/LV Substation BA***275 | 20 kV | 400V(3ph) & 230V(single ph) | LV | 200 kVA :Pole Substation | 0.2 | --> | 0.2 | 0.138 | 5.6 |  | --> | 0.19 | 0 | 0 | 0 | 0 | 0.209 | 0 |  | --> | E18 ex CRANE | CRANE: T122 | CRANE |  | 52.5383 | -6.2394
MV/LV Substation BA***275Y | 20 kV | 400V(3ph) & 230V(single ph) | LV | 100 kVA :Pole Substation | 0.1 | --> | 0.1 | 0.068 | 1.5 |  | --> | 0.095 | 0 | 0 | 0 | 0 | 0.104 | 0 |  | --> | C19 ex TRAMORE | TRAMORE: T41 | BUTLERSTOWN |  | 52.2124 | -7.1116
MV/LV Substation BA***276Z | 20 kV | 400V(3ph) & 230V(single ph) | LV | 50 kVA :Pole Substation | 0.05 | --> | 0.05 | 0.032 | 3.3 |  | --> | 0.047 | 0 | 0 | 0 | 0 | 0.051 | 0 |  | --> | E17 ex KNOCKMULLEN | KNOCKMULLEN: T421 | GREAT ISLAND |  | 52.3677 | -6.837
MV/LV Substation BA***276Z | 10 kV | 400V(3ph) & 230V(single ph) | LV | 200 kVA :Kiosk Substation | 0.2 | --> | 0.2 | 0 | 0 | Constrained,otherwise capacity available =158kVA. | --> | 0.19 | 0 | 0 | 0 | 0 | 0 | 0 | Constrained,otherwise capacity available =206kW. | --> | C26 ex BALLYCOOLIN | BALLYCOOLIN: T42 | FINGLAS |  | 53.4071 | -6.3665
MV/LV Substation BA***277 | 10 kV | 400V(3ph) & 230V(single ph) | LV | 50 kVA :Pole Substation | 0.05 | --> | 0.05 | 0.034 | 0.3 |  | --> | 0.047 | 0 | 0 | 0 | 0 | 0.051 | 0 |  | --> | C25 ex NENAGH | NENAGH: T41 | NENAGH |  | 52.8672 | -8.0952
MV/LV Substation BA***277X | 20 kV | 400V(3ph) & 230V(single ph) | LV | 100 kVA :Pole Substation | 0.1 | --> | 0.1 | 0 | 0 | Constrained,otherwise capacity available =82kVA. | --> | 0.095 | 0 | 0 | 0 | 0 | 0.102 | 0 |  | --> | C15 ex BALLYHAUNIS | BALLYHAUNIS: T41∥T42 | DALTON |  | 53.7411 | -8.633
MV/LV Substation BA***278 | 10 kV | 400V(3ph) & 230V(single ph) | LV | 50 kVA :Pole Substation | 0.05 | --> | 0.05 | 0.042 | 2.1 |  | --> | 0.047 | 0 | 0 | 0 | 0 | 0 | 0 | Constrained,otherwise capacity available =50kW. | --> | C15 ex MILFORD (MWR) | MILFORD (MWR): T41 | CHARLEVILLE |  | 52.2972 | -8.8441
MV/LV Substation BA***278Y | 10 kV | 400V(3ph) & 230V(single ph) | LV | 50 kVA :Pole Substation | 0.05 | --> | 0.05 | 0.049 | 2.4 |  | --> | 0.047 | 0 | 0 | 0 | 0 | 0 | 0 | Constrained,otherwise capacity available =49kW. | --> | C23 ex TINAHASK | TINAHASK: T41∥T42 | ARKLOW |  | 52.739 | -6.316
MV/LV Substation BA***279 | 20 kV | 400V(3ph) & 230V(single ph) | LV | 100 kVA :Pole Substation | 0.1 | --> | 0.1 | 0 | 0 | Constrained,otherwise capacity available =64kVA. | --> | 0.095 | 0 | 0 | 0 | 0 | 0.105 | 0 |  | --> | C22 ex ATHLONE | ATHLONE: T41 | ATHLONE |  | 53.4492 | -7.9859
MV/LV Substation BA***279Y | 10 kV | 400V(3ph) & 230V(single ph) | LV | 50 kVA :Pole Substation | 0.05 | --> | 0.05 | 0.046 | 11.5 |  | --> | 0.047 | 0 | 0 | 0 | 0.002 | 0.047 | 0 |  | --> | C18 ex BALLYBEG | BALLYBEG: T102 | CARRICKMINES |  | 52.9558 | -6.1759
MV/LV Substation BA***279Z | 10 kV | 400V(3ph) & 230V(single ph) | LV | 630 kVA :Building Structure | 0.63 | --> | 0.63 | 0.5 | 5.9 |  | --> | 0.598 | 0 | 0 | 0 | 0 | 0.5 | 0 |  | --> | C20 ex BANDON | BANDON: T101 | BANDON |  | 51.7443 | -8.7984
MV/LV Substation BA***279Z | 10 kV | 400V(3ph) & 230V(single ph) | LV | 1000 kVA :Building Structure | 1 | --> | 1 | 0 | 0 | Constrained,otherwise capacity available =500kVA. | --> | 0.95 | 0 | 0 | 0 | 0 | 0.5 | 0 |  | --> | C14 ex BALLYMUN | BALLYMUN: T42 | FINGLAS |  | 53.3949 | -6.266
MV/LV Substation BA***281Y | 10 kV | 400V(3ph) & 230V(single ph) | LV | 400 kVA :Kiosk Substation | 0.4 | --> | 0.4 | 0.348 | 25.1 |  | --> | 0.38 | 0 | 0 | 0 | 0.003 | 0.404 | 0 |  | --> | C13 ex ARKLOW | ARKLOW: T101∥T102 | ARKLOW |  | 52.8504 | -6.2056
MV/LV Substation BA***281Y | 10 kV | 400V(3ph) & 230V(single ph) | LV | 50 kVA :Pole Substation | 0.05 | --> | 0.05 | 0.038 | 11.5 |  | --> | 0.047 | 0 | 0 | 0 | 0 | 0.051 | 0 |  | --> | C20 ex BALLYBEG | BALLYBEG: T102 | CARRICKMINES |  | 52.9721 | -6.0461
MV/LV Substation BA***282 | 10 kV | 400V(3ph) & 230V(single ph) | LV | 100 kVA :Pole Substation | 0.1 | --> | 0.1 | 0.092 | 0.8 |  | --> | 0.095 | 0 | 0 | 0 | 0.004 | 0.096 | 0 |  | --> | C12 ex BALLYBEGGAN | BALLYBEGGAN: T43∥T44 | TRALEE |  | 52.2755 | -9.6582
MV/LV Substation BA***282 | 10 kV | 400V(3ph) & 230V(single ph) | LV | 400 kVA :Kiosk Substation | 0.4 | --> | 0.4 | 0.189 | 7.4 |  | --> | 0.38 | 0 | 0 | 0 | 0.061 | 0.368 | 0 |  | --> | C17 ex BALLYMUN | BALLYMUN: T41 | FINGLAS |  | 53.3894 | -6.2643
MV/LV Substation BA***283Y | 20 kV | 400V(3ph) & 230V(single ph) | LV | 50 kVA :Pole Substation | 0.05 | --> | 0.05 | 0.049 | 6.9 |  | --> | 0.047 | 0 | 0 | 0 | 0 | 0 | 0 | Constrained,otherwise capacity available =49kW. | --> | E11 ex RATHKEALE | RATHKEALE: T421∥T422 | RATHKEALE |  | 52.6044 | -8.9601
MV/LV Substation BA***283Y | 10 kV | 400V(3ph) & 230V(single ph) | LV | 50 kVA :Pole Substation | 0.05 | --> | 0.05 | 0.037 | 3.3 |  | --> | 0.047 | 0 | 0 | 0 | 0.007 | 0.043 | 0 |  | --> | C19 ex CELBRIDGE | CELBRIDGE: T41 | GRIFFINRATH |  | 53.318 | -6.606
MV/LV Substation BA***284 | 10 kV | 400V(3ph) & 230V(single ph) | LV | 200 kVA :Pole Substation | 0.2 | --> | 0.2 | 0.073 | 5 |  | --> | 0.19 | 0 | 0 | 0 | 0 | 0.219 | 0 |  | --> | C17 ex BALLYRICKARD | BALLYRICKARD: T41∥T42 | TRALEE |  | 52.2964 | -9.752
MV/LV Substation BA***284X | 10 kV | 400V(3ph) & 230V(single ph) | LV | 200 kVA :Kiosk Substation | 0.2 | --> | 0.2 | 0.182 | 4.2 |  | --> | 0.19 | 0 | 0 | 0 | 0 | 0.202 | 0 |  | --> | C18 ex LOUGHLINSTOWN | LOUGHLINSTOWN: T42 | CARRICKMINES |  | 53.2349 | -6.1797
MV/LV Substation BA***284Y | 10 kV | 400V(3ph) & 230V(single ph) | LV | 50 kVA :Pole Substation | 0.05 | --> | 0.05 | 0.043 | 9.2 |  | --> | 0.047 | 0 | 0 | 0 | 0.004 | 0.046 | 0 |  | --> | C19 ex MIDLETON | MIDLETON: T101 | MIDLETON |  | 51.9287 | -8.2051
MV/LV Substation BA***285X | 20 kV | 400V(3ph) & 230V(single ph) | LV | 50 kVA :Pole Substation | 0.05 | --> | 0.05 | 0.05 | 0.8 |  | --> | 0.047 | 0 | 0 | 0 | 0 | 0 | 0 | Constrained,otherwise capacity available =49kW. | --> | E17 ex CARNDONAGH | CARNDONAGH: T421∥T422 | TRILLICK |  | 55.3198 | -7.1953
MV/LV Substation BA***286 | 10 kV | 400V(3ph) & 230V(single ph) | LV | 50 kVA :Pole Substation | 0.05 | --> | 0.05 | 0 | 0 | Constrained,otherwise capacity available =45kVA. | --> | 0.047 | 0 | 0 | 0 | 0 | 0.05 | 0 |  | --> | C22 ex CARRIGTWOHILL | CARRIGTWOHILL: T42 | COW CROSS |  | 51.8857 | -8.2289
MV/LV Substation BA***286 | 20 kV | 400V(3ph) & 230V(single ph) | LV | 200 kVA :Pole Substation | 0.2 | --> | 0.2 | 0 | 0 | Constrained,otherwise capacity available =151kVA. | --> | 0.19 | 0 | 0 | 0 | 0 | 0 | 0 | Constrained,otherwise capacity available =207kW. | --> | E12 ex CASTLELYONS | CASTLELYONS: T421∥T422 | BARRYMORE |  | 52.0471 | -8.2633
MV/LV Substation BA***287 | 10 kV | 400V(3ph) & 230V(single ph) | LV | 50 kVA :Pole Substation | 0.05 | --> | 0.05 | 0.031 | 3.6 |  | --> | 0.047 | 0 | 0 | 0 | 0 | 0.051 | 0 |  | --> | C21 ex CASTLEREA | CASTLEREA: T41∥T42 | CARRICK ON SHANNON |  | 53.6922 | -8.4863
MV/LV Substation BA***287Y | 10 kV | 400V(3ph) & 230V(single ph) | LV | 50 kVA :Pole Substation | 0.05 | --> | 0.05 | 0.042 | 8.3 |  | --> | 0.047 | 0 | 0 | 0 | 0 | 0.05 | 0 |  | --> | C19 ex BALLYBEG | BALLYBEG: T101 | CARRICKMINES |  | 53.0019 | -6.1585
MV/LV Substation BA***287Y | 20 kV | 400V(3ph) & 230V(single ph) | LV | 50 kVA :Pole Substation | 0.05 | --> | 0.05 | 0.05 | 5.6 |  | --> | 0.047 | 0 | 0 | 0 | 0 | 0.049 | 0 |  | --> | E18 ex CRANE | CRANE: T122 | CRANE |  | 52.5373 | -6.2498
MV/LV Substation BA***288 | 10 kV | 400V(3ph) & 230V(single ph) | LV | 100 kVA :Pole Substation | 0.1 | --> | 0.1 | 0.072 | 7.3 |  | --> | 0.095 | 0 | 0 | 0 | 0 | 0.103 | 0 |  | --> | E41 ex KINSALE | KINSALE: T423 | BANDON |  | 51.7126 | -8.5581
MV/LV Substation BA***289 | 20 kV | 400V(3ph) & 230V(single ph) | LV | 200 kVA :Pole Substation | 0.2 | --> | 0.2 | 0.08 | 3.3 |  | --> | 0.19 | 0 | 0 | 0 | 0.01 | 0.207 | 0 |  | --> | E17 ex BIRDHILL | BIRDHILL: T421 | ARDNACRUSHA |  | 52.8078 | -8.4353
MV/LV Substation BA***289 | 10 kV | 400V(3ph) & 230V(single ph) | LV | 200 kVA :Kiosk Substation | 0.2 | --> | 0.2 | 0 | 0 | Constrained,otherwise capacity available =158kVA. | --> | 0.19 | 0 | 0 | 0 | 0.016 | 0.189 | 0 |  | --> | C11 ex WOODFORD | WOODFORD: T41∥T42 | KNOCKEARAGH |  | 52.0562 | -9.4841
MV/LV Substation BA***289 | 20 kV | 400V(3ph) & 230V(single ph) | LV | 50 kVA :Pole Substation | 0.05 | --> | 0.05 | 0 | 0 | Constrained,otherwise capacity available =23kVA. | --> | 0.047 | 0 | 0 | 0 | 0.015 | 0.037 | 0 |  | --> | E12 ex CARRIGSHANE | CARRIGSHANE: T422 | MIDLETON |  | 51.9336 | -8.0911
MV/LV Substation BA***289Y | 20 kV | 400V(3ph) & 230V(single ph) | LV | 50 kVA :Pole Substation | 0.05 | --> | 0.05 | 0.034 | 1.1 |  | --> | 0.047 | 0 | 0 | 0 | 0 | 0.051 | 0 |  | --> | E23 ex LAWLESSTOWN | LAWLESSTOWN: T421 | DOON |  | 52.2666 | -7.7163
MV/LV Substation BA***290 | 10 kV | 400V(3ph) & 230V(single ph) | LV | 100 kVA :Pole Substation | 0.1 | --> | 0.1 | 0.085 | 1.5 |  | --> | 0.095 | 0 | 0 | 0 | 0.003 | 0.099 | 0 |  | --> | C17 ex ROSCOMMON | ROSCOMMON: T41 | LANESBORO |  | 53.6122 | -8.189
MV/LV Substation BA***290 | 20 kV | 400V(3ph) & 230V(single ph) | LV | 50 kVA :Pole Substation | 0.05 | --> | 0.05 | 0.046 | 3.3 |  | --> | 0.047 | 0 | 0 | 0 | 0.003 | 0.046 | 0 |  | --> | E21 ex CRATLOE | CRATLOE: T421∥T422 | ARDNACRUSHA |  | 52.6949 | -8.7725
MV/LV Substation BA***290Y | 10 kV | 400V(3ph) & 230V(single ph) | LV | 400 kVA :Building Structure | 0.4 | --> | 0.4 | 0 | 0 | Constrained,otherwise capacity available =303kVA. | --> | 0.38 | 0 | 0 | 0 | 0 | 0.414 | 0 |  | --> | C18 ex DENNEHYS CROSS | DENNEHYS CROSS: T42 | TRABEG |  | 51.891 | -8.5238
MV/LV Substation BA***291X | 20 kV | 400V(3ph) & 230V(single ph) | LV | 50 kVA :Pole Substation | 0.05 | --> | 0.05 | 0.048 | 7.7 |  | --> | 0.047 | 0 | 0 | 0 | 0 | 0 | 0 | Constrained,otherwise capacity available =49kW. | --> | E12 ex CHURCHTOWN | CHURCHTOWN: T422 | RATHKEALE |  | 52.4295 | -9.1126
MV/LV Substation BA***292 | 10 kV | 400V(3ph) & 230V(single ph) | LV | 50 kVA :Pole Substation | 0.05 | --> | 0.05 | 0.048 | 2.4 |  | --> | 0.047 | 0 | 0 | 0 | 0 | 0.049 | 0 |  | --> | C13 ex CASTLETOWNROCHE | CASTLETOWNROCHE: T41 | MALLOW |  | 52.1398 | -8.4894
MV/LV Substation BA***292 | 10 kV | 400V(3ph) & 230V(single ph) | LV | 50 kVA :Pole Substation | 0.05 | --> | 0.05 | 0.047 | 4 |  | --> | 0.047 | 0 | 0 | 0 | 0 | 0 | 0 | Constrained,otherwise capacity available =49kW. | --> | C19 ex LISMORE | LISMORE: T41∥T42 | DUNGARVAN |  | 52.1475 | -8.052
MV/LV Substation BA***292 | 20 kV | 400V(3ph) & 230V(single ph) | LV | 50 kVA :Pole Substation | 0.05 | --> | 0.05 | 0.034 | 0.2 |  | --> | 0.047 | 0 | 0 | 0 | 0 | 0.051 | 0 |  | --> | E25 ex TALBOTS INCH | TALBOTS INCH: T41∥T42 | KILKENNY |  | 52.7028 | -7.3422
MV/LV Substation BA***292X | 20 kV | 400V(3ph) & 230V(single ph) | LV | 50 kVA :Pole Substation | 0.05 | --> | 0.05 | 0.05 | 26.7 |  | --> | 0.047 | 0 | 0 | 0 | 0.003 | 0.046 | 0 |  | --> | E21 ex WEXFORD | WEXFORD: T121∥T122 | WEXFORD |  | 52.4162 | -6.4147
MV/LV Substation BA***292Z | 10 kV | 400V(3ph) & 230V(single ph) | LV | 100 kVA :Pole Substation | 0.1 | --> | 0.1 | 0 | 0 | Constrained,otherwise capacity available =98kVA. | --> | 0.095 | 0 | 0 | 0 | 0 | 0.1 | 0 |  | --> | C17 ex KINSALE | KINSALE: T41∥T42 | BANDON |  | 51.7323 | -8.5561
MV/LV Substation BA***293 | 10 kV | 400V(3ph) & 230V(single ph) | LV | 50 kVA :Pole Substation | 0.05 | --> | 0.05 | 0.035 | 8.5 |  | --> | 0.047 | 0 | 0 | 0 | 0 | 0.051 | 0 |  | --> | C13 ex MULLINGAR | MULLINGAR: T101 | MULLINGAR |  | 53.5431 | -7.3381
MV/LV Substation BA***295 | 20 kV | 400V(3ph) & 230V(single ph) | LV | 50 kVA :Pole Substation | 0.05 | --> | 0.05 | 0.047 | 11.3 |  | --> | 0.047 | 0 | 0 | 0 | 0 | 0.049 | 0 |  | --> | C14 ex SINGLAND | SINGLAND: T102 | SINGLAND |  | 52.6288 | -8.5687
MV/LV Substation BA***295Y | 20 kV | 400V(3ph) & 230V(single ph) | LV | 100 kVA :Pole Substation | 0.1 | --> | 0.1 | 0.092 | 11.3 |  | --> | 0.095 | 0 | 0 | 0 | 0.003 | 0.097 | 0 |  | --> | C14 ex SINGLAND | SINGLAND: T102 | SINGLAND |  | 52.6556 | -8.4992
MV/LV Substation BA***296X | 20 kV | 400V(3ph) & 230V(single ph) | LV | 50 kVA :Pole Substation | 0.05 | --> | 0.05 | 0.043 | 1 |  | --> | 0.047 | 0 | 0 | 0 | 0 | 0 | 0 | Constrained,otherwise capacity available =50kW. | --> | E19 ex SHILLELAGH | SHILLELAGH: T421∥T422 | CARLOW |  | 52.6772 | -6.5258
MV/LV Substation BA***297 | 10 kV | 400V(3ph) & 230V(single ph) | LV | 400 kVA :Kiosk Substation | 0.4 | --> | 0.4 | 0.323 | 2.1 |  | --> | 0.38 | 0 | 0 | 0 | 0 | 0.411 | 0 |  | --> | C17 ex WATERFORD IND EST | WATERFORD IND EST: T41 | BUTLERSTOWN |  | 52.2392 | -7.148
MV/LV Substation BA***297 | 10 kV | 400V(3ph) & 230V(single ph) | LV | 50 kVA :Pole Substation | 0.05 | --> | 0.05 | 0 | 0 | Constrained,otherwise capacity available =39kVA. | --> | 0.047 | 0 | 0 | 0 | 0.008 | 0 | 0 | Constrained,otherwise capacity available =42kW. | --> | C18 ex FERMOY NORTH | FERMOY NORTH: T41∥T42 | BARRYMORE |  | 52.1553 | -8.402
MV/LV Substation BA***297 | 10 kV | 400V(3ph) & 230V(single ph) | LV | 200 kVA :Pole Substation | 0.2 | --> | 0.2 | 0.168 | 2.7 |  | --> | 0.19 | 0 | 0 | 0 | 0 | 0.204 | 0 |  | --> | C22 ex BALLYARD | BALLYARD: T41∥T42 | TRALEE |  | 52.259 | -9.715
MV/LV Substation BA***297 | 10 kV | 400V(3ph) & 230V(single ph) | LV | 400 kVA :Kiosk Substation | 0.4 | --> | 0.4 | 0.299 | 4.2 |  | --> | 0.38 | 0 | 0 | 0 | 0.014 | 0.4 | 0 |  | --> | C20 ex HOWTH JUNCTION | HOWTH JUNCTION: T42 | GRANGE (DR) |  | 53.3881 | -6.1366
MV/LV Substation BA***298X | 20 kV | 400V(3ph) & 230V(single ph) | LV | 50 kVA :Pole Substation | 0.05 | --> | 0.05 | 0 | 0 | Constrained,otherwise capacity available =50kVA. | --> | 0.047 | 0 | 0 | 0 | 0 | 0.049 | 0 |  | --> | E11 ex GLASMORE | GLASMORE: T421 | GLASMORE |  | 53.4709 | -6.2166
MV/LV Substation BA***298Y | 20 kV | 400V(3ph) & 230V(single ph) | LV | 200 kVA :Pole Substation | 0.2 | --> | 0.2 | 0 | 0 | Constrained,otherwise capacity available =200kVA. | --> | 0.19 | 0 | 0 | 0 | 0 | 0.2 | 0 |  | --> | C19 ex ENNISTYMON | ENNISTYMON: T41∥T42 | ENNIS |  | 53.0343 | -9.2888
MV/LV Substation BA***298Y | 20 kV | 400V(3ph) & 230V(single ph) | LV | 50 kVA :Pole Substation | 0.05 | --> | 0.05 | 0 | 0 | Constrained,otherwise capacity available =50kVA. | --> | 0.047 | 0 | 0 | 0 | 0 | 0 | 0 | Constrained,otherwise capacity available =49kW. | --> | E19 ex PORTLAOISE | PORTLAOISE: T423∥T424 | PORTLAOISE |  | 53.0304 | -7.2531
MV/LV Substation BA***299 | 10 kV | 400V(3ph) & 230V(single ph) | LV | 200 kVA :Kiosk Substation | 0.2 | --> | 0.2 | 0.14 | 2.1 |  | --> | 0.19 | 0 | 0 | 0 | 0.021 | 0.187 | 0 |  | --> | C16 ex LITTLE BRAY | LITTLE BRAY: T42 | FASSAROE |  | 53.2259 | -6.1275
MV/LV Substation BA***299 | 20 kV | 400V(3ph) & 230V(single ph) | LV | 200 kVA :Pole Substation | 0.2 | --> | 0.2 | 0.143 | 1.5 |  | --> | 0.19 | 0 | 0 | 0 | 0.003 | 0 | 0 | Constrained,otherwise capacity available =205kW. | --> | C17 ex FOYNES | FOYNES: T41 | RATHKEALE |  | 52.5601 | -9.1944
MV/LV Substation BA***299X | 10 kV | 400V(3ph) & 230V(single ph) | LV | 200 kVA :Pole Substation | 0.2 | --> | 0.2 | 0.169 | 2.5 |  | --> | 0.19 | 0 | 0 | 0 | 0 | 0.204 | 0 |  | --> | C18 ex KILCOLGAN | KILCOLGAN: T42 | GALWAY 110KV |  | 53.2351 | -8.8239
MV/LV Substation BA***299Y | 10 kV | 400V(3ph) & 230V(single ph) | LV | 400 kVA :Building Structure | 0.4 | --> | 0.4 | 0 | 0 | Constrained,otherwise capacity available =327kVA. | --> | 0.38 | 0 | 0 | 0 | 0 | 0.411 | 0 |  | --> | C17 ex CARRIGSHANE | CARRIGSHANE: T41 | MIDLETON |  | 51.8986 | -8.1699
MV/LV Substation BA***300 | 10 kV | 400V(3ph) & 230V(single ph) | LV | 50 kVA :Pole Substation | 0.05 | --> | 0.05 | 0.041 | 0.1 |  | --> | 0.047 | 0 | 0 | 0 | 0.02 | 0.029 | 0 |  | --> | C17 ex ROSEHILL | ROSEHILL: T41 | KILKENNY |  | 52.5958 | -7.3028
MV/LV Substation BA***300 | 20 kV | 400V(3ph) & 230V(single ph) | LV | 50 kVA :Pole Substation | 0.05 | --> | 0.05 | 0 | 0 | Constrained,otherwise capacity available =38kVA. | --> | 0.047 | 0 | 0 | 0 | 0.006 | 0 | 0 | Constrained,otherwise capacity available =44kW. | --> | E12 ex LUMCLOON | LUMCLOON: T421∥T422 | DALLOW |  | 53.2801 | -7.8237
MV/LV Substation BA***300X | 20 kV | 400V(3ph) & 230V(single ph) | LV | 50 kVA :Pole Substation | 0.05 | --> | 0.05 | 0 | 0 | Constrained,otherwise capacity available =48kVA. | --> | 0.047 | 0 | 0 | 0 | 0 | 0 | 0 | Constrained,otherwise capacity available =49kW. | --> | E20 ex ROSCREA | ROSCREA: T42 | IKERRIN |  | 52.9197 | -7.6733
MV/LV Substation BA***301 | 10 kV | 400V(3ph) & 230V(single ph) | LV | 400 kVA :Kiosk Substation | 0.4 | --> | 0.4 | 0.399 | 2.7 |  | --> | 0.38 | 0 | 0 | 0 | 0 | 0.4 | 0 |  | --> | C11 ex GREENHILLS | GREENHILLS: T42 | INCHICORE 220KV |  | 53.316 | -6.3384
MV/LV Substation BA***302 | 20 kV | 400V(3ph) & 230V(single ph) | LV | 200 kVA :Pole Substation | 0.2 | --> | 0.2 | 0 | 0 | Constrained,otherwise capacity available =158kVA. | --> | 0.19 | 0 | 0 | 0 | 0 | 0 | 0 | Constrained,otherwise capacity available =206kW. | --> | E12 ex LUMCLOON | LUMCLOON: T421∥T422 | DALLOW |  | 53.2715 | -7.8218
MV/LV Substation BA***302 | 10 kV | 400V(3ph) & 230V(single ph) | LV | 50 kVA :Pole Substation | 0.05 | --> | 0.05 | 0.029 | 3.8 |  | --> | 0.047 | 0 | 0 | 0 | 0.003 | 0 | 0 | Constrained,otherwise capacity available =49kW. | --> | C18 ex TURLOUGH ROAD | TURLOUGH ROAD: T41∥T42 | CASTLEBAR |  | 53.8923 | -9.1528
MV/LV Substation BA***302Z | 10 kV | 400V(3ph) & 230V(single ph) | LV | 630 kVA :Building Structure | 0.63 | --> | 0.63 | 0.5 | 3.4 |  | --> | 0.598 | 0 | 0 | 0 | 0 | 0.5 | 0 |  | --> | C21 ex COOLOCK | COOLOCK: T41 | FINGLAS |  | 53.394 | -6.1969
MV/LV Substation BA***303 | 20 kV | 400V(3ph) & 230V(single ph) | LV | 50 kVA :Pole Substation | 0.05 | --> | 0.05 | 0 | 0 | Constrained,otherwise capacity available =47kVA. | --> | 0.047 | 0 | 0 | 0 | 0 | 0 | 0 | Constrained,otherwise capacity available =49kW. | --> | E12 ex LUMCLOON | LUMCLOON: T421∥T422 | DALLOW |  | 53.2744 | -7.8175
MV/LV Substation BA***303X | 10 kV | 400V(3ph) & 230V(single ph) | LV | 200 kVA :Kiosk Substation | 0.2 | --> | 0.2 | 0.199 | 2.9 |  | --> | 0.19 | 0 | 0 | 0 | 0 | 0.2 | 0 |  | --> | C20 ex SUTTON | SUTTON: T42 | GRANGE (DR) |  | 53.3869 | -6.0635
MV/LV Substation BA***303Y | 20 kV | 400V(3ph) & 230V(single ph) | LV | 200 kVA :Pole Substation | 0.2 | --> | 0.2 | 0 | 0 | Constrained,otherwise capacity available =171kVA. | --> | 0.19 | 0 | 0 | 0 | 0 | 0.203 | 0 |  | --> | E13 ex BALTINGLASS | BALTINGLASS: T421∥T422 | STRATFORD |  | 52.9323 | -6.6944
MV/LV Substation BA***305 | 20 kV | 400V(3ph) & 230V(single ph) | LV | 50 kVA :Pole Substation | 0.05 | --> | 0.05 | 0.022 | 6.9 |  | --> | 0.047 | 0 | 0 | 0 | 0.004 | 0 | 0 | Constrained,otherwise capacity available =49kW. | --> | E18 ex SPRINGS | SPRINGS: T421∥T422 | DUNGARVAN |  | 52.0462 | -7.5694
MV/LV Substation BA***307 | 10 kV | 400V(3ph) & 230V(single ph) | LV | 50 kVA :Pole Substation | 0.05 | --> | 0.05 | 0 | 0 | Constrained,otherwise capacity available =37kVA. | --> | 0.047 | 0 | 0 | 0 | 0 | 0.051 | 0 |  | --> | C17 ex CARRICKMACROSS | CARRICKMACROSS: T41 | MEATH HILL |  | 53.9813 | -6.6437
MV/LV Substation BA***307 | 10 kV | 400V(3ph) & 230V(single ph) | LV | 200 kVA :Pole Substation | 0.2 | --> | 0.2 | 0.146 | 5.5 |  | --> | 0.19 | 0 | 0 | 0 | 0 | 0 | 0 | Constrained,otherwise capacity available =207kW. | --> | C22 ex ENNISKEANE | ENNISKEANE: T41∥T42 | BANDON |  | 51.7357 | -8.9545
MV/LV Substation BA***307 | 20 kV | 400V(3ph) & 230V(single ph) | LV | 100 kVA :Pole Substation | 0.1 | --> | 0.1 | 0 | 0 | Constrained,otherwise capacity available =86kVA. | --> | 0.095 | 0 | 0 | 0 | 0 | 0.101 | 0 |  | --> | E15 ex CREAGH | CREAGH: T421∥T422 | ATHLONE |  | 53.3514 | -8.0823
MV/LV Substation BA***307 | 20 kV | 400V(3ph) & 230V(single ph) | LV | 200 kVA :Pole Substation | 0.2 | --> | 0.2 | 0.172 | 6.9 |  | --> | 0.19 | 0 | 0 | 0 | 0.003 | 0 | 0 | Constrained,otherwise capacity available =200kW. | --> | E18 ex SPRINGS | SPRINGS: T421∥T422 | DUNGARVAN |  | 52.0494 | -7.5659
MV/LV Substation BA***307X | 20 kV | 400V(3ph) & 230V(single ph) | LV | 50 kVA :Pole Substation | 0.05 | --> | 0.05 | 0.05 | 6 |  | --> | 0.047 | 0 | 0 | 0 | 0 | 0 | 0 | Constrained,otherwise capacity available =49kW. | --> | E21 ex ABBEYFEALE | ABBEYFEALE: T421 | TRIEN |  | 52.4049 | -9.2506
MV/LV Substation BA***307Y | 10 kV | 400V(3ph) & 230V(single ph) | LV | 50 kVA :Pole Substation | 0.05 | --> | 0.05 | 0.045 | 0.7 |  | --> | 0.047 | 0 | 0 | 0 | 0 | 0 | 0 | Constrained,otherwise capacity available =50kW. | --> | C15 ex KILMAGIG | KILMAGIG: T42 | ARKLOW |  | 52.8419 | -6.2838
MV/LV Substation BA***307Y | 20 kV | 400V(3ph) & 230V(single ph) | LV | 100 kVA :Pole Substation | 0.1 | --> | 0.1 | 0.095 | 6.3 |  | --> | 0.095 | 0 | 0 | 0 | 0 | 0 | 0 | Constrained,otherwise capacity available =100kW. | --> | E18 ex BAGENALSTOWN | BAGENALSTOWN: T421∥T422 | CARLOW |  | 52.7338 | -6.7925
MV/LV Substation BA***307Z | 10 kV | 400V(3ph) & 230V(single ph) | LV | 400 kVA :Kiosk Substation | 0.4 | --> | 0.4 | 0 | 0 | Constrained,otherwise capacity available =301kVA. | --> | 0.38 | 0 | 0 | 0 | 0 | 0.414 | 0 |  | --> | C20 ex POPPINTREE | POPPINTREE: T102 | FINGLAS |  | 53.4004 | -6.2698
MV/LV Substation BA***308 | 10 kV | 400V(3ph) & 230V(single ph) | LV | 50 kVA :Pole Substation | 0.05 | --> | 0.05 | 0 | 0 | Constrained,otherwise capacity available =33kVA. | --> | 0.047 | 0 | 0 | 0 | 0 | 0 | 0 | Constrained,otherwise capacity available =51kW. | --> | C14 ex TEMPLEMORE | TEMPLEMORE: T42 | IKERRIN |  | 52.7574 | -7.726
MV/LV Substation BA***308 | 10 kV | 400V(3ph) & 230V(single ph) | LV | 50 kVA :Pole Substation | 0.05 | --> | 0.05 | 0.019 | 3.7 |  | --> | 0.047 | 0 | 0 | 0 | 0.019 | 0 | 0 | Constrained,otherwise capacity available =34kW. | --> | E19 ex FOXHOLE | FOXHOLE: T421∥T422 | DUNGARVAN |  | 52.0683 | -7.9095
MV/LV Substation BA***308Z | 10 kV | 400V(3ph) & 230V(single ph) | LV | 400 kVA :Kiosk Substation | 0.4 | --> | 0.4 | 0 | 0 | Constrained,otherwise capacity available =372kVA. | --> | 0.38 | 0 | 0 | 0 | 0 | 0.403 | 0 |  | --> | C20 ex POPPINTREE | POPPINTREE: T102 | FINGLAS |  | 53.4 | -6.2664
MV/LV Substation BA***308Z | 20 kV | 400V(3ph) & 230V(single ph) | LV | 50 kVA :Pole Substation | 0.05 | --> | 0.05 | 0.032 | 26.7 |  | --> | 0.047 | 0 | 0 | 0 | 0 | 0.051 | 0 |  | --> | E12 ex WEXFORD | WEXFORD: T121∥T122 | WEXFORD |  | 52.3772 | -6.6554
MV/LV Substation BA***309 | 10 kV | 400V(3ph) & 230V(single ph) | LV | 400 kVA :Kiosk Substation | 0.4 | --> | 0.4 | 0 | 0 | Constrained,otherwise capacity available =243kVA. | --> | 0.38 | 0 | 0 | 0 | 0.004 | 0.419 | 0 |  | --> | C17 ex CARRICKMINES | CARRICKMINES: T41 | CARRICKMINES |  | 53.2592 | -6.1914
MV/LV Substation BA***309 | 20 kV | 400V(3ph) & 230V(single ph) | LV | 50 kVA :Pole Substation | 0.05 | --> | 0.05 | 0.034 | 6.9 |  | --> | 0.047 | 0 | 0 | 0 | 0.008 | 0 | 0 | Constrained,otherwise capacity available =43kW. | --> | E18 ex SPRINGS | SPRINGS: T421∥T422 | DUNGARVAN |  | 52.0482 | -7.5636
MV/LV Substation BA***309 | 20 kV | 400V(3ph) & 230V(single ph) | LV | 50 kVA :Pole Substation | 0.05 | --> | 0.05 | 0 | 0 | Constrained,otherwise capacity available =48kVA. | --> | 0.047 | 0 | 0 | 0 | 0 | 0.049 | 0 |  | --> | E17 ex ACADEMY STREET | ACADEMY STREET: T421∥T422 | NAVAN |  | 53.5669 | -6.6792
MV/LV Substation BA***309X | 20 kV | 400V(3ph) & 230V(single ph) | LV | 50 kVA :Pole Substation | 0.05 | --> | 0.05 | 0 | 0 | Constrained,otherwise capacity available =50kVA. | --> | 0.047 | 0 | 0 | 0 | 0 | 0 | 0 | Constrained,otherwise capacity available =49kW. | --> | E24 ex BIRR | BIRR: T422 | DALLOW |  | 53.1586 | -7.7253
MV/LV Substation BA***310 | 10 kV | 400V(3ph) & 230V(single ph) | LV | 100 kVA :Pole Substation | 0.1 | --> | 0.1 | 0 | 0 | Constrained,otherwise capacity available =82kVA. | --> | 0.095 | 0 | 0 | 0 | 0 | 0 | 0 | Constrained,otherwise capacity available =102kW. | --> | C11 ex GARDEN CITY | GARDEN CITY: T41∥T42 | ARKLOW |  | 52.6868 | -6.2179
MV/LV Substation BA***311Y | 10 kV | 400V(3ph) & 230V(single ph) | LV | 400 kVA :Kiosk Substation | 0.4 | --> | 0.4 | 0.246 | 4 |  | --> | 0.38 | 0 | 0 | 0 | 0.014 | 0 | 0 | Constrained,otherwise capacity available =408kW. | --> | C22 ex LISMORE | LISMORE: T41∥T42 | DUNGARVAN |  | 52.1392 | -7.9272
MV/LV Substation BA***312 | 20 kV | 400V(3ph) & 230V(single ph) | LV | 50 kVA :Pole Substation | 0.05 | --> | 0.05 | 0 | 0 | Constrained,otherwise capacity available =45kVA. | --> | 0.047 | 0 | 0 | 0 | 0 | 0.05 | 0 |  | --> | C21 ex CASTLEISLAND | CASTLEISLAND: T41∥T42 | TRALEE |  | 52.1798 | -9.4645
MV/LV Substation BA***312 | 10 kV | 400V(3ph) & 230V(single ph) | LV | 100 kVA :Pole Substation | 0.1 | --> | 0.1 | 0.089 | 0.4 |  | --> | 0.095 | 0 | 0 | 0 | 0 | 0 | 0 | Constrained,otherwise capacity available =101kW. | --> | C16 ex GARRYSPILLANE | GARRYSPILLANE: T41 | TIPPERARY |  | 52.3157 | -8.4698
MV/LV Substation BA***313 | 20 kV | 400V(3ph) & 230V(single ph) | LV | 50 kVA :Pole Substation | 0.05 | --> | 0.05 | 0.019 | 3 |  | --> | 0.047 | 0 | 0 | 0 | 0.002 | 0.051 | 0 |  | --> | C14 ex KILMEADEN | KILMEADEN: T42 | BUTLERSTOWN |  | 52.2299 | -7.2687
MV/LV Substation BA***313 | 10 kV | 400V(3ph) & 230V(single ph) | LV | 400 kVA :Kiosk Substation | 0.4 | --> | 0.4 | 0.303 | 5 |  | --> | 0.38 | 0 | 0 | 0 | 0 | 0.414 | 0 |  | --> | C11 ex MERVILLE | MERVILLE: T41 | FINGLAS |  | 53.3798 | -6.3049
MV/LV Substation BA***317X | 10 kV | 400V(3ph) & 230V(single ph) | LV | 200 kVA :Pole Substation | 0.2 | --> | 0.2 | 0.2 | 2.4 |  | --> | 0.19 | 0 | 0 | 0 | 0 | 0.2 | 0 |  | --> | C14 ex BALLYMAHON | BALLYMAHON: T41∥T42 | ATHLONE |  | 53.6406 | -7.6769
MV/LV Substation BA***318 | 10 kV | 400V(3ph) & 230V(single ph) | LV | 400 kVA :Kiosk Substation | 0.4 | --> | 0.4 | 0.285 | 1 |  | --> | 0.38 | 0 | 0 | 0 | 0.053 | 0.362 | 0 |  | --> | C11 ex MANOR STREET | MANOR STREET: T41 | WATERFORD |  | 52.2443 | -7.0652
MV/LV Substation BA***318 | 10 kV | 400V(3ph) & 230V(single ph) | LV | 100 kVA :Pole Substation | 0.1 | --> | 0.1 | 0.097 | 2.4 |  | --> | 0.095 | 0 | 0 | 0 | 0 | 0.1 | 0 |  | --> | C19 ex CASTLETOWNROCHE | CASTLETOWNROCHE: T41 | MALLOW |  | 52.1808 | -8.4547
MV/LV Substation BA***320 | 20 kV | 400V(3ph) & 230V(single ph) | LV | 50 kVA :Pole Substation | 0.05 | --> | 0.05 | 0 | 0 | Constrained,otherwise capacity available =50kVA. | --> | 0.047 | 0 | 0 | 0 | 0 | 0.049 | 0 |  | --> | E19 ex EDENDERRY | EDENDERRY: T421∥T422 | BLAKE |  | 53.3815 | -7.0285
MV/LV Substation BA***321 | 10 kV | 400V(3ph) & 230V(single ph) | LV | 100 kVA :Pole Substation | 0.1 | --> | 0.1 | 0.098 | 0.9 |  | --> | 0.095 | 0 | 0 | 0 | 0 | 0.1 | 0 |  | --> | C14 ex BALLYHALE | BALLYHALE: T42 | KILKENNY |  | 52.3683 | -7.1756
MV/LV Substation BA***321X | 10 kV | 400V(3ph) & 230V(single ph) | LV | 400 kVA :Kiosk Substation | 0.4 | --> | 0.4 | 0.305 | 2.9 |  | --> | 0.38 | 0 | 0 | 0 | 0.017 | 0.397 | 0 |  | --> | C18 ex MALAHIDE | MALAHIDE: T42 | GLASMORE |  | 53.4426 | -6.1542
MV/LV Substation BA***323 | 10 kV | 400V(3ph) & 230V(single ph) | LV | 50 kVA :Pole Substation | 0.05 | --> | 0.05 | 0.043 | 0.4 |  | --> | 0.047 | 0 | 0 | 0 | 0 | 0 | 0 | Constrained,otherwise capacity available =50kW. | --> | C12 ex GARRYSPILLANE | GARRYSPILLANE: T41 | TIPPERARY |  | 52.3145 | -8.4316
MV/LV Substation BA***323 | 20 kV | 400V(3ph) & 230V(single ph) | LV | 200 kVA :Pole Substation | 0.2 | --> | 0.2 | 0 | 0 | Constrained,otherwise capacity available =148kVA. | --> | 0.19 | 0 | 0 | 0 | 0 | 0.207 | 0 |  | --> | E30 ex LOUGHREA | LOUGHREA: T41∥T42 | SOMERSET |  | 53.2104 | -8.6359
MV/LV Substation BA***323X | 20 kV | 400V(3ph) & 230V(single ph) | LV | 100 kVA :Pole Substation | 0.1 | --> | 0.1 | 0.081 | 5.6 |  | --> | 0.095 | 0 | 0 | 0 | 0.003 | 0.099 | 0 |  | --> | E18 ex CRANE | CRANE: T122 | CRANE |  | 52.5971 | -6.266
MV/LV Substation BA***323X | 10 kV | 400V(3ph) & 230V(single ph) | LV | 200 kVA :Kiosk Substation | 0.2 | --> | 0.2 | 0 | 0 | Constrained,otherwise capacity available =155kVA. | --> | 0.19 | 0 | 0 | 0 | 0.007 | 0.199 | 0 |  | --> | C17 ex CARRICKMINES | CARRICKMINES: T41 | CARRICKMINES |  | 53.2564 | -6.1896
MV/LV Substation BA***323Y | 10 kV | 400V(3ph) & 230V(single ph) | LV | 50 kVA :Pole Substation | 0.05 | --> | 0.05 | 0 | 0 | Constrained,otherwise capacity available =39kVA. | --> | 0.047 | 0 | 0 | 0 | 0 | 0.051 | 0 |  | --> | C30 ex BRUFF | BRUFF: T42 | LIMERICK |  | 52.4281 | -8.5144
MV/LV Substation BA***324 | 20 kV | 400V(3ph) & 230V(single ph) | LV | 50 kVA :Pole Substation | 0.05 | --> | 0.05 | 0 | 0 | Constrained,otherwise capacity available =33kVA. | --> | 0.047 | 0 | 0 | 0 | 0 | 0 | 0 | Constrained,otherwise capacity available =51kW. | --> | C13 ex CLOYNE | CLOYNE: T41 | MIDLETON |  | 51.8784 | -7.9918
MV/LV Substation BA***324 | 10 kV | 400V(3ph) & 230V(single ph) | LV | 400 kVA :Kiosk Substation | 0.4 | --> | 0.4 | 0.38 | 6.4 |  | --> | 0.38 | 0 | 0 | 0 | 0.007 | 0.395 | 0 |  | --> | C13 ex AGHAGAD | AGHAGAD: T41∥T42 | SLIGO |  | 54.4631 | -8.4546
MV/LV Substation BA***325X | 20 kV | 400V(3ph) & 230V(single ph) | LV | 50 kVA :Pole Substation | 0.05 | --> | 0.05 | 0.042 | 1.9 |  | --> | 0.047 | 0 | 0 | 0 | 0 | 0 | 0 | Constrained,otherwise capacity available =50kW. | --> | E15 ex GWEEDORE | GWEEDORE: T421 | ARDNAGAPPARY |  | 55.1386 | -8.115
MV/LV Substation BA***326 | 10 kV | 400V(3ph) & 230V(single ph) | LV | 100 kVA :Pole Substation | 0.1 | --> | 0.1 | 0.089 | 5.2 |  | --> | 0.095 | 0 | 0 | 0 | 0 | 0.101 | 0 |  | --> | C12 ex KILFLYNN | KILFLYNN: T41∥T42 | TRALEE |  | 52.3882 | -9.5485
MV/LV Substation BA***327 | 20 kV | 400V(3ph) & 230V(single ph) | LV | 50 kVA :Pole Substation | 0.05 | --> | 0.05 | 0 | 0 | Constrained,otherwise capacity available =46kVA. | --> | 0.047 | 0 | 0 | 0 | 0 | 0.049 | 0 |  | --> | E18 ex DALTON | DALTON: T421∥T422 | DALTON |  | 53.6656 | -8.9486
MV/LV Substation BA***328X | 20 kV | 400V(3ph) & 230V(single ph) | LV | 630 kVA :Building Structure | 0.63 | --> | 0.63 | 0.005 | 0 | Constrained,otherwise capacity available =500kVA. | --> | 0.598 | 0 | 0 | 0 | 0 | 0.5 | 0 |  | --> | E11 ex FINEA | FINEA: T421∥T422 | SHANKILL |  | 53.7797 | -7.4979
MV/LV Substation BA***329 | 20 kV | 400V(3ph) & 230V(single ph) | LV | 100 kVA :Pole Substation | 0.1 | --> | 0.1 | 0 | 0 | Constrained,otherwise capacity available =64kVA. | --> | 0.095 | 0 | 0 | 0 | 0.004 | 0.101 | 0 |  | --> | E18 ex DALTON | DALTON: T421∥T422 | DALTON |  | 53.6679 | -8.9606
MV/LV Substation BA***329 | 10 kV | 400V(3ph) & 230V(single ph) | LV | 50 kVA :Pole Substation | 0.05 | --> | 0.05 | 0.046 | 1.3 |  | --> | 0.047 | 0 | 0 | 0 | 0 | 0.049 | 0 |  | --> | C19 ex ENNIS NORTH | ENNIS NORTH: T41∥T42 | ENNIS |  | 52.8686 | -8.9737
MV/LV Substation BA***329Z | 20 kV | 400V(3ph) & 230V(single ph) | LV | 400 kVA :Kiosk Substation | 0.4 | --> | 0.4 | 0 | 0 | Constrained,otherwise capacity available =336kVA. | --> | 0.38 | 0 | 0 | 0 | 0.036 | 0.371 | 0 |  | --> | E20 ex GLASMORE | GLASMORE: T422 | GLASMORE |  | 53.4916 | -6.1482
MV/LV Substation BA***330 | 20 kV | 400V(3ph) & 230V(single ph) | LV | 50 kVA :Pole Substation | 0.05 | --> | 0.05 | 0 | 0 | Constrained,otherwise capacity available =30kVA. | --> | 0.047 | 0 | 0 | 0 | 0 | 0.052 | 0 |  | --> | E12 ex BALTINGLASS | BALTINGLASS: T421∥T422 | STRATFORD |  | 52.9981 | -6.6928
MV/LV Substation BA***331Y | 10 kV | 400V(3ph) & 230V(single ph) | LV | 100 kVA :Pole Substation | 0.1 | --> | 0.1 | 0 | 0 | Constrained,otherwise capacity available =93kVA. | --> | 0.095 | 0 | 0 | 0 | 0 | 0.1 | 0 |  | --> | C30 ex BRUFF | BRUFF: T42 | LIMERICK |  | 52.4666 | -8.5838
MV/LV Substation BA***332 | 10 kV | 400V(3ph) & 230V(single ph) | LV | 100 kVA :Pole Substation | 0.1 | --> | 0.1 | 0.055 | 2.6 |  | --> | 0.095 | 0 | 0 | 0 | 0.013 | 0.093 | 0 |  | --> | E13 ex AGHADA | AGHADA: T721 | N/A |  | 51.8354 | -8.2103
MV/LV Substation BA***332Z | 10 kV | 400V(3ph) & 230V(single ph) | LV | 400 kVA :Kiosk Substation | 0.4 | --> | 0.4 | 0.34 | 0.6 |  | --> | 0.38 | 0 | 0 | 0 | 0.006 | 0.403 | 0 |  | --> | C12 ex BALBRIGGAN | BALBRIGGAN: T42 | GLASMORE |  | 53.5843 | -6.1888
MV/LV Substation BA***332Z | 20 kV | 400V(3ph) & 230V(single ph) | LV | 50 kVA :Pole Substation | 0.05 | --> | 0.05 | 0.04 | 1.3 |  | --> | 0.047 | 0 | 0 | 0 | 0.004 | 0.046 | 0 |  | --> | E12 ex KILCULLEN | KILCULLEN: T424 | STRATFORD |  | 53.088 | -6.8205
MV/LV Substation BA***333X | 10 kV | 400V(3ph) & 230V(single ph) | LV | 50 kVA :Pole Substation | 0.05 | --> | 0.05 | 0 | 0 | Constrained,otherwise capacity available =44kVA. | --> | 0.047 | 0 | 0 | 0 | 0.004 | 0.046 | 0 |  | --> | C14 ex HEADFORD | HEADFORD: T42 | CLOON |  | 53.4876 | -9.1029
MV/LV Substation BA***333Y | 20 kV | 400V(3ph) & 230V(single ph) | LV | 200 kVA :Kiosk Substation | 0.2 | --> | 0.2 | 0.173 | 6.4 |  | --> | 0.19 | 0 | 0 | 0 | 0.003 | 0 | 0 | Constrained,otherwise capacity available =200kW. | --> | E12 ex MACROOM | MACROOM: T422 | MACROOM |  | 51.9769 | -8.9247
MV/LV Substation BA***333Z | 20 kV | 400V(3ph) & 230V(single ph) | LV | 50 kVA :Pole Substation | 0.05 | --> | 0.05 | 0.041 | 1.8 |  | --> | 0.047 | 0 | 0 | 0 | 0 | 0.05 | 0 |  | --> | E18 ex CURRALEIGH | CURRALEIGH: T421∥T422 | KILBARRY |  | 51.9182 | -8.5842
MV/LV Substation BA***333Z | 10 kV | 400V(3ph) & 230V(single ph) | LV | 400 kVA :Kiosk Substation | 0.4 | --> | 0.4 | 0.337 | 0.6 |  | --> | 0.38 | 0 | 0 | 0 | 0.025 | 0.383 | 0 |  | --> | C12 ex BALBRIGGAN | BALBRIGGAN: T42 | GLASMORE |  | 53.5835 | -6.1872
MV/LV Substation BA***334 | 10 kV | 400V(3ph) & 230V(single ph) | LV | 630 kVA :Building Structure | 0.63 | --> | 0.63 | 0.5 | 3.9 |  | --> | 0.598 | 0 | 0 | 0 | 0.024 | 0.5 | 0 |  | --> | C17 ex GALWAY 110KV | GALWAY 110KV: T103 | GALWAY 110KV |  | 53.294 | -9.0114
MV/LV Substation BA***335 | 10 kV | 400V(3ph) & 230V(single ph) | LV | 50 kVA :Pole Substation | 0.05 | --> | 0.05 | 0.035 | 5.2 |  | --> | 0.047 | 0 | 0 | 0 | 0 | 0.051 | 0 |  | --> | C12 ex KILFLYNN | KILFLYNN: T41∥T42 | TRALEE |  | 52.3748 | -9.613
MV/LV Substation BA***335Y | 10 kV | 400V(3ph) & 230V(single ph) | LV | 50 kVA :Pole Substation | 0.05 | --> | 0.05 | 0.025 | 0 | Constrained,otherwise capacity available =36kVA. | --> | 0.047 | 0 | 0 | 0 | 0 | 0 | 0 | Constrained,otherwise capacity available =51kW. | --> | C15 ex TOOMEVARA | TOOMEVARA: T42 | NENAGH |  | 52.8883 | -8.046
MV/LV Substation BA***335Y | 10 kV | 400V(3ph) & 230V(single ph) | LV | 50 kVA :Pole Substation | 0.05 | --> | 0.05 | 0.044 | 2.1 |  | --> | 0.047 | 0 | 0 | 0 | 0 | 0.05 | 0 |  | --> | C15 ex GRANAGH | GRANAGH: T41∥T42 | WATERFORD |  | 52.3354 | -7.1764
MV/LV Substation BA***335Y | 10 kV | 400V(3ph) & 230V(single ph) | LV | 630 kVA :Building Structure | 0.63 | --> | 0.63 | 0 | 0 | Constrained,otherwise capacity available =500kVA. | --> | 0.598 | 0 | 0 | 0 | 0 | 0.5 | 0 |  | --> | C17 ex KILLACLOYNE | KILLACLOYNE: T41∥T42 | MIDLETON |  | 51.906 | -8.2692
MV/LV Substation BA***337 | 20 kV | 400V(3ph) & 230V(single ph) | LV | 50 kVA :Pole Substation | 0.05 | --> | 0.05 | 0.043 | 3.7 |  | --> | 0.047 | 0 | 0 | 0 | 0.008 | 0 | 0 | Constrained,otherwise capacity available =41kW. | --> | E13 ex FOXHOLE | FOXHOLE: T421∥T422 | DUNGARVAN |  | 51.9508 | -7.7468
MV/LV Substation BA***338X | 20 kV | 400V(3ph) & 230V(single ph) | LV | 200 kVA :Kiosk Substation | 0.2 | --> | 0.2 | 0.189 | 3 |  | --> | 0.19 | 0 | 0 | 0 | 0.003 | 0 | 0 | Constrained,otherwise capacity available =198kW. | --> | C20 ex SWINFORD | SWINFORD: T41∥T42 | CASTLEBAR |  | 53.8678 | -8.8523
MV/LV Substation BA***338Y | 10 kV | 400V(3ph) & 230V(single ph) | LV | 50 kVA :Pole Substation | 0.05 | --> | 0.05 | 0.042 | 1.2 |  | --> | 0.047 | 0 | 0 | 0 | 0 | 0.05 | 0 |  | --> | C26 ex KYLEERAGH | KYLEERAGH: T42 | NENAGH |  | 52.8796 | -8.2044
MV/LV Substation BA***338Z | 10 kV | 400V(3ph) & 230V(single ph) | LV | 50 kVA :Pole Substation | 0.05 | --> | 0.05 | 0 | 0 | Constrained,otherwise capacity available =47kVA. | --> | 0.047 | 0 | 0 | 0 | 0 | 0.049 | 0 |  | --> | C24 ex KILMONEY | KILMONEY: T41∥T42 | TRABEG |  | 51.8267 | -8.4814
MV/LV Substation BA***341 | 20 kV | 400V(3ph) & 230V(single ph) | LV | 100 kVA :Pole Substation | 0.1 | --> | 0.1 | 0.061 | 2.8 |  | --> | 0.095 | 0 | 0 | 0 | 0.019 | 0 | 0 | Constrained,otherwise capacity available =85kW. | --> | C13 ex LEE BRIDGE | LEE BRIDGE: T41 | MACROOM |  | 51.8513 | -9.232
MV/LV Substation BA***341 | 10 kV | 400V(3ph) & 230V(single ph) | LV | 50 kVA :Pole Substation | 0.05 | --> | 0.05 | 0.025 | 0 | Constrained,otherwise capacity available =32kVA. | --> | 0.047 | 0 | 0 | 0 | 0 | 0 | 0 | Constrained,otherwise capacity available =51kW. | --> | C16 ex TOOMEVARA | TOOMEVARA: T42 | NENAGH |  | 52.8584 | -7.9697
MV/LV Substation BA***341X | 20 kV | 400V(3ph) & 230V(single ph) | LV | 50 kVA :Pole Substation | 0.05 | --> | 0.05 | 0.047 | 8.5 |  | --> | 0.047 | 0 | 0 | 0 | 0 | 0.049 | 0 |  | --> | C25 ex MULLINGAR | MULLINGAR: T101 | MULLINGAR |  | 53.5705 | -7.5087
MV/LV Substation BA***341Y | 10 kV | 400V(3ph) & 230V(single ph) | LV | 50 kVA :Pole Substation | 0.05 | --> | 0.05 | 0.033 | 3.3 |  | --> | 0.047 | 0 | 0 | 0 | 0.003 | 0.048 | 0 |  | --> | C19 ex CELBRIDGE | CELBRIDGE: T41 | GRIFFINRATH |  | 53.3209 | -6.6204
MV/LV Substation BA***342 | 10 kV | 400V(3ph) & 230V(single ph) | LV | 50 kVA :Pole Substation | 0.05 | --> | 0.05 | 0.041 | 1.4 |  | --> | 0.047 | 0 | 0 | 0 | 0 | 0 | 0 | Constrained,otherwise capacity available =50kW. | --> | C16 ex DEERPARK | DEERPARK: T41∥T42 | BALLYDINE |  | 52.3744 | -7.4678
MV/LV Substation BA***342 | 10 kV | 400V(3ph) & 230V(single ph) | LV | 100 kVA :Pole Substation | 0.1 | --> | 0.1 | 0.086 | 1.2 |  | --> | 0.095 | 0 | 0 | 0 | 0 | 0.101 | 0 |  | --> | C21 ex SCARTEEN | SCARTEEN: T41∥T42 | MALLOW |  | 52.1357 | -8.6478
MV/LV Substation BA***343X | 20 kV | 400V(3ph) & 230V(single ph) | LV | 100 kVA :Pole Substation | 0.1 | --> | 0.1 | 0 | 0 | Constrained,otherwise capacity available =85kVA. | --> | 0.095 | 0 | 0 | 0 | 0.007 | 0.095 | 0 |  | --> | C15 ex KILMONEY | KILMONEY: T41∥T42 | TRABEG |  | 51.7642 | -8.5562
MV/LV Substation BA***344 | 10 kV | 400V(3ph) & 230V(single ph) | LV | 50 kVA :Pole Substation | 0.05 | --> | 0.05 | 0.05 | 1.7 |  | --> | 0.047 | 0 | 0 | 0 | 0 | 0 | 0 | Constrained,otherwise capacity available =49kW. | --> | C12 ex BALLYBAY | BALLYBAY: T41∥T42 | LISDRUM |  | 54.1189 | -6.9217
MV/LV Substation BA***344 | 10 kV | 400V(3ph) & 230V(single ph) | LV | 200 kVA :Kiosk Substation | 0.2 | --> | 0.2 | 0.118 | 0.2 |  | --> | 0.19 | 0 | 0 | 0 | 0.003 | 0.209 | 0 |  | --> | C16 ex TALBOTS INCH | TALBOTS INCH: T41∥T42 | KILKENNY |  | 52.661 | -7.2603
MV/LV Substation BA***344Y | 20 kV | 400V(3ph) & 230V(single ph) | LV | 200 kVA :Kiosk Substation | 0.2 | --> | 0.2 | 0 | 1.3 |  | --> | 0.19 | 0 | 0 | 0 | 0 | 0.231 | 0 |  | --> | C17 ex ROOSKY | ROOSKY: T41 | RICHMOND |  | 53.7768 | -8.1015
MV/LV Substation BA***345 | 20 kV | 400V(3ph) & 230V(single ph) | LV | 50 kVA :Pole Substation | 0.05 | --> | 0.05 | 0.037 | 5.6 |  | --> | 0.047 | 0 | 0 | 0 | 0 | 0.051 | 0 |  | --> | E13 ex CRANE | CRANE: T122 | CRANE |  | 52.4679 | -6.3614
MV/LV Substation BA***345 | 10 kV | 400V(3ph) & 230V(single ph) | LV | 400 kVA :Kiosk Substation | 0.4 | --> | 0.4 | 0.284 | 2.1 |  | --> | 0.38 | 0 | 0 | 0 | 0 | 0.417 | 0 |  | --> | C17 ex WATERFORD IND EST | WATERFORD IND EST: T41 | BUTLERSTOWN |  | 52.2401 | -7.1489
MV/LV Substation BA***345Y | 20 kV | 400V(3ph) & 230V(single ph) | LV | 50 kVA :Pole Substation | 0.05 | --> | 0.05 | 0 | 0 | Constrained,otherwise capacity available =50kVA. | --> | 0.047 | 0 | 0 | 0 | 0 | 0.049 | 0 |  | --> | E28 ex LOUGHREA | LOUGHREA: T41∥T42 | SOMERSET |  | 53.2153 | -8.5658
MV/LV Substation BA***346 | 10 kV | 400V(3ph) & 230V(single ph) | LV | 200 kVA :Building Structure | 0.2 | --> | 0.2 | 0.087 | 5 |  | --> | 0.19 | 0 | 0 | 0 | 0 | 0.216 | 0 |  | --> | C24 ex GALWAY 110KV | GALWAY 110KV: T102 | GALWAY 110KV |  | 53.2858 | -9.0122
MV/LV Substation BA***346Y | 10 kV | 400V(3ph) & 230V(single ph) | LV | 400 kVA :Building Structure | 0.4 | --> | 0.4 | 0.357 | 8.9 |  | --> | 0.38 | 0 | 0 | 0 | 0 | 0.406 | 0 |  | --> | C12 ex CARROWBEG | CARROWBEG: T41∥T42 | CARROWBEG |  | 53.7846 | -9.4636
MV/LV Substation BA***347 | 20 kV | 400V(3ph) & 230V(single ph) | LV | 50 kVA :Pole Substation | 0.05 | --> | 0.05 | 0 | 0 | Constrained,otherwise capacity available =36kVA. | --> | 0.047 | 0 | 0 | 0 | 0 | 0.051 | 0 |  | --> | E12 ex BALTINGLASS | BALTINGLASS: T421∥T422 | STRATFORD |  | 53.0114 | -6.6325
MV/LV Substation BA***347 | 10 kV | 400V(3ph) & 230V(single ph) | LV | 200 kVA :Pole Substation | 0.2 | --> | 0.2 | 0 | 0 | Constrained,otherwise capacity available =130kVA. | --> | 0.19 | 0 | 0 | 0 | 0 | 0 | 0 | Constrained,otherwise capacity available =210kW. | --> | C18 ex HOLYCROSS ROAD | HOLYCROSS ROAD: T41∥T42 | THURLES |  | 52.6809 | -7.8284
MV/LV Substation BA***347 | 20 kV | 400V(3ph) & 230V(single ph) | LV | 50 kVA :Pole Substation | 0.05 | --> | 0.05 | 0.048 | 5.8 |  | --> | 0.047 | 0 | 0 | 0 | 0 | 0.049 | 0 |  | --> | E12 ex DUNMANWAY | DUNMANWAY: T422 | DUNMANWAY |  | 51.6569 | -9.2742
MV/LV Substation BA***347Y | 10 kV | 400V(3ph) & 230V(single ph) | LV | 100 kVA :Pole Substation | 0.1 | --> | 0.1 | 0.091 | 1 |  | --> | 0.095 | 0 | 0 | 0 | 0.003 | 0 | 0 | Constrained,otherwise capacity available =97kW. | --> | C11 ex LOUGHTAGALLA | LOUGHTAGALLA: T41∥T42 | THURLES |  | 52.6333 | -7.7517
MV/LV Substation BA***348 | 10 kV | 400V(3ph) & 230V(single ph) | LV | 50 kVA :Pole Substation | 0.05 | --> | 0.05 | 0.015 | 5.9 |  | --> | 0.047 | 0 | 0 | 0 | 0 | 0.054 | 0 |  | --> | C18 ex BANDON | BANDON: T101 | BANDON |  | 51.8092 | -8.6672
MV/LV Substation BA***348Y | 10 kV | 400V(3ph) & 230V(single ph) | LV | 50 kVA :Pole Substation | 0.05 | --> | 0.05 | 0.046 | 1 |  | --> | 0.047 | 0 | 0 | 0 | 0.008 | 0 | 0 | Constrained,otherwise capacity available =41kW. | --> | C11 ex LOUGHTAGALLA | LOUGHTAGALLA: T41∥T42 | THURLES |  | 52.6338 | -7.7495
MV/LV Substation BA***348Y | 10 kV | 400V(3ph) & 230V(single ph) | LV | 50 kVA :Pole Substation | 0.05 | --> | 0.05 | 0.046 | 2.3 |  | --> | 0.047 | 0 | 0 | 0 | 0 | 0.049 | 0 |  | --> | C16 ex CASTLECOMER | CASTLECOMER: T41∥T42 | BALLYRAGGET |  | 52.9218 | -7.2717
MV/LV Substation BA***349X | 10 kV | 400V(3ph) & 230V(single ph) | LV | 50 kVA :Pole Substation | 0.05 | --> | 0.05 | 0.035 | 0.3 |  | --> | 0.047 | 0 | 0 | 0 | 0 | 0.051 | 0 |  | --> | C25 ex NENAGH | NENAGH: T41 | NENAGH |  | 52.8731 | -8.0912
MV/LV Substation BA***349X | 10 kV | 400V(3ph) & 230V(single ph) | LV | 50 kVA :Pole Substation | 0.05 | --> | 0.05 | 0.034 | 0.9 |  | --> | 0.047 | 0 | 0 | 0 | 0.004 | 0.047 | 0 |  | --> | C11 ex BRAY | BRAY: T41 | FASSAROE |  | 53.1874 | -6.2326
MV/LV Substation BA***349Z | 10 kV | 400V(3ph) & 230V(single ph) | LV | 50 kVA :Pole Substation | 0.05 | --> | 0.05 | 0.05 | 2.4 |  | --> | 0.047 | 0 | 0 | 0 | 0 | 0.049 | 0 |  | --> | C18 ex BALLYMAHON | BALLYMAHON: T41∥T42 | ATHLONE |  | 53.5644 | -7.7701
MV/LV Substation BA***350Z | 10 kV | 400V(3ph) & 230V(single ph) | LV | 100 kVA :Pole Substation | 0.1 | --> | 0.1 | 0 | 0 | Constrained,otherwise capacity available =95kVA. | --> | 0.095 | 0 | 0 | 0 | 0 | 0.1 | 0 |  | --> | C18 ex NAAS | NAAS: T42 | NEWBRIDGE |  | 53.1745 | -6.6909
MV/LV Substation BA***351X | 10 kV | 400V(3ph) & 230V(single ph) | LV | 100 kVA :Pole Substation | 0.1 | --> | 0.1 | 0.085 | 5 |  | --> | 0.095 | 0 | 0 | 0 | 0.007 | 0.095 | 0 |  | --> | C12 ex BALLYRICKARD | BALLYRICKARD: T41∥T42 | TRALEE |  | 52.2789 | -9.8174
MV/LV Substation BA***353 | 10 kV | 400V(3ph) & 230V(single ph) | LV | 100 kVA :Pole Substation | 0.1 | --> | 0.1 | 0 | 0 | Constrained,otherwise capacity available =95kVA. | --> | 0.095 | 0 | 0 | 0 | 0 | 0 | 0 | Constrained,otherwise capacity available =100kW. | --> | C17 ex HOLYCROSS ROAD | HOLYCROSS ROAD: T41∥T42 | THURLES |  | 52.6621 | -7.9528
MV/LV Substation BA***353Z | 10 kV | 400V(3ph) & 230V(single ph) | LV | 200 kVA :Kiosk Substation | 0.2 | --> | 0.2 | 0 | 0 | Constrained,otherwise capacity available =200kVA. | --> | 0.19 | 0 | 0 | 0 | 0 | 0.2 | 0 |  | --> | C39 ex COLLEGE PARK | COLLEGE PARK: T103 | COLLEGE PARK |  | 53.4179 | -6.3845
MV/LV Substation BA***354 | 10 kV | 400V(3ph) & 230V(single ph) | LV | 630 kVA :Kiosk Substation | 0.63 | --> | 0.63 | 0.5 | 1.6 |  | --> | 0.598 | 0 | 0 | 0 | 0.005 | 0.5 | 0 |  | --> | C18 ex HEADFORD ROAD | HEADFORD ROAD: T42 | GALWAY 110KV |  | 53.2924 | -9.0421
MV/LV Substation BA***354Y | 10 kV | 400V(3ph) & 230V(single ph) | LV | 400 kVA :Kiosk Substation | 0.4 | --> | 0.4 | 0.4 | 1.3 |  | --> | 0.38 | 0 | 0 | 0 | 0 | 0.4 | 0 |  | --> | E12 ex KILCARRAGH | KILCARRAGH: T421∥T422 | BUTLERSTOWN |  | 52.2402 | -7.065
MV/LV Substation BA***356 | 20 kV | 400V(3ph) & 230V(single ph) | LV | 100 kVA :Pole Substation | 0.1 | --> | 0.1 | 0.056 | 1.5 |  | --> | 0.095 | 0 | 0 | 0 | 0 | 0.106 | 0 |  | --> | E15 ex BEALISTOWN | BEALISTOWN: T421∥T422 | GREAT ISLAND |  | 52.2287 | -6.7474
MV/LV Substation BA***356X | 10 kV | 400V(3ph) & 230V(single ph) | LV | 400 kVA :Kiosk Substation | 0.4 | --> | 0.4 | 0 | 0 | Constrained,otherwise capacity available =325kVA. | --> | 0.38 | 0 | 0 | 0 | 0.006 | 0.405 | 0 |  | --> | C15 ex SKIBBEREEN | SKIBBEREEN: T41∥T42 | DUNMANWAY |  | 51.4817 | -9.3722
MV/LV Substation BA***356Y | 10 kV | 400V(3ph) & 230V(single ph) | LV | 200 kVA :Pole Substation | 0.2 | --> | 0.2 | 0.151 | 1.7 |  | --> | 0.19 | 0 | 0 | 0 | 0.007 | 0.199 | 0 |  | --> | C26 ex BISHOPSTOWN | BISHOPSTOWN: T42 | KILBARRY |  | 51.8916 | -8.5887
MV/LV Substation BA***356Y | 10 kV | 400V(3ph) & 230V(single ph) | LV | 50 kVA :Pole Substation | 0.05 | --> | 0.05 | 0.022 | 1 |  | --> | 0.047 | 0 | 0 | 0 | 0 | 0 | 0 | Constrained,otherwise capacity available =53kW. | --> | C11 ex LOUGHTAGALLA | LOUGHTAGALLA: T41∥T42 | THURLES |  | 52.6384 | -7.7353
MV/LV Substation BA***357Y | 10 kV | 400V(3ph) & 230V(single ph) | LV | 50 kVA :Pole Substation | 0.05 | --> | 0.05 | 0.046 | 1.9 |  | --> | 0.047 | 0 | 0 | 0 | 0 | 0.049 | 0 |  | --> | C17 ex VIRGINIA | VIRGINIA: T41∥T42 | MEATH HILL |  | 53.8293 | -7.0638
MV/LV Substation BA***358 | 20 kV | 400V(3ph) & 230V(single ph) | LV | 50 kVA :Pole Substation | 0.05 | --> | 0.05 | 0.044 | 1.2 |  | --> | 0.047 | 0 | 0 | 0 | 0 | 0 | 0 | Constrained,otherwise capacity available =50kW. | --> | C21 ex KNOCKAPHUNTA | KNOCKAPHUNTA: T41∥T42 | CASTLEBAR |  | 53.7991 | -9.3165
MV/LV Substation BA***359 | 20 kV | 400V(3ph) & 230V(single ph) | LV | 50 kVA :Pole Substation | 0.05 | --> | 0.05 | 0 | 0 | Constrained,otherwise capacity available =27kVA. | --> | 0.047 | 0 | 0 | 0 | 0 | 0.052 | 0 |  | --> | E14 ex DALTON | DALTON: T421∥T422 | DALTON |  | 53.7934 | -8.9117
MV/LV Substation BA***359 | 10 kV | 400V(3ph) & 230V(single ph) | LV | 50 kVA :Pole Substation | 0.05 | --> | 0.05 | 0.038 | 1.2 |  | --> | 0.047 | 0 | 0 | 0 | 0 | 0.051 | 0 |  | --> | C18 ex SCARTEEN | SCARTEEN: T41∥T42 | MALLOW |  | 52.1665 | -8.7426
MV/LV Substation BA***359 | 20 kV | 400V(3ph) & 230V(single ph) | LV | 50 kVA :Pole Substation | 0.05 | --> | 0.05 | 0 | 0 | Constrained,otherwise capacity available =35kVA. | --> | 0.047 | 0 | 0 | 0 | 0 | 0 | 0 | Constrained,otherwise capacity available =51kW. | --> | C18 ex LEE BRIDGE | LEE BRIDGE: T42 | MACROOM |  | 51.9189 | -8.9486
MV/LV Substation BA***359Y | 20 kV | 400V(3ph) & 230V(single ph) | LV | 200 kVA :Kiosk Substation | 0.2 | --> | 0.2 | 0 | 0 | Constrained,otherwise capacity available =200kVA. | --> | 0.19 | 0 | 0 | 0 | 0 | 0.2 | 0 |  | --> | E16 ex JULIANSTOWN | JULIANSTOWN: T421∥T422 | DRYBRIDGE |  | 53.6475 | -6.251
MV/LV Substation BA***359Y | 20 kV | 400V(3ph) & 230V(single ph) | LV | 200 kVA :Pole Substation | 0.2 | --> | 0.2 | 0 | 0 | Constrained,otherwise capacity available =129kVA. | --> | 0.19 | 0 | 0 | 0 | 0 | 0.21 | 0 |  | --> | E18 ex DALTON | DALTON: T421∥T422 | DALTON |  | 53.6717 | -8.9615
MV/LV Substation BA***360Y | 10 kV | 400V(3ph) & 230V(single ph) | LV | 200 kVA :Kiosk Substation | 0.2 | --> | 0.2 | 0.189 | 3.7 |  | --> | 0.19 | 0 | 0 | 0 | 0 | 0.201 | 0 |  | --> | C12 ex BALLINASLOE | BALLINASLOE: T41∥T42 | SOMERSET |  | 53.3269 | -8.2313
MV/LV Substation BA***362X | 10 kV | 400V(3ph) & 230V(single ph) | LV | 50 kVA :Pole Substation | 0.05 | --> | 0.05 | 0.04 | 4.6 |  | --> | 0.047 | 0 | 0 | 0 | 0 | 0.051 | 0 |  | --> | E16 ex BALLYRAGGET | BALLYRAGGET: T421∥T422 | BALLYRAGGET |  | 52.8067 | -7.3576
MV/LV Substation BA***362Y | 10 kV | 400V(3ph) & 230V(single ph) | LV | 50 kVA :Pole Substation | 0.05 | --> | 0.05 | 0.05 | 8.3 |  | --> | 0.047 | 0 | 0 | 0 | 0 | 0.049 | 0 |  | --> | C23 ex BALLYBEG | BALLYBEG: T101 | CARRICKMINES |  | 52.975 | -6.0961
MV/LV Substation BA***364 | 10 kV | 400V(3ph) & 230V(single ph) | LV | 200 kVA :Pole Substation | 0.2 | --> | 0.2 | 0.156 | 1.4 |  | --> | 0.19 | 0 | 0 | 0 | 0 | 0.206 | 0 |  | --> | C21 ex BALLINDERRY | BALLINDERRY: T41 | MULLINGAR |  | 53.5148 | -7.3398
MV/LV Substation BA***364X | 10 kV | 400V(3ph) & 230V(single ph) | LV | 50 kVA :Pole Substation | 0.05 | --> | 0.05 | 0.025 | 5 |  | --> | 0.047 | 0 | 0 | 0 | 0 | 0.053 | 0 |  | --> | C28 ex GALWAY 110KV | GALWAY 110KV: T102 | GALWAY 110KV |  | 53.3135 | -9.0223
MV/LV Substation BA***364Y | 20 kV | 400V(3ph) & 230V(single ph) | LV | 100 kVA :Pole Substation | 0.1 | --> | 0.1 | 0.078 | 5.6 |  | --> | 0.095 | 0 | 0 | 0 | 0 | 0.103 | 0 |  | --> | E13 ex CRANE | CRANE: T122 | CRANE |  | 52.4811 | -6.4211
MV/LV Substation BA***365Z | 20 kV | 400V(3ph) & 230V(single ph) | LV | 50 kVA :Pole Substation | 0.05 | --> | 0.05 | 0 | 0 | Constrained,otherwise capacity available =37kVA. | --> | 0.047 | 0 | 0 | 0 | 0 | 0.051 | 0 |  | --> | E23 ex BALTRASNA | BALTRASNA: T121 | BALTRASNA |  | 53.6093 | -6.4192
MV/LV Substation BA***366 | 20 kV | 400V(3ph) & 230V(single ph) | LV | 100 kVA :Pole Substation | 0.1 | --> | 0.1 | 0.092 | 1.5 |  | --> | 0.095 | 0 | 0 | 0 | 0 | 0.1 | 0 |  | --> | E18 ex ACHILL | ACHILL: T422 | CARROWBEG |  | 54.0272 | -9.8258
MV/LV Substation BA***367 | 10 kV | 400V(3ph) & 230V(single ph) | LV | 200 kVA :Pole Substation | 0.2 | --> | 0.2 | 0 | 0 | Constrained,otherwise capacity available =183kVA. | --> | 0.19 | 0 | 0 | 0 | 0 | 0.202 | 0 |  | --> | C12 ex COOLCORCORAN | COOLCORCORAN: T41∥T42 | KNOCKEARAGH |  | 52.0701 | -9.5089
MV/LV Substation BA***367 | 10 kV | 400V(3ph) & 230V(single ph) | LV | 50 kVA :Pole Substation | 0.05 | --> | 0.05 | 0.012 | 2.7 |  | --> | 0.047 | 0 | 0 | 0 | 0.004 | 0.05 | 0 |  | --> | C22 ex BALLYARD | BALLYARD: T41∥T42 | TRALEE |  | 52.2452 | -9.7298
MV/LV Substation BA***367X | 10 kV | 400V(3ph) & 230V(single ph) | LV | 400 kVA :Kiosk Substation | 0.4 | --> | 0.4 | 0.308 | 5 |  | --> | 0.38 | 0 | 0 | 0 | 0.015 | 0.398 | 0 |  | --> | C22 ex GALWAY 110KV | GALWAY 110KV: T102 | GALWAY 110KV |  | 53.2901 | -8.9962
MV/LV Substation BA***370 | 10 kV | 400V(3ph) & 230V(single ph) | LV | 50 kVA :Pole Substation | 0.05 | --> | 0.05 | 0.045 | 4.9 |  | --> | 0.047 | 0 | 0 | 0 | 0 | 0.05 | 0 |  | --> | C11 ex BALLINCOLLIG | BALLINCOLLIG: T41 | KILBARRY |  | 51.8445 | -8.5396
MV/LV Substation BA***370X | 10 kV | 400V(3ph) & 230V(single ph) | LV | 400 kVA :Kiosk Substation | 0.4 | --> | 0.4 | 0.348 | 2.9 |  | --> | 0.38 | 0 | 0 | 0 | 0.004 | 0.403 | 0 |  | --> | C20 ex SUTTON | SUTTON: T42 | GRANGE (DR) |  | 53.3747 | -6.0598
MV/LV Substation BA***370X | 20 kV | 400V(3ph) & 230V(single ph) | LV | 200 kVA :Pole Substation | 0.2 | --> | 0.2 | 0 | 0 | Constrained,otherwise capacity available =154kVA. | --> | 0.19 | 0 | 0 | 0 | 0 | 0 | 0 | Constrained,otherwise capacity available =207kW. | --> | E19 ex PORTLAOISE | PORTLAOISE: T423∥T424 | PORTLAOISE |  | 53.0309 | -7.2487
MV/LV Substation BA***370X | 20 kV | 400V(3ph) & 230V(single ph) | LV | 50 kVA :Pole Substation | 0.05 | --> | 0.05 | 0.048 | 1.4 |  | --> | 0.047 | 0 | 0 | 0 | 0 | 0.049 | 0 |  | --> | E18 ex GARRANACANTY | GARRANACANTY: T422 | TIPPERARY |  | 52.5047 | -8.2193
MV/LV Substation BA***370Y | 10 kV | 400V(3ph) & 230V(single ph) | LV | 100 kVA :Pole Substation | 0.1 | --> | 0.1 | 0.086 | 3.3 |  | --> | 0.095 | 0 | 0 | 0 | 0 | 0.101 | 0 |  | --> | C19 ex CELBRIDGE | CELBRIDGE: T41 | GRIFFINRATH |  | 53.3183 | -6.6181
MV/LV Substation BA***370Y | 10 kV | 400V(3ph) & 230V(single ph) | LV | 400 kVA :Kiosk Substation | 0.4 | --> | 0.4 | 0.269 | 1.2 |  | --> | 0.38 | 0 | 0 | 0 | 0.026 | 0.392 | 0 |  | --> | C11 ex ABBEYLAND | ABBEYLAND: T41 | NAVAN |  | 53.6411 | -6.694
MV/LV Substation BA***370Z | 20 kV | 400V(3ph) & 230V(single ph) | LV | 200 kVA :Pole Substation | 0.2 | --> | 0.2 | 0.197 | 2.7 |  | --> | 0.19 | 0 | 0 | 0 | 0 | 0 | 0 | Constrained,otherwise capacity available =200kW. | --> | E18 ex TULLOW | TULLOW: T422 | CARLOW |  | 52.8616 | -6.5301
MV/LV Substation BA***371X | 10 kV | 400V(3ph) & 230V(single ph) | LV | 50 kVA :Pole Substation | 0.05 | --> | 0.05 | 0 | 0 | Constrained,otherwise capacity available =49kVA. | --> | 0.047 | 0 | 0 | 0 | 0 | 0.049 | 0 |  | --> | C17 ex SKIBBEREEN | SKIBBEREEN: T41∥T42 | DUNMANWAY |  | 51.5635 | -9.1608
MV/LV Substation BA***371Y | 20 kV | 400V(3ph) & 230V(single ph) | LV | 200 kVA :Kiosk Substation | 0.2 | --> | 0.2 | 0 | 0 | Constrained,otherwise capacity available =115kVA. | --> | 0.19 | 0 | 0 | 0 | 0.004 | 0.208 | 0 |  | --> | E15 ex DULEEK | DULEEK: T421∥T422 | DRYBRIDGE |  | 53.6533 | -6.4224
MV/LV Substation BA***371Z | 10 kV | 400V(3ph) & 230V(single ph) | LV | 400 kVA :Kiosk Substation | 0.4 | --> | 0.4 | 0 | 0 | Constrained,otherwise capacity available =301kVA. | --> | 0.38 | 0 | 0 | 0 | 0 | 0.414 | 0 |  | --> | C25 ex KILBARRY | KILBARRY: T101 | KILBARRY |  | 51.903 | -8.4973
MV/LV Substation BA***373 | 20 kV | 400V(3ph) & 230V(single ph) | LV | 50 kVA :Pole Substation | 0.05 | --> | 0.05 | 0.044 | 1.2 |  | --> | 0.047 | 0 | 0 | 0 | 0 | 0 | 0 | Constrained,otherwise capacity available =50kW. | --> | C21 ex KNOCKAPHUNTA | KNOCKAPHUNTA: T41∥T42 | CASTLEBAR |  | 53.7574 | -9.3064
MV/LV Substation BA***374Z | 20 kV | 400V(3ph) & 230V(single ph) | LV | 50 kVA :Pole Substation | 0.05 | --> | 0.05 | 0.044 | 1.5 |  | --> | 0.047 | 0 | 0 | 0 | 0 | 0.05 | 0 |  | --> | E15 ex BEALISTOWN | BEALISTOWN: T421∥T422 | GREAT ISLAND |  | 52.2738 | -6.8363
MV/LV Substation BA***375 | 10 kV | 400V(3ph) & 230V(single ph) | LV | 50 kVA :Pole Substation | 0.05 | --> | 0.05 | 0 | 0 | Constrained,otherwise capacity available =33kVA. | --> | 0.047 | 0 | 0 | 0 | 0 | 0 | 0 | Constrained,otherwise capacity available =51kW. | --> | C11 ex GARDEN CITY | GARDEN CITY: T41∥T42 | ARKLOW |  | 52.7105 | -6.261
MV/LV Substation BA***377 | 20 kV | 400V(3ph) & 230V(single ph) | LV | 50 kVA :Pole Substation | 0.05 | --> | 0.05 | 0.037 | 3 |  | --> | 0.047 | 0 | 0 | 0 | 0 | 0.051 | 0 |  | --> | C12 ex CROSSMOLINA | CROSSMOLINA: T41∥T42 | MOY |  | 54.279 | -9.3741
MV/LV Substation BA***377X | 10 kV | 400V(3ph) & 230V(single ph) | LV | 100 kVA :Pole Substation | 0.1 | --> | 0.1 | 0.098 | 4.6 |  | --> | 0.095 | 0 | 0 | 0 | 0 | 0.1 | 0 |  | --> | E16 ex BALLYRAGGET | BALLYRAGGET: T421∥T422 | BALLYRAGGET |  | 52.7959 | -7.353
MV/LV Substation BA***377Y | 10 kV | 400V(3ph) & 230V(single ph) | LV | 400 kVA :Kiosk Substation | 0.4 | --> | 0.4 | 0 | 0 | Constrained,otherwise capacity available =268kVA. | --> | 0.38 | 0 | 0 | 0 | 0.007 | 0.412 | 0 |  | --> | C13 ex RAHEEN | RAHEEN: T41 | LIMERICK |  | 52.6199 | -8.6473
MV/LV Substation BA***377Z | 20 kV | 400V(3ph) & 230V(single ph) | LV | 400 kVA :Building Structure | 0.4 | --> | 0.4 | 0.39 | 26.7 |  | --> | 0.38 | 0 | 0 | 0 | 0 | 0.401 | 0 |  | --> | E17 ex WEXFORD | WEXFORD: T121∥T122 | WEXFORD |  | 52.2743 | -6.7295
MV/LV Substation BA***378 | 10 kV | 400V(3ph) & 230V(single ph) | LV | 200 kVA :Pole Substation | 0.2 | --> | 0.2 | 0.094 | 0.8 |  | --> | 0.19 | 0 | 0 | 0 | 0.003 | 0.206 | 0 |  | --> | C14 ex BALLYBEGGAN | BALLYBEGGAN: T43∥T44 | TRALEE |  | 52.2835 | -9.6652
MV/LV Substation BA***378 | 20 kV | 400V(3ph) & 230V(single ph) | LV | 100 kVA :Pole Substation | 0.1 | --> | 0.1 | 0.015 | 3 |  | --> | 0.095 | 0 | 0 | 0 | 0.003 | 0.109 | 0 |  | --> | C12 ex CROSSMOLINA | CROSSMOLINA: T41∥T42 | MOY |  | 54.2791 | -9.371
MV/LV Substation BA***378X | 20 kV | 400V(3ph) & 230V(single ph) | LV | 50 kVA :Pole Substation | 0.05 | --> | 0.05 | 0 | 0 | Constrained,otherwise capacity available =46kVA. | --> | 0.047 | 0 | 0 | 0 | 0 | 0 | 0 | Constrained,otherwise capacity available =49kW. | --> | E24 ex BIRR | BIRR: T422 | DALLOW |  | 53.1304 | -7.8635
MV/LV Substation BA***379Z | 20 kV | 400V(3ph) & 230V(single ph) | LV | 400 kVA :Building Structure | 0.4 | --> | 0.4 | 0 | 0 | Constrained,otherwise capacity available =390kVA. | --> | 0.38 | 0 | 0 | 0 | 0.007 | 0.394 | 0 |  | --> | E20 ex GLASMORE | GLASMORE: T422 | GLASMORE |  | 53.5064 | -6.1628
MV/LV Substation BA***380 | 20 kV | 400V(3ph) & 230V(single ph) | LV | 100 kVA :Pole Substation | 0.1 | --> | 0.1 | 0 | 0 | Constrained,otherwise capacity available =71kVA. | --> | 0.095 | 0 | 0 | 0 | 0 | 0 | 0 | Constrained,otherwise capacity available =103kW. | --> | C18 ex KANTURK | KANTURK: T41∥T42 | GLENLARA |  | 52.1292 | -8.8998
MV/LV Substation BA***380Y | 20 kV | 400V(3ph) & 230V(single ph) | LV | 50 kVA :Pole Substation | 0.05 | --> | 0.05 | 0 | 0 | Constrained,otherwise capacity available =50kVA. | --> | 0.047 | 0 | 0 | 0 | 0 | 0.049 | 0 |  | --> | C11 ex RAHEEN | RAHEEN: T41 | LIMERICK |  | 52.6211 | -8.6722
MV/LV Substation BA***380Y | 10 kV | 400V(3ph) & 230V(single ph) | LV | 50 kVA :Pole Substation | 0.05 | --> | 0.05 | 0 | 0 | Constrained,otherwise capacity available =50kVA. | --> | 0.047 | 0 | 0 | 0 | 0 | 0.049 | 0 |  | --> | C16 ex CARRIGALINE | CARRIGALINE: T41∥T42 | BARNAHELY |  | 51.8335 | -8.3862
MV/LV Substation BA***380Y | 10 kV | 400V(3ph) & 230V(single ph) | LV | 400 kVA :Kiosk Substation | 0.4 | --> | 0.4 | 0.326 | 3.4 |  | --> | 0.38 | 0 | 0 | 0 | 0.007 | 0.403 | 0 |  | --> | C12 ex TRAMORE | TRAMORE: T42 | BUTLERSTOWN |  | 52.1636 | -7.167
MV/LV Substation BA***381Y | 10 kV | 400V(3ph) & 230V(single ph) | LV | 200 kVA :Kiosk Substation | 0.2 | --> | 0.2 | 0.14 | 3.4 |  | --> | 0.19 | 0 | 0 | 0 | 0.007 | 0.202 | 0 |  | --> | C12 ex TRAMORE | TRAMORE: T42 | BUTLERSTOWN |  | 52.1625 | -7.1691
MV/LV Substation BA***382 | 10 kV | 400V(3ph) & 230V(single ph) | LV | 630 kVA :Kiosk Substation | 0.63 | --> | 0.63 | 0.495 | 2.1 |  | --> | 0.598 | 0 | 0 | 0 | 0.007 | 0.5 | 0 |  | --> | C17 ex WATERFORD IND EST | WATERFORD IND EST: T41 | BUTLERSTOWN |  | 52.2428 | -7.1429
MV/LV Substation BA***383 | 10 kV | 400V(3ph) & 230V(single ph) | LV | 50 kVA :Pole Substation | 0.05 | --> | 0.05 | 0.04 | 9.2 |  | --> | 0.047 | 0 | 0 | 0 | 0 | 0.051 | 0 |  | --> | C19 ex MIDLETON | MIDLETON: T101 | MIDLETON |  | 51.9282 | -8.2074
MV/LV Substation BA***384 | 20 kV | 400V(3ph) & 230V(single ph) | LV | 50 kVA :Pole Substation | 0.05 | --> | 0.05 | 0.048 | 1.5 |  | --> | 0.047 | 0 | 0 | 0 | 0 | 0.049 | 0 |  | --> | C17 ex MOUNT MISERY | MOUNT MISERY: T41 | WATERFORD |  | 52.3323 | -7.0645
MV/LV Substation BA***385Y | 20 kV | 400V(3ph) & 230V(single ph) | LV | 200 kVA :Pole Substation | 0.2 | --> | 0.2 | 0.184 | 6.9 |  | --> | 0.19 | 0 | 0 | 0 | 0 | 0 | 0 | Constrained,otherwise capacity available =202kW. | --> | E17 ex SPRINGS | SPRINGS: T421∥T422 | DUNGARVAN |  | 52.0857 | -7.5521
MV/LV Substation BA***385Y | 20 kV | 400V(3ph) & 230V(single ph) | LV | 100 kVA :Pole Substation | 0.1 | --> | 0.1 | 0.04 | 2.5 |  | --> | 0.095 | 0 | 0 | 0 | 0.03 | 0 | 0 | Constrained,otherwise capacity available =77kW. | --> | E15 ex TULLOW | TULLOW: T421 | CARLOW |  | 52.8061 | -6.7432
MV/LV Substation BA***385Z | 20 kV | 400V(3ph) & 230V(single ph) | LV | 200 kVA :Pole Substation | 0.2 | --> | 0.2 | 0.15 | 6.3 |  | --> | 0.19 | 0 | 0 | 0 | 0 | 0 | 0 | Constrained,otherwise capacity available =207kW. | --> | E18 ex BAGENALSTOWN | BAGENALSTOWN: T421∥T422 | CARLOW |  | 52.7082 | -6.7948
MV/LV Substation BA***385Z | 10 kV | 400V(3ph) & 230V(single ph) | LV | 200 kVA :Kiosk Substation | 0.2 | --> | 0.2 | 0 | 0 | Constrained,otherwise capacity available =200kVA. | --> | 0.19 | 0 | 0 | 0 | 0 | 0.2 | 0 |  | --> | C14 ex ATHGARVAN | ATHGARVAN: T44 | NEWBRIDGE |  | 53.1812 | -6.7748
MV/LV Substation BA***385Z | 10 kV | 400V(3ph) & 230V(single ph) | LV | 400 kVA :Kiosk Substation | 0.4 | --> | 0.4 | 0.345 | 8.9 |  | --> | 0.38 | 0 | 0 | 0 | 0.003 | 0.405 | 0 |  | --> | C21 ex STEPHENSTOWN | STEPHENSTOWN: T101 | FINGLAS |  | 53.6159 | -6.1951
MV/LV Substation BA***386X | 10 kV | 400V(3ph) & 230V(single ph) | LV | 50 kVA :Pole Substation | 0.05 | --> | 0.05 | 0.029 | 4.4 |  | --> | 0.047 | 0 | 0 | 0 | 0 | 0.052 | 0 |  | --> | C11 ex RINGASKIDDY 110KV | RINGASKIDDY 110KV: T42 | BARNAHELY |  | 51.8459 | -8.3518
MV/LV Substation BA***386X | 10 kV | 400V(3ph) & 230V(single ph) | LV | 50 kVA :Pole Substation | 0.05 | --> | 0.05 | 0.05 | 4.6 |  | --> | 0.047 | 0 | 0 | 0 | 0 | 0.049 | 0 |  | --> | E16 ex BALLYRAGGET | BALLYRAGGET: T421∥T422 | BALLYRAGGET |  | 52.8189 | -7.3298
MV/LV Substation BA***387 | 10 kV | 400V(3ph) & 230V(single ph) | LV | 50 kVA :Pole Substation | 0.05 | --> | 0.05 | 0.05 | 3.4 |  | --> | 0.047 | 0 | 0 | 0 | 0 | 0.049 | 0 |  | --> | C19 ex CAUSEWAY | CAUSEWAY: T41∥T42 | TRALEE |  | 52.4036 | -9.8783
MV/LV Substation BA***388Z | 20 kV | 400V(3ph) & 230V(single ph) | LV | 50 kVA :Pole Substation | 0.05 | --> | 0.05 | 0.049 | 5.6 |  | --> | 0.047 | 0 | 0 | 0 | 0 | 0.049 | 0 |  | --> | E13 ex CRANE | CRANE: T122 | CRANE |  | 52.423 | -6.3853
MV/LV Substation BA***391 | 10 kV | 400V(3ph) & 230V(single ph) | LV | 200 kVA :Kiosk Substation | 0.2 | --> | 0.2 | 0.117 | 4.6 |  | --> | 0.19 | 0 | 0 | 0 | 0.032 | 0.178 | 0 |  | --> | C19 ex BALLINCLEA | BALLINCLEA: T41 | CHERRYWOOD |  | 53.2674 | -6.1231
MV/LV Substation BA***392Y | 10 kV | 400V(3ph) & 230V(single ph) | LV | 50 kVA :Pole Substation | 0.05 | --> | 0.05 | 0.049 | 1.4 |  | --> | 0.047 | 0 | 0 | 0 | 0 | 0.049 | 0 |  | --> | C17 ex LEIXLIP | LEIXLIP: T41 | GRIFFINRATH |  | 53.3597 | -6.5093
MV/LV Substation BA***393Y | 10 kV | 400V(3ph) & 230V(single ph) | LV | 50 kVA :Pole Substation | 0.05 | --> | 0.05 | 0 | 0 | Constrained,otherwise capacity available =44kVA. | --> | 0.047 | 0 | 0 | 0 | 0 | 0 | 0 | Constrained,otherwise capacity available =50kW. | --> | C19 ex CURRAGLASS | CURRAGLASS: T41 | BARRYMORE |  | 52.0614 | -8.0977
MV/LV Substation BA***394X | 20 kV | 400V(3ph) & 230V(single ph) | LV | 100 kVA :Pole Substation | 0.1 | --> | 0.1 | 0.057 | 6.9 |  | --> | 0.095 | 0 | 0 | 0 | 0 | 0 | 0 | Constrained,otherwise capacity available =106kW. | --> | E14 ex RATHKEALE | RATHKEALE: T421∥T422 | RATHKEALE |  | 52.4687 | -8.8044
MV/LV Substation BA***396 | 10 kV | 400V(3ph) & 230V(single ph) | LV | 200 kVA :Pole Substation | 0.2 | --> | 0.2 | 0 | 0 | Constrained,otherwise capacity available =174kVA. | --> | 0.19 | 0 | 0 | 0 | 0.003 | 0 | 0 | Constrained,otherwise capacity available =200kW. | --> | C18 ex FERMOY NORTH | FERMOY NORTH: T41∥T42 | BARRYMORE |  | 52.1428 | -8.3963
MV/LV Substation BA***396 | 20 kV | 400V(3ph) & 230V(single ph) | LV | 200 kVA :Pole Substation | 0.2 | --> | 0.2 | 0 | 0 | Constrained,otherwise capacity available =190kVA. | --> | 0.19 | 0 | 0 | 0 | 0 | 0.201 | 0 |  | --> | E15 ex ACADEMY STREET | ACADEMY STREET: T421∥T422 | NAVAN |  | 53.6332 | -6.6678
MV/LV Substation BA***399 | 10 kV | 400V(3ph) & 230V(single ph) | LV | 50 kVA :Pole Substation | 0.05 | --> | 0.05 | 0.038 | 5 |  | --> | 0.047 | 0 | 0 | 0 | 0.004 | 0.046 | 0 |  | --> | C28 ex GALWAY 110KV | GALWAY 110KV: T102 | GALWAY 110KV |  | 53.3038 | -9.0334
MV/LV Substation BA***399 | 10 kV | 400V(3ph) & 230V(single ph) | LV | 200 kVA :Building Structure | 0.2 | --> | 0.2 | 0.195 | 9.2 |  | --> | 0.19 | 0 | 0 | 0 | 0 | 0.2 | 0 |  | --> | C19 ex MIDLETON | MIDLETON: T101 | MIDLETON |  | 51.9129 | -8.2214
MV/LV Substation BA***399X | 20 kV | 400V(3ph) & 230V(single ph) | LV | 400 kVA :Kiosk Substation | 0.4 | --> | 0.4 | 0 | 0 | Constrained,otherwise capacity available =347kVA. | --> | 0.38 | 0 | 0 | 0 | 0.035 | 0.371 | 0 |  | --> | E16 ex DRUMLINE | DRUMLINE: T421∥T422 | DRUMLINE |  | 52.715 | -8.8566
MV/LV Substation BA***400 | 20 kV | 400V(3ph) & 230V(single ph) | LV | 50 kVA :Pole Substation | 0.05 | --> | 0.05 | 0.023 | 2.1 |  | --> | 0.047 | 0 | 0 | 0 | 0.001 | 0.052 | 0 |  | --> | E17 ex KILROSS ROAD | KILROSS ROAD: T421 | TIPPERARY |  | 52.4153 | -8.2081
MV/LV Substation BA***4001 | 10 kV | 400V(3ph) & 230V(single ph) | LV | 400 kVA :Kiosk Substation | 0.4 | --> | 0.4 | 0.347 | 2.9 |  | --> | 0.38 | 0 | 0 | 0 | 0.014 | 0.393 | 0 |  | --> | C20 ex SUTTON | SUTTON: T42 | GRANGE (DR) |  | 53.3738 | -6.0642
MV/LV Substation BA***4001 | 10 kV | 400V(3ph) & 230V(single ph) | LV | 50 kVA :Pole Substation | 0.05 | --> | 0.05 | 0.031 | 3.4 |  | --> | 0.047 | 0 | 0 | 0 | 0 | 0.051 | 0 |  | --> | C19 ex CAUSEWAY | CAUSEWAY: T41∥T42 | TRALEE |  | 52.4137 | -9.7643
MV/LV Substation BA***4002 | 20 kV | 400V(3ph) & 230V(single ph) | LV | 50 kVA :Pole Substation | 0.05 | --> | 0.05 | 0.05 | 7.4 |  | --> | 0.047 | 0 | 0 | 0 | 0 | 0.049 | 0 |  | --> | E21 ex BANOGE | BANOGE: T122 | BANOGE |  | 52.7159 | -6.4232
MV/LV Substation BA***4002 | 10 kV | 400V(3ph) & 230V(single ph) | LV | 50 kVA :Pole Substation | 0.05 | --> | 0.05 | 0 | 0 | Constrained,otherwise capacity available =50kVA. | --> | 0.047 | 0 | 0 | 0 | 0 | 0.049 | 0 |  | --> | C12 ex WOODFORD | WOODFORD: T41∥T42 | KNOCKEARAGH |  | 52.06 | -9.3442
MV/LV Substation BA***4004 | 20 kV | 400V(3ph) & 230V(single ph) | LV | 50 kVA :Pole Substation | 0.05 | --> | 0.05 | 0 | 0 | Constrained,otherwise capacity available =50kVA. | --> | 0.047 | 0 | 0 | 0 | 0 | 0 | 0 | Constrained,otherwise capacity available =49kW. | --> | C15 ex KANTURK | KANTURK: T41∥T42 | GLENLARA |  | 52.132 | -8.8911
MV/LV Substation BA***4004 | 10 kV | 400V(3ph) & 230V(single ph) | LV | 50 kVA :Pole Substation | 0.05 | --> | 0.05 | 0 | 0 | Constrained,otherwise capacity available =50kVA. | --> | 0.047 | 0 | 0 | 0 | 0 | 0.049 | 0 |  | --> | C14 ex CARRICK ON SHANNON | CARRICK ON SHANNON: T41∥T42 | CARRICK ON SHANNON |  | 53.9581 | -8.079
MV/LV Substation BA***4006 | 10 kV | 400V(3ph) & 230V(single ph) | LV | 50 kVA :Pole Substation | 0.05 | --> | 0.05 | 0 | 0 |  | --> | 0.047 | 0 | 0 | 0 | 0.031 | 0.028 | 0 |  | --> | C13 ex BUTTEVANT | BUTTEVANT: T41∥T42 | MALLOW |  | 52.1986 | -8.5237
MV/LV Substation BA***4006 | 10 kV | 400V(3ph) & 230V(single ph) | LV | 50 kVA :Pole Substation | 0.05 | --> | 0.05 | 0.033 | 1.7 |  | --> | 0.047 | 0 | 0 | 0 | 0 | 0.051 | 0 |  | --> | C24 ex BISHOPSTOWN | BISHOPSTOWN: T42 | KILBARRY |  | 51.8645 | -8.5482
MV/LV Substation BA***4006 | 20 kV | 400V(3ph) & 230V(single ph) | LV | 50 kVA :Pole Substation | 0.05 | --> | 0.05 | 0.05 | 7.4 |  | --> | 0.047 | 0 | 0 | 0 | 0 | 0.049 | 0 |  | --> | E22 ex BANOGE | BANOGE: T122 | BANOGE |  | 52.6476 | -6.3166
MV/LV Substation BA***4007 | 20 kV | 400V(3ph) & 230V(single ph) | LV | 50 kVA :Pole Substation | 0.05 | --> | 0.05 | 0.05 | 5.4 |  | --> | 0.047 | 0 | 0 | 0 | 0 | 0.049 | 0 |  | --> | E11 ex ARDNAREE | ARDNAREE: T421 | MOY |  | 54.1122 | -9.125
MV/LV Substation BA***4007 | 10 kV | 400V(3ph) & 230V(single ph) | LV | 50 kVA :Pole Substation | 0.05 | --> | 0.05 | 0.049 | 6.9 |  | --> | 0.047 | 0 | 0 | 0 | 0.003 | 0 | 0 | Constrained,otherwise capacity available =46kW. | --> | C16 ex BALLYSHANNON | BALLYSHANNON: T41∥T42 | CATHALEENS FALL |  | 54.5138 | -8.2266
MV/LV Substation BA***4008 | 10 kV | 400V(3ph) & 230V(single ph) | LV | 100 kVA :Pole Substation | 0.1 | --> | 0.1 | 0.084 | 1.7 |  | --> | 0.095 | 0 | 0 | 0 | 0 | 0.102 | 0 |  | --> | C11 ex RATHMORE | RATHMORE: T42 | KNOCKEARAGH |  | 52.0596 | -9.3339
MV/LV Substation BA***4008 | 20 kV | 400V(3ph) & 230V(single ph) | LV | 50 kVA :Pole Substation | 0.05 | --> | 0.05 | 0.035 | 1.6 |  | --> | 0.047 | 0 | 0 | 0 | 0 | 0.051 | 0 |  | --> | E12 ex DINGLE | DINGLE: T422 | OUGHTRAGH |  | 52.2282 | -10.301
MV/LV Substation BA***401 | 10 kV | 400V(3ph) & 230V(single ph) | LV | 50 kVA :Pole Substation | 0.05 | --> | 0.05 | 0.048 | 1.3 |  | --> | 0.047 | 0 | 0 | 0 | 0.007 | 0.042 | 0 |  | --> | C19 ex ENNIS NORTH | ENNIS NORTH: T41∥T42 | ENNIS |  | 52.867 | -8.9765
MV/LV Substation BA***401 | 10 kV | 400V(3ph) & 230V(single ph) | LV | 400 kVA :Kiosk Substation | 0.4 | --> | 0.4 | 0 | 0 | Constrained,otherwise capacity available =386kVA. | --> | 0.38 | 0 | 0 | 0 | 0 | 0.401 | 0 |  | --> | C23 ex CASTLEISLAND | CASTLEISLAND: T41∥T42 | TRALEE |  | 52.2386 | -9.4611
MV/LV Substation BA***401 | 10 kV | 400V(3ph) & 230V(single ph) | LV | 50 kVA :Pole Substation | 0.05 | --> | 0.05 | 0 | 25.1 |  | --> | 0.047 | 0 | 0 | 0 | 0 | 0.062 | 0 |  | --> | C22 ex ARKLOW | ARKLOW: T101∥T102 | ARKLOW |  | 52.8021 | -6.1776
MV/LV Substation BA***4010 | 20 kV | 400V(3ph) & 230V(single ph) | LV | 50 kVA :Pole Substation | 0.05 | --> | 0.05 | 0 | 0 | Constrained,otherwise capacity available =40kVA. | --> | 0.047 | 0 | 0 | 0 | 0.011 | 0.039 | 0 |  | --> | C22 ex ATHLONE | ATHLONE: T41 | ATHLONE |  | 53.4573 | -7.9924
MV/LV Substation BA***4011 | 20 kV | 400V(3ph) & 230V(single ph) | LV | 100 kVA :Pole Substation | 0.1 | --> | 0.1 | 0 | 0 | Constrained,otherwise capacity available =100kVA. | --> | 0.095 | 0 | 0 | 0 | 0 | 0.1 | 0 |  | --> | C18 ex CLONES | CLONES: T41∥T42 | SHANKILL |  | 54.1199 | -7.2504
MV/LV Substation BA***4012 | 20 kV | 400V(3ph) & 230V(single ph) | LV | 50 kVA :Pole Substation | 0.05 | --> | 0.05 | 0.05 | 2.1 |  | --> | 0.047 | 0 | 0 | 0 | 0 | 0.049 | 0 |  | --> | E17 ex KILROSS ROAD | KILROSS ROAD: T421 | TIPPERARY |  | 52.4665 | -8.3983
MV/LV Substation BA***4013 | 10 kV | 400V(3ph) & 230V(single ph) | LV | 50 kVA :Pole Substation | 0.05 | --> | 0.05 | 0 | 0 | Constrained,otherwise capacity available =50kVA. | --> | 0.047 | 0 | 0 | 0 | 0 | 0.049 | 0 |  | --> | C14 ex GREYSTONES | GREYSTONES: T42 | FASSAROE |  | 53.1638 | -6.1916
MV/LV Substation BA***4014 | 20 kV | 400V(3ph) & 230V(single ph) | LV | 100 kVA :Pole Substation | 0.1 | --> | 0.1 | 0.099 | 3 |  | --> | 0.095 | 0 | 0 | 0 | 0 | 0.1 | 0 |  | --> | C14 ex KILMEADEN | KILMEADEN: T42 | BUTLERSTOWN |  | 52.2337 | -7.2746
MV/LV Substation BA***4014 | 20 kV | 400V(3ph) & 230V(single ph) | LV | 50 kVA :Pole Substation | 0.05 | --> | 0.05 | 0 | 0 | Constrained,otherwise capacity available =44kVA. | --> | 0.047 | 0 | 0 | 0 | 0 | 0.05 | 0 |  | --> | E11 ex GLASMORE | GLASMORE: T421 | GLASMORE |  | 53.4815 | -6.1332
MV/LV Substation BA***4014 | 20 kV | 400V(3ph) & 230V(single ph) | LV | 50 kVA :Pole Substation | 0.05 | --> | 0.05 | 0 | 0 | Constrained,otherwise capacity available =40kVA. | --> | 0.047 | 0 | 0 | 0 | 0 | 0.051 | 0 |  | --> | E15 ex ACADEMY STREET | ACADEMY STREET: T421∥T422 | NAVAN |  | 53.6331 | -6.667
MV/LV Substation BA***4015 | 10 kV | 400V(3ph) & 230V(single ph) | LV | 630 kVA :Kiosk Substation | 0.63 | --> | 0.63 | 0 | 0 | Constrained,otherwise capacity available =500kVA. | --> | 0.598 | 0 | 0 | 0 | 0 | 0.5 | 0 |  | --> | C20 ex POPPINTREE | POPPINTREE: T102 | FINGLAS |  | 53.4064 | -6.2786
MV/LV Substation BA***4016 | 10 kV | 400V(3ph) & 230V(single ph) | LV | 200 kVA :Pole Substation | 0.2 | --> | 0.2 | 0.109 | 3.4 |  | --> | 0.19 | 0 | 0 | 0 | 0 | 0.213 | 0 |  | --> | C15 ex STICKILLEN | STICKILLEN: T41∥T42 | DRYBRIDGE |  | 53.847 | -6.517
MV/LV Substation BA***4016 | 10 kV | 400V(3ph) & 230V(single ph) | LV | 50 kVA :Pole Substation | 0.05 | --> | 0.05 | 0.045 | 2.3 |  | --> | 0.047 | 0 | 0 | 0 | 0 | 0 | 0 | Constrained,otherwise capacity available =50kW. | --> | C19 ex GLENGOOLE | GLENGOOLE: T41 | THURLES |  | 52.6135 | -7.6038
MV/LV Substation BA***4017 | 20 kV | 400V(3ph) & 230V(single ph) | LV | 50 kVA :Pole Substation | 0.05 | --> | 0.05 | 0 | 0 | Constrained,otherwise capacity available =44kVA. | --> | 0.047 | 0 | 0 | 0 | 0 | 0.05 | 0 |  | --> | C17 ex BALLYGAR | BALLYGAR: T41 | ATHLONE |  | 53.511 | -8.3912
MV/LV Substation BA***4017 | 10 kV | 400V(3ph) & 230V(single ph) | LV | 50 kVA :Pole Substation | 0.05 | --> | 0.05 | 0.05 | 3.8 |  | --> | 0.047 | 0 | 0 | 0 | 0 | 0 | 0 | Constrained,otherwise capacity available =49kW. | --> | C18 ex TURLOUGH ROAD | TURLOUGH ROAD: T41∥T42 | CASTLEBAR |  | 53.8946 | -9.1634
MV/LV Substation BA***4017 | 10 kV | 400V(3ph) & 230V(single ph) | LV | 50 kVA :Pole Substation | 0.05 | --> | 0.05 | 0.042 | 2.6 |  | --> | 0.047 | 0 | 0 | 0 | 0.019 | 0.03 | 0 |  | --> | E13 ex AGHADA | AGHADA: T721 | N/A |  | 51.803 | -8.1489
MV/LV Substation BA***4018 | 10 kV | 400V(3ph) & 230V(single ph) | LV | 50 kVA :Pole Substation | 0.05 | --> | 0.05 | 0 | 0 | Constrained,otherwise capacity available =44kVA. | --> | 0.047 | 0 | 0 | 0 | 0 | 0 | 0 | Constrained,otherwise capacity available =50kW. | --> | C17 ex HOLYCROSS ROAD | HOLYCROSS ROAD: T41∥T42 | THURLES |  | 52.6973 | -7.8734
MV/LV Substation BA***4019 | 10 kV | 400V(3ph) & 230V(single ph) | LV | 400 kVA :Building Structure | 0.4 | --> | 0.4 | 0 | 0 | Constrained,otherwise capacity available =400kVA. | --> | 0.38 | 0 | 0 | 0 | 0 | 0 | 0 | Constrained,otherwise capacity available =400kW. | --> | C20 ex BALLYCOOLIN | BALLYCOOLIN: T42 | FINGLAS |  | 53.4074 | -6.3493
MV/LV Substation BA***4019 | 10 kV | 400V(3ph) & 230V(single ph) | LV | 630 kVA :Kiosk Substation | 0.63 | --> | 0.63 | 0 | 0 | Constrained,otherwise capacity available =500kVA. | --> | 0.598 | 0 | 0 | 0 | 0 | 0 | 0 | Constrained,otherwise capacity available =500kW. | --> | C11 ex GARDEN CITY | GARDEN CITY: T41∥T42 | ARKLOW |  | 52.6922 | -6.2714
MV/LV Substation BA***4019 | 20 kV | 400V(3ph) & 230V(single ph) | LV | 50 kVA :Pole Substation | 0.05 | --> | 0.05 | 0 | 0 | Constrained,otherwise capacity available =43kVA. | --> | 0.047 | 0 | 0 | 0 | 0 | 0.05 | 0 |  | --> | E15 ex GLENAMADDY | GLENAMADDY: T422 | ATHLONE |  | 53.5762 | -8.397
MV/LV Substation BA***401X | 10 kV | 400V(3ph) & 230V(single ph) | LV | 50 kVA :Pole Substation | 0.05 | --> | 0.05 | 0.019 | 1.6 |  | --> | 0.047 | 0 | 0 | 0 | 0 | 0.054 | 0 |  | --> | C24 ex CAHIR | CAHIR: T42 | CAHIR |  | 52.4564 | -7.8513
MV/LV Substation BA***401X | 10 kV | 400V(3ph) & 230V(single ph) | LV | 200 kVA :Kiosk Substation | 0.2 | --> | 0.2 | 0.176 | 3 |  | --> | 0.19 | 0 | 0 | 0 | 0 | 0 | 0 | Constrained,otherwise capacity available =203kW. | --> | C13 ex SWINFORD | SWINFORD: T41∥T42 | CASTLEBAR |  | 53.9024 | -9.0599
MV/LV Substation BA***4020 | 20 kV | 400V(3ph) & 230V(single ph) | LV | 50 kVA :Pole Substation | 0.05 | --> | 0.05 | 0 | 0 | Constrained,otherwise capacity available =38kVA. | --> | 0.047 | 0 | 0 | 0 | 0 | 0.051 | 0 |  | --> | E15 ex BRUFF | BRUFF: T421 | LIMERICK |  | 52.5647 | -8.5245
MV/LV Substation BA***4020 | 20 kV | 400V(3ph) & 230V(single ph) | LV | 100 kVA :Pole Substation | 0.1 | --> | 0.1 | 0.008 | 0.9 |  | --> | 0.095 | 0 | 0 | 0 | 0 | 0 | 0 | Constrained,otherwise capacity available =113kW. | --> | E23 ex ATHBOY | ATHBOY: T423 | NAVAN |  | 53.5318 | -6.9699
MV/LV Substation BA***4021 | 20 kV | 400V(3ph) & 230V(single ph) | LV | 50 kVA :Pole Substation | 0.05 | --> | 0.05 | 0 | 0 | Constrained,otherwise capacity available =45kVA. | --> | 0.047 | 0 | 0 | 0 | 0.042 | 0.006 | 0 |  | --> | C18 ex DELVIN | DELVIN: T42 | MULLINGAR |  | 53.6329 | -7.2173
MV/LV Substation BA***4022 | 20 kV | 400V(3ph) & 230V(single ph) | LV | 50 kVA :Pole Substation | 0.05 | --> | 0.05 | 0 | 0 | Constrained,otherwise capacity available =47kVA. | --> | 0.047 | 0 | 0 | 0 | 0 | 0 | 0 | Constrained,otherwise capacity available =49kW. | --> | C13 ex CLOYNE | CLOYNE: T41 | MIDLETON |  | 51.869 | -8.0673
MV/LV Substation BA***4024 | 20 kV | 400V(3ph) & 230V(single ph) | LV | 630 kVA :Building Structure | 0.63 | --> | 0.63 | 0.5 | 12.9 |  | --> | 0.598 | 0 | 0 | 0 | 0 | 0.5 | 0 |  | --> | E18 ex COOLROE | COOLROE: T122 | COOLROE |  | 51.8911 | -8.5885
MV/LV Substation BA***4025 | 10 kV | 400V(3ph) & 230V(single ph) | LV | 50 kVA :Pole Substation | 0.05 | --> | 0.05 | 0.05 | 5.9 |  | --> | 0.047 | 0 | 0 | 0 | 0 | 0.049 | 0 |  | --> | C18 ex BANDON | BANDON: T101 | BANDON |  | 51.7854 | -8.654
MV/LV Substation BA***4025 | 20 kV | 400V(3ph) & 230V(single ph) | LV | 100 kVA :Pole Substation | 0.1 | --> | 0.1 | 0 | 0 | Constrained,otherwise capacity available =100kVA. | --> | 0.095 | 0 | 0 | 0 | 0 | 0 | 0 | Constrained,otherwise capacity available =100kW. | --> | E17 ex FERNS | FERNS: T421 | CRANE |  | 52.6114 | -6.444
MV/LV Substation BA***4027 | 20 kV | 400V(3ph) & 230V(single ph) | LV | 200 kVA :Building Structure | 0.2 | --> | 0.2 | 0 | 0 | Constrained,otherwise capacity available =188kVA. | --> | 0.19 | 0 | 0 | 0 | 0 | 0.201 | 0 |  | --> | C11 ex RAHEEN | RAHEEN: T41 | LIMERICK |  | 52.6083 | -8.702
MV/LV Substation BA***4028 | 20 kV | 400V(3ph) & 230V(single ph) | LV | 50 kVA :Pole Substation | 0.05 | --> | 0.05 | 0.044 | 2.2 |  | --> | 0.047 | 0 | 0 | 0 | 0 | 0.05 | 0 |  | --> | E18 ex CLONROCHE | CLONROCHE: T421∥T422 | WEXFORD |  | 52.4277 | -6.6388
MV/LV Substation BA***4028 | 20 kV | 400V(3ph) & 230V(single ph) | LV | 50 kVA :Pole Substation | 0.05 | --> | 0.05 | 0.046 | 2.1 |  | --> | 0.047 | 0 | 0 | 0 | 0 | 0.049 | 0 |  | --> | E13 ex NEWPORT | NEWPORT: T421 | CARROWBEG |  | 53.9244 | -9.4443
MV/LV Substation BA***4028 | 20 kV | 400V(3ph) & 230V(single ph) | LV | 400 kVA :Building Structure | 0.4 | --> | 0.4 | 0.385 | 8.5 |  | --> | 0.38 | 0 | 0 | 0 | 0 | 0 | 0 | Constrained,otherwise capacity available =402kW. | --> | E14 ex BELLACORICK | BELLACORICK: T122 | BELLACORICK |  | 54.1443 | -9.7342
MV/LV Substation BA***4028 | 10 kV | 400V(3ph) & 230V(single ph) | LV | 50 kVA :Pole Substation | 0.05 | --> | 0.05 | 0 | 0 | Constrained,otherwise capacity available =47kVA. | --> | 0.047 | 0 | 0 | 0 | 0 | 0.049 | 0 |  | --> | C14 ex GORESBRIDGE | GORESBRIDGE: T41∥T42 | KILKENNY |  | 52.6082 | -6.9526
MV/LV Substation BA***4029 | 10 kV | 400V(3ph) & 230V(single ph) | LV | 200 kVA :Kiosk Substation | 0.2 | --> | 0.2 | 0.163 | 12.2 |  | --> | 0.19 | 0 | 0 | 0 | 0 | 0.205 | 0 |  | --> | C28 ex SALTHILL | SALTHILL: T102 | SALTHILL |  | 53.2491 | -9.154
MV/LV Substation BA***4029 | 10 kV | 400V(3ph) & 230V(single ph) | LV | 50 kVA :Pole Substation | 0.05 | --> | 0.05 | 0.049 | 0.8 |  | --> | 0.047 | 0 | 0 | 0 | 0 | 0.049 | 0 |  | --> | C12 ex BALLYBEGGAN | BALLYBEGGAN: T43∥T44 | TRALEE |  | 52.2624 | -9.6607
MV/LV Substation BA***4031 | 10 kV | 400V(3ph) & 230V(single ph) | LV | 1000 kVA :Building Structure | 1 | --> | 1 | 0.5 | 2.5 |  | --> | 0.95 | 0 | 0 | 0 | 0 | 0.5 | 0 |  | --> | C13 ex CENTRAL PARK | CENTRAL PARK: T101 | CARRICKMINES |  | 53.2711 | -6.2035
MV/LV Substation BA***4032 | 10 kV | 400V(3ph) & 230V(single ph) | LV | 1000 kVA :Building Structure | 1 | --> | 1 | 0.5 | 2.5 |  | --> | 0.95 | 0 | 0 | 0 | 0 | 0.5 | 0 |  | --> | C13 ex CENTRAL PARK | CENTRAL PARK: T101 | CARRICKMINES |  | 53.2711 | -6.2034
MV/LV Substation BA***4032 | 10 kV | 400V(3ph) & 230V(single ph) | LV | 50 kVA :Pole Substation | 0.05 | --> | 0.05 | 0.05 | 3.2 |  | --> | 0.047 | 0 | 0 | 0 | 0 | 0.049 | 0 |  | --> | C20 ex ATHY | ATHY: T102 | ATHY |  | 52.9961 | -6.9871
MV/LV Substation BA***4033 | 10 kV | 400V(3ph) & 230V(single ph) | LV | 50 kVA :Pole Substation | 0.05 | --> | 0.05 | 0.049 | 4.3 |  | --> | 0.047 | 0 | 0 | 0 | 0 | 0.049 | 0 |  | --> | C19 ex BAILIEBORO | BAILIEBORO: T41∥T42 | MEATH HILL |  | 53.9251 | -7.0102
MV/LV Substation BA***4033 | 10 kV | 400V(3ph) & 230V(single ph) | LV | 50 kVA :Pole Substation | 0.05 | --> | 0.05 | 0 | 0 |  | --> | 0.047 | 0 | 0 | 0 | 0 | 0.06 | 0 |  | --> | C12 ex WOODFORD | WOODFORD: T41∥T42 | KNOCKEARAGH |  | 52.0561 | -9.3404
MV/LV Substation BA***4033 | 10 kV | 400V(3ph) & 230V(single ph) | LV | 50 kVA :Pole Substation | 0.05 | --> | 0.05 | 0.023 | 1.4 |  | --> | 0.047 | 0 | 0 | 0 | 0 | 0 | 0 | Constrained,otherwise capacity available =53kW. | --> | C16 ex DEERPARK | DEERPARK: T41∥T42 | BALLYDINE |  | 52.3783 | -7.4848
MV/LV Substation BA***4034 | 10 kV | 400V(3ph) & 230V(single ph) | LV | 50 kVA :Pole Substation | 0.05 | --> | 0.05 | 0.049 | 7.3 |  | --> | 0.047 | 0 | 0 | 0 | 0 | 0.049 | 0 |  | --> | C19 ex GARRYCASTLE | GARRYCASTLE: T41 | ATHLONE |  | 53.3473 | -7.8427
MV/LV Substation BA***4035 | 10 kV | 400V(3ph) & 230V(single ph) | LV | 400 kVA :Kiosk Substation | 0.4 | --> | 0.4 | 0.376 | 9.8 |  | --> | 0.38 | 0 | 0 | 0 | 0 | 0.403 | 0 |  | --> | C11 ex KILCOOLE | KILCOOLE: T41∥T42 | FASSAROE |  | 53.0868 | -6.1153
MV/LV Substation BA***4038 | 10 kV | 400V(3ph) & 230V(single ph) | LV | 100 kVA :Pole Substation | 0.1 | --> | 0.1 | 0.1 | 0.3 |  | --> | 0.095 | 0 | 0 | 0 | 0 | 0 | 0 | Constrained,otherwise capacity available =100kW. | --> | C20 ex DRUMBEAR | DRUMBEAR: T41∥T42 | LISDRUM |  | 54.1956 | -7.0192
MV/LV Substation BA***4039 | 20 kV | 400V(3ph) & 230V(single ph) | LV | 50 kVA :Pole Substation | 0.05 | --> | 0.05 | 0 | 0 | Constrained,otherwise capacity available =45kVA. | --> | 0.047 | 0 | 0 | 0 | 0 | 0.05 | 0 |  | --> | C11 ex TIMOLEAGUE | TIMOLEAGUE: T41 | BANDON |  | 51.6269 | -8.7175
MV/LV Substation BA***4039 | 20 kV | 400V(3ph) & 230V(single ph) | LV | 50 kVA :Pole Substation | 0.05 | --> | 0.05 | 0 | 0 | Constrained,otherwise capacity available =50kVA. | --> | 0.047 | 0 | 0 | 0 | 0 | 0.049 | 0 |  | --> | E17 ex CREAGH | CREAGH: T421∥T422 | ATHLONE |  | 53.3603 | -8.392
MV/LV Substation BA***403Y | 10 kV | 400V(3ph) & 230V(single ph) | LV | 50 kVA :Pole Substation | 0.05 | --> | 0.05 | 0.038 | 8.3 |  | --> | 0.047 | 0 | 0 | 0 | 0.003 | 0.047 | 0 |  | --> | C23 ex BALLYBEG | BALLYBEG: T101 | CARRICKMINES |  | 52.9112 | -6.1131
MV/LV Substation BA***404 | 10 kV | 400V(3ph) & 230V(single ph) | LV | 50 kVA :Pole Substation | 0.05 | --> | 0.05 | 0.042 | 2.3 |  | --> | 0.047 | 0 | 0 | 0 | 0.012 | 0.037 | 0 |  | --> | C20 ex RINEANNA | RINEANNA: T41 | DRUMLINE |  | 52.7139 | -8.877
MV/LV Substation BA***404 | 10 kV | 400V(3ph) & 230V(single ph) | LV | 50 kVA :Pole Substation | 0.05 | --> | 0.05 | 0 | 0 | Constrained,otherwise capacity available =17kVA. | --> | 0.047 | 0 | 0 | 0 | 0 | 0.054 | 0 |  | --> | C18 ex BUTTEVANT | BUTTEVANT: T41∥T42 | MALLOW |  | 52.2673 | -8.7308
MV/LV Substation BA***404 | 10 kV | 400V(3ph) & 230V(single ph) | LV | 50 kVA :Pole Substation | 0.05 | --> | 0.05 | 0.014 | 4 |  | --> | 0.047 | 0 | 0 | 0 | 0.022 | 0.031 | 0 |  | --> | C20 ex OAKFIELD | OAKFIELD: T42 | SLIGO |  | 54.2723 | -8.5241
MV/LV Substation BA***4040 | 10 kV | 400V(3ph) & 230V(single ph) | LV | 100 kVA :Pole Substation | 0.1 | --> | 0.1 | 0.097 | 3.4 |  | --> | 0.095 | 0 | 0 | 0 | 0 | 0.1 | 0 |  | --> | C12 ex CAUSEWAY | CAUSEWAY: T41∥T42 | TRALEE |  | 52.4288 | -9.7335
MV/LV Substation BA***4040 | 10 kV | 400V(3ph) & 230V(single ph) | LV | 50 kVA :Pole Substation | 0.05 | --> | 0.05 | 0 | 0 | Constrained,otherwise capacity available =50kVA. | --> | 0.047 | 0 | 0 | 0 | 0 | 0.049 | 0 |  | --> | C11 ex SKIBBEREEN | SKIBBEREEN: T41∥T42 | DUNMANWAY |  | 51.5962 | -9.2713
MV/LV Substation BA***4042 | 20 kV | 400V(3ph) & 230V(single ph) | LV | 50 kVA :Pole Substation | 0.05 | --> | 0.05 | 0.046 | 7.7 |  | --> | 0.047 | 0 | 0 | 0 | 0 | 0.049 | 0 |  | --> | C18 ex GARRYCASTLE | GARRYCASTLE: T42 | ATHLONE |  | 53.4006 | -7.8644
MV/LV Substation BA***4042 | 10 kV | 400V(3ph) & 230V(single ph) | LV | 1000 kVA :Building Structure | 1 | --> | 1 | 0.198 | 7.1 |  | --> | 0.95 | 0 | 0 | 0 | 0.039 | 0.5 | 0 |  | --> | C33 ex PEMBROKE | PEMBROKE: T41∥T43 | RINGSEND |  | 53.3314 | -6.2323
MV/LV Substation BA***4042 | 10 kV | 400V(3ph) & 230V(single ph) | LV | 400 kVA :Building Structure | 0.4 | --> | 0.4 | 0.32 | 1.5 |  | --> | 0.38 | 0 | 0 | 0 | 0 | 0.412 | 0 |  | --> | C25 ex TRAMORE | TRAMORE: T41 | BUTLERSTOWN |  | 52.1624 | -7.1606
MV/LV Substation BA***4044 | 20 kV | 400V(3ph) & 230V(single ph) | LV | 50 kVA :Pole Substation | 0.05 | --> | 0.05 | 0.048 | 3.7 |  | --> | 0.047 | 0 | 0 | 0 | 0 | 0 | 0 | Constrained,otherwise capacity available =49kW. | --> | E18 ex FOXHOLE | FOXHOLE: T421∥T422 | DUNGARVAN |  | 52.0028 | -7.81
MV/LV Substation BA***4046 | 10 kV | 400V(3ph) & 230V(single ph) | LV | 50 kVA :Pole Substation | 0.05 | --> | 0.05 | 0.05 | 0.7 |  | --> | 0.047 | 0 | 0 | 0 | 0 | 0 | 0 | Constrained,otherwise capacity available =49kW. | --> | C15 ex KILMARTIN | KILMARTIN: T41 | ARKLOW |  | 53.0549 | -6.0892
MV/LV Substation BA***4046 | 10 kV | 400V(3ph) & 230V(single ph) | LV | 400 kVA :Building Structure | 0.4 | --> | 0.4 | 0.396 | 5.9 |  | --> | 0.38 | 0 | 0 | 0 | 0.031 | 0.367 | 0 |  | --> | C20 ex BANDON | BANDON: T101 | BANDON |  | 51.7439 | -8.7969
MV/LV Substation BA***4047 | 10 kV | 400V(3ph) & 230V(single ph) | LV | 50 kVA :Pole Substation | 0.05 | --> | 0.05 | 0.05 | 2.4 |  | --> | 0.047 | 0 | 0 | 0 | 0 | 0 | 0 | Constrained,otherwise capacity available =49kW. | --> | C23 ex TINAHASK | TINAHASK: T41∥T42 | ARKLOW |  | 52.7919 | -6.2003
MV/LV Substation BA***4048 | 10 kV | 400V(3ph) & 230V(single ph) | LV | 400 kVA :Kiosk Substation | 0.4 | --> | 0.4 | 0 | 0 | Constrained,otherwise capacity available =349kVA. | --> | 0.38 | 0 | 0 | 0 | 0.001 | 0.406 | 0 |  | --> | C21 ex POPPINTREE | POPPINTREE: T101 | FINGLAS |  | 53.405 | -6.2811
MV/LV Substation BA***4048 | 10 kV | 400V(3ph) & 230V(single ph) | LV | 50 kVA :Pole Substation | 0.05 | --> | 0.05 | 0.05 | 2.4 |  | --> | 0.047 | 0 | 0 | 0 | 0 | 0 | 0 | Constrained,otherwise capacity available =49kW. | --> | C23 ex TINAHASK | TINAHASK: T41∥T42 | ARKLOW |  | 52.7934 | -6.2053
MV/LV Substation BA***4049 | 20 kV | 400V(3ph) & 230V(single ph) | LV | 50 kVA :Pole Substation | 0.05 | --> | 0.05 | 0.031 | 1.8 |  | --> | 0.047 | 0 | 0 | 0 | 0 | 0.051 | 0 |  | --> | C26 ex DUNDALK | DUNDALK: T41 | DUNDALK |  | 53.9938 | -6.5344
MV/LV Substation BA***4049 | 10 kV | 400V(3ph) & 230V(single ph) | LV | 50 kVA :Pole Substation | 0.05 | --> | 0.05 | 0.048 | 2.4 |  | --> | 0.047 | 0 | 0 | 0 | 0.003 | 0 | 0 | Constrained,otherwise capacity available =46kW. | --> | C23 ex TINAHASK | TINAHASK: T41∥T42 | ARKLOW |  | 52.795 | -6.2014
MV/LV Substation BA***4049 | 20 kV | 400V(3ph) & 230V(single ph) | LV | 50 kVA :Pole Substation | 0.05 | --> | 0.05 | 0.044 | 1.5 |  | --> | 0.047 | 0 | 0 | 0 | 0 | 0.05 | 0 |  | --> | C19 ex TRAMORE | TRAMORE: T41 | BUTLERSTOWN |  | 52.1922 | -7.1202
MV/LV Substation BA***4049 | 10 kV | 400V(3ph) & 230V(single ph) | LV | 200 kVA :Kiosk Substation | 0.2 | --> | 0.2 | 0 | 0 | Constrained,otherwise capacity available =190kVA. | --> | 0.19 | 0 | 0 | 0 | 0 | 0.201 | 0 |  | --> | C15 ex SKIBBEREEN | SKIBBEREEN: T41∥T42 | DUNMANWAY |  | 51.4869 | -9.3719
MV/LV Substation BA***404X | 20 kV | 400V(3ph) & 230V(single ph) | LV | 50 kVA :Pole Substation | 0.05 | --> | 0.05 | 0.041 | 1.4 |  | --> | 0.047 | 0 | 0 | 0 | 0 | 0.05 | 0 |  | --> | E18 ex GARRANACANTY | GARRANACANTY: T422 | TIPPERARY |  | 52.503 | -8.2148
MV/LV Substation BA***405 | 20 kV | 400V(3ph) & 230V(single ph) | LV | 100 kVA :Pole Substation | 0.1 | --> | 0.1 | 0.087 | 1.7 |  | --> | 0.095 | 0 | 0 | 0 | 0 | 0.101 | 0 |  | --> | E13 ex GORT | GORT: T41∥T42 | ENNIS |  | 53.0868 | -8.8198
MV/LV Substation BA***4050 | 10 kV | 400V(3ph) & 230V(single ph) | LV | 50 kVA :Pole Substation | 0.05 | --> | 0.05 | 0.05 | 2.4 |  | --> | 0.047 | 0 | 0 | 0 | 0 | 0 | 0 | Constrained,otherwise capacity available =49kW. | --> | C23 ex TINAHASK | TINAHASK: T41∥T42 | ARKLOW |  | 52.7945 | -6.2032
MV/LV Substation BA***4050 | 20 kV | 400V(3ph) & 230V(single ph) | LV | 50 kVA :Pole Substation | 0.05 | --> | 0.05 | 0.007 | 0.8 |  | --> | 0.047 | 0 | 0 | 0 | 0 | 0 | 0 | Constrained,otherwise capacity available =55kW. | --> | E12 ex CARNDONAGH | CARNDONAGH: T421∥T422 | TRILLICK |  | 55.3612 | -7.2923
MV/LV Substation BA***4050 | 20 kV | 400V(3ph) & 230V(single ph) | LV | 200 kVA :Pole Substation | 0.2 | --> | 0.2 | 0.177 | 3.2 |  | --> | 0.19 | 0 | 0 | 0 | 0 | 0.203 | 0 |  | --> | C16 ex BOYLE | BOYLE: T41∥T42 | CARRICK ON SHANNON |  | 54.0636 | -8.198
MV/LV Substation BA***4051 | 10 kV | 400V(3ph) & 230V(single ph) | LV | 50 kVA :Pole Substation | 0.05 | --> | 0.05 | 0.05 | 6.5 |  | --> | 0.047 | 0 | 0 | 0 | 0 | 0.049 | 0 |  | --> | C21 ex CAHIR | CAHIR: T41 | CAHIR |  | 52.3597 | -7.8873
MV/LV Substation BA***4051 | 10 kV | 400V(3ph) & 230V(single ph) | LV | 50 kVA :Pole Substation | 0.05 | --> | 0.05 | 0.05 | 3.4 |  | --> | 0.047 | 0 | 0 | 0 | 0 | 0.049 | 0 |  | --> | C15 ex CAUSEWAY | CAUSEWAY: T41∥T42 | TRALEE |  | 52.3577 | -9.7922
MV/LV Substation BA***4051 | 20 kV | 400V(3ph) & 230V(single ph) | LV | 50 kVA :Pole Substation | 0.05 | --> | 0.05 | 0 | 0 | Constrained,otherwise capacity available =48kVA. | --> | 0.047 | 0 | 0 | 0 | 0 | 0.049 | 0 |  | --> | C22 ex ATHLONE | ATHLONE: T41 | ATHLONE |  | 53.4565 | -7.9748
MV/LV Substation BA***4052 | 20 kV | 400V(3ph) & 230V(single ph) | LV | 50 kVA :Pole Substation | 0.05 | --> | 0.05 | 0 | 0 | Constrained,otherwise capacity available =50kVA. | --> | 0.047 | 0 | 0 | 0 | 0 | 0.049 | 0 |  | --> | C22 ex ATHLONE | ATHLONE: T41 | ATHLONE |  | 53.4546 | -7.9862
MV/LV Substation BA***4053 | 10 kV | 400V(3ph) & 230V(single ph) | LV | 200 kVA :Pole Substation | 0.2 | --> | 0.2 | 0.2 | 2.3 |  | --> | 0.19 | 0 | 0 | 0 | 0 | 0.2 | 0 |  | --> | C14 ex RINEANNA | RINEANNA: T41 | DRUMLINE |  | 52.7349 | -8.903
MV/LV Substation BA***4055 | 10 kV | 400V(3ph) & 230V(single ph) | LV | 400 kVA :Kiosk Substation | 0.4 | --> | 0.4 | 0 | 0 | Constrained,otherwise capacity available =395kVA. | --> | 0.38 | 0 | 0 | 0 | 0 | 0.4 | 0 |  | --> | C15 ex SKIBBEREEN | SKIBBEREEN: T41∥T42 | DUNMANWAY |  | 51.4839 | -9.3743
MV/LV Substation BA***4055 | 10 kV | 400V(3ph) & 230V(single ph) | LV | 400 kVA :Building Structure | 0.4 | --> | 0.4 | 0 | 0 | Constrained,otherwise capacity available =380kVA. | --> | 0.38 | 0 | 0 | 0 | 0 | 0.403 | 0 |  | --> | C26 ex COLLEGE PARK | COLLEGE PARK: T102 | COLLEGE PARK |  | 53.4273 | -6.3566
MV/LV Substation BA***4057 | 20 kV | 400V(3ph) & 230V(single ph) | LV | 630 kVA :Building Structure | 0.63 | --> | 0.63 | 0.5 | 12.9 |  | --> | 0.598 | 0 | 0 | 0 | 0 | 0.5 | 0 |  | --> | E18 ex COOLROE | COOLROE: T122 | COOLROE |  | 51.8882 | -8.5903
MV/LV Substation BA***4057 | 10 kV | 400V(3ph) & 230V(single ph) | LV | 200 kVA :Pole Substation | 0.2 | --> | 0.2 | 0.2 | 9.2 |  | --> | 0.19 | 0 | 0 | 0 | 0 | 0.2 | 0 |  | --> | C19 ex MIDLETON | MIDLETON: T101 | MIDLETON |  | 51.9081 | -8.2194
MV/LV Substation BA***4059 | 20 kV | 400V(3ph) & 230V(single ph) | LV | 50 kVA :Pole Substation | 0.05 | --> | 0.05 | 0 | 0 | Constrained,otherwise capacity available =50kVA. | --> | 0.047 | 0 | 0 | 0 | 0 | 0.049 | 0 |  | --> | E17 ex DRUMLINE | DRUMLINE: T421∥T422 | DRUMLINE |  | 52.7707 | -8.775
MV/LV Substation BA***405X | 20 kV | 400V(3ph) & 230V(single ph) | LV | 50 kVA :Pole Substation | 0.05 | --> | 0.05 | 0 | 1.7 |  | --> | 0.047 | 0 | 0 | 0 | 0 | 0.058 | 0 |  | --> | E15 ex GORT | GORT: T41∥T42 | ENNIS |  | 53.1401 | -8.8057
MV/LV Substation BA***405X | 20 kV | 400V(3ph) & 230V(single ph) | LV | 50 kVA :Pole Substation | 0.05 | --> | 0.05 | 0 | 2.6 |  | --> | 0.047 | 0 | 0 | 0 | 0 | 0.056 | 0 |  | --> | E23 ex ATHENRY | ATHENRY: T423 | GALWAY 110KV |  | 53.2918 | -8.5129
MV/LV Substation BA***406 | 20 kV | 400V(3ph) & 230V(single ph) | LV | 50 kVA :Pole Substation | 0.05 | --> | 0.05 | 0.05 | 0.4 |  | --> | 0.047 | 0 | 0 | 0 | 0 | 0.049 | 0 |  | --> | E33 ex TRIM | TRIM: T421 | NAVAN |  | 53.452 | -6.7768
MV/LV Substation BA***406 | 10 kV | 400V(3ph) & 230V(single ph) | LV | 200 kVA :Pole Substation | 0.2 | --> | 0.2 | 0.136 | 1.3 |  | --> | 0.19 | 0 | 0 | 0 | 0 | 0.209 | 0 |  | --> | C19 ex ENNIS NORTH | ENNIS NORTH: T41∥T42 | ENNIS |  | 52.8717 | -8.9659
MV/LV Substation BA***4060 | 10 kV | 400V(3ph) & 230V(single ph) | LV | 50 kVA :Pole Substation | 0.05 | --> | 0.05 | 0.033 | 2.4 |  | --> | 0.047 | 0 | 0 | 0 | 0 | 0.051 | 0 |  | --> | C19 ex CASTLETOWNROCHE | CASTLETOWNROCHE: T41 | MALLOW |  | 52.1978 | -8.4573
MV/LV Substation BA***4062 | 20 kV | 400V(3ph) & 230V(single ph) | LV | 50 kVA :Pole Substation | 0.05 | --> | 0.05 | 0.047 | 1.9 |  | --> | 0.047 | 0 | 0 | 0 | 0 | 0.049 | 0 |  | --> | C20 ex ROSCOMMON | ROSCOMMON: T42 | LANESBORO |  | 53.7473 | -8.2766
MV/LV Substation BA***4062 | 20 kV | 400V(3ph) & 230V(single ph) | LV | 50 kVA :Pole Substation | 0.05 | --> | 0.05 | 0.045 | 1.5 |  | --> | 0.047 | 0 | 0 | 0 | 0 | 0.05 | 0 |  | --> | E11 ex ARDFINNAN | ARDFINNAN: T421 | CAHIR |  | 52.3227 | -7.9092
MV/LV Substation BA***4063 | 10 kV | 400V(3ph) & 230V(single ph) | LV | 50 kVA :Pole Substation | 0.05 | --> | 0.05 | 0.036 | 0.5 |  | --> | 0.047 | 0 | 0 | 0 | 0 | 0.051 | 0 |  | --> | C14 ex CHARLESTOWN | CHARLESTOWN: T41 | TONROE |  | 53.9665 | -8.7147
MV/LV Substation BA***4063 | 10 kV | 400V(3ph) & 230V(single ph) | LV | 50 kVA :Pole Substation | 0.05 | --> | 0.05 | 0.034 | 2.2 |  | --> | 0.047 | 0 | 0 | 0 | 0 | 0.051 | 0 |  | --> | C17 ex MALLOW | MALLOW: T41 | MALLOW |  | 52.1569 | -8.6088
MV/LV Substation BA***4063 | 10 kV | 400V(3ph) & 230V(single ph) | LV | 50 kVA :Pole Substation | 0.05 | --> | 0.05 | 0.05 | 3.3 |  | --> | 0.047 | 0 | 0 | 0 | 0 | 0.049 | 0 |  | --> | C19 ex CELBRIDGE | CELBRIDGE: T41 | GRIFFINRATH |  | 53.323 | -6.5934
MV/LV Substation BA***4064 | 20 kV | 400V(3ph) & 230V(single ph) | LV | 50 kVA :Pole Substation | 0.05 | --> | 0.05 | 0.05 | 5.6 |  | --> | 0.047 | 0 | 0 | 0 | 0 | 0.049 | 0 |  | --> | E18 ex CRANE | CRANE: T122 | CRANE |  | 52.4783 | -6.3008
MV/LV Substation BA***4064 | 10 kV | 400V(3ph) & 230V(single ph) | LV | 50 kVA :Pole Substation | 0.05 | --> | 0.05 | 0.036 | 2.2 |  | --> | 0.047 | 0 | 0 | 0 | 0.019 | 0.031 | 0 |  | --> | C18 ex SPA ROAD | SPA ROAD: T41∥T42 | DOON |  | 52.3799 | -7.6416
MV/LV Substation BA***4064 | 20 kV | 400V(3ph) & 230V(single ph) | LV | 50 kVA :Pole Substation | 0.05 | --> | 0.05 | 0.038 | 1.9 |  | --> | 0.047 | 0 | 0 | 0 | 0 | 0.051 | 0 |  | --> | C20 ex ROSCOMMON | ROSCOMMON: T42 | LANESBORO |  | 53.7029 | -8.1928
MV/LV Substation BA***4065 | 10 kV | 400V(3ph) & 230V(single ph) | LV | 50 kVA :Pole Substation | 0.05 | --> | 0.05 | 0.041 | 3.7 |  | --> | 0.047 | 0 | 0 | 0 | 0 | 0.05 | 0 |  | --> | C18 ex SALLINS | SALLINS: T42 | GRIFFINRATH |  | 53.3019 | -6.711
MV/LV Substation BA***4066 | 20 kV | 400V(3ph) & 230V(single ph) | LV | 50 kVA :Pole Substation | 0.05 | --> | 0.05 | 0.042 | 1 |  | --> | 0.047 | 0 | 0 | 0 | 0 | 0 | 0 | Constrained,otherwise capacity available =50kW. | --> | C25 ex KILCLOHER | KILCLOHER: T42 | DUNGARVAN |  | 52.2082 | -7.6855
MV/LV Substation BA***4067 | 10 kV | 400V(3ph) & 230V(single ph) | LV | 1000 kVA :Building Structure | 1 | --> | 1 | 0.5 | 7.1 |  | --> | 0.95 | 0 | 0 | 0 | 0 | 0.5 | 0 |  | --> | C33 ex PEMBROKE | PEMBROKE: T41∥T43 | RINGSEND |  | 53.3314 | -6.2324
MV/LV Substation BA***4068 | 10 kV | 400V(3ph) & 230V(single ph) | LV | 100 kVA :Building Structure | 0.1 | --> | 0.1 | 0.1 | 7.1 |  | --> | 0.095 | 0 | 0 | 0 | 0 | 0.1 | 0 |  | --> | C33 ex PEMBROKE | PEMBROKE: T41∥T43 | RINGSEND |  | 53.3314 | -6.2324
MV/LV Substation BA***4068 | 20 kV | 400V(3ph) & 230V(single ph) | LV | 50 kVA :Pole Substation | 0.05 | --> | 0.05 | 0.05 | 2.8 |  | --> | 0.047 | 0 | 0 | 0 | 0 | 0 | 0 | Constrained,otherwise capacity available =49kW. | --> | C21 ex LEE BRIDGE | LEE BRIDGE: T41 | MACROOM |  | 51.8974 | -9.0704
MV/LV Substation BA***4069 | 20 kV | 400V(3ph) & 230V(single ph) | LV | 400 kVA :Building Structure | 0.4 | --> | 0.4 | 0.354 | 1.8 |  | --> | 0.38 | 0 | 0 | 0 | 0 | 0.407 | 0 |  | --> | E11 ex CARRIGALLEN | CARRIGALLEN: T421 | CARRICK ON SHANNON |  | 54.058 | -7.7933
MV/LV Substation BA***4069 | 10 kV | 400V(3ph) & 230V(single ph) | LV | 50 kVA :Pole Substation | 0.05 | --> | 0.05 | 0 | 0 | Constrained,otherwise capacity available =37kVA. | --> | 0.047 | 0 | 0 | 0 | 0 | 0.051 | 0 |  | --> | C20 ex TERMONFECKIN ROAD | TERMONFECKIN ROAD: T41∥T42 | DRYBRIDGE |  | 53.749 | -6.2763
MV/LV Substation BA***4069 | 10 kV | 400V(3ph) & 230V(single ph) | LV | 50 kVA :Pole Substation | 0.05 | --> | 0.05 | 0.038 | 5.2 |  | --> | 0.047 | 0 | 0 | 0 | 0 | 0.051 | 0 |  | --> | C12 ex KILFLYNN | KILFLYNN: T41∥T42 | TRALEE |  | 52.3779 | -9.6165
MV/LV Substation BA***406X | 20 kV | 400V(3ph) & 230V(single ph) | LV | 50 kVA :Pole Substation | 0.05 | --> | 0.05 | 0.042 | 1.1 |  | --> | 0.047 | 0 | 0 | 0 | 0 | 0.05 | 0 |  | --> | E23 ex LAWLESSTOWN | LAWLESSTOWN: T421 | DOON |  | 52.3644 | -7.7452
MV/LV Substation BA***4070 | 20 kV | 400V(3ph) & 230V(single ph) | LV | 100 kVA :Pole Substation | 0.1 | --> | 0.1 | 0.098 | 6.9 |  | --> | 0.095 | 0 | 0 | 0 | 0 | 0 | 0 | Constrained,otherwise capacity available =100kW. | --> | C17 ex BALLYSHANNON | BALLYSHANNON: T41∥T42 | CATHALEENS FALL |  | 54.5425 | -7.8677
MV/LV Substation BA***4071 | 10 kV | 400V(3ph) & 230V(single ph) | LV | 1000 kVA :Building Structure | 1 | --> | 1 | 0 | 0 | Constrained,otherwise capacity available =500kVA. | --> | 0.95 | 0 | 0 | 0 | 0 | 0.5 | 0 |  | --> | C18 ex POPPINTREE | POPPINTREE: T102 | FINGLAS |  | 53.3973 | -6.2626
MV/LV Substation BA***4073 | 10 kV | 400V(3ph) & 230V(single ph) | LV | 1000 kVA :Building Structure | 1 | --> | 1 | 0.5 | 9 |  | --> | 0.95 | 0 | 0 | 0 | 0 | 0.5 | 0 |  | --> | C26 ex TRINITY | TRINITY: T102 | POOLBEG |  | 53.342 | -6.2473
MV/LV Substation BA***4074 | 20 kV | 400V(3ph) & 230V(single ph) | LV | 50 kVA :Pole Substation | 0.05 | --> | 0.05 | 0.048 | 3.7 |  | --> | 0.047 | 0 | 0 | 0 | 0 | 0.049 | 0 |  | --> | E21 ex CLARA | CLARA: T421 | THORNSBERRY |  | 53.3252 | -7.685
MV/LV Substation BA***4074 | 10 kV | 400V(3ph) & 230V(single ph) | LV | 400 kVA :Kiosk Substation | 0.4 | --> | 0.4 | 0.375 | 12.2 |  | --> | 0.38 | 0 | 0 | 0 | 0.003 | 0.4 | 0 |  | --> | C36 ex SALTHILL | SALTHILL: T102 | SALTHILL |  | 53.291 | -9.0919
MV/LV Substation BA***4075 | 20 kV | 400V(3ph) & 230V(single ph) | LV | 50 kVA :Pole Substation | 0.05 | --> | 0.05 | 0 | 0 | Constrained,otherwise capacity available =36kVA. | --> | 0.047 | 0 | 0 | 0 | 0 | 0.051 | 0 |  | --> | E20 ex EDENDERRY | EDENDERRY: T421∥T422 | BLAKE |  | 53.294 | -7.0939
MV/LV Substation BA***4075 | 20 kV | 400V(3ph) & 230V(single ph) | LV | 100 kVA :Pole Substation | 0.1 | --> | 0.1 | 0 | 0 | Constrained,otherwise capacity available =78kVA. | --> | 0.095 | 0 | 0 | 0 | 0.003 | 0.099 | 0 |  | --> | E22 ex COLLOONEY | COLLOONEY: T422 | SLIGO |  | 54.1901 | -8.4475
MV/LV Substation BA***4075 | 10 kV | 400V(3ph) & 230V(single ph) | LV | 50 kVA :Pole Substation | 0.05 | --> | 0.05 | 0 | 0 | Constrained,otherwise capacity available =50kVA. | --> | 0.047 | 0 | 0 | 0 | 0 | 0.049 | 0 |  | --> | C24 ex KILMONEY | KILMONEY: T41∥T42 | TRABEG |  | 51.8223 | -8.474
MV/LV Substation BA***4076 | 20 kV | 400V(3ph) & 230V(single ph) | LV | 50 kVA :Pole Substation | 0.05 | --> | 0.05 | 0.049 | 6.9 |  | --> | 0.047 | 0 | 0 | 0 | 0 | 0 | 0 | Constrained,otherwise capacity available =49kW. | --> | C17 ex BALLYSHANNON | BALLYSHANNON: T41∥T42 | CATHALEENS FALL |  | 54.576 | -8.1193
MV/LV Substation BA***4076 | 20 kV | 400V(3ph) & 230V(single ph) | LV | 50 kVA :Pole Substation | 0.05 | --> | 0.05 | 0 | 0 | Constrained,otherwise capacity available =43kVA. | --> | 0.047 | 0 | 0 | 0 | 0 | 0.05 | 0 |  | --> | E17 ex KILCOLGAN | KILCOLGAN: T421 | GALWAY 110KV |  | 53.2035 | -8.8311
MV/LV Substation BA***4076 | 10 kV | 400V(3ph) & 230V(single ph) | LV | 100 kVA :Pole Substation | 0.1 | --> | 0.1 | 0.1 | 0.4 |  | --> | 0.095 | 0 | 0 | 0 | 0 | 0 | 0 | Constrained,otherwise capacity available =100kW. | --> | C16 ex GARRYSPILLANE | GARRYSPILLANE: T41 | TIPPERARY |  | 52.3571 | -8.4646
MV/LV Substation BA***4078 | 20 kV | 400V(3ph) & 230V(single ph) | LV | 50 kVA :Pole Substation | 0.05 | --> | 0.05 | 0.05 | 0.8 |  | --> | 0.047 | 0 | 0 | 0 | 0 | 0 | 0 | Constrained,otherwise capacity available =49kW. | --> | E12 ex CARNDONAGH | CARNDONAGH: T421∥T422 | TRILLICK |  | 55.2648 | -7.327
MV/LV Substation BA***4079 | 20 kV | 400V(3ph) & 230V(single ph) | LV | 50 kVA :Pole Substation | 0.05 | --> | 0.05 | 0.04 | 3.7 |  | --> | 0.047 | 0 | 0 | 0 | 0 | 0 | 0 | Constrained,otherwise capacity available =51kW. | --> | E20 ex FOXHOLE | FOXHOLE: T421∥T422 | DUNGARVAN |  | 51.9465 | -7.969
MV/LV Substation BA***407X | 10 kV | 400V(3ph) & 230V(single ph) | LV | 400 kVA :Kiosk Substation | 0.4 | --> | 0.4 | 0.398 | 1.9 |  | --> | 0.38 | 0 | 0 | 0 | 0 | 0.4 | 0 |  | --> | C17 ex VIRGINIA | VIRGINIA: T41∥T42 | MEATH HILL |  | 53.823 | -7.0511
MV/LV Substation BA***407X | 10 kV | 400V(3ph) & 230V(single ph) | LV | 100 kVA :Pole Substation | 0.1 | --> | 0.1 | 0.1 | 3 |  | --> | 0.095 | 0 | 0 | 0 | 0 | 0 | 0 | Constrained,otherwise capacity available =100kW. | --> | C13 ex SWINFORD | SWINFORD: T41∥T42 | CASTLEBAR |  | 53.8964 | -9.1482
MV/LV Substation BA***407Z | 10 kV | 400V(3ph) & 230V(single ph) | LV | 400 kVA :Building Structure | 0.4 | --> | 0.4 | 0.363 | 8.9 |  | --> | 0.38 | 0 | 0 | 0 | 0.015 | 0.389 | 0 |  | --> | C29 ex STEPHENSTOWN | STEPHENSTOWN: T101 | FINGLAS |  | 53.5991 | -6.1834
MV/LV Substation BA***408 | 10 kV | 400V(3ph) & 230V(single ph) | LV | 200 kVA :Pole Substation | 0.2 | --> | 0.2 | 0.196 | 2.6 |  | --> | 0.19 | 0 | 0 | 0 | 0.117 | 0.076 | 0 |  | --> | C19 ex RECESS | RECESS: T41 | GALWAY 110KV |  | 53.4606 | -9.8632
MV/LV Substation BA***4080 | 20 kV | 400V(3ph) & 230V(single ph) | LV | 200 kVA :Pole Substation | 0.2 | --> | 0.2 | 0.117 | 1.2 |  | --> | 0.19 | 0 | 0 | 0 | 0 | 0 | 0 | Constrained,otherwise capacity available =212kW. | --> | E17 ex BUNCRANA | BUNCRANA: T421∥T422 | TRILLICK |  | 55.1536 | -7.4318
MV/LV Substation BA***4081 | 20 kV | 400V(3ph) & 230V(single ph) | LV | 200 kVA :Kiosk Substation | 0.2 | --> | 0.2 | 0.165 | 0.2 |  | --> | 0.19 | 0 | 0 | 0 | 0 | 0.205 | 0 |  | --> | C15 ex MOATE | MOATE: T42 | ATHLONE |  | 53.3924 | -7.7064
MV/LV Substation BA***4081 | 20 kV | 400V(3ph) & 230V(single ph) | LV | 50 kVA :Pole Substation | 0.05 | --> | 0.05 | 0.048 | 6.9 |  | --> | 0.047 | 0 | 0 | 0 | 0 | 0 | 0 | Constrained,otherwise capacity available =49kW. | --> | E12 ex RATHKEALE | RATHKEALE: T421∥T422 | RATHKEALE |  | 52.4638 | -8.9118
MV/LV Substation BA***4081 | 20 kV | 400V(3ph) & 230V(single ph) | LV | 50 kVA :Pole Substation | 0.05 | --> | 0.05 | 0.05 | 3 |  | --> | 0.047 | 0 | 0 | 0 | 0 | 0.049 | 0 |  | --> | C14 ex KILMEADEN | KILMEADEN: T42 | BUTLERSTOWN |  | 52.2288 | -7.2625
MV/LV Substation BA***4083 | 20 kV | 400V(3ph) & 230V(single ph) | LV | 200 kVA :Pole Substation | 0.2 | --> | 0.2 | 0.2 | 7.4 |  | --> | 0.19 | 0 | 0 | 0 | 0 | 0 | 0 | Constrained,otherwise capacity available =200kW. | --> | E14 ex ARIGNA | ARIGNA: T121 | ARIGNA |  | 54.0743 | -8.2028
MV/LV Substation BA***4084 | 10 kV | 400V(3ph) & 230V(single ph) | LV | 50 kVA :Pole Substation | 0.05 | --> | 0.05 | 0 | 0 | Constrained,otherwise capacity available =33kVA. | --> | 0.047 | 0 | 0 | 0 | 0 | 0.051 | 0 |  | --> | C22 ex TERMONFECKIN ROAD | TERMONFECKIN ROAD: T41∥T42 | DRYBRIDGE |  | 53.7322 | -6.3463
MV/LV Substation BA***4085 | 20 kV | 400V(3ph) & 230V(single ph) | LV | 50 kVA :Pole Substation | 0.05 | --> | 0.05 | 0.046 | 3.3 |  | --> | 0.047 | 0 | 0 | 0 | 0.003 | 0.046 | 0 |  | --> | E17 ex BIRDHILL | BIRDHILL: T421 | ARDNACRUSHA |  | 52.8132 | -8.4273
MV/LV Substation BA***4085 | 20 kV | 400V(3ph) & 230V(single ph) | LV | 50 kVA :Pole Substation | 0.05 | --> | 0.05 | 0.05 | 1.5 |  | --> | 0.047 | 0 | 0 | 0 | 0 | 0.049 | 0 |  | --> | C21 ex TRAMORE | TRAMORE: T41 | BUTLERSTOWN |  | 52.1713 | -7.291
MV/LV Substation BA***4086 | 20 kV | 400V(3ph) & 230V(single ph) | LV | 50 kVA :Pole Substation | 0.05 | --> | 0.05 | 0 | 0 | Constrained,otherwise capacity available =34kVA. | --> | 0.047 | 0 | 0 | 0 | 0 | 0.051 | 0 |  | --> | C16 ex KILSHANNY | KILSHANNY: T42 | CAHIR |  | 52.2649 | -8.2333
MV/LV Substation BA***4087 | 20 kV | 400V(3ph) & 230V(single ph) | LV | 50 kVA :Pole Substation | 0.05 | --> | 0.05 | 0.05 | 3.2 |  | --> | 0.047 | 0 | 0 | 0 | 0 | 0.049 | 0 |  | --> | E62 ex ATHY | ATHY: T102 | ATHY |  | 53.0107 | -6.8914
MV/LV Substation BA***4087 | 20 kV | 400V(3ph) & 230V(single ph) | LV | 50 kVA :Pole Substation | 0.05 | --> | 0.05 | 0.05 | 1.9 |  | --> | 0.047 | 0 | 0 | 0 | 0 | 0.049 | 0 |  | --> | C20 ex ROSCOMMON | ROSCOMMON: T42 | LANESBORO |  | 53.7701 | -8.2784
MV/LV Substation BA***4087 | 20 kV | 400V(3ph) & 230V(single ph) | LV | 200 kVA :Pole Substation | 0.2 | --> | 0.2 | 0.186 | 1.8 |  | --> | 0.19 | 0 | 0 | 0 | 0 | 0.201 | 0 |  | --> | E18 ex CURRALEIGH | CURRALEIGH: T421∥T422 | KILBARRY |  | 51.9271 | -8.58
MV/LV Substation BA***4088 | 20 kV | 400V(3ph) & 230V(single ph) | LV | 50 kVA :Pole Substation | 0.05 | --> | 0.05 | 0.038 | 3.7 |  | --> | 0.047 | 0 | 0 | 0 | 0 | 0.051 | 0 |  | --> | E17 ex CLARA | CLARA: T421 | THORNSBERRY |  | 53.399 | -7.467
MV/LV Substation BA***4089 | 10 kV | 400V(3ph) & 230V(single ph) | LV | 400 kVA :Building Structure | 0.4 | --> | 0.4 | 0.4 | 25.1 |  | --> | 0.38 | 0 | 0 | 0 | 0 | 0.4 | 0 |  | --> | C22 ex ARKLOW | ARKLOW: T101∥T102 | ARKLOW |  | 52.7944 | -6.1897
MV/LV Substation BA***409 | 10 kV | 400V(3ph) & 230V(single ph) | LV | 50 kVA :Pole Substation | 0.05 | --> | 0.05 | 0.034 | 2.9 |  | --> | 0.047 | 0 | 0 | 0 | 0 | 0.051 | 0 |  | --> | C13 ex MONFIN | MONFIN: T41∥T42 | WEXFORD |  | 52.4768 | -6.5361
MV/LV Substation BA***409 | 10 kV | 400V(3ph) & 230V(single ph) | LV | 100 kVA :Pole Substation | 0.1 | --> | 0.1 | 0.085 | 0.3 |  | --> | 0.095 | 0 | 0 | 0 | 0 | 0.102 | 0 |  | --> | C23 ex NENAGH | NENAGH: T41 | NENAGH |  | 52.829 | -8.2053
MV/LV Substation BA***4092 | 10 kV | 400V(3ph) & 230V(single ph) | LV | 400 kVA :Kiosk Substation | 0.4 | --> | 0.4 | 0.304 | 5.5 |  | --> | 0.38 | 0 | 0 | 0 | 0.01 | 0.404 | 0 |  | --> | C16 ex LOUGHSHINNY | LOUGHSHINNY: T42 | GLASMORE |  | 53.5695 | -6.1109
MV/LV Substation BA***4092 | 10 kV | 400V(3ph) & 230V(single ph) | LV | 400 kVA :Kiosk Substation | 0.4 | --> | 0.4 | 0 | 0 | Constrained,otherwise capacity available =348kVA. | --> | 0.38 | 0 | 0 | 0 | 0.082 | 0.321 | 0 |  | --> | C22 ex MACETOWN | MACETOWN: T102 | MACETOWN |  | 53.3896 | -6.442
MV/LV Substation BA***4093 | 20 kV | 400V(3ph) & 230V(single ph) | LV | 50 kVA :Pole Substation | 0.05 | --> | 0.05 | 0.05 | 5.6 |  | --> | 0.047 | 0 | 0 | 0 | 0 | 0.049 | 0 |  | --> | E13 ex CRANE | CRANE: T122 | CRANE |  | 52.4382 | -6.3327
MV/LV Substation BA***4094 | 10 kV | 400V(3ph) & 230V(single ph) | LV | 50 kVA :Pole Substation | 0.05 | --> | 0.05 | 0.046 | 7.3 |  | --> | 0.047 | 0 | 0 | 0 | 0 | 0.049 | 0 |  | --> | E41 ex KINSALE | KINSALE: T423 | BANDON |  | 51.7153 | -8.5518
MV/LV Substation BA***4094 | 10 kV | 400V(3ph) & 230V(single ph) | LV | 200 kVA :Pole Substation | 0.2 | --> | 0.2 | 0.143 | 1.6 |  | --> | 0.19 | 0 | 0 | 0 | 0.147 | 0.053 | 0 |  | --> | C24 ex CAHIR | CAHIR: T42 | CAHIR |  | 52.3865 | -7.8766
MV/LV Substation BA***4095 | 10 kV | 400V(3ph) & 230V(single ph) | LV | 400 kVA :Kiosk Substation | 0.4 | --> | 0.4 | 0 | 0 | Constrained,otherwise capacity available =255kVA. | --> | 0.38 | 0 | 0 | 0 | 0.039 | 0.381 | 0 |  | --> | C22 ex OLDBAWN | OLDBAWN: T42 | COOKSTOWN |  | 53.2682 | -6.3336
MV/LV Substation BA***4097 | 20 kV | 400V(3ph) & 230V(single ph) | LV | 50 kVA :Pole Substation | 0.05 | --> | 0.05 | 0.044 | 12.2 |  | --> | 0.047 | 0 | 0 | 0 | 0 | 0.05 | 0 |  | --> | C36 ex SALTHILL | SALTHILL: T102 | SALTHILL |  | 53.2973 | -9.0989
MV/LV Substation BA***4098 | 20 kV | 400V(3ph) & 230V(single ph) | LV | 50 kVA :Pole Substation | 0.05 | --> | 0.05 | 0.045 | 1.6 |  | --> | 0.047 | 0 | 0 | 0 | 0 | 0.05 | 0 |  | --> | E21 ex MILLTOWN (SR) | MILLTOWN (SR): T421 | OUGHTRAGH |  | 52.1044 | -9.6784
MV/LV Substation BA***4098 | 10 kV | 400V(3ph) & 230V(single ph) | LV | 50 kVA :Pole Substation | 0.05 | --> | 0.05 | 0.013 | 0.1 |  | --> | 0.047 | 0 | 0 | 0 | 0.019 | 0 | 0 | Constrained,otherwise capacity available =34kW. | --> | C23 ex CREGG ROAD | CREGG ROAD: T41∥T42 | BALLYDINE |  | 52.3792 | -7.3542
MV/LV Substation BA***409X | 10 kV | 400V(3ph) & 230V(single ph) | LV | 50 kVA :Pole Substation | 0.05 | --> | 0.05 | 0.05 | 8.7 |  | --> | 0.047 | 0 | 0 | 0 | 0 | 0.049 | 0 |  | --> | C22 ex KILLOTERAN | KILLOTERAN: T102 | KILLOTERAN |  | 52.2335 | -7.1622
MV/LV Substation BA***409Z | 20 kV | 400V(3ph) & 230V(single ph) | LV | 50 kVA :Pole Substation | 0.05 | --> | 0.05 | 0.04 | 4.5 |  | --> | 0.047 | 0 | 0 | 0 | 0 | 0 | 0 | Constrained,otherwise capacity available =51kW. | --> | E13 ex TELAYDON | TELAYDON: T421 | LISDRUM |  | 54.3175 | -7.1136
MV/LV Substation BA***410 | 10 kV | 400V(3ph) & 230V(single ph) | LV | 50 kVA :Pole Substation | 0.05 | --> | 0.05 | 0 | 0 | Constrained,otherwise capacity available =41kVA. | --> | 0.047 | 0 | 0 | 0 | 0 | 0.05 | 0 |  | --> | C18 ex WOODFORD | WOODFORD: T41∥T42 | KNOCKEARAGH |  | 52.0427 | -9.4838
MV/LV Substation BA***410 | 10 kV | 400V(3ph) & 230V(single ph) | LV | 50 kVA :Pole Substation | 0.05 | --> | 0.05 | 0.043 | 3.2 |  | --> | 0.047 | 0 | 0 | 0 | 0.003 | 0.047 | 0 |  | --> | C14 ex MCDONAGH | MCDONAGH: T42 | KILKENNY |  | 52.6435 | -7.1593
MV/LV Substation BA***4101 | 20 kV | 400V(3ph) & 230V(single ph) | LV | 50 kVA :Pole Substation | 0.05 | --> | 0.05 | 0 | 0 | Constrained,otherwise capacity available =50kVA. | --> | 0.047 | 0 | 0 | 0 | 0 | 0 | 0 | Constrained,otherwise capacity available =49kW. | --> | C15 ex CLOONLOUGH | CLOONLOUGH: T41∥T42 | BARRYMORE |  | 52.2457 | -8.35
MV/LV Substation BA***4101 | 20 kV | 400V(3ph) & 230V(single ph) | LV | 50 kVA :Pole Substation | 0.05 | --> | 0.05 | 0 | 0 | Constrained,otherwise capacity available =38kVA. | --> | 0.047 | 0 | 0 | 0 | 0 | 0 | 0 | Constrained,otherwise capacity available =51kW. | --> | C13 ex CLOYNE | CLOYNE: T41 | MIDLETON |  | 51.8525 | -8.0981
MV/LV Substation BA***4101 | 10 kV | 400V(3ph) & 230V(single ph) | LV | 50 kVA :Pole Substation | 0.05 | --> | 0.05 | 0 | 0 | Constrained,otherwise capacity available =46kVA. | --> | 0.047 | 0 | 0 | 0 | 0 | 0 | 0 | Constrained,otherwise capacity available =49kW. | --> | C18 ex BANAGHER | BANAGHER: T42 | DALLOW |  | 53.1523 | -7.9479
MV/LV Substation BA***4103 | 20 kV | 400V(3ph) & 230V(single ph) | LV | 50 kVA :Pole Substation | 0.05 | --> | 0.05 | 0.049 | 7.7 |  | --> | 0.047 | 0 | 0 | 0 | 0 | 0 | 0 | Constrained,otherwise capacity available =49kW. | --> | E12 ex CHURCHTOWN | CHURCHTOWN: T422 | RATHKEALE |  | 52.4317 | -9.1028
MV/LV Substation BA***4103 | 10 kV | 400V(3ph) & 230V(single ph) | LV | 100 kVA :Pole Substation | 0.1 | --> | 0.1 | 0.092 | 5.2 |  | --> | 0.095 | 0 | 0 | 0 | 0 | 0.1 | 0 |  | --> | C11 ex KILFLYNN | KILFLYNN: T41∥T42 | TRALEE |  | 52.3544 | -9.6931
MV/LV Substation BA***4104 | 10 kV | 400V(3ph) & 230V(single ph) | LV | 400 kVA :Kiosk Substation | 0.4 | --> | 0.4 | 0.308 | 8.9 |  | --> | 0.38 | 0 | 0 | 0 | 0.018 | 0.395 | 0 |  | --> | C25 ex STEPHENSTOWN | STEPHENSTOWN: T101 | FINGLAS |  | 53.5841 | -6.1402
MV/LV Substation BA***4105 | 20 kV | 400V(3ph) & 230V(single ph) | LV | 200 kVA :Pole Substation | 0.2 | --> | 0.2 | 0.2 | 5.1 |  | --> | 0.19 | 0 | 0 | 0 | 0 | 0.2 | 0 |  | --> | E15 ex BALLYBUNION | BALLYBUNION: T421∥T422 | TRIEN |  | 52.5269 | -9.4886
MV/LV Substation BA***4107 | 10 kV | 400V(3ph) & 230V(single ph) | LV | 200 kVA :Building Structure | 0.2 | --> | 0.2 | 0 | 0 | Constrained,otherwise capacity available =136kVA. | --> | 0.19 | 0 | 0 | 0 | 0 | 0.209 | 0 |  | --> | C22 ex TERMONFECKIN ROAD | TERMONFECKIN ROAD: T41∥T42 | DRYBRIDGE |  | 53.7306 | -6.3451
MV/LV Substation BA***4108 | 20 kV | 400V(3ph) & 230V(single ph) | LV | 50 kVA :Pole Substation | 0.05 | --> | 0.05 | 0.05 | 2.2 |  | --> | 0.047 | 0 | 0 | 0 | 0 | 0.049 | 0 |  | --> | E18 ex CLONROCHE | CLONROCHE: T421∥T422 | WEXFORD |  | 52.4426 | -6.6637
MV/LV Substation BA***4109 | 10 kV | 400V(3ph) & 230V(single ph) | LV | 50 kVA :Pole Substation | 0.05 | --> | 0.05 | 0.05 | 0.1 |  | --> | 0.047 | 0 | 0 | 0 | 0 | 0 | 0 | Constrained,otherwise capacity available =49kW. | --> | C11 ex RATHDRUM | RATHDRUM: T42 | ARKLOW |  | 52.9087 | -6.2788
MV/LV Substation BA***410Y | 10 kV | 400V(3ph) & 230V(single ph) | LV | 200 kVA :Pole Substation | 0.2 | --> | 0.2 | 0 | 0 | Constrained,otherwise capacity available =199kVA. | --> | 0.19 | 0 | 0 | 0 | 0 | 0.2 | 0 |  | --> | C19 ex CARRICKMACROSS | CARRICKMACROSS: T41 | MEATH HILL |  | 53.9435 | -6.7179
MV/LV Substation BA***410Z | 20 kV | 400V(3ph) & 230V(single ph) | LV | 50 kVA :Pole Substation | 0.05 | --> | 0.05 | 0.029 | 1.3 |  | --> | 0.047 | 0 | 0 | 0 | 0.019 | 0.032 | 0 |  | --> | E12 ex KILCULLEN | KILCULLEN: T424 | STRATFORD |  | 53.0873 | -6.811
MV/LV Substation BA***4110 | 10 kV | 400V(3ph) & 230V(single ph) | LV | 50 kVA :Pole Substation | 0.05 | --> | 0.05 | 0.037 | 1 |  | --> | 0.047 | 0 | 0 | 0 | 0 | 0 | 0 | Constrained,otherwise capacity available =51kW. | --> | C15 ex KILCLOHER | KILCLOHER: T42 | DUNGARVAN |  | 52.1134 | -7.7351
MV/LV Substation BA***4110 | 20 kV | 400V(3ph) & 230V(single ph) | LV | 50 kVA :Pole Substation | 0.05 | --> | 0.05 | 0.05 | 1.5 |  | --> | 0.047 | 0 | 0 | 0 | 0 | 0.049 | 0 |  | --> | C21 ex TRAMORE | TRAMORE: T41 | BUTLERSTOWN |  | 52.1482 | -7.3707
MV/LV Substation BA***4110 | 20 kV | 400V(3ph) & 230V(single ph) | LV | 50 kVA :Pole Substation | 0.05 | --> | 0.05 | 0.05 | 1.3 |  | --> | 0.047 | 0 | 0 | 0 | 0 | 0.049 | 0 |  | --> | E12 ex KILCULLEN | KILCULLEN: T424 | STRATFORD |  | 53.0862 | -6.818
MV/LV Substation BA***4112 | 20 kV | 400V(3ph) & 230V(single ph) | LV | 50 kVA :Pole Substation | 0.05 | --> | 0.05 | 0 | 0 | Constrained,otherwise capacity available =41kVA. | --> | 0.047 | 0 | 0 | 0 | 0.015 | 0.034 | 0 |  | --> | C17 ex CLONES | CLONES: T41∥T42 | SHANKILL |  | 54.2107 | -7.0999
MV/LV Substation BA***4112 | 20 kV | 400V(3ph) & 230V(single ph) | LV | 50 kVA :Pole Substation | 0.05 | --> | 0.05 | 0.05 | 7.4 |  | --> | 0.047 | 0 | 0 | 0 | 0 | 0.049 | 0 |  | --> | E19 ex BANOGE | BANOGE: T122 | BANOGE |  | 52.6279 | -6.3204
MV/LV Substation BA***4113 | 10 kV | 400V(3ph) & 230V(single ph) | LV | 50 kVA :Pole Substation | 0.05 | --> | 0.05 | 0.05 | 1 |  | --> | 0.047 | 0 | 0 | 0 | 0 | 0 | 0 | Constrained,otherwise capacity available =49kW. | --> | C15 ex KILCLOHER | KILCLOHER: T42 | DUNGARVAN |  | 52.1089 | -7.7742
MV/LV Substation BA***4113 | 10 kV | 400V(3ph) & 230V(single ph) | LV | 50 kVA :Pole Substation | 0.05 | --> | 0.05 | 0 | 0 | Constrained,otherwise capacity available =44kVA. | --> | 0.047 | 0 | 0 | 0 | 0 | 0.05 | 0 |  | --> | C11 ex SKIBBEREEN | SKIBBEREEN: T41∥T42 | DUNMANWAY |  | 51.597 | -9.2668
MV/LV Substation BA***4114 | 10 kV | 400V(3ph) & 230V(single ph) | LV | 400 kVA :Kiosk Substation | 0.4 | --> | 0.4 | 0 | 0 | Constrained,otherwise capacity available =373kVA. | --> | 0.38 | 0 | 0 | 0 | 0 | 0.403 | 0 |  | --> | C27 ex GRANGE CASTLE | GRANGE CASTLE: T101 | INCHICORE 220KV |  | 53.3186 | -6.448
MV/LV Substation BA***4115 | 10 kV | 400V(3ph) & 230V(single ph) | LV | 100 kVA :Pole Substation | 0.1 | --> | 0.1 | 0.095 | 4 |  | --> | 0.095 | 0 | 0 | 0 | 0.006 | 0.094 | 0 |  | --> | C14 ex OAKFIELD | OAKFIELD: T42 | SLIGO |  | 54.213 | -8.4947
MV/LV Substation BA***4115 | 20 kV | 400V(3ph) & 230V(single ph) | LV | 200 kVA :Pole Substation | 0.2 | --> | 0.2 | 0.2 | 0.9 |  | --> | 0.19 | 0 | 0 | 0 | 0 | 0 | 0 | Constrained,otherwise capacity available =200kW. | --> | E23 ex ATHBOY | ATHBOY: T423 | NAVAN |  | 53.5317 | -6.9699
MV/LV Substation BA***4115 | 10 kV | 400V(3ph) & 230V(single ph) | LV | 400 kVA :Kiosk Substation | 0.4 | --> | 0.4 | 0.328 | 1.5 |  | --> | 0.38 | 0 | 0 | 0 | 0.039 | 0.369 | 0 |  | --> | C19 ex ROSCOMMON | ROSCOMMON: T41 | LANESBORO |  | 53.6397 | -8.2126
MV/LV Substation BA***4117 | 10 kV | 400V(3ph) & 230V(single ph) | LV | 50 kVA :Pole Substation | 0.05 | --> | 0.05 | 0.048 | 0.3 |  | --> | 0.047 | 0 | 0 | 0 | 0 | 0.049 | 0 |  | --> | C25 ex NENAGH | NENAGH: T41 | NENAGH |  | 52.8689 | -8.096
MV/LV Substation BA***4117 | 20 kV | 400V(3ph) & 230V(single ph) | LV | 50 kVA :Pole Substation | 0.05 | --> | 0.05 | 0.05 | 1 |  | --> | 0.047 | 0 | 0 | 0 | 0 | 0.049 | 0 |  | --> | E11 ex BALLYHALE | BALLYHALE: T421 | KILKENNY |  | 52.5369 | -7.1783
MV/LV Substation BA***4117 | 10 kV | 400V(3ph) & 230V(single ph) | LV | 50 kVA :Pole Substation | 0.05 | --> | 0.05 | 0.05 | 4.8 |  | --> | 0.047 | 0 | 0 | 0 | 0 | 0.049 | 0 |  | --> | C23 ex ATHY | ATHY: T101 | ATHY |  | 52.9242 | -6.9536
MV/LV Substation BA***4117 | 20 kV | 400V(3ph) & 230V(single ph) | LV | 50 kVA :Pole Substation | 0.05 | --> | 0.05 | 0 | 0 | Constrained,otherwise capacity available =48kVA. | --> | 0.047 | 0 | 0 | 0 | 0 | 0 | 0 | Constrained,otherwise capacity available =49kW. | --> | E12 ex CASTLELYONS | CASTLELYONS: T421∥T422 | BARRYMORE |  | 52.0219 | -8.3228
MV/LV Substation BA***4119 | 20 kV | 400V(3ph) & 230V(single ph) | LV | 50 kVA :Pole Substation | 0.05 | --> | 0.05 | 0.032 | 0.2 |  | --> | 0.047 | 0 | 0 | 0 | 0.019 | 0.031 | 0 |  | --> | C16 ex MOATE | MOATE: T42 | ATHLONE |  | 53.4202 | -7.6544
MV/LV Substation BA***4119 | 10 kV | 400V(3ph) & 230V(single ph) | LV | 50 kVA :Pole Substation | 0.05 | --> | 0.05 | 0.05 | 2.2 |  | --> | 0.047 | 0 | 0 | 0 | 0 | 0.049 | 0 |  | --> | E15 ex CLONROCHE | CLONROCHE: T421∥T422 | WEXFORD |  | 52.4498 | -6.8549
MV/LV Substation BA***411X | 20 kV | 400V(3ph) & 230V(single ph) | LV | 200 kVA :Pole Substation | 0.2 | --> | 0.2 | 0 | 0 | Constrained,otherwise capacity available =156kVA. | --> | 0.19 | 0 | 0 | 0 | 0 | 0.206 | 0 |  | --> | E11 ex KILCOLGAN | KILCOLGAN: T421 | GALWAY 110KV |  | 53.1844 | -8.9099
MV/LV Substation BA***411X | 20 kV | 400V(3ph) & 230V(single ph) | LV | 50 kVA :Pole Substation | 0.05 | --> | 0.05 | 0.046 | 1.5 |  | --> | 0.047 | 0 | 0 | 0 | 0.006 | 0.043 | 0 |  | --> | C21 ex TRAMORE | TRAMORE: T41 | BUTLERSTOWN |  | 52.1762 | -7.2893
MV/LV Substation BA***411X | 10 kV | 400V(3ph) & 230V(single ph) | LV | 50 kVA :Pole Substation | 0.05 | --> | 0.05 | 0 | 4 |  | --> | 0.047 | 0 | 0 | 0 | 0.004 | 0 | 0 | Constrained,otherwise capacity available =53kW. | --> | C19 ex LISMORE | LISMORE: T41∥T42 | DUNGARVAN |  | 52.1328 | -7.9205
MV/LV Substation BA***411X | 20 kV | 400V(3ph) & 230V(single ph) | LV | 100 kVA :Pole Substation | 0.1 | --> | 0.1 | 0.095 | 1.1 |  | --> | 0.095 | 0 | 0 | 0 | 0 | 0.1 | 0 |  | --> | E23 ex LAWLESSTOWN | LAWLESSTOWN: T421 | DOON |  | 52.3729 | -7.772
MV/LV Substation BA***411Y | 10 kV | 400V(3ph) & 230V(single ph) | LV | 200 kVA :Pole Substation | 0.2 | --> | 0.2 | 0 | 0 | Constrained,otherwise capacity available =200kVA. | --> | 0.19 | 0 | 0 | 0 | 0 | 0 | 0 | Constrained,otherwise capacity available =200kW. | --> | C18 ex MOUNTRATH | MOUNTRATH: T41∥T42 | PORTLAOISE |  | 53.0021 | -7.4744
MV/LV Substation BA***411Z | 10 kV | 400V(3ph) & 230V(single ph) | LV | 100 kVA :Pole Substation | 0.1 | --> | 0.1 | 0 | 0 | Constrained,otherwise capacity available =79kVA. | --> | 0.095 | 0 | 0 | 0 | 0 | 0.103 | 0 |  | --> | C20 ex TERMONFECKIN ROAD | TERMONFECKIN ROAD: T41∥T42 | DRYBRIDGE |  | 53.7387 | -6.2669
MV/LV Substation BA***412 | 10 kV | 400V(3ph) & 230V(single ph) | LV | 200 kVA :Pole Substation | 0.2 | --> | 0.2 | 0.154 | 2.2 |  | --> | 0.19 | 0 | 0 | 0 | 0 | 0.207 | 0 |  | --> | C18 ex SPA ROAD | SPA ROAD: T41∥T42 | DOON |  | 52.3863 | -7.6132
MV/LV Substation BA***412 | 20 kV | 400V(3ph) & 230V(single ph) | LV | 100 kVA :Pole Substation | 0.1 | --> | 0.1 | 0 | 7.4 |  | --> | 0.095 | 0 | 0 | 0 | 0 | 0 | 0 | Constrained,otherwise capacity available =123kW. | --> | E14 ex ARIGNA | ARIGNA: T121 | ARIGNA |  | 54.072 | -8.2033
MV/LV Substation BA***412 | 10 kV | 400V(3ph) & 230V(single ph) | LV | 50 kVA :Pole Substation | 0.05 | --> | 0.05 | 0 | 9.9 |  | --> | 0.047 | 0 | 0 | 0 | 0.003 | 0.053 | 0 |  | --> | C21 ex ENNIS | ENNIS: T101 | ENNIS |  | 52.8868 | -8.9479
MV/LV Substation BA***412 | 10 kV | 400V(3ph) & 230V(single ph) | LV | 100 kVA :Pole Substation | 0.1 | --> | 0.1 | 0.082 | 2.3 |  | --> | 0.095 | 0 | 0 | 0 | 0 | 0 | 0 | Constrained,otherwise capacity available =102kW. | --> | C15 ex GLENGOOLE | GLENGOOLE: T41 | THURLES |  | 52.6373 | -7.61
MV/LV Substation BA***4120 | 10 kV | 400V(3ph) & 230V(single ph) | LV | 50 kVA :Pole Substation | 0.05 | --> | 0.05 | 0 | 0 | Constrained,otherwise capacity available =50kVA. | --> | 0.047 | 0 | 0 | 0 | 0 | 0 | 0 | Constrained,otherwise capacity available =49kW. | --> | C16 ex RATHDOWNEY | RATHDOWNEY: T42 | IKERRIN |  | 52.8549 | -7.5418
MV/LV Substation BA***4121 | 10 kV | 400V(3ph) & 230V(single ph) | LV | 50 kVA :Pole Substation | 0.05 | --> | 0.05 | 0.05 | 2.4 |  | --> | 0.047 | 0 | 0 | 0 | 0 | 0.049 | 0 |  | --> | C12 ex BALLYMAHON | BALLYMAHON: T41∥T42 | ATHLONE |  | 53.5789 | -7.9436
MV/LV Substation BA***4121 | 10 kV | 400V(3ph) & 230V(single ph) | LV | 100 kVA :Pole Substation | 0.1 | --> | 0.1 | 0.094 | 5.2 |  | --> | 0.095 | 0 | 0 | 0 | 0 | 0.1 | 0 |  | --> | C11 ex KILFLYNN | KILFLYNN: T41∥T42 | TRALEE |  | 52.3404 | -9.709
MV/LV Substation BA***4121 | 10 kV | 400V(3ph) & 230V(single ph) | LV | 400 kVA :Kiosk Substation | 0.4 | --> | 0.4 | 0.386 | 4.9 |  | --> | 0.38 | 0 | 0 | 0 | 0 | 0.401 | 0 |  | --> | C19 ex KILMORE | KILMORE: T101 | FINGLAS |  | 53.4081 | -6.2238
MV/LV Substation BA***4122 | 10 kV | 400V(3ph) & 230V(single ph) | LV | 400 kVA :Kiosk Substation | 0.4 | --> | 0.4 | 0.353 | 1.1 |  | --> | 0.38 | 0 | 0 | 0 | 0 | 0.407 | 0 |  | --> | C20 ex CAHIRCALLA | CAHIRCALLA: T41∥T42 | ENNIS |  | 52.8361 | -9.0075
MV/LV Substation BA***4123 | 10 kV | 400V(3ph) & 230V(single ph) | LV | 630 kVA :Building Structure | 0.63 | --> | 0.63 | 0.5 | 2.8 |  | --> | 0.598 | 0 | 0 | 0 | 0.031 | 0.5 | 0 |  | --> | C12 ex BALLYBODEN | BALLYBODEN: T42 | COOKSTOWN |  | 53.2801 | -6.2947
MV/LV Substation BA***4123 | 10 kV | 400V(3ph) & 230V(single ph) | LV | 50 kVA :Pole Substation | 0.05 | --> | 0.05 | 0.05 | 2.3 |  | --> | 0.047 | 0 | 0 | 0 | 0 | 0 | 0 | Constrained,otherwise capacity available =49kW. | --> | C19 ex GLENGOOLE | GLENGOOLE: T41 | THURLES |  | 52.6415 | -7.5443
MV/LV Substation BA***4123 | 10 kV | 400V(3ph) & 230V(single ph) | LV | 50 kVA :Pole Substation | 0.05 | --> | 0.05 | 0.026 | 1.4 |  | --> | 0.047 | 0 | 0 | 0 | 0 | 0 | 0 | Constrained,otherwise capacity available =52kW. | --> | C11 ex DEERPARK | DEERPARK: T41∥T42 | BALLYDINE |  | 52.3103 | -7.4129
MV/LV Substation BA***4124 | 10 kV | 400V(3ph) & 230V(single ph) | LV | 100 kVA :Pole Substation | 0.1 | --> | 0.1 | 0.043 | 4.4 |  | --> | 0.095 | 0 | 0 | 0 | 0.039 | 0.067 | 0 |  | --> | C16 ex ARDFINNAN | ARDFINNAN: T42 | CAHIR |  | 52.3477 | -7.8431
MV/LV Substation BA***4125 | 10 kV | 400V(3ph) & 230V(single ph) | LV | 50 kVA :Pole Substation | 0.05 | --> | 0.05 | 0 | 0 | Constrained,otherwise capacity available =50kVA. | --> | 0.047 | 0 | 0 | 0 | 0 | 0 | 0 | Constrained,otherwise capacity available =49kW. | --> | C18 ex FERMOY NORTH | FERMOY NORTH: T41∥T42 | BARRYMORE |  | 52.1479 | -8.3961
MV/LV Substation BA***4125 | 10 kV | 400V(3ph) & 230V(single ph) | LV | 50 kVA :Pole Substation | 0.05 | --> | 0.05 | 0.04 | 0 |  | --> | 0.047 | 0 | 0 | 0 | 0 | 0.051 | 0 |  | --> | C11 ex GRAIGUENAMANAGH | GRAIGUENAMANAGH: T41∥T42 | KILKENNY |  | 52.5222 | -6.8636
MV/LV Substation BA***4126 | 10 kV | 400V(3ph) & 230V(single ph) | LV | 50 kVA :Pole Substation | 0.05 | --> | 0.05 | 0.05 | 3.3 |  | --> | 0.047 | 0 | 0 | 0 | 0 | 0.049 | 0 |  | --> | E11 ex KNOCKMULLEN | KNOCKMULLEN: T421 | GREAT ISLAND |  | 52.4549 | -6.9101
MV/LV Substation BA***4127 | 10 kV | 400V(3ph) & 230V(single ph) | LV | 630 kVA :Kiosk Substation | 0.63 | --> | 0.63 | 0 | 0 | Constrained,otherwise capacity available =500kVA. | --> | 0.598 | 0 | 0 | 0 | 0.004 | 0.5 | 0 |  | --> | C18 ex POPPINTREE | POPPINTREE: T102 | FINGLAS |  | 53.3958 | -6.2655
MV/LV Substation BA***4128 | 10 kV | 400V(3ph) & 230V(single ph) | LV | 630 kVA :Kiosk Substation | 0.63 | --> | 0.63 | 0.5 | 1.6 |  | --> | 0.598 | 0 | 0 | 0 | 0 | 0.5 | 0 |  | --> | C16 ex DODDER ROAD | DODDER ROAD: T42 | MILLTOWN (DR) |  | 53.2957 | -6.2629
MV/LV Substation BA***412X | 20 kV | 400V(3ph) & 230V(single ph) | LV | 50 kVA :Pole Substation | 0.05 | --> | 0.05 | 0.037 | 5.8 |  | --> | 0.047 | 0 | 0 | 0 | 0.003 | 0.047 | 0 |  | --> | E12 ex DUNMANWAY | DUNMANWAY: T422 | DUNMANWAY |  | 51.6839 | -9.1082
MV/LV Substation BA***413 | 10 kV | 400V(3ph) & 230V(single ph) | LV | 50 kVA :Pole Substation | 0.05 | --> | 0.05 | 0.039 | 0.3 |  | --> | 0.047 | 0 | 0 | 0 | 0.009 | 0.041 | 0 |  | --> | C23 ex NENAGH | NENAGH: T41 | NENAGH |  | 52.8128 | -8.2111
MV/LV Substation BA***413 | 10 kV | 400V(3ph) & 230V(single ph) | LV | 50 kVA :Pole Substation | 0.05 | --> | 0.05 | 0 | 0 | Constrained,otherwise capacity available =42kVA. | --> | 0.047 | 0 | 0 | 0 | 0 | 0.05 | 0 |  | --> | C18 ex BALLYBAILIE | BALLYBAILIE: T41 | DUNDALK |  | 53.8813 | -6.5213
MV/LV Substation BA***413 | 10 kV | 400V(3ph) & 230V(single ph) | LV | 50 kVA :Pole Substation | 0.05 | --> | 0.05 | 0.043 | 3.4 |  | --> | 0.047 | 0 | 0 | 0 | 0 | 0.05 | 0 |  | --> | C18 ex TRAMORE | TRAMORE: T42 | BUTLERSTOWN |  | 52.194 | -7.1863
MV/LV Substation BA***4130 | 20 kV | 400V(3ph) & 230V(single ph) | LV | 100 kVA :Pole Substation | 0.1 | --> | 0.1 | 0 | 0 | Constrained,otherwise capacity available =87kVA. | --> | 0.095 | 0 | 0 | 0 | 0.007 | 0.094 | 0 |  | --> | E18 ex GLASMORE | GLASMORE: T422 | GLASMORE |  | 53.5244 | -6.2681
MV/LV Substation BA***4131 | 20 kV | 400V(3ph) & 230V(single ph) | LV | 50 kVA :Pole Substation | 0.05 | --> | 0.05 | 0.05 | 0.4 |  | --> | 0.047 | 0 | 0 | 0 | 0 | 0.049 | 0 |  | --> | C17 ex KYLEERAGH | KYLEERAGH: T41 | NENAGH |  | 53.0243 | -8.221
MV/LV Substation BA***4132 | 10 kV | 400V(3ph) & 230V(single ph) | LV | 50 kVA :Pole Substation | 0.05 | --> | 0.05 | 0 | 0 | Constrained,otherwise capacity available =50kVA. | --> | 0.047 | 0 | 0 | 0 | 0 | 0 | 0 | Constrained,otherwise capacity available =49kW. | --> | C18 ex RATHDOWNEY | RATHDOWNEY: T42 | IKERRIN |  | 52.9039 | -7.6537
MV/LV Substation BA***4133 | 20 kV | 400V(3ph) & 230V(single ph) | LV | 50 kVA :Pole Substation | 0.05 | --> | 0.05 | 0.049 | 5.6 |  | --> | 0.047 | 0 | 0 | 0 | 0 | 0.049 | 0 |  | --> | E13 ex CRANE | CRANE: T122 | CRANE |  | 52.4247 | -6.4086
MV/LV Substation BA***4133 | 20 kV | 400V(3ph) & 230V(single ph) | LV | 50 kVA :Pole Substation | 0.05 | --> | 0.05 | 0.05 | 2.6 |  | --> | 0.047 | 0 | 0 | 0 | 0 | 0.049 | 0 |  | --> | E13 ex AGHADA | AGHADA: T721 | N/A |  | 51.8147 | -8.2381
MV/LV Substation BA***4134 | 10 kV | 400V(3ph) & 230V(single ph) | LV | 50 kVA :Pole Substation | 0.05 | --> | 0.05 | 0.05 | 4 |  | --> | 0.047 | 0 | 0 | 0 | 0 | 0 | 0 | Constrained,otherwise capacity available =49kW. | --> | C19 ex LISMORE | LISMORE: T41∥T42 | DUNGARVAN |  | 52.1491 | -8.067
MV/LV Substation BA***4134 | 10 kV | 400V(3ph) & 230V(single ph) | LV | 100 kVA :Pole Substation | 0.1 | --> | 0.1 | 0.057 | 3.4 |  | --> | 0.095 | 0 | 0 | 0 | 0.004 | 0.101 | 0 |  | --> | C15 ex CAUSEWAY | CAUSEWAY: T41∥T42 | TRALEE |  | 52.3763 | -9.7191
MV/LV Substation BA***4136 | 20 kV | 400V(3ph) & 230V(single ph) | LV | 50 kVA :Pole Substation | 0.05 | --> | 0.05 | 0.05 | 3.7 |  | --> | 0.047 | 0 | 0 | 0 | 0 | 0 | 0 | Constrained,otherwise capacity available =49kW. | --> | E13 ex FOXHOLE | FOXHOLE: T421∥T422 | DUNGARVAN |  | 51.9961 | -7.7506
MV/LV Substation BA***4136 | 20 kV | 400V(3ph) & 230V(single ph) | LV | 50 kVA :Pole Substation | 0.05 | --> | 0.05 | 0.05 | 1 |  | --> | 0.047 | 0 | 0 | 0 | 0 | 0.049 | 0 |  | --> | E14 ex RANDALSTOWN | RANDALSTOWN: T422 | NAVAN |  | 53.7268 | -6.703
MV/LV Substation BA***4136 | 10 kV | 400V(3ph) & 230V(single ph) | LV | 400 kVA :Kiosk Substation | 0.4 | --> | 0.4 | 0.38 | 5 |  | --> | 0.38 | 0 | 0 | 0 | 0 | 0.403 | 0 |  | --> | C15 ex OLDBAWN | OLDBAWN: T41 | COOKSTOWN |  | 53.2897 | -6.3418
MV/LV Substation BA***4137 | 20 kV | 400V(3ph) & 230V(single ph) | LV | 50 kVA :Pole Substation | 0.05 | --> | 0.05 | 0.024 | 3.3 |  | --> | 0.047 | 0 | 0 | 0 | 0 | 0.053 | 0 |  | --> | E17 ex BIRDHILL | BIRDHILL: T421 | ARDNACRUSHA |  | 52.8685 | -8.379
MV/LV Substation BA***4137 | 20 kV | 400V(3ph) & 230V(single ph) | LV | 50 kVA :Pole Substation | 0.05 | --> | 0.05 | 0 | 0 | Constrained,otherwise capacity available =39kVA. | --> | 0.047 | 0 | 0 | 0 | 0 | 0.051 | 0 |  | --> | E14 ex BALLINROBE | BALLINROBE: T421∥T422 | DALTON |  | 53.7163 | -9.1944
MV/LV Substation BA***4140 | 20 kV | 400V(3ph) & 230V(single ph) | LV | 50 kVA :Pole Substation | 0.05 | --> | 0.05 | 0.047 | 2.4 |  | --> | 0.047 | 0 | 0 | 0 | 0 | 0.049 | 0 |  | --> | E18 ex STRANORLAR | STRANORLAR: T422 | LETTERKENNY |  | 54.7806 | -7.7073
MV/LV Substation BA***4141 | 10 kV | 400V(3ph) & 230V(single ph) | LV | 100 kVA :Pole Substation | 0.1 | --> | 0.1 | 0 | 0 | Constrained,otherwise capacity available =100kVA. | --> | 0.095 | 0 | 0 | 0 | 0 | 0.1 | 0 |  | --> | C23 ex CASTLEISLAND | CASTLEISLAND: T41∥T42 | TRALEE |  | 52.2386 | -9.4553
MV/LV Substation BA***4143 | 10 kV | 400V(3ph) & 230V(single ph) | LV | 50 kVA :Pole Substation | 0.05 | --> | 0.05 | 0.05 | 4.5 |  | --> | 0.047 | 0 | 0 | 0 | 0 | 0.049 | 0 |  | --> | C21 ex MAYFIELD | MAYFIELD: T41 | KILBARRY |  | 51.9265 | -8.4333
MV/LV Substation BA***4143 | 10 kV | 400V(3ph) & 230V(single ph) | LV | 400 kVA :Kiosk Substation | 0.4 | --> | 0.4 | 0 | 0 | Constrained,otherwise capacity available =335kVA. | --> | 0.38 | 0 | 0 | 0 | 0.094 | 0.311 | 0 |  | --> | C22 ex MACETOWN | MACETOWN: T102 | MACETOWN |  | 53.3913 | -6.4373
MV/LV Substation BA***4144 | 20 kV | 400V(3ph) & 230V(single ph) | LV | 50 kVA :Pole Substation | 0.05 | --> | 0.05 | 0.05 | 1.5 |  | --> | 0.047 | 0 | 0 | 0 | 0 | 0.049 | 0 |  | --> | C21 ex TRAMORE | TRAMORE: T41 | BUTLERSTOWN |  | 52.1768 | -7.2959
MV/LV Substation BA***4144 | 20 kV | 400V(3ph) & 230V(single ph) | LV | 200 kVA :Pole Substation | 0.2 | --> | 0.2 | 0.2 | 0.2 |  | --> | 0.19 | 0 | 0 | 0 | 0 | 0.2 | 0 |  | --> | C15 ex MOATE | MOATE: T42 | ATHLONE |  | 53.3949 | -7.7349
MV/LV Substation BA***4146 | 20 kV | 400V(3ph) & 230V(single ph) | LV | 50 kVA :Pole Substation | 0.05 | --> | 0.05 | 0 | 0 | Constrained,otherwise capacity available =42kVA. | --> | 0.047 | 0 | 0 | 0 | 0 | 0.05 | 0 |  | --> | E17 ex DRUMLINE | DRUMLINE: T421∥T422 | DRUMLINE |  | 52.7689 | -8.7754
MV/LV Substation BA***4147 | 10 kV | 400V(3ph) & 230V(single ph) | LV | 630 kVA :Kiosk Substation | 0.63 | --> | 0.63 | 0 | 0 | Constrained,otherwise capacity available =500kVA. | --> | 0.598 | 0 | 0 | 0 | 0 | 0.5 | 0 |  | --> | C17 ex CARRICKMINES | CARRICKMINES: T41 | CARRICKMINES |  | 53.257 | -6.1859
MV/LV Substation BA***4147 | 20 kV | 400V(3ph) & 230V(single ph) | LV | 50 kVA :Pole Substation | 0.05 | --> | 0.05 | 0.05 | 7.7 |  | --> | 0.047 | 0 | 0 | 0 | 0 | 0 | 0 | Constrained,otherwise capacity available =49kW. | --> | E12 ex CHURCHTOWN | CHURCHTOWN: T422 | RATHKEALE |  | 52.4127 | -9.1528
MV/LV Substation BA***414X | 20 kV | 400V(3ph) & 230V(single ph) | LV | 50 kVA :Pole Substation | 0.05 | --> | 0.05 | 0.031 | 1.5 |  | --> | 0.047 | 0 | 0 | 0 | 0 | 0.051 | 0 |  | --> | C21 ex TRAMORE | TRAMORE: T41 | BUTLERSTOWN |  | 52.1865 | -7.2935
MV/LV Substation BA***414X | 10 kV | 400V(3ph) & 230V(single ph) | LV | 630 kVA :Building Structure | 0.63 | --> | 0.63 | 0.5 | 4.6 |  | --> | 0.598 | 0 | 0 | 0 | 0 | 0.5 | 0 |  | --> | C12 ex BALLYRAINE | BALLYRAINE: T41∥T42 | LETTERKENNY |  | 54.957 | -7.7055
MV/LV Substation BA***415 | 20 kV | 400V(3ph) & 230V(single ph) | LV | 100 kVA :Pole Substation | 0.1 | --> | 0.1 | 0.038 | 3.7 |  | --> | 0.095 | 0 | 0 | 0 | 0 | 0.109 | 0 |  | --> | E21 ex CLARA | CLARA: T421 | THORNSBERRY |  | 53.3262 | -7.6865
MV/LV Substation BA***415 | 10 kV | 400V(3ph) & 230V(single ph) | LV | 50 kVA :Pole Substation | 0.05 | --> | 0.05 | 0 | 0 | Constrained,otherwise capacity available =35kVA. | --> | 0.047 | 0 | 0 | 0 | 0.01 | 0.041 | 0 |  | --> | C13 ex COBH | COBH: T41∥T42 | COW CROSS |  | 51.8602 | -8.3254
MV/LV Substation BA***4150 | 10 kV | 400V(3ph) & 230V(single ph) | LV | 1000 kVA :Building Structure | 1 | --> | 1 | 0.5 | 7.5 |  | --> | 0.95 | 0 | 0 | 0 | 0 | 0.5 | 0 |  | --> | C14 ex CARRICKMINES | CARRICKMINES: T42 | CARRICKMINES |  | 53.2544 | -6.1997
MV/LV Substation BA***4151 | 10 kV | 400V(3ph) & 230V(single ph) | LV | 50 kVA :Pole Substation | 0.05 | --> | 0.05 | 0 | 0 | Constrained,otherwise capacity available =43kVA. | --> | 0.047 | 0 | 0 | 0 | 0 | 0.05 | 0 |  | --> | C16 ex CARRIGALINE | CARRIGALINE: T41∥T42 | BARNAHELY |  | 51.8533 | -8.3778
MV/LV Substation BA***4151 | 20 kV | 400V(3ph) & 230V(single ph) | LV | 50 kVA :Pole Substation | 0.05 | --> | 0.05 | 0.05 | 6.9 |  | --> | 0.047 | 0 | 0 | 0 | 0 | 0 | 0 | Constrained,otherwise capacity available =49kW. | --> | E17 ex SPRINGS | SPRINGS: T421∥T422 | DUNGARVAN |  | 52.1185 | -7.506
MV/LV Substation BA***4152 | 20 kV | 400V(3ph) & 230V(single ph) | LV | 50 kVA :Pole Substation | 0.05 | --> | 0.05 | 0.035 | 4.5 |  | --> | 0.047 | 0 | 0 | 0 | 0 | 0 | 0 | Constrained,otherwise capacity available =51kW. | --> | E13 ex TELAYDON | TELAYDON: T421 | LISDRUM |  | 54.3161 | -7.107
MV/LV Substation BA***4156 | 10 kV | 400V(3ph) & 230V(single ph) | LV | 50 kVA :Pole Substation | 0.05 | --> | 0.05 | 0 | 0 | Constrained,otherwise capacity available =50kVA. | --> | 0.047 | 0 | 0 | 0 | 0 | 0.049 | 0 |  | --> | E14 ex COLLOONEY | COLLOONEY: T422 | SLIGO |  | 54.0947 | -8.6689
MV/LV Substation BA***4156 | 20 kV | 400V(3ph) & 230V(single ph) | LV | 50 kVA :Pole Substation | 0.05 | --> | 0.05 | 0.05 | 5.2 |  | --> | 0.047 | 0 | 0 | 0 | 0 | 0.049 | 0 |  | --> | E18 ex WHITECHURCH | WHITECHURCH: T422 | KILBARRY |  | 51.9813 | -8.5703
MV/LV Substation BA***4157 | 20 kV | 400V(3ph) & 230V(single ph) | LV | 50 kVA :Pole Substation | 0.05 | --> | 0.05 | 0.05 | 4.6 |  | --> | 0.047 | 0 | 0 | 0 | 0 | 0.049 | 0 |  | --> | E20 ex CLARA | CLARA: T422 | THORNSBERRY |  | 53.3252 | -7.5055
MV/LV Substation BA***4157 | 10 kV | 400V(3ph) & 230V(single ph) | LV | 400 kVA :Building Structure | 0.4 | --> | 0.4 | 0.322 | 3.4 |  | --> | 0.38 | 0 | 0 | 0 | 0 | 0.411 | 0 |  | --> | C18 ex MAYFIELD | MAYFIELD: T42 | KILBARRY |  | 51.9145 | -8.4482
MV/LV Substation BA***4157 | 10 kV | 400V(3ph) & 230V(single ph) | LV | 400 kVA :Building Structure | 0.4 | --> | 0.4 | 0.398 | 0.8 |  | --> | 0.38 | 0 | 0 | 0 | 0 | 0.4 | 0 |  | --> | C14 ex KNOCKMULLEN | KNOCKMULLEN: T42 | GREAT ISLAND |  | 52.4033 | -6.9377
MV/LV Substation BA***4159 | 10 kV | 400V(3ph) & 230V(single ph) | LV | 50 kVA :Pole Substation | 0.05 | --> | 0.05 | 0.047 | 6.5 |  | --> | 0.047 | 0 | 0 | 0 | 0 | 0.049 | 0 |  | --> | C21 ex CAHIR | CAHIR: T41 | CAHIR |  | 52.3614 | -7.8917
MV/LV Substation BA***4159 | 10 kV | 400V(3ph) & 230V(single ph) | LV | 100 kVA :Pole Substation | 0.1 | --> | 0.1 | 0.099 | 3.4 |  | --> | 0.095 | 0 | 0 | 0 | 0.008 | 0.091 | 0 |  | --> | C15 ex CAUSEWAY | CAUSEWAY: T41∥T42 | TRALEE |  | 52.3594 | -9.8089
MV/LV Substation BA***415Y | 10 kV | 400V(3ph) & 230V(single ph) | LV | 50 kVA :Pole Substation | 0.05 | --> | 0.05 | 0.028 | 0.7 |  | --> | 0.047 | 0 | 0 | 0 | 0 | 0.052 | 0 |  | --> | C15 ex MONEYCOOLEY | MONEYCOOLEY: T41 | GRIFFINRATH |  | 53.335 | -6.5648
MV/LV Substation BA***415Z | 10 kV | 400V(3ph) & 230V(single ph) | LV | 50 kVA :Pole Substation | 0.05 | --> | 0.05 | 0.05 | 1 |  | --> | 0.047 | 0 | 0 | 0 | 0 | 0 | 0 | Constrained,otherwise capacity available =49kW. | --> | C15 ex KILCLOHER | KILCLOHER: T42 | DUNGARVAN |  | 52.1022 | -7.7779
MV/LV Substation BA***416 | 20 kV | 400V(3ph) & 230V(single ph) | LV | 50 kVA :Pole Substation | 0.05 | --> | 0.05 | 0.035 | 1 |  | --> | 0.047 | 0 | 0 | 0 | 0 | 0 | 0 | Constrained,otherwise capacity available =51kW. | --> | C25 ex KILCLOHER | KILCLOHER: T42 | DUNGARVAN |  | 52.129 | -7.7609
MV/LV Substation BA***4160 | 20 kV | 400V(3ph) & 230V(single ph) | LV | 50 kVA :Pole Substation | 0.05 | --> | 0.05 | 0 | 0 | Constrained,otherwise capacity available =45kVA. | --> | 0.047 | 0 | 0 | 0 | 0 | 0 | 0 | Constrained,otherwise capacity available =50kW. | --> | C18 ex COOLCARRON | COOLCARRON: T41 | BARRYMORE |  | 52.1345 | -8.2199
MV/LV Substation BA***4161 | 20 kV | 400V(3ph) & 230V(single ph) | LV | 50 kVA :Pole Substation | 0.05 | --> | 0.05 | 0.047 | 0.9 |  | --> | 0.047 | 0 | 0 | 0 | 0 | 0.049 | 0 |  | --> | C18 ex RIVERSTOWN | RIVERSTOWN: T41∥T42 | KILBARRY |  | 51.9791 | -8.3769
MV/LV Substation BA***4161 | 10 kV | 400V(3ph) & 230V(single ph) | LV | 50 kVA :Pole Substation | 0.05 | --> | 0.05 | 0 | 0 | Constrained,otherwise capacity available =25kVA. | --> | 0.047 | 0 | 0 | 0 | 0 | 0 | 0 | Constrained,otherwise capacity available =53kW. | --> | C17 ex COLLIGAN | COLLIGAN: T41 | DUNGARVAN |  | 52.1007 | -7.6772
MV/LV Substation BA***4161 | 20 kV | 400V(3ph) & 230V(single ph) | LV | 50 kVA :Pole Substation | 0.05 | --> | 0.05 | 0 | 0 | Constrained,otherwise capacity available =40kVA. | --> | 0.047 | 0 | 0 | 0 | 0 | 0.051 | 0 |  | --> | E11 ex CAVAN | CAVAN: T421 | SHANKILL |  | 54.0671 | -7.2088
MV/LV Substation BA***4163 | 10 kV | 400V(3ph) & 230V(single ph) | LV | 400 kVA :Kiosk Substation | 0.4 | --> | 0.4 | 0 | 0 | Constrained,otherwise capacity available =350kVA. | --> | 0.38 | 0 | 0 | 0 | 0.023 | 0.383 | 0 |  | --> | C22 ex GRANGE (DR) | GRANGE (DR): T42 | GRANGE (DR) |  | 53.4021 | -6.1704
MV/LV Substation BA***4165 | 20 kV | 400V(3ph) & 230V(single ph) | LV | 50 kVA :Pole Substation | 0.05 | --> | 0.05 | 0.05 | 7.4 |  | --> | 0.047 | 0 | 0 | 0 | 0 | 0.049 | 0 |  | --> | E21 ex BANOGE | BANOGE: T122 | BANOGE |  | 52.6827 | -6.3835
MV/LV Substation BA***4165 | 10 kV | 400V(3ph) & 230V(single ph) | LV | 50 kVA :Pole Substation | 0.05 | --> | 0.05 | 0.039 | 0.1 |  | --> | 0.047 | 0 | 0 | 0 | 0 | 0 | 0 | Constrained,otherwise capacity available =51kW. | --> | C23 ex CREGG ROAD | CREGG ROAD: T41∥T42 | BALLYDINE |  | 52.3715 | -7.3512
MV/LV Substation BA***4165 | 10 kV | 400V(3ph) & 230V(single ph) | LV | 630 kVA :Kiosk Substation | 0.63 | --> | 0.63 | 0 | 0 | Constrained,otherwise capacity available =500kVA. | --> | 0.598 | 0 | 0 | 0 | 0.095 | 0.5 | 0 |  | --> | C39 ex COLLEGE PARK | COLLEGE PARK: T103 | COLLEGE PARK |  | 53.4223 | -6.3726
MV/LV Substation BA***4166 | 10 kV | 400V(3ph) & 230V(single ph) | LV | 100 kVA :Pole Substation | 0.1 | --> | 0.1 | 0.096 | 1.2 |  | --> | 0.095 | 0 | 0 | 0 | 0 | 0.1 | 0 |  | --> | C24 ex MULLAGH | MULLAGH: T44 | MEATH HILL |  | 53.7574 | -6.8864
MV/LV Substation BA***4166 | 10 kV | 400V(3ph) & 230V(single ph) | LV | 630 kVA :Kiosk Substation | 0.63 | --> | 0.63 | 0 | 0 | Constrained,otherwise capacity available =500kVA. | --> | 0.598 | 0 | 0 | 0 | 0.124 | 0.5 | 0 |  | --> | C39 ex COLLEGE PARK | COLLEGE PARK: T103 | COLLEGE PARK |  | 53.4227 | -6.3686
MV/LV Substation BA***4166 | 20 kV | 400V(3ph) & 230V(single ph) | LV | 50 kVA :Pole Substation | 0.05 | --> | 0.05 | 0.03 | 26.7 |  | --> | 0.047 | 0 | 0 | 0 | 0.008 | 0.044 | 0 |  | --> | E17 ex WEXFORD | WEXFORD: T121∥T122 | WEXFORD |  | 52.3437 | -6.5919
MV/LV Substation BA***4167 | 20 kV | 400V(3ph) & 230V(single ph) | LV | 400 kVA :Kiosk Substation | 0.4 | --> | 0.4 | 0 | 0 | Constrained,otherwise capacity available =372kVA. | --> | 0.38 | 0 | 0 | 0 | 0.058 | 0.342 | 0 |  | --> | E30 ex LOUGHREA | LOUGHREA: T41∥T42 | SOMERSET |  | 53.2325 | -8.7284
MV/LV Substation BA***4167 | 10 kV | 400V(3ph) & 230V(single ph) | LV | 100 kVA :Pole Substation | 0.1 | --> | 0.1 | 0.097 | 3.4 |  | --> | 0.095 | 0 | 0 | 0 | 0 | 0.1 | 0 |  | --> | C19 ex CAUSEWAY | CAUSEWAY: T41∥T42 | TRALEE |  | 52.3924 | -9.8257
MV/LV Substation BA***4167 | 10 kV | 400V(3ph) & 230V(single ph) | LV | 50 kVA :Pole Substation | 0.05 | --> | 0.05 | 0.05 | 2 |  | --> | 0.047 | 0 | 0 | 0 | 0 | 0.049 | 0 |  | --> | C17 ex BALLYTIVNAN | BALLYTIVNAN: T41 | SLIGO |  | 54.3062 | -8.5322
MV/LV Substation BA***416X | 20 kV | 400V(3ph) & 230V(single ph) | LV | 50 kVA :Pole Substation | 0.05 | --> | 0.05 | 0.05 | 25.4 |  | --> | 0.047 | 0 | 0 | 0 | 0 | 0 | 0 | Constrained,otherwise capacity available =49kW. | --> | E11 ex DUNFIRTH | DUNFIRTH: T122 | DUNFIRTH |  | 53.3806 | -6.9647
MV/LV Substation BA***416X | 20 kV | 400V(3ph) & 230V(single ph) | LV | 400 kVA :Kiosk Substation | 0.4 | --> | 0.4 | 0.311 | 2.5 |  | --> | 0.38 | 0 | 0 | 0 | 0 | 0.413 | 0 |  | --> | E19 ex GARRANACANTY | GARRANACANTY: T421 | TIPPERARY |  | 52.4498 | -8.0666
MV/LV Substation BA***416Y | 10 kV | 400V(3ph) & 230V(single ph) | LV | 50 kVA :Pole Substation | 0.05 | --> | 0.05 | 0.05 | 25.1 |  | --> | 0.047 | 0 | 0 | 0 | 0 | 0.049 | 0 |  | --> | C18 ex ARKLOW | ARKLOW: T101∥T102 | ARKLOW |  | 52.8357 | -6.1541
MV/LV Substation BA***417 | 10 kV | 400V(3ph) & 230V(single ph) | LV | 100 kVA :Pole Substation | 0.1 | --> | 0.1 | 0.069 | 9.9 |  | --> | 0.095 | 0 | 0 | 0 | 0 | 0.104 | 0 |  | --> | C21 ex ENNIS | ENNIS: T101 | ENNIS |  | 52.8899 | -8.9433
MV/LV Substation BA***4172 | 10 kV | 400V(3ph) & 230V(single ph) | LV | 100 kVA :Pole Substation | 0.1 | --> | 0.1 | 0.093 | 1.6 |  | --> | 0.095 | 0 | 0 | 0 | 0 | 0.1 | 0 |  | --> | C24 ex CAHIR | CAHIR: T42 | CAHIR |  | 52.4528 | -7.838
MV/LV Substation BA***4172 | 20 kV | 400V(3ph) & 230V(single ph) | LV | 50 kVA :Pole Substation | 0.05 | --> | 0.05 | 0.044 | 3.3 |  | --> | 0.047 | 0 | 0 | 0 | 0 | 0.05 | 0 |  | --> | E21 ex CRATLOE | CRATLOE: T421∥T422 | ARDNACRUSHA |  | 52.7387 | -8.7647
MV/LV Substation BA***4172 | 10 kV | 400V(3ph) & 230V(single ph) | LV | 50 kVA :Pole Substation | 0.05 | --> | 0.05 | 0.049 | 3.4 |  | --> | 0.047 | 0 | 0 | 0 | 0 | 0.049 | 0 |  | --> | C18 ex TRAMORE | TRAMORE: T42 | BUTLERSTOWN |  | 52.2347 | -7.2083
MV/LV Substation BA***4173 | 10 kV | 400V(3ph) & 230V(single ph) | LV | 100 kVA :Pole Substation | 0.1 | --> | 0.1 | 0.09 | 3.4 |  | --> | 0.095 | 0 | 0 | 0 | 0 | 0.101 | 0 |  | --> | C15 ex CAUSEWAY | CAUSEWAY: T41∥T42 | TRALEE |  | 52.3952 | -9.7399
MV/LV Substation BA***4173 | 10 kV | 400V(3ph) & 230V(single ph) | LV | 50 kVA :Pole Substation | 0.05 | --> | 0.05 | 0 | 0 | Constrained,otherwise capacity available =50kVA. | --> | 0.047 | 0 | 0 | 0 | 0 | 0.049 | 0 |  | --> | C15 ex LOUGHSHINNY | LOUGHSHINNY: T41 | GLASMORE |  | 53.5459 | -6.0892
MV/LV Substation BA***4174 | 10 kV | 400V(3ph) & 230V(single ph) | LV | 50 kVA :Pole Substation | 0.05 | --> | 0.05 | 0.05 | 5.2 |  | --> | 0.047 | 0 | 0 | 0 | 0 | 0.049 | 0 |  | --> | C11 ex KILFLYNN | KILFLYNN: T41∥T42 | TRALEE |  | 52.3377 | -9.7308
MV/LV Substation BA***4179 | 10 kV | 400V(3ph) & 230V(single ph) | LV | 1000 kVA :Building Structure | 1 | --> | 1 | 0.5 | 3.5 |  | --> | 0.95 | 0 | 0 | 0 | 0 | 0.5 | 0 |  | --> | C20 ex FORTUNESTOWN | FORTUNESTOWN: T102 | INCHICORE 220KV |  | 53.2797 | -6.4199
MV/LV Substation BA***417X | 10 kV | 400V(3ph) & 230V(single ph) | LV | 50 kVA :Pole Substation | 0.05 | --> | 0.05 | 0.048 | 1.6 |  | --> | 0.047 | 0 | 0 | 0 | 0 | 0.049 | 0 |  | --> | C20 ex CAHIR | CAHIR: T42 | CAHIR |  | 52.3628 | -7.9694
MV/LV Substation BA***417Y | 20 kV | 400V(3ph) & 230V(single ph) | LV | 100 kVA :Pole Substation | 0.1 | --> | 0.1 | 0.066 | 2.7 |  | --> | 0.095 | 0 | 0 | 0 | 0.002 | 0.102 | 0 |  | --> | E17 ex LONGFORD | LONGFORD: T421 | RICHMOND |  | 53.7745 | -7.6551
MV/LV Substation BA***417Y | 20 kV | 400V(3ph) & 230V(single ph) | LV | 50 kVA :Pole Substation | 0.05 | --> | 0.05 | 0.05 | 1.5 |  | --> | 0.047 | 0 | 0 | 0 | 0 | 0.049 | 0 |  | --> | E15 ex BEALISTOWN | BEALISTOWN: T421∥T422 | GREAT ISLAND |  | 52.282 | -6.8419
MV/LV Substation BA***418 | 10 kV | 400V(3ph) & 230V(single ph) | LV | 50 kVA :Pole Substation | 0.05 | --> | 0.05 | 0 | 0 | Constrained,otherwise capacity available =30kVA. | --> | 0.047 | 0 | 0 | 0 | 0.003 | 0.049 | 0 |  | --> | C18 ex MIDLETON | MIDLETON: T102 | MIDLETON |  | 51.9843 | -8.1024
MV/LV Substation BA***4181 | 20 kV | 400V(3ph) & 230V(single ph) | LV | 100 kVA :Pole Substation | 0.1 | --> | 0.1 | 0.081 | 6.9 |  | --> | 0.095 | 0 | 0 | 0 | 0 | 0 | 0 | Constrained,otherwise capacity available =102kW. | --> | E17 ex SPRINGS | SPRINGS: T421∥T422 | DUNGARVAN |  | 52.1046 | -7.5693
MV/LV Substation BA***4182 | 10 kV | 400V(3ph) & 230V(single ph) | LV | 200 kVA :Pole Substation | 0.2 | --> | 0.2 | 0.2 | 3.4 |  | --> | 0.19 | 0 | 0 | 0 | 0 | 0.2 | 0 |  | --> | C15 ex STICKILLEN | STICKILLEN: T41∥T42 | DRYBRIDGE |  | 53.8219 | -6.5559
MV/LV Substation BA***4182 | 10 kV | 400V(3ph) & 230V(single ph) | LV | 200 kVA :Pole Substation | 0.2 | --> | 0.2 | 0.2 | 0.7 |  | --> | 0.19 | 0 | 0 | 0 | 0 | 0 | 0 | Constrained,otherwise capacity available =200kW. | --> | C15 ex KILMARTIN | KILMARTIN: T41 | ARKLOW |  | 53.0482 | -6.1933
MV/LV Substation BA***4183 | 10 kV | 400V(3ph) & 230V(single ph) | LV | 630 kVA :Building Structure | 0.63 | --> | 0.63 | 0.5 | 4.2 |  | --> | 0.598 | 0 | 0 | 0 | 0 | 0.5 | 0 |  | --> | C20 ex HOWTH JUNCTION | HOWTH JUNCTION: T42 | GRANGE (DR) |  | 53.3883 | -6.1405
MV/LV Substation BA***4183 | 20 kV | 400V(3ph) & 230V(single ph) | LV | 50 kVA :Pole Substation | 0.05 | --> | 0.05 | 0.05 | 1.5 |  | --> | 0.047 | 0 | 0 | 0 | 0 | 0.049 | 0 |  | --> | E11 ex ARDFINNAN | ARDFINNAN: T421 | CAHIR |  | 52.309 | -7.9754
MV/LV Substation BA***4184 | 10 kV | 400V(3ph) & 230V(single ph) | LV | 50 kVA :Pole Substation | 0.05 | --> | 0.05 | 0.05 | 6.4 |  | --> | 0.047 | 0 | 0 | 0 | 0 | 0.049 | 0 |  | --> | C18 ex AGHAGAD | AGHAGAD: T41∥T42 | SLIGO |  | 54.3564 | -8.6093
MV/LV Substation BA***4185 | 20 kV | 400V(3ph) & 230V(single ph) | LV | 630 kVA :Kiosk Substation | 0.63 | --> | 0.63 | 0.5 | 11.5 |  | --> | 0.598 | 0 | 0 | 0 | 0 | 0.5 | 0 |  | --> | C27 ex SALTHILL | SALTHILL: T101 | SALTHILL |  | 53.3368 | -9.1783
MV/LV Substation BA***4188 | 20 kV | 400V(3ph) & 230V(single ph) | LV | 50 kVA :Pole Substation | 0.05 | --> | 0.05 | 0 | 0 | Constrained,otherwise capacity available =50kVA. | --> | 0.047 | 0 | 0 | 0 | 0 | 0.049 | 0 |  | --> | C16 ex KILSHANNY | KILSHANNY: T42 | CAHIR |  | 52.2086 | -8.0892
MV/LV Substation BA***418X | 20 kV | 400V(3ph) & 230V(single ph) | LV | 50 kVA :Pole Substation | 0.05 | --> | 0.05 | 0.047 | 2.2 |  | --> | 0.047 | 0 | 0 | 0 | 0.004 | 0.045 | 0 |  | --> | E18 ex CLONROCHE | CLONROCHE: T421∥T422 | WEXFORD |  | 52.4548 | -6.6425
MV/LV Substation BA***418Y | 10 kV | 400V(3ph) & 230V(single ph) | LV | 50 kVA :Pole Substation | 0.05 | --> | 0.05 | 0.05 | 1 |  | --> | 0.047 | 0 | 0 | 0 | 0 | 0 | 0 | Constrained,otherwise capacity available =49kW. | --> | C11 ex LOUGHTAGALLA | LOUGHTAGALLA: T41∥T42 | THURLES |  | 52.6286 | -7.7491
MV/LV Substation BA***4193 | 10 kV | 400V(3ph) & 230V(single ph) | LV | 400 kVA :Building Structure | 0.4 | --> | 0.4 | 0.282 | 1.5 |  | --> | 0.38 | 0 | 0 | 0 | 0 | 0.414 | 0 |  | --> | C17 ex ROSCOMMON | ROSCOMMON: T41 | LANESBORO |  | 53.609 | -8.1903
MV/LV Substation BA***4193 | 10 kV | 400V(3ph) & 230V(single ph) | LV | 50 kVA :Pole Substation | 0.05 | --> | 0.05 | 0.05 | 1 |  | --> | 0.047 | 0 | 0 | 0 | 0 | 0 | 0 | Constrained,otherwise capacity available =49kW. | --> | C16 ex KILCLOHER | KILCLOHER: T42 | DUNGARVAN |  | 52.1299 | -7.7984
MV/LV Substation BA***4193 | 20 kV | 400V(3ph) & 230V(single ph) | LV | 50 kVA :Pole Substation | 0.05 | --> | 0.05 | 0 | 0 | Constrained,otherwise capacity available =50kVA. | --> | 0.047 | 0 | 0 | 0 | 0 | 0.049 | 0 |  | --> | E11 ex WHITECHURCH | WHITECHURCH: T421 | KILBARRY |  | 52.0549 | -8.6188
MV/LV Substation BA***4195 | 20 kV | 400V(3ph) & 230V(single ph) | LV | 50 kVA :Pole Substation | 0.05 | --> | 0.05 | 0.027 | 4.1 |  | --> | 0.047 | 0 | 0 | 0 | 0 | 0 | 0 | Constrained,otherwise capacity available =52kW. | --> | E11 ex CHARLEVILLE | CHARLEVILLE: T422 | CHARLEVILLE |  | 52.4135 | -8.6417
MV/LV Substation BA***4196 | 20 kV | 400V(3ph) & 230V(single ph) | LV | 50 kVA :Pole Substation | 0.05 | --> | 0.05 | 0.031 | 1.4 |  | --> | 0.047 | 0 | 0 | 0 | 0.021 | 0.029 | 0 |  | --> | E18 ex GARRANACANTY | GARRANACANTY: T422 | TIPPERARY |  | 52.5165 | -8.2439
MV/LV Substation BA***4197 | 20 kV | 400V(3ph) & 230V(single ph) | LV | 50 kVA :Pole Substation | 0.05 | --> | 0.05 | 0 | 0 | Constrained,otherwise capacity available =48kVA. | --> | 0.047 | 0 | 0 | 0 | 0.006 | 0.043 | 0 |  | --> | E12 ex BALTINGLASS | BALTINGLASS: T421∥T422 | STRATFORD |  | 52.9857 | -6.6304
MV/LV Substation BA***4198 | 10 kV | 400V(3ph) & 230V(single ph) | LV | 400 kVA :Kiosk Substation | 0.4 | --> | 0.4 | 0.31 | 1.4 |  | --> | 0.38 | 0 | 0 | 0 | 0.014 | 0.399 | 0 |  | --> | C17 ex LEIXLIP | LEIXLIP: T41 | GRIFFINRATH |  | 53.3596 | -6.5049
MV/LV Substation BA***420 | 20 kV | 400V(3ph) & 230V(single ph) | LV | 200 kVA :Pole Substation | 0.2 | --> | 0.2 | 0.18 | 1.6 |  | --> | 0.19 | 0 | 0 | 0 | 0 | 0.203 | 0 |  | --> | E12 ex DINGLE | DINGLE: T422 | OUGHTRAGH |  | 52.1554 | -10.2931
MV/LV Substation BA***420 | 10 kV | 400V(3ph) & 230V(single ph) | LV | 50 kVA :Pole Substation | 0.05 | --> | 0.05 | 0 | 1.2 |  | --> | 0.047 | 0 | 0 | 0 | 0.01 | 0.046 | 0 |  | --> | C18 ex SCARTEEN | SCARTEEN: T41∥T42 | MALLOW |  | 52.1675 | -8.7386
MV/LV Substation BA***4200 | 20 kV | 400V(3ph) & 230V(single ph) | LV | 50 kVA :Pole Substation | 0.05 | --> | 0.05 | 0.05 | 2.2 |  | --> | 0.047 | 0 | 0 | 0 | 0 | 0.049 | 0 |  | --> | E18 ex CLONROCHE | CLONROCHE: T421∥T422 | WEXFORD |  | 52.4435 | -6.6653
MV/LV Substation BA***4200 | 10 kV | 400V(3ph) & 230V(single ph) | LV | 50 kVA :Pole Substation | 0.05 | --> | 0.05 | 0.05 | 3 |  | --> | 0.047 | 0 | 0 | 0 | 0 | 0.049 | 0 |  | --> | C12 ex KILMEADEN | KILMEADEN: T42 | BUTLERSTOWN |  | 52.2395 | -7.2544
MV/LV Substation BA***4200 | 20 kV | 400V(3ph) & 230V(single ph) | LV | 50 kVA :Pole Substation | 0.05 | --> | 0.05 | 0.05 | 3.3 |  | --> | 0.047 | 0 | 0 | 0 | 0 | 0.049 | 0 |  | --> | E13 ex BIRDHILL | BIRDHILL: T421 | ARDNACRUSHA |  | 52.7857 | -8.5614
MV/LV Substation BA***4201 | 20 kV | 400V(3ph) & 230V(single ph) | LV | 50 kVA :Pole Substation | 0.05 | --> | 0.05 | 0.05 | 6.7 |  | --> | 0.047 | 0 | 0 | 0 | 0 | 0 | 0 | Constrained,otherwise capacity available =49kW. | --> | E28 ex MILFORD (MWR) | MILFORD (MWR): T422 | CHARLEVILLE |  | 52.3604 | -8.883
MV/LV Substation BA***4201 | 10 kV | 400V(3ph) & 230V(single ph) | LV | 50 kVA :Pole Substation | 0.05 | --> | 0.05 | 0.038 | 0.2 |  | --> | 0.047 | 0 | 0 | 0 | 0 | 0.051 | 0 |  | --> | C21 ex TALBOTS INCH | TALBOTS INCH: T41∥T42 | KILKENNY |  | 52.679 | -7.2519
MV/LV Substation BA***4201 | 10 kV | 400V(3ph) & 230V(single ph) | LV | 400 kVA :Kiosk Substation | 0.4 | --> | 0.4 | 0.251 | 1.4 |  | --> | 0.38 | 0 | 0 | 0 | 0.022 | 0.399 | 0 |  | --> | C17 ex LEIXLIP | LEIXLIP: T41 | GRIFFINRATH |  | 53.3623 | -6.5115
MV/LV Substation BA***4202 | 10 kV | 400V(3ph) & 230V(single ph) | LV | 50 kVA :Pole Substation | 0.05 | --> | 0.05 | 0 | 0 | Constrained,otherwise capacity available =50kVA. | --> | 0.047 | 0 | 0 | 0 | 0 | 0.049 | 0 |  | --> | C15 ex SKIBBEREEN | SKIBBEREEN: T41∥T42 | DUNMANWAY |  | 51.4849 | -9.357
MV/LV Substation BA***4202 | 10 kV | 400V(3ph) & 230V(single ph) | LV | 400 kVA :Kiosk Substation | 0.4 | --> | 0.4 | 0.387 | 1.4 |  | --> | 0.38 | 0 | 0 | 0 | 0.006 | 0.395 | 0 |  | --> | C17 ex LEIXLIP | LEIXLIP: T41 | GRIFFINRATH |  | 53.3617 | -6.5084
MV/LV Substation BA***4203 | 10 kV | 400V(3ph) & 230V(single ph) | LV | 50 kVA :Pole Substation | 0.05 | --> | 0.05 | 0.049 | 2.3 |  | --> | 0.047 | 0 | 0 | 0 | 0 | 0.049 | 0 |  | --> | C11 ex CASTLECOMER | CASTLECOMER: T41∥T42 | BALLYRAGGET |  | 52.79 | -7.2119
MV/LV Substation BA***4203 | 20 kV | 400V(3ph) & 230V(single ph) | LV | 50 kVA :Pole Substation | 0.05 | --> | 0.05 | 0.047 | 5.6 |  | --> | 0.047 | 0 | 0 | 0 | 0 | 0.049 | 0 |  | --> | E18 ex CRANE | CRANE: T122 | CRANE |  | 52.6498 | -6.2727
MV/LV Substation BA***4205 | 20 kV | 400V(3ph) & 230V(single ph) | LV | 100 kVA :Pole Substation | 0.1 | --> | 0.1 | 0.1 | 1.6 |  | --> | 0.095 | 0 | 0 | 0 | 0 | 0.1 | 0 |  | --> | E21 ex MILLTOWN (SR) | MILLTOWN (SR): T421 | OUGHTRAGH |  | 52.1001 | -9.6836
MV/LV Substation BA***4205 | 10 kV | 400V(3ph) & 230V(single ph) | LV | 50 kVA :Pole Substation | 0.05 | --> | 0.05 | 0 | 0 | Constrained,otherwise capacity available =50kVA. | --> | 0.047 | 0 | 0 | 0 | 0 | 0.049 | 0 |  | --> | C19 ex ENNISTYMON | ENNISTYMON: T41∥T42 | ENNIS |  | 53.0509 | -9.2278
MV/LV Substation BA***4207 | 20 kV | 400V(3ph) & 230V(single ph) | LV | 33 kVA :Pole Substation | 0.033 | --> | 0.033 | 0.029 | 3.6 |  | --> | 0.031 | 0 | 0 | 0 | 0 | 0.032 | 0 |  | --> | E15 ex BALLYCROSSAUN | BALLYCROSSAUN: T421∥T422 | SOMERSET |  | 53.0672 | -8.1288
MV/LV Substation BA***4208 | 20 kV | 400V(3ph) & 230V(single ph) | LV | 630 kVA :Kiosk Substation | 0.63 | --> | 0.63 | 0.5 | 1.6 |  | --> | 0.598 | 0 | 0 | 0 | 0 | 0.5 | 0 |  | --> | E11 ex MILLTOWN (SR) | MILLTOWN (SR): T421 | OUGHTRAGH |  | 52.1403 | -9.712
MV/LV Substation BA***4209 | 20 kV | 400V(3ph) & 230V(single ph) | LV | 50 kVA :Pole Substation | 0.05 | --> | 0.05 | 0.05 | 1.4 |  | --> | 0.047 | 0 | 0 | 0 | 0 | 0.049 | 0 |  | --> | E20 ex GARRANACANTY | GARRANACANTY: T422 | TIPPERARY |  | 52.4829 | -8.1088
MV/LV Substation BA***420X | 20 kV | 400V(3ph) & 230V(single ph) | LV | 50 kVA :Pole Substation | 0.05 | --> | 0.05 | 0 | 0 | Constrained,otherwise capacity available =43kVA. | --> | 0.047 | 0 | 0 | 0 | 0 | 0.05 | 0 |  | --> | E20 ex GLASMORE | GLASMORE: T422 | GLASMORE |  | 53.5045 | -6.1856
MV/LV Substation BA***4211 | 20 kV | 400V(3ph) & 230V(single ph) | LV | 50 kVA :Pole Substation | 0.05 | --> | 0.05 | 0.034 | 0.8 |  | --> | 0.047 | 0 | 0 | 0 | 0.004 | 0 | 0 | Constrained,otherwise capacity available =47kW. | --> | E17 ex KILMACTHOMAS | KILMACTHOMAS: T421∥T422 | DUNGARVAN |  | 52.2533 | -7.4113
MV/LV Substation BA***4216 | 10 kV | 400V(3ph) & 230V(single ph) | LV | 630 kVA :Building Structure | 0.63 | --> | 0.63 | 0 | 0 | Constrained,otherwise capacity available =500kVA. | --> | 0.598 | 0 | 0 | 0 | 0.156 | 0.478 | 0 |  | --> | C39 ex COLLEGE PARK | COLLEGE PARK: T103 | COLLEGE PARK |  | 53.4261 | -6.3548
MV/LV Substation BA***4216 | 10 kV | 400V(3ph) & 230V(single ph) | LV | 50 kVA :Pole Substation | 0.05 | --> | 0.05 | 0.05 | 0.8 |  | --> | 0.047 | 0 | 0 | 0 | 0.003 | 0.046 | 0 |  | --> | C11 ex KILSHANNY | KILSHANNY: T41 | CAHIR |  | 52.2674 | -8.2497
MV/LV Substation BA***4217 | 20 kV | 400V(3ph) & 230V(single ph) | LV | 50 kVA :Pole Substation | 0.05 | --> | 0.05 | 0.05 | 4.5 |  | --> | 0.047 | 0 | 0 | 0 | 0 | 0 | 0 | Constrained,otherwise capacity available =49kW. | --> | E13 ex TELAYDON | TELAYDON: T421 | LISDRUM |  | 54.3206 | -7.1157
MV/LV Substation BA***4218 | 10 kV | 400V(3ph) & 230V(single ph) | LV | 630 kVA :Kiosk Substation | 0.63 | --> | 0.63 | 0 | 0 | Constrained,otherwise capacity available =500kVA. | --> | 0.598 | 0 | 0 | 0 | 0.14 | 0.495 | 0 |  | --> | C22 ex MACETOWN | MACETOWN: T102 | MACETOWN |  | 53.3889 | -6.443
MV/LV Substation BA***4219 | 20 kV | 400V(3ph) & 230V(single ph) | LV | 400 kVA :Kiosk Substation | 0.4 | --> | 0.4 | 0.4 | 1.8 |  | --> | 0.38 | 0 | 0 | 0 | 0 | 0.4 | 0 |  | --> | E21 ex CURRALEIGH | CURRALEIGH: T421∥T422 | KILBARRY |  | 51.9295 | -8.5958
MV/LV Substation BA***422 | 20 kV | 400V(3ph) & 230V(single ph) | LV | 50 kVA :Pole Substation | 0.05 | --> | 0.05 | 0.043 | 3 |  | --> | 0.047 | 0 | 0 | 0 | 0 | 0 | 0 | Constrained,otherwise capacity available =50kW. | --> | E17 ex WINDSOR | WINDSOR: T421∥T422 | CASTLEBAR |  | 53.8088 | -9.1256
MV/LV Substation BA***4220 | 20 kV | 400V(3ph) & 230V(single ph) | LV | 50 kVA :Pole Substation | 0.05 | --> | 0.05 | 0.05 | 1.1 |  | --> | 0.047 | 0 | 0 | 0 | 0 | 0.049 | 0 |  | --> | E19 ex LAWLESSTOWN | LAWLESSTOWN: T421 | DOON |  | 52.4226 | -7.7287
MV/LV Substation BA***4224 | 10 kV | 400V(3ph) & 230V(single ph) | LV | 400 kVA :Kiosk Substation | 0.4 | --> | 0.4 | 0.32 | 5 |  | --> | 0.38 | 0 | 0 | 0 | 0 | 0.412 | 0 |  | --> | C22 ex GALWAY 110KV | GALWAY 110KV: T102 | GALWAY 110KV |  | 53.2888 | -8.9941
MV/LV Substation BA***4225 | 10 kV | 400V(3ph) & 230V(single ph) | LV | 50 kVA :Pole Substation | 0.05 | --> | 0.05 | 0 | 0 | Constrained,otherwise capacity available =50kVA. | --> | 0.047 | 0 | 0 | 0 | 0 | 0 | 0 | Constrained,otherwise capacity available =49kW. | --> | C20 ex TEMPLEMORE | TEMPLEMORE: T42 | IKERRIN |  | 52.8281 | -7.8235
MV/LV Substation BA***4226 | 10 kV | 400V(3ph) & 230V(single ph) | LV | 100 kVA :Pole Substation | 0.1 | --> | 0.1 | 0.1 | 1.1 |  | --> | 0.095 | 0 | 0 | 0 | 0 | 0.1 | 0 |  | --> | C20 ex CAHIRCALLA | CAHIRCALLA: T41∥T42 | ENNIS |  | 52.8157 | -8.9746
MV/LV Substation BA***4228 | 10 kV | 400V(3ph) & 230V(single ph) | LV | 400 kVA :Kiosk Substation | 0.4 | --> | 0.4 | 0.331 | 8.9 |  | --> | 0.38 | 0 | 0 | 0 | 0.002 | 0.408 | 0 |  | --> | C25 ex STEPHENSTOWN | STEPHENSTOWN: T101 | FINGLAS |  | 53.585 | -6.1366
MV/LV Substation BA***422Y | 10 kV | 400V(3ph) & 230V(single ph) | LV | 400 kVA :Kiosk Substation | 0.4 | --> | 0.4 | 0 | 0 | Constrained,otherwise capacity available =344kVA. | --> | 0.38 | 0 | 0 | 0 | 0 | 0 | 0 | Constrained,otherwise capacity available =408kW. | --> | C13 ex FERMOY NORTH | FERMOY NORTH: T41∥T42 | BARRYMORE |  | 52.1481 | -8.2758
MV/LV Substation BA***423 | 10 kV | 400V(3ph) & 230V(single ph) | LV | 100 kVA :Pole Substation | 0.1 | --> | 0.1 | 0.09 | 8.3 |  | --> | 0.095 | 0 | 0 | 0 | 0 | 0.101 | 0 |  | --> | C17 ex BALLYBEG | BALLYBEG: T101 | CARRICKMINES |  | 52.9097 | -6.0436
MV/LV Substation BA***4230 | 10 kV | 400V(3ph) & 230V(single ph) | LV | 100 kVA :Pole Substation | 0.1 | --> | 0.1 | 0.087 | 2.7 |  | --> | 0.095 | 0 | 0 | 0 | 0 | 0.101 | 0 |  | --> | C11 ex CALLAN | CALLAN: T41∥T42 | KILKENNY |  | 52.6012 | -7.3762
MV/LV Substation BA***4230 | 10 kV | 400V(3ph) & 230V(single ph) | LV | 50 kVA :Pole Substation | 0.05 | --> | 0.05 | 0.05 | 8.9 |  | --> | 0.047 | 0 | 0 | 0 | 0 | 0.049 | 0 |  | --> | C25 ex STEPHENSTOWN | STEPHENSTOWN: T101 | FINGLAS |  | 53.5833 | -6.1515
MV/LV Substation BA***4232 | 10 kV | 400V(3ph) & 230V(single ph) | LV | 630 kVA :Kiosk Substation | 0.63 | --> | 0.63 | 0.5 | 2.6 |  | --> | 0.598 | 0 | 0 | 0 | 0 | 0.5 | 0 |  | --> | C23 ex SALLYNOGGIN ROAD | SALLYNOGGIN ROAD: T41 | CHERRYWOOD |  | 53.2769 | -6.1136
MV/LV Substation BA***4237 | 10 kV | 400V(3ph) & 230V(single ph) | LV | 50 kVA :Pole Substation | 0.05 | --> | 0.05 | 0 | 0 | Constrained,otherwise capacity available =25kVA. | --> | 0.047 | 0 | 0 | 0 | 0 | 0.053 | 0 |  | --> | C18 ex MIDLETON | MIDLETON: T102 | MIDLETON |  | 51.998 | -8.0879
MV/LV Substation BA***4237 | 10 kV | 400V(3ph) & 230V(single ph) | LV | 50 kVA :Pole Substation | 0.05 | --> | 0.05 | 0.05 | 1 |  | --> | 0.047 | 0 | 0 | 0 | 0 | 0 | 0 | Constrained,otherwise capacity available =49kW. | --> | C11 ex LOUGHTAGALLA | LOUGHTAGALLA: T41∥T42 | THURLES |  | 52.6395 | -7.7212
MV/LV Substation BA***4238 | 20 kV | 400V(3ph) & 230V(single ph) | LV | 100 kVA :Pole Substation | 0.1 | --> | 0.1 | 0 | 0 | Constrained,otherwise capacity available =100kVA. | --> | 0.095 | 0 | 0 | 0 | 0 | 0.1 | 0 |  | --> | E20 ex GLASMORE | GLASMORE: T422 | GLASMORE |  | 53.5105 | -6.1475
MV/LV Substation BA***4239 | 10 kV | 400V(3ph) & 230V(single ph) | LV | 50 kVA :Pole Substation | 0.05 | --> | 0.05 | 0.039 | 15.8 |  | --> | 0.047 | 0 | 0 | 0 | 0 | 0.051 | 0 |  | --> | C16 ex CASTLEVIEW | CASTLEVIEW: T102 | CASTLEVIEW |  | 51.9124 | -8.36
MV/LV Substation BA***4239 | 10 kV | 400V(3ph) & 230V(single ph) | LV | 50 kVA :Pole Substation | 0.05 | --> | 0.05 | 0.05 | 2.3 |  | --> | 0.047 | 0 | 0 | 0 | 0 | 0.049 | 0 |  | --> | C16 ex CASTLECOMER | CASTLECOMER: T41∥T42 | BALLYRAGGET |  | 52.8344 | -7.2315
MV/LV Substation BA***423X | 10 kV | 400V(3ph) & 230V(single ph) | LV | 50 kVA :Pole Substation | 0.05 | --> | 0.05 | 0.049 | 2.3 |  | --> | 0.047 | 0 | 0 | 0 | 0 | 0 | 0 | Constrained,otherwise capacity available =49kW. | --> | C19 ex GLENGOOLE | GLENGOOLE: T41 | THURLES |  | 52.5882 | -7.554
MV/LV Substation BA***423X | 10 kV | 400V(3ph) & 230V(single ph) | LV | 50 kVA :Pole Substation | 0.05 | --> | 0.05 | 0.037 | 2.1 |  | --> | 0.047 | 0 | 0 | 0 | 0 | 0 | 0 | Constrained,otherwise capacity available =51kW. | --> | C17 ex MILFORD (MWR) | MILFORD (MWR): T41 | CHARLEVILLE |  | 52.3451 | -8.9344
MV/LV Substation BA***4247 | 10 kV | 400V(3ph) & 230V(single ph) | LV | 50 kVA :Pole Substation | 0.05 | --> | 0.05 | 0.05 | 2.2 |  | --> | 0.047 | 0 | 0 | 0 | 0 | 0.049 | 0 |  | --> | C18 ex SPA ROAD | SPA ROAD: T41∥T42 | DOON |  | 52.3673 | -7.5603
MV/LV Substation BA***4248 | 10 kV | 400V(3ph) & 230V(single ph) | LV | 630 kVA :Kiosk Substation | 0.63 | --> | 0.63 | 0 | 0 | Constrained,otherwise capacity available =500kVA. | --> | 0.598 | 0 | 0 | 0 | 0 | 0 | 0 | Constrained,otherwise capacity available =500kW. | --> | C11 ex GARDEN CITY | GARDEN CITY: T41∥T42 | ARKLOW |  | 52.6924 | -6.2697
MV/LV Substation BA***4248 | 20 kV | 400V(3ph) & 230V(single ph) | LV | 50 kVA :Pole Substation | 0.05 | --> | 0.05 | 0 | 0 | Constrained,otherwise capacity available =50kVA. | --> | 0.047 | 0 | 0 | 0 | 0 | 0.049 | 0 |  | --> | E18 ex GLASMORE | GLASMORE: T422 | GLASMORE |  | 53.5359 | -6.1884
MV/LV Substation BA***4249 | 10 kV | 400V(3ph) & 230V(single ph) | LV | 630 kVA :Kiosk Substation | 0.63 | --> | 0.63 | 0.5 | 1.4 |  | --> | 0.598 | 0 | 0 | 0 | 0.01 | 0.5 | 0 |  | --> | C17 ex LEIXLIP | LEIXLIP: T41 | GRIFFINRATH |  | 53.36 | -6.5149
MV/LV Substation BA***424Y | 10 kV | 400V(3ph) & 230V(single ph) | LV | 50 kVA :Pole Substation | 0.05 | --> | 0.05 | 0.04 | 0.1 |  | --> | 0.047 | 0 | 0 | 0 | 0 | 0 | 0 | Constrained,otherwise capacity available =51kW. | --> | C16 ex RATHDRUM | RATHDRUM: T42 | ARKLOW |  | 52.9324 | -6.3132
MV/LV Substation BA***425 | 10 kV | 400V(3ph) & 230V(single ph) | LV | 100 kVA :Pole Substation | 0.1 | --> | 0.1 | 0.061 | 0.7 |  | --> | 0.095 | 0 | 0 | 0 | 0.007 | 0.098 | 0 |  | --> | C30 ex ACADEMY STREET | ACADEMY STREET: T44 | NAVAN |  | 53.6499 | -6.656
MV/LV Substation BA***425 | 10 kV | 400V(3ph) & 230V(single ph) | LV | 200 kVA :Pole Substation | 0.2 | --> | 0.2 | 0 | 0 | Constrained,otherwise capacity available =195kVA. | --> | 0.19 | 0 | 0 | 0 | 0 | 0 | 0 | Constrained,otherwise capacity available =200kW. | --> | C16 ex BANAGHER | BANAGHER: T42 | DALLOW |  | 53.1858 | -7.9926
MV/LV Substation BA***4250 | 10 kV | 400V(3ph) & 230V(single ph) | LV | 630 kVA :Kiosk Substation | 0.63 | --> | 0.63 | 0.466 | 1.4 |  | --> | 0.598 | 0 | 0 | 0 | 0 | 0.5 | 0 |  | --> | C17 ex LEIXLIP | LEIXLIP: T41 | GRIFFINRATH |  | 53.3599 | -6.5184
MV/LV Substation BA***4253 | 10 kV | 400V(3ph) & 230V(single ph) | LV | 50 kVA :Pole Substation | 0.05 | --> | 0.05 | 0 | 0 | Constrained,otherwise capacity available =50kVA. | --> | 0.047 | 0 | 0 | 0 | 0 | 0 | 0 | Constrained,otherwise capacity available =49kW. | --> | C11 ex GARDEN CITY | GARDEN CITY: T41∥T42 | ARKLOW |  | 52.7079 | -6.2996
MV/LV Substation BA***4255 | 20 kV | 400V(3ph) & 230V(single ph) | LV | 50 kVA :Pole Substation | 0.05 | --> | 0.05 | 0.05 | 2.2 |  | --> | 0.047 | 0 | 0 | 0 | 0 | 0.049 | 0 |  | --> | E16 ex CLONROCHE | CLONROCHE: T421∥T422 | WEXFORD |  | 52.5156 | -6.807
MV/LV Substation BA***4256 | 10 kV | 400V(3ph) & 230V(single ph) | LV | 200 kVA :Pole Substation | 0.2 | --> | 0.2 | 0 | 0 | Constrained,otherwise capacity available =193kVA. | --> | 0.19 | 0 | 0 | 0 | 0 | 0.2 | 0 |  | --> | C39 ex COLLEGE PARK | COLLEGE PARK: T103 | COLLEGE PARK |  | 53.4512 | -6.3684
MV/LV Substation BA***4257 | 20 kV | 400V(3ph) & 230V(single ph) | LV | 400 kVA :Kiosk Substation | 0.4 | --> | 0.4 | 0 | 0 | Constrained,otherwise capacity available =390kVA. | --> | 0.38 | 0 | 0 | 0 | 0 | 0 | 0 | Constrained,otherwise capacity available =401kW. | --> | E12 ex BIRR | BIRR: T422 | DALLOW |  | 53.099 | -7.7283
MV/LV Substation BA***4257 | 20 kV | 400V(3ph) & 230V(single ph) | LV | 50 kVA :Pole Substation | 0.05 | --> | 0.05 | 0.05 | 1.3 |  | --> | 0.047 | 0 | 0 | 0 | 0 | 0.049 | 0 |  | --> | E11 ex KILCARRAGH | KILCARRAGH: T421∥T422 | BUTLERSTOWN |  | 52.2234 | -7.0514
MV/LV Substation BA***4258 | 20 kV | 400V(3ph) & 230V(single ph) | LV | 100 kVA :Pole Substation | 0.1 | --> | 0.1 | 0.1 | 7.4 |  | --> | 0.095 | 0 | 0 | 0 | 0 | 0.1 | 0 |  | --> | E21 ex BANOGE | BANOGE: T122 | BANOGE |  | 52.6817 | -6.3869
MV/LV Substation BA***4258 | 10 kV | 400V(3ph) & 230V(single ph) | LV | 50 kVA :Pole Substation | 0.05 | --> | 0.05 | 0.039 | 3.6 |  | --> | 0.047 | 0 | 0 | 0 | 0 | 0.051 | 0 |  | --> | C21 ex CASTLEREA | CASTLEREA: T41∥T42 | CARRICK ON SHANNON |  | 53.6911 | -8.4732
MV/LV Substation BA***4259 | 20 kV | 400V(3ph) & 230V(single ph) | LV | 200 kVA :Kiosk Substation | 0.2 | --> | 0.2 | 0.182 | 0.9 |  | --> | 0.19 | 0 | 0 | 0 | 0.002 | 0.2 | 0 |  | --> | C11 ex RIVERSTOWN | RIVERSTOWN: T41∥T42 | KILBARRY |  | 52.0068 | -8.3468
MV/LV Substation BA***4259 | 10 kV | 400V(3ph) & 230V(single ph) | LV | 400 kVA :Kiosk Substation | 0.4 | --> | 0.4 | 0 | 0 | Constrained,otherwise capacity available =400kVA. | --> | 0.38 | 0 | 0 | 0 | 0 | 0.4 | 0 |  | --> | C20 ex GRANGE (DR) | GRANGE (DR): T42 | GRANGE (DR) |  | 53.3968 | -6.1501
MV/LV Substation BA***425Y | 10 kV | 400V(3ph) & 230V(single ph) | LV | 100 kVA :Pole Substation | 0.1 | --> | 0.1 | 0.076 | 5.5 |  | --> | 0.095 | 0 | 0 | 0 | 0.003 | 0.099 | 0 |  | --> | C12 ex ABBEYLAND | ABBEYLAND: T42 | NAVAN |  | 53.6724 | -6.678
MV/LV Substation BA***4262 | 10 kV | 400V(3ph) & 230V(single ph) | LV | 630 kVA :Kiosk Substation | 0.63 | --> | 0.63 | 0 | 0 | Constrained,otherwise capacity available =500kVA. | --> | 0.598 | 0 | 0 | 0 | 0 | 0.5 | 0 |  | --> | C18 ex POPPINTREE | POPPINTREE: T102 | FINGLAS |  | 53.4037 | -6.2643
MV/LV Substation BA***4262 | 10 kV | 400V(3ph) & 230V(single ph) | LV | 33 kVA :Pole Substation | 0.033 | --> | 0.033 | 0.033 | 11.5 |  | --> | 0.031 | 0 | 0 | 0 | 0 | 0.032 | 0 |  | --> | C18 ex BALLYBEG | BALLYBEG: T102 | CARRICKMINES |  | 52.9646 | -6.1492
MV/LV Substation BA***4263 | 20 kV | 400V(3ph) & 230V(single ph) | LV | 50 kVA :Pole Substation | 0.05 | --> | 0.05 | 0 | 0 | Constrained,otherwise capacity available =41kVA. | --> | 0.047 | 0 | 0 | 0 | 0 | 0 | 0 | Constrained,otherwise capacity available =50kW. | --> | E12 ex CASTLELYONS | CASTLELYONS: T421∥T422 | BARRYMORE |  | 52.0469 | -8.2584
MV/LV Substation BA***4264 | 20 kV | 400V(3ph) & 230V(single ph) | LV | 50 kVA :Pole Substation | 0.05 | --> | 0.05 | 0 | 0 | Constrained,otherwise capacity available =36kVA. | --> | 0.047 | 0 | 0 | 0 | 0 | 0.051 | 0 |  | --> | E11 ex GLASMORE | GLASMORE: T421 | GLASMORE |  | 53.4886 | -6.1347
MV/LV Substation BA***4264 | 10 kV | 400V(3ph) & 230V(single ph) | LV | 50 kVA :Pole Substation | 0.05 | --> | 0.05 | 0.049 | 8.3 |  | --> | 0.047 | 0 | 0 | 0 | 0.012 | 0.036 | 0 |  | --> | C17 ex BALLYBEG | BALLYBEG: T101 | CARRICKMINES |  | 52.9776 | -6.089
MV/LV Substation BA***4265 | 20 kV | 400V(3ph) & 230V(single ph) | LV | 400 kVA :Kiosk Substation | 0.4 | --> | 0.4 | 0.374 | 0.8 |  | --> | 0.38 | 0 | 0 | 0 | 0 | 0.403 | 0 |  | --> | E15 ex RATHMORE | RATHMORE: T421 | KNOCKEARAGH |  | 52.1738 | -9.2619
MV/LV Substation BA***4266 | 20 kV | 400V(3ph) & 230V(single ph) | LV | 200 kVA :Pole Substation | 0.2 | --> | 0.2 | 0.184 | 4 |  | --> | 0.19 | 0 | 0 | 0 | 0.038 | 0.162 | 0 |  | --> | E12 ex KILLINICK | KILLINICK: T421∥T422 | WEXFORD |  | 52.2461 | -6.3486
MV/LV Substation BA***4266 | 20 kV | 400V(3ph) & 230V(single ph) | LV | 50 kVA :Pole Substation | 0.05 | --> | 0.05 | 0.05 | 3.3 |  | --> | 0.047 | 0 | 0 | 0 | 0 | 0.049 | 0 |  | --> | E17 ex KNOCKMULLEN | KNOCKMULLEN: T421 | GREAT ISLAND |  | 52.3866 | -6.9014
MV/LV Substation BA***427 | 20 kV | 400V(3ph) & 230V(single ph) | LV | 100 kVA :Pole Substation | 0.1 | --> | 0.1 | 0.086 | 2.8 |  | --> | 0.095 | 0 | 0 | 0 | 0 | 0.101 | 0 |  | --> | C12 ex CARRIGLAWN | CARRIGLAWN: T41∥T42 | WEXFORD |  | 52.3708 | -6.4482
MV/LV Substation BA***4271 | 10 kV | 400V(3ph) & 230V(single ph) | LV | 400 kVA :Kiosk Substation | 0.4 | --> | 0.4 | 0.361 | 8.9 |  | --> | 0.38 | 0 | 0 | 0 | 0 | 0.405 | 0 |  | --> | C21 ex STEPHENSTOWN | STEPHENSTOWN: T101 | FINGLAS |  | 53.6144 | -6.1853
MV/LV Substation BA***427Y | 20 kV | 400V(3ph) & 230V(single ph) | LV | 200 kVA :Pole Substation | 0.2 | --> | 0.2 | 0.129 | 5.6 |  | --> | 0.19 | 0 | 0 | 0 | 0.003 | 0.207 | 0 |  | --> | E13 ex CRANE | CRANE: T122 | CRANE |  | 52.4391 | -6.4773
MV/LV Substation BA***4281 | 10 kV | 400V(3ph) & 230V(single ph) | LV | 50 kVA :Pole Substation | 0.05 | --> | 0.05 | 0.032 | 4.8 |  | --> | 0.047 | 0 | 0 | 0 | 0 | 0.051 | 0 |  | --> | C21 ex ATHY | ATHY: T101 | ATHY |  | 53.013 | -7.1141
MV/LV Substation BA***4281 | 10 kV | 400V(3ph) & 230V(single ph) | LV | 50 kVA :Pole Substation | 0.05 | --> | 0.05 | 0 | 0 | Constrained,otherwise capacity available =50kVA. | --> | 0.047 | 0 | 0 | 0 | 0 | 0 | 0 | Constrained,otherwise capacity available =49kW. | --> | C20 ex TEMPLEMORE | TEMPLEMORE: T42 | IKERRIN |  | 52.8236 | -7.8331
MV/LV Substation BA***4282 | 10 kV | 400V(3ph) & 230V(single ph) | LV | 50 kVA :Pole Substation | 0.05 | --> | 0.05 | 0 | 0 | Constrained,otherwise capacity available =50kVA. | --> | 0.047 | 0 | 0 | 0 | 0 | 0.049 | 0 |  | --> | C21 ex PORTARLINGTON | PORTARLINGTON: T43 | BLAKE |  | 53.1254 | -7.0964
MV/LV Substation BA***4283 | 20 kV | 400V(3ph) & 230V(single ph) | LV | 50 kVA :Pole Substation | 0.05 | --> | 0.05 | 0 | 0 | Constrained,otherwise capacity available =47kVA. | --> | 0.047 | 0 | 0 | 0 | 0 | 0 | 0 | Constrained,otherwise capacity available =49kW. | --> | E18 ex BUNCLODY | BUNCLODY: T421∥T422 | CRANE |  | 52.5868 | -6.7214
MV/LV Substation BA***4286 | 20 kV | 400V(3ph) & 230V(single ph) | LV | 50 kVA :Pole Substation | 0.05 | --> | 0.05 | 0.044 | 0.8 |  | --> | 0.047 | 0 | 0 | 0 | 0 | 0 | 0 | Constrained,otherwise capacity available =50kW. | --> | E17 ex KILMACTHOMAS | KILMACTHOMAS: T421∥T422 | DUNGARVAN |  | 52.2497 | -7.4191
MV/LV Substation BA***4288 | 10 kV | 400V(3ph) & 230V(single ph) | LV | 50 kVA :Pole Substation | 0.05 | --> | 0.05 | 0.05 | 1.4 |  | --> | 0.047 | 0 | 0 | 0 | 0 | 0 | 0 | Constrained,otherwise capacity available =49kW. | --> | C16 ex DEERPARK | DEERPARK: T41∥T42 | BALLYDINE |  | 52.3697 | -7.5131
MV/LV Substation BA***4289 | 20 kV | 400V(3ph) & 230V(single ph) | LV | 100 kVA :Pole Substation | 0.1 | --> | 0.1 | 0.1 | 0.8 |  | --> | 0.095 | 0 | 0 | 0 | 0 | 0.1 | 0 |  | --> | E17 ex RATHMORE | RATHMORE: T421 | KNOCKEARAGH |  | 52.0618 | -9.0791
MV/LV Substation BA***428X | 20 kV | 400V(3ph) & 230V(single ph) | LV | 50 kVA :Pole Substation | 0.05 | --> | 0.05 | 0 | 0 | Constrained,otherwise capacity available =50kVA. | --> | 0.047 | 0 | 0 | 0 | 0 | 0.049 | 0 |  | --> | E16 ex ACADEMY STREET | ACADEMY STREET: T421∥T422 | NAVAN |  | 53.5955 | -6.6466
MV/LV Substation BA***428X | 20 kV | 400V(3ph) & 230V(single ph) | LV | 100 kVA :Pole Substation | 0.1 | --> | 0.1 | 0.095 | 2.8 |  | --> | 0.095 | 0 | 0 | 0 | 0.007 | 0.093 | 0 |  | --> | C12 ex CARRIGLAWN | CARRIGLAWN: T41∥T42 | WEXFORD |  | 52.3711 | -6.4582
MV/LV Substation BA***428X | 10 kV | 400V(3ph) & 230V(single ph) | LV | 400 kVA :Kiosk Substation | 0.4 | --> | 0.4 | 0.263 | 0.6 |  | --> | 0.38 | 0 | 0 | 0 | 0.017 | 0.403 | 0 |  | --> | C12 ex BALBRIGGAN | BALBRIGGAN: T42 | GLASMORE |  | 53.589 | -6.1869
MV/LV Substation BA***428Y | 10 kV | 400V(3ph) & 230V(single ph) | LV | 100 kVA :Pole Substation | 0.1 | --> | 0.1 | 0 | 0 | Constrained,otherwise capacity available =74kVA. | --> | 0.095 | 0 | 0 | 0 | 0 | 0.103 | 0 |  | --> | C14 ex GORESBRIDGE | GORESBRIDGE: T41∥T42 | KILKENNY |  | 52.6279 | -6.9948
MV/LV Substation BA***428Z | 10 kV | 400V(3ph) & 230V(single ph) | LV | 1000 kVA :Building Structure | 1 | --> | 1 | 0 | 0 | Constrained,otherwise capacity available =500kVA. | --> | 0.95 | 0 | 0 | 0 | 0 | 0.5 | 0 |  | --> | C18 ex POPPINTREE | POPPINTREE: T102 | FINGLAS |  | 53.3973 | -6.2626
MV/LV Substation BA***429 | 10 kV | 400V(3ph) & 230V(single ph) | LV | 200 kVA :Pole Substation | 0.2 | --> | 0.2 | 0.177 | 3.4 |  | --> | 0.19 | 0 | 0 | 0 | 0 | 0.203 | 0 |  | --> | C14 ex CAUSEWAY | CAUSEWAY: T41∥T42 | TRALEE |  | 52.4577 | -9.6606
MV/LV Substation BA***429 | 20 kV | 400V(3ph) & 230V(single ph) | LV | 50 kVA :Pole Substation | 0.05 | --> | 0.05 | 0 | 0 | Constrained,otherwise capacity available =25kVA. | --> | 0.047 | 0 | 0 | 0 | 0.006 | 0.047 | 0 |  | --> | E18 ex PATRICKSWELL | PATRICKSWELL: T421∥T422 | LIMERICK |  | 52.5937 | -8.7233
MV/LV Substation BA***4290 | 10 kV | 400V(3ph) & 230V(single ph) | LV | 630 kVA :Kiosk Substation | 0.63 | --> | 0.63 | 0.5 | 1.2 |  | --> | 0.598 | 0 | 0 | 0 | 0.003 | 0.5 | 0 |  | --> | C26 ex KYLEERAGH | KYLEERAGH: T42 | NENAGH |  | 52.8925 | -8.2466
MV/LV Substation BA***4292 | 10 kV | 400V(3ph) & 230V(single ph) | LV | 200 kVA :Kiosk Substation | 0.2 | --> | 0.2 | 0.151 | 4.5 |  | --> | 0.19 | 0 | 0 | 0 | 0 | 0.207 | 0 |  | --> | C21 ex MAYFIELD | MAYFIELD: T41 | KILBARRY |  | 51.9217 | -8.4552
MV/LV Substation BA***4292 | 10 kV | 400V(3ph) & 230V(single ph) | LV | 1000 kVA :Building Structure | 1 | --> | 1 | 0 | 0 | Constrained,otherwise capacity available =500kVA. | --> | 0.95 | 0 | 0 | 0 | 0 | 0 | 0 | Constrained,otherwise capacity available =500kW. | --> | C14 ex COOLMINE | COOLMINE: T42 | FINGLAS |  | 53.3878 | -6.4419
MV/LV Substation BA***4293 | 20 kV | 400V(3ph) & 230V(single ph) | LV | 50 kVA :Pole Substation | 0.05 | --> | 0.05 | 0 | 0 | Constrained,otherwise capacity available =42kVA. | --> | 0.047 | 0 | 0 | 0 | 0 | 0 | 0 | Constrained,otherwise capacity available =50kW. | --> | E11 ex CASTLELYONS | CASTLELYONS: T421∥T422 | BARRYMORE |  | 52.0802 | -8.2512
MV/LV Substation BA***4293 | 10 kV | 400V(3ph) & 230V(single ph) | LV | 1000 kVA :Building Structure | 1 | --> | 1 | 0 | 0 | Constrained,otherwise capacity available =500kVA. | --> | 0.95 | 0 | 0 | 0 | 0 | 0 | 0 | Constrained,otherwise capacity available =500kW. | --> | C14 ex COOLMINE | COOLMINE: T42 | FINGLAS |  | 53.3878 | -6.4419
MV/LV Substation BA***430 | 20 kV | 400V(3ph) & 230V(single ph) | LV | 200 kVA :Pole Substation | 0.2 | --> | 0.2 | 0 | 0 | Constrained,otherwise capacity available =177kVA. | --> | 0.19 | 0 | 0 | 0 | 0 | 0.203 | 0 |  | --> | C11 ex LOUGHSHINNY | LOUGHSHINNY: T41 | GLASMORE |  | 53.5595 | -6.1404
MV/LV Substation BA***4303 | 20 kV | 400V(3ph) & 230V(single ph) | LV | 50 kVA :Pole Substation | 0.05 | --> | 0.05 | 0 | 0 | Constrained,otherwise capacity available =33kVA. | --> | 0.047 | 0 | 0 | 0 | 0.012 | 0.039 | 0 |  | --> | E17 ex ACADEMY STREET | ACADEMY STREET: T421∥T422 | NAVAN |  | 53.5757 | -6.7029
MV/LV Substation BA***4305 | 20 kV | 400V(3ph) & 230V(single ph) | LV | 630 kVA :Kiosk Substation | 0.63 | --> | 0.63 | 0.5 | 2.6 |  | --> | 0.598 | 0 | 0 | 0 | 0.004 | 0.5 | 0 |  | --> | E19 ex KILCOCK | KILCOCK: T421 | GRIFFINRATH |  | 53.4011 | -6.68
MV/LV Substation BA***4306 | 20 kV | 400V(3ph) & 230V(single ph) | LV | 50 kVA :Pole Substation | 0.05 | --> | 0.05 | 0.05 | 6.7 |  | --> | 0.047 | 0 | 0 | 0 | 0 | 0 | 0 | Constrained,otherwise capacity available =49kW. | --> | E28 ex MILFORD (MWR) | MILFORD (MWR): T422 | CHARLEVILLE |  | 52.4103 | -8.7875
MV/LV Substation BA***4308 | 20 kV | 400V(3ph) & 230V(single ph) | LV | 630 kVA :Kiosk Substation | 0.63 | --> | 0.63 | 0.5 | 25.4 |  | --> | 0.598 | 0 | 0 | 0 | 0.021 | 0 | 0 | Constrained,otherwise capacity available =500kW. | --> | E12 ex DUNFIRTH | DUNFIRTH: T122 | DUNFIRTH |  | 53.4139 | -6.8182
MV/LV Substation BA***4309 | 20 kV | 400V(3ph) & 230V(single ph) | LV | 50 kVA :Pole Substation | 0.05 | --> | 0.05 | 0 | 0 | Constrained,otherwise capacity available =31kVA. | --> | 0.047 | 0 | 0 | 0 | 0 | 0 | 0 | Constrained,otherwise capacity available =51kW. | --> | C18 ex PORTARLINGTON | PORTARLINGTON: T41∥T42 | PORTLAOISE |  | 53.2226 | -7.3139
MV/LV Substation BA***430Y | 10 kV | 400V(3ph) & 230V(single ph) | LV | 50 kVA :Pole Substation | 0.05 | --> | 0.05 | 0 | 0 | Constrained,otherwise capacity available =5kVA. | --> | 0.047 | 0 | 0 | 0 | 0 | 0.056 | 0 |  | --> | C18 ex MIDLETON | MIDLETON: T102 | MIDLETON |  | 51.9925 | -8.2284
MV/LV Substation BA***430Y | 10 kV | 400V(3ph) & 230V(single ph) | LV | 50 kVA :Pole Substation | 0.05 | --> | 0.05 | 0 | 0 | Constrained,otherwise capacity available =49kVA. | --> | 0.047 | 0 | 0 | 0 | 0 | 0.049 | 0 |  | --> | C16 ex LEIXLIP | LEIXLIP: T42 | GRIFFINRATH |  | 53.339 | -6.5201
MV/LV Substation BA***431 | 20 kV | 400V(3ph) & 230V(single ph) | LV | 50 kVA :Pole Substation | 0.05 | --> | 0.05 | 0.027 | 1.6 |  | --> | 0.047 | 0 | 0 | 0 | 0.011 | 0.04 | 0 |  | --> | E15 ex DINGLE | DINGLE: T421 | OUGHTRAGH |  | 52.1402 | -10.3756
MV/LV Substation BA***4311 | 10 kV | 400V(3ph) & 230V(single ph) | LV | 630 kVA :Building Structure | 0.63 | --> | 0.63 | 0.5 | 7.1 |  | --> | 0.598 | 0 | 0 | 0 | 0 | 0.5 | 0 |  | --> | C12 ex PEMBROKE | PEMBROKE: T41∥T43 | RINGSEND |  | 53.3413 | -6.236
MV/LV Substation BA***4312 | 10 kV | 400V(3ph) & 230V(single ph) | LV | 400 kVA :Kiosk Substation | 0.4 | --> | 0.4 | 0.357 | 0.9 |  | --> | 0.38 | 0 | 0 | 0 | 0.007 | 0 | 0 | Constrained,otherwise capacity available =398kW. | --> | C16 ex BANTRY | BANTRY: T41∥T42 | BALLYLICKY |  | 51.6753 | -9.4492
MV/LV Substation BA***4317 | 20 kV | 400V(3ph) & 230V(single ph) | LV | 400 kVA :Building Structure | 0.4 | --> | 0.4 | 0.338 | 12.9 |  | --> | 0.38 | 0 | 0 | 0 | 0 | 0.409 | 0 |  | --> | E18 ex COOLROE | COOLROE: T122 | COOLROE |  | 51.8904 | -8.5856
MV/LV Substation BA***432 | 10 kV | 400V(3ph) & 230V(single ph) | LV | 400 kVA :Kiosk Substation | 0.4 | --> | 0.4 | 0.296 | 15.8 |  | --> | 0.38 | 0 | 0 | 0 | 0.006 | 0.409 | 0 |  | --> | C26 ex CASTLEVIEW | CASTLEVIEW: T102 | CASTLEVIEW |  | 51.8903 | -8.4062
MV/LV Substation BA***432 | 10 kV | 400V(3ph) & 230V(single ph) | LV | 50 kVA :Pole Substation | 0.05 | --> | 0.05 | 0 | 0 |  | --> | 0.047 | 0 | 0 | 0 | 0 | 0 | 0 | Constrained,otherwise capacity available =56kW. | --> | C15 ex BANAGHER | BANAGHER: T42 | DALLOW |  | 53.1925 | -7.982
MV/LV Substation BA***432 | 10 kV | 400V(3ph) & 230V(single ph) | LV | 50 kVA :Pole Substation | 0.05 | --> | 0.05 | 0 | 0 | Constrained,otherwise capacity available =40kVA. | --> | 0.047 | 0 | 0 | 0 | 0 | 0.051 | 0 |  | --> | C20 ex TERMONFECKIN ROAD | TERMONFECKIN ROAD: T41∥T42 | DRYBRIDGE |  | 53.732 | -6.2806
MV/LV Substation BA***4321 | 20 kV | 400V(3ph) & 230V(single ph) | LV | 50 kVA :Pole Substation | 0.05 | --> | 0.05 | 0.049 | 2.8 |  | --> | 0.047 | 0 | 0 | 0 | 0 | 0.049 | 0 |  | --> | C14 ex CASHEL | CASHEL: T42 | CAHIR |  | 52.5343 | -7.8226
MV/LV Substation BA***4321 | 20 kV | 400V(3ph) & 230V(single ph) | LV | 50 kVA :Pole Substation | 0.05 | --> | 0.05 | 0 | 0 | Constrained,otherwise capacity available =50kVA. | --> | 0.047 | 0 | 0 | 0 | 0 | 0.049 | 0 |  | --> | C11 ex LOUGHSHINNY | LOUGHSHINNY: T41 | GLASMORE |  | 53.5384 | -6.1255
MV/LV Substation BA***4324 | 20 kV | 400V(3ph) & 230V(single ph) | LV | 50 kVA :Pole Substation | 0.05 | --> | 0.05 | 0 | 0 | Constrained,otherwise capacity available =50kVA. | --> | 0.047 | 0 | 0 | 0 | 0 | 0.049 | 0 |  | --> | C15 ex KILMONEY | KILMONEY: T41∥T42 | TRABEG |  | 51.8088 | -8.5035
MV/LV Substation BA***4325 | 20 kV | 400V(3ph) & 230V(single ph) | LV | 400 kVA :Kiosk Substation | 0.4 | --> | 0.4 | 0.312 | 2.6 |  | --> | 0.38 | 0 | 0 | 0 | 0.012 | 0.4 | 0 |  | --> | E19 ex KILCOCK | KILCOCK: T421 | GRIFFINRATH |  | 53.403 | -6.6782
MV/LV Substation BA***432X | 20 kV | 400V(3ph) & 230V(single ph) | LV | 50 kVA :Pole Substation | 0.05 | --> | 0.05 | 0.037 | 6.9 |  | --> | 0.047 | 0 | 0 | 0 | 0 | 0 | 0 | Constrained,otherwise capacity available =51kW. | --> | E14 ex RATHKEALE | RATHKEALE: T421∥T422 | RATHKEALE |  | 52.4762 | -8.6998
MV/LV Substation BA***433 | 10 kV | 400V(3ph) & 230V(single ph) | LV | 50 kVA :Pole Substation | 0.05 | --> | 0.05 | 0.037 | 3.2 |  | --> | 0.047 | 0 | 0 | 0 | 0 | 0.051 | 0 |  | --> | C12 ex BOYLE | BOYLE: T41∥T42 | CARRICK ON SHANNON |  | 53.9426 | -8.3302
MV/LV Substation BA***433 | 20 kV | 400V(3ph) & 230V(single ph) | LV | 50 kVA :Pole Substation | 0.05 | --> | 0.05 | 0.049 | 0.8 |  | --> | 0.047 | 0 | 0 | 0 | 0 | 0 | 0 | Constrained,otherwise capacity available =49kW. | --> | E12 ex CARNDONAGH | CARNDONAGH: T421∥T422 | TRILLICK |  | 55.2763 | -7.3975
MV/LV Substation BA***4330 | 20 kV | 400V(3ph) & 230V(single ph) | LV | 50 kVA :Pole Substation | 0.05 | --> | 0.05 | 0 | 0 | Constrained,otherwise capacity available =50kVA. | --> | 0.047 | 0 | 0 | 0 | 0 | 0.049 | 0 |  | --> | E20 ex EDENDERRY | EDENDERRY: T421∥T422 | BLAKE |  | 53.3318 | -7.1406
MV/LV Substation BA***4335 | 20 kV | 400V(3ph) & 230V(single ph) | LV | 50 kVA :Pole Substation | 0.05 | --> | 0.05 | 0.05 | 5.6 |  | --> | 0.047 | 0 | 0 | 0 | 0 | 0.049 | 0 |  | --> | E13 ex CRANE | CRANE: T122 | CRANE |  | 52.4232 | -6.4682
MV/LV Substation BA***4337 | 20 kV | 400V(3ph) & 230V(single ph) | LV | 200 kVA :Pole Substation | 0.2 | --> | 0.2 | 0.2 | 2.2 |  | --> | 0.19 | 0 | 0 | 0 | 0 | 0.2 | 0 |  | --> | E18 ex CLONROCHE | CLONROCHE: T421∥T422 | WEXFORD |  | 52.4408 | -6.6503
MV/LV Substation BA***433X | 10 kV | 400V(3ph) & 230V(single ph) | LV | 50 kVA :Pole Substation | 0.05 | --> | 0.05 | 0.05 | 1.7 |  | --> | 0.047 | 0 | 0 | 0 | 0 | 0 | 0 | Constrained,otherwise capacity available =49kW. | --> | C18 ex BALLYBAY | BALLYBAY: T41∥T42 | LISDRUM |  | 54.1385 | -6.9001
MV/LV Substation BA***434 | 10 kV | 400V(3ph) & 230V(single ph) | LV | 50 kVA :Pole Substation | 0.05 | --> | 0.05 | 0 | 0 | Constrained,otherwise capacity available =48kVA. | --> | 0.047 | 0 | 0 | 0 | 0 | 0 | 0 | Constrained,otherwise capacity available =49kW. | --> | C18 ex FERMOY NORTH | FERMOY NORTH: T41∥T42 | BARRYMORE |  | 52.1626 | -8.3943
MV/LV Substation BA***4340 | 20 kV | 400V(3ph) & 230V(single ph) | LV | 50 kVA :Pole Substation | 0.05 | --> | 0.05 | 0.05 | 6.9 |  | --> | 0.047 | 0 | 0 | 0 | 0 | 0 | 0 | Constrained,otherwise capacity available =49kW. | --> | E14 ex RATHKEALE | RATHKEALE: T421∥T422 | RATHKEALE |  | 52.5184 | -8.8096
MV/LV Substation BA***4343 | 10 kV | 400V(3ph) & 230V(single ph) | LV | 400 kVA :Kiosk Substation | 0.4 | --> | 0.4 | 0 | 0 | Constrained,otherwise capacity available =365kVA. | --> | 0.38 | 0 | 0 | 0 | 0.011 | 0.393 | 0 |  | --> | C15 ex BLAKE | BLAKE: T41∥T42 | BLAKE |  | 53.302 | -6.8228
MV/LV Substation BA***4345 | 20 kV | 400V(3ph) & 230V(single ph) | LV | 50 kVA :Pole Substation | 0.05 | --> | 0.05 | 0.046 | 3.7 |  | --> | 0.047 | 0 | 0 | 0 | 0 | 0.049 | 0 |  | --> | E18 ex JENKINSTOWN | JENKINSTOWN: T421∥T422 | DUNDALK |  | 54.0755 | -6.2546
MV/LV Substation BA***4346 | 10 kV | 400V(3ph) & 230V(single ph) | LV | 50 kVA :Pole Substation | 0.05 | --> | 0.05 | 0.048 | 0.3 |  | --> | 0.047 | 0 | 0 | 0 | 0 | 0.049 | 0 |  | --> | C25 ex NENAGH | NENAGH: T41 | NENAGH |  | 52.846 | -8.1144
MV/LV Substation BA***4346 | 10 kV | 400V(3ph) & 230V(single ph) | LV | 50 kVA :Pole Substation | 0.05 | --> | 0.05 | 0 | 0 | Constrained,otherwise capacity available =39kVA. | --> | 0.047 | 0 | 0 | 0 | 0 | 0 | 0 | Constrained,otherwise capacity available =51kW. | --> | E14 ex CASTLELYONS | CASTLELYONS: T421∥T422 | BARRYMORE |  | 52.0755 | -8.1791
MV/LV Substation BA***4346 | 20 kV | 400V(3ph) & 230V(single ph) | LV | 50 kVA :Pole Substation | 0.05 | --> | 0.05 | 0 | 0 | Constrained,otherwise capacity available =50kVA. | --> | 0.047 | 0 | 0 | 0 | 0 | 0 | 0 | Constrained,otherwise capacity available =49kW. | --> | C13 ex CLOYNE | CLOYNE: T41 | MIDLETON |  | 51.8669 | -8.0183
MV/LV Substation BA***4349 | 10 kV | 400V(3ph) & 230V(single ph) | LV | 50 kVA :Pole Substation | 0.05 | --> | 0.05 | 0.05 | 2.9 |  | --> | 0.047 | 0 | 0 | 0 | 0 | 0.049 | 0 |  | --> | C13 ex MONFIN | MONFIN: T41∥T42 | WEXFORD |  | 52.4679 | -6.5428
MV/LV Substation BA***435 | 10 kV | 400V(3ph) & 230V(single ph) | LV | 200 kVA :Pole Substation | 0.2 | --> | 0.2 | 0.166 | 9.9 |  | --> | 0.19 | 0 | 0 | 0 | 0 | 0.204 | 0 |  | --> | C18 ex CONVOY | CONVOY: T41∥T42 | LETTERKENNY |  | 54.8451 | -7.5271
MV/LV Substation BA***435 | 10 kV | 400V(3ph) & 230V(single ph) | LV | 200 kVA :Pole Substation | 0.2 | --> | 0.2 | 0 | 0 | Constrained,otherwise capacity available =196kVA. | --> | 0.19 | 0 | 0 | 0 | 0 | 0 | 0 | Constrained,otherwise capacity available =200kW. | --> | C16 ex BANAGHER | BANAGHER: T42 | DALLOW |  | 53.1877 | -7.9907
MV/LV Substation BA***4350 | 20 kV | 400V(3ph) & 230V(single ph) | LV | 50 kVA :Pole Substation | 0.05 | --> | 0.05 | 0.025 | 0 | Constrained,otherwise capacity available =50kVA. | --> | 0.047 | 0 | 0 | 0 | 0 | 0 | 0 | Constrained,otherwise capacity available =49kW. | --> | C18 ex TOOMEVARA | TOOMEVARA: T42 | NENAGH |  | 52.8075 | -8.0924
MV/LV Substation BA***4351 | 10 kV | 400V(3ph) & 230V(single ph) | LV | 630 kVA :Kiosk Substation | 0.63 | --> | 0.63 | 0.5 | 5.5 |  | --> | 0.598 | 0 | 0 | 0 | 0 | 0.5 | 0 |  | --> | C16 ex LOUGHSHINNY | LOUGHSHINNY: T42 | GLASMORE |  | 53.5688 | -6.1127
MV/LV Substation BA***4352 | 10 kV | 400V(3ph) & 230V(single ph) | LV | 630 kVA :Kiosk Substation | 0.63 | --> | 0.63 | 0.5 | 5.5 |  | --> | 0.598 | 0 | 0 | 0 | 0 | 0.5 | 0 |  | --> | C16 ex LOUGHSHINNY | LOUGHSHINNY: T42 | GLASMORE |  | 53.5696 | -6.1152
MV/LV Substation BA***4352 | 10 kV | 400V(3ph) & 230V(single ph) | LV | 50 kVA :Pole Substation | 0.05 | --> | 0.05 | 0 | 0 | Constrained,otherwise capacity available =22kVA. | --> | 0.047 | 0 | 0 | 0 | 0.008 | 0 | 0 | Constrained,otherwise capacity available =44kW. | --> | C19 ex ROSCREA | ROSCREA: T41 | IKERRIN |  | 52.9298 | -7.8521
MV/LV Substation BA***4353 | 20 kV | 400V(3ph) & 230V(single ph) | LV | 630 kVA :Kiosk Substation | 0.63 | --> | 0.63 | 0.5 | 2.6 |  | --> | 0.598 | 0 | 0 | 0 | 0 | 0.5 | 0 |  | --> | E19 ex KILCOCK | KILCOCK: T421 | GRIFFINRATH |  | 53.4015 | -6.6828
MV/LV Substation BA***4354 | 20 kV | 400V(3ph) & 230V(single ph) | LV | 50 kVA :Pole Substation | 0.05 | --> | 0.05 | 0.05 | 2.2 |  | --> | 0.047 | 0 | 0 | 0 | 0 | 0.049 | 0 |  | --> | E18 ex CLONROCHE | CLONROCHE: T421∥T422 | WEXFORD |  | 52.4781 | -6.6265
MV/LV Substation BA***4354 | 10 kV | 400V(3ph) & 230V(single ph) | LV | 400 kVA :Kiosk Substation | 0.4 | --> | 0.4 | 0 | 0 | Constrained,otherwise capacity available =348kVA. | --> | 0.38 | 0 | 0 | 0 | 0 | 0 | 0 | Constrained,otherwise capacity available =407kW. | --> | C18 ex RATHDOWNEY | RATHDOWNEY: T42 | IKERRIN |  | 52.9 | -7.6047
MV/LV Substation BA***4357 | 20 kV | 400V(3ph) & 230V(single ph) | LV | 50 kVA :Pole Substation | 0.05 | --> | 0.05 | 0.05 | 25.4 |  | --> | 0.047 | 0 | 0 | 0 | 0 | 0 | 0 | Constrained,otherwise capacity available =49kW. | --> | E13 ex DUNFIRTH | DUNFIRTH: T122 | DUNFIRTH |  | 53.3961 | -6.7094
MV/LV Substation BA***435Y | 10 kV | 400V(3ph) & 230V(single ph) | LV | 200 kVA :Kiosk Substation | 0.2 | --> | 0.2 | 0.174 | 8.3 |  | --> | 0.19 | 0 | 0 | 0 | 0 | 0.203 | 0 |  | --> | C23 ex BALLYBEG | BALLYBEG: T101 | CARRICKMINES |  | 52.9112 | -6.1184
MV/LV Substation BA***435Z | 20 kV | 400V(3ph) & 230V(single ph) | LV | 100 kVA :Pole Substation | 0.1 | --> | 0.1 | 0.096 | 26.7 |  | --> | 0.095 | 0 | 0 | 0 | 0 | 0.1 | 0 |  | --> | E21 ex WEXFORD | WEXFORD: T121∥T122 | WEXFORD |  | 52.4047 | -6.3659
MV/LV Substation BA***436 | 20 kV | 400V(3ph) & 230V(single ph) | LV | 50 kVA :Pole Substation | 0.05 | --> | 0.05 | 0.05 | 7.7 |  | --> | 0.047 | 0 | 0 | 0 | 0 | 0.049 | 0 |  | --> | C18 ex GARRYCASTLE | GARRYCASTLE: T42 | ATHLONE |  | 53.3984 | -7.8586
MV/LV Substation BA***436 | 10 kV | 400V(3ph) & 230V(single ph) | LV | 50 kVA :Pole Substation | 0.05 | --> | 0.05 | 0.042 | 3.8 |  | --> | 0.047 | 0 | 0 | 0 | 0.003 | 0.047 | 0 |  | --> | C17 ex KINGSCOURT | KINGSCOURT: T41 | MEATH HILL |  | 53.8901 | -6.7052
MV/LV Substation BA***436 | 20 kV | 400V(3ph) & 230V(single ph) | LV | 200 kVA :Kiosk Substation | 0.2 | --> | 0.2 | 0 | 0 | Constrained,otherwise capacity available =157kVA. | --> | 0.19 | 0 | 0 | 0 | 0.015 | 0.19 | 0 |  | --> | E15 ex ACADEMY STREET | ACADEMY STREET: T421∥T422 | NAVAN |  | 53.635 | -6.6682
MV/LV Substation BA***436 | 20 kV | 400V(3ph) & 230V(single ph) | LV | 50 kVA :Pole Substation | 0.05 | --> | 0.05 | 0.042 | 6.4 |  | --> | 0.047 | 0 | 0 | 0 | 0 | 0 | 0 | Constrained,otherwise capacity available =50kW. | --> | E12 ex MACROOM | MACROOM: T422 | MACROOM |  | 51.9525 | -8.9547
MV/LV Substation BA***436 | 10 kV | 400V(3ph) & 230V(single ph) | LV | 50 kVA :Pole Substation | 0.05 | --> | 0.05 | 0 | 0 | Constrained,otherwise capacity available =43kVA. | --> | 0.047 | 0 | 0 | 0 | 0.007 | 0.042 | 0 |  | --> | C14 ex GREYSTONES | GREYSTONES: T42 | FASSAROE |  | 53.1757 | -6.1751
MV/LV Substation BA***4363 | 20 kV | 400V(3ph) & 230V(single ph) | LV | 100 kVA :Pole Substation | 0.1 | --> | 0.1 | 0.068 | 4.1 |  | --> | 0.095 | 0 | 0 | 0 | 0 | 0 | 0 | Constrained,otherwise capacity available =104kW. | --> | E11 ex CHARLEVILLE | CHARLEVILLE: T422 | CHARLEVILLE |  | 52.4926 | -8.6769
MV/LV Substation BA***4364 | 10 kV | 400V(3ph) & 230V(single ph) | LV | 50 kVA :Pole Substation | 0.05 | --> | 0.05 | 0.047 | 1.2 |  | --> | 0.047 | 0 | 0 | 0 | 0 | 0 | 0 | Constrained,otherwise capacity available =49kW. | --> | C14 ex ROSBERCON | ROSBERCON: T42 | WATERFORD |  | 52.4376 | -6.997
MV/LV Substation BA***4364 | 10 kV | 400V(3ph) & 230V(single ph) | LV | 50 kVA :Pole Substation | 0.05 | --> | 0.05 | 0.05 | 1.4 |  | --> | 0.047 | 0 | 0 | 0 | 0 | 0 | 0 | Constrained,otherwise capacity available =49kW. | --> | C11 ex DEERPARK | DEERPARK: T41∥T42 | BALLYDINE |  | 52.3064 | -7.4004
MV/LV Substation BA***4367 | 10 kV | 400V(3ph) & 230V(single ph) | LV | 50 kVA :Pole Substation | 0.05 | --> | 0.05 | 0.05 | 3.9 |  | --> | 0.047 | 0 | 0 | 0 | 0 | 0.049 | 0 |  | --> | C19 ex BALLYJAMESDUFF | BALLYJAMESDUFF: T41 | SHANKILL |  | 53.8229 | -7.2576
MV/LV Substation BA***4368 | 20 kV | 400V(3ph) & 230V(single ph) | LV | 400 kVA :Kiosk Substation | 0.4 | --> | 0.4 | 0 | 0 | Constrained,otherwise capacity available =398kVA. | --> | 0.38 | 0 | 0 | 0 | 0 | 0.4 | 0 |  | --> | E20 ex GLASMORE | GLASMORE: T422 | GLASMORE |  | 53.5244 | -6.1674
MV/LV Substation BA***436X | 20 kV | 400V(3ph) & 230V(single ph) | LV | 50 kVA :Pole Substation | 0.05 | --> | 0.05 | 0.047 | 1.5 |  | --> | 0.047 | 0 | 0 | 0 | 0 | 0.049 | 0 |  | --> | C17 ex MOUNT MISERY | MOUNT MISERY: T41 | WATERFORD |  | 52.2795 | -7.0851
MV/LV Substation BA***436X | 20 kV | 400V(3ph) & 230V(single ph) | LV | 200 kVA :Pole Substation | 0.2 | --> | 0.2 | 0 | 0 | Constrained,otherwise capacity available =58kVA. | --> | 0.19 | 0 | 0 | 0 | 0 | 0.221 | 0 |  | --> | E18 ex GLASMORE | GLASMORE: T422 | GLASMORE |  | 53.5304 | -6.1974
MV/LV Substation BA***4370 | 10 kV | 400V(3ph) & 230V(single ph) | LV | 50 kVA :Pole Substation | 0.05 | --> | 0.05 | 0.05 | 1.5 |  | --> | 0.047 | 0 | 0 | 0 | 0 | 0.049 | 0 |  | --> | C17 ex ROSCOMMON | ROSCOMMON: T41 | LANESBORO |  | 53.6119 | -8.1844
MV/LV Substation BA***4374 | 10 kV | 400V(3ph) & 230V(single ph) | LV | 50 kVA :Pole Substation | 0.05 | --> | 0.05 | 0.05 | 2.7 |  | --> | 0.047 | 0 | 0 | 0 | 0 | 0.049 | 0 |  | --> | C18 ex CALLAN | CALLAN: T41∥T42 | KILKENNY |  | 52.5188 | -7.4978
MV/LV Substation BA***4377 | 20 kV | 400V(3ph) & 230V(single ph) | LV | 50 kVA :Pole Substation | 0.05 | --> | 0.05 | 0.05 | 1.6 |  | --> | 0.047 | 0 | 0 | 0 | 0 | 0.049 | 0 |  | --> | E12 ex OLDCASTLE | OLDCASTLE: T422 | MULLINGAR |  | 53.6982 | -7.1541
MV/LV Substation BA***437X | 20 kV | 400V(3ph) & 230V(single ph) | LV | 100 kVA :Pole Substation | 0.1 | --> | 0.1 | 0.079 | 1.5 |  | --> | 0.095 | 0 | 0 | 0 | 0.011 | 0.091 | 0 |  | --> | C19 ex TRAMORE | TRAMORE: T41 | BUTLERSTOWN |  | 52.198 | -7.1171
MV/LV Substation BA***437X | 20 kV | 400V(3ph) & 230V(single ph) | LV | 50 kVA :Pole Substation | 0.05 | --> | 0.05 | 0.045 | 5.6 |  | --> | 0.047 | 0 | 0 | 0 | 0 | 0.05 | 0 |  | --> | E18 ex CRANE | CRANE: T122 | CRANE |  | 52.5975 | -6.2643
MV/LV Substation BA***4380 | 10 kV | 400V(3ph) & 230V(single ph) | LV | 630 kVA :Kiosk Substation | 0.63 | --> | 0.63 | 0 | 0 | Constrained,otherwise capacity available =500kVA. | --> | 0.598 | 0 | 0 | 0 | 0.001 | 0.5 | 0 |  | --> | C17 ex DOUGLAS | DOUGLAS: T42 | TRABEG |  | 51.8645 | -8.4305
MV/LV Substation BA***4381 | 10 kV | 400V(3ph) & 230V(single ph) | LV | 630 kVA :Kiosk Substation | 0.63 | --> | 0.63 | 0 | 0 | Constrained,otherwise capacity available =500kVA. | --> | 0.598 | 0 | 0 | 0 | 0 | 0.5 | 0 |  | --> | C17 ex DOUGLAS | DOUGLAS: T42 | TRABEG |  | 51.8645 | -8.4272
MV/LV Substation BA***4386 | 20 kV | 400V(3ph) & 230V(single ph) | LV | 50 kVA :Pole Substation | 0.05 | --> | 0.05 | 0.05 | 2.2 |  | --> | 0.047 | 0 | 0 | 0 | 0 | 0.049 | 0 |  | --> | E18 ex CLONROCHE | CLONROCHE: T421∥T422 | WEXFORD |  | 52.4524 | -6.6633
MV/LV Substation BA***4386 | 10 kV | 400V(3ph) & 230V(single ph) | LV | 50 kVA :Pole Substation | 0.05 | --> | 0.05 | 0.034 | 1.4 |  | --> | 0.047 | 0 | 0 | 0 | 0 | 0 | 0 | Constrained,otherwise capacity available =51kW. | --> | C11 ex DEERPARK | DEERPARK: T41∥T42 | BALLYDINE |  | 52.3033 | -7.4089
MV/LV Substation BA***4387 | 10 kV | 400V(3ph) & 230V(single ph) | LV | 630 kVA :Kiosk Substation | 0.63 | --> | 0.63 | 0.5 | 1.2 |  | --> | 0.598 | 0 | 0 | 0 | 0 | 0.5 | 0 |  | --> | C11 ex ABBEYLAND | ABBEYLAND: T41 | NAVAN |  | 53.6533 | -6.7018
MV/LV Substation BA***438Y | 20 kV | 400V(3ph) & 230V(single ph) | LV | 50 kVA :Pole Substation | 0.05 | --> | 0.05 | 0.034 | 1.5 |  | --> | 0.047 | 0 | 0 | 0 | 0 | 0.051 | 0 |  | --> | E15 ex BEALISTOWN | BEALISTOWN: T421∥T422 | GREAT ISLAND |  | 52.2764 | -6.8374
MV/LV Substation BA***439 | 10 kV | 400V(3ph) & 230V(single ph) | LV | 50 kVA :Pole Substation | 0.05 | --> | 0.05 | 0.037 | 8.3 |  | --> | 0.047 | 0 | 0 | 0 | 0 | 0.051 | 0 |  | --> | C23 ex BALLYBEG | BALLYBEG: T101 | CARRICKMINES |  | 52.9136 | -6.111
MV/LV Substation BA***439 | 10 kV | 400V(3ph) & 230V(single ph) | LV | 50 kVA :Pole Substation | 0.05 | --> | 0.05 | 0.034 | 5 |  | --> | 0.047 | 0 | 0 | 0 | 0.004 | 0.047 | 0 |  | --> | C12 ex BALLYRICKARD | BALLYRICKARD: T41∥T42 | TRALEE |  | 52.2825 | -9.8565
MV/LV Substation BA***4395 | 10 kV | 400V(3ph) & 230V(single ph) | LV | 630 kVA :Building Structure | 0.63 | --> | 0.63 | 0.488 | 5.9 |  | --> | 0.598 | 0 | 0 | 0 | 0 | 0.5 | 0 |  | --> | C12 ex BALLINCOLLIG | BALLINCOLLIG: T42 | KILBARRY |  | 51.8881 | -8.6112
MV/LV Substation BA***439X | 10 kV | 400V(3ph) & 230V(single ph) | LV | 100 kVA :Pole Substation | 0.1 | --> | 0.1 | 0.082 | 4 |  | --> | 0.095 | 0 | 0 | 0 | 0 | 0 | 0 | Constrained,otherwise capacity available =102kW. | --> | C20 ex LISMORE | LISMORE: T41∥T42 | DUNGARVAN |  | 52.1275 | -7.8997
MV/LV Substation BA***439Y | 10 kV | 400V(3ph) & 230V(single ph) | LV | 50 kVA :Pole Substation | 0.05 | --> | 0.05 | 0.024 | 4.9 |  | --> | 0.047 | 0 | 0 | 0 | 0.004 | 0.049 | 0 |  | --> | C11 ex BALLINCOLLIG | BALLINCOLLIG: T41 | KILBARRY |  | 51.8365 | -8.5385
MV/LV Substation BA***4403 | 10 kV | 400V(3ph) & 230V(single ph) | LV | 50 kVA :Pole Substation | 0.05 | --> | 0.05 | 0 | 0 | Constrained,otherwise capacity available =50kVA. | --> | 0.047 | 0 | 0 | 0 | 0 | 0.049 | 0 |  | --> | C17 ex CARRIGSHANE | CARRIGSHANE: T41 | MIDLETON |  | 51.8863 | -8.1573
MV/LV Substation BA***4404 | 20 kV | 400V(3ph) & 230V(single ph) | LV | 400 kVA :Building Structure | 0.4 | --> | 0.4 | 0.4 | 4.1 |  | --> | 0.38 | 0 | 0 | 0 | 0 | 0 | 0 | Constrained,otherwise capacity available =400kW. | --> | E11 ex CHARLEVILLE | CHARLEVILLE: T422 | CHARLEVILLE |  | 52.3518 | -8.6583
MV/LV Substation BA***4406 | 20 kV | 400V(3ph) & 230V(single ph) | LV | 630 kVA :Kiosk Substation | 0.63 | --> | 0.63 | 0 | 0 | Constrained,otherwise capacity available =500kVA. | --> | 0.598 | 0 | 0 | 0 | 0.047 | 0.5 | 0 |  | --> | E15 ex ACADEMY STREET | ACADEMY STREET: T421∥T422 | NAVAN |  | 53.6454 | -6.6783
MV/LV Substation BA***4407 | 20 kV | 400V(3ph) & 230V(single ph) | LV | 630 kVA :Kiosk Substation | 0.63 | --> | 0.63 | 0 | 0 | Constrained,otherwise capacity available =500kVA. | --> | 0.598 | 0 | 0 | 0 | 0.117 | 0.5 | 0 |  | --> | E15 ex ACADEMY STREET | ACADEMY STREET: T421∥T422 | NAVAN |  | 53.6442 | -6.6784
MV/LV Substation BA***4408 | 20 kV | 400V(3ph) & 230V(single ph) | LV | 630 kVA :Kiosk Substation | 0.63 | --> | 0.63 | 0 | 0 | Constrained,otherwise capacity available =500kVA. | --> | 0.598 | 0 | 0 | 0 | 0.109 | 0.5 | 0 |  | --> | E15 ex ACADEMY STREET | ACADEMY STREET: T421∥T422 | NAVAN |  | 53.6426 | -6.6761
MV/LV Substation BA***4409 | 20 kV | 400V(3ph) & 230V(single ph) | LV | 630 kVA :Kiosk Substation | 0.63 | --> | 0.63 | 0 | 0 | Constrained,otherwise capacity available =500kVA. | --> | 0.598 | 0 | 0 | 0 | 0.098 | 0.5 | 0 |  | --> | E15 ex ACADEMY STREET | ACADEMY STREET: T421∥T422 | NAVAN |  | 53.644 | -6.6741
MV/LV Substation BA***440Y | 10 kV | 400V(3ph) & 230V(single ph) | LV | 50 kVA :Pole Substation | 0.05 | --> | 0.05 | 0 | 0 | Constrained,otherwise capacity available =42kVA. | --> | 0.047 | 0 | 0 | 0 | 0 | 0 | 0 | Constrained,otherwise capacity available =50kW. | --> | E14 ex CASTLELYONS | CASTLELYONS: T421∥T422 | BARRYMORE |  | 52.0837 | -8.2186
MV/LV Substation BA***441 | 20 kV | 400V(3ph) & 230V(single ph) | LV | 100 kVA :Pole Substation | 0.1 | --> | 0.1 | 0.079 | 3 |  | --> | 0.095 | 0 | 0 | 0 | 0.007 | 0.095 | 0 |  | --> | C14 ex KILMEADEN | KILMEADEN: T42 | BUTLERSTOWN |  | 52.2327 | -7.2706
MV/LV Substation BA***441 | 20 kV | 400V(3ph) & 230V(single ph) | LV | 50 kVA :Pole Substation | 0.05 | --> | 0.05 | 0 | 0 | Constrained,otherwise capacity available =30kVA. | --> | 0.047 | 0 | 0 | 0 | 0 | 0.052 | 0 |  | --> | E28 ex LOUGHREA | LOUGHREA: T41∥T42 | SOMERSET |  | 53.2024 | -8.4852
MV/LV Substation BA***4410 | 10 kV | 400V(3ph) & 230V(single ph) | LV | 1000 kVA :Building Structure | 1 | --> | 1 | 0.5 | 1 |  | --> | 0.95 | 0 | 0 | 0 | 0 | 0.5 | 0 |  | --> | C12 ex MARROWBONE LANE | MARROWBONE LANE: T42 | INCHICORE 220KV |  | 53.3374 | -6.2833
MV/LV Substation BA***4413 | 20 kV | 400V(3ph) & 230V(single ph) | LV | 400 kVA :Kiosk Substation | 0.4 | --> | 0.4 | 0 | 0 | Constrained,otherwise capacity available =391kVA. | --> | 0.38 | 0 | 0 | 0 | 0 | 0.4 | 0 |  | --> | E11 ex GLASMORE | GLASMORE: T421 | GLASMORE |  | 53.4874 | -6.1243
MV/LV Substation BA***4414 | 10 kV | 400V(3ph) & 230V(single ph) | LV | 630 kVA :Kiosk Substation | 0.63 | --> | 0.63 | 0 | 0 | Constrained,otherwise capacity available =500kVA. | --> | 0.598 | 0 | 0 | 0 | 0.008 | 0.5 | 0 |  | --> | C22 ex TERMONFECKIN ROAD | TERMONFECKIN ROAD: T41∥T42 | DRYBRIDGE |  | 53.7371 | -6.3481
MV/LV Substation BA***4414 | 20 kV | 400V(3ph) & 230V(single ph) | LV | 1000 kVA :Building Structure | 1 | --> | 1 | 0.5 | 3.7 |  | --> | 0.95 | 0 | 0 | 0 | 0 | 0.5 | 0 |  | --> | E18 ex JENKINSTOWN | JENKINSTOWN: T421∥T422 | DUNDALK |  | 54.0738 | -6.2397
MV/LV Substation BA***441X | 20 kV | 400V(3ph) & 230V(single ph) | LV | 400 kVA :Building Structure | 0.4 | --> | 0.4 | 0.232 | 3.7 |  | --> | 0.38 | 0 | 0 | 0 | 0 | 0.425 | 0 |  | --> | E12 ex JENKINSTOWN | JENKINSTOWN: T421∥T422 | DUNDALK |  | 54.0323 | -6.352
MV/LV Substation BA***441Z | 10 kV | 400V(3ph) & 230V(single ph) | LV | 100 kVA :Pole Substation | 0.1 | --> | 0.1 | 0 | 0 | Constrained,otherwise capacity available =73kVA. | --> | 0.095 | 0 | 0 | 0 | 0.008 | 0.095 | 0 |  | --> | C12 ex MONEYCOOLEY | MONEYCOOLEY: T42 | GRIFFINRATH |  | 53.368 | -6.5502
MV/LV Substation BA***442 | 20 kV | 400V(3ph) & 230V(single ph) | LV | 50 kVA :Pole Substation | 0.05 | --> | 0.05 | 0.046 | 1.6 |  | --> | 0.047 | 0 | 0 | 0 | 0.003 | 0.046 | 0 |  | --> | E15 ex DINGLE | DINGLE: T421 | OUGHTRAGH |  | 52.1559 | -10.3964
MV/LV Substation BA***442X | 20 kV | 400V(3ph) & 230V(single ph) | LV | 50 kVA :Pole Substation | 0.05 | --> | 0.05 | 0.044 | 4.7 |  | --> | 0.047 | 0 | 0 | 0 | 0 | 0.05 | 0 |  | --> | E17 ex EDGEWORTHSTOWN | EDGEWORTHSTOWN: T421∥T422 | RICHMOND |  | 53.6442 | -7.6707
MV/LV Substation BA***443 | 10 kV | 400V(3ph) & 230V(single ph) | LV | 100 kVA :Pole Substation | 0.1 | --> | 0.1 | 0.026 | 3 |  | --> | 0.095 | 0 | 0 | 0 | 0.003 | 0 | 0 | Constrained,otherwise capacity available =107kW. | --> | C13 ex SWINFORD | SWINFORD: T41∥T42 | CASTLEBAR |  | 53.8949 | -9.1491
MV/LV Substation BA***443 | 20 kV | 400V(3ph) & 230V(single ph) | LV | 100 kVA :Pole Substation | 0.1 | --> | 0.1 | 0.097 | 3.2 |  | --> | 0.095 | 0 | 0 | 0 | 0 | 0.1 | 0 |  | --> | E62 ex ATHY | ATHY: T102 | ATHY |  | 53.0059 | -6.9434
MV/LV Substation BA***443 | 20 kV | 400V(3ph) & 230V(single ph) | LV | 50 kVA :Pole Substation | 0.05 | --> | 0.05 | 0 | 0 | Constrained,otherwise capacity available =37kVA. | --> | 0.047 | 0 | 0 | 0 | 0.003 | 0 | 0 | Constrained,otherwise capacity available =47kW. | --> | E15 ex ASHBOURNE | ASHBOURNE: T421 | FINGLAS |  | 53.4956 | -6.3939
MV/LV Substation BA***4431 | 10 kV | 400V(3ph) & 230V(single ph) | LV | 630 kVA :Kiosk Substation | 0.63 | --> | 0.63 | 0.5 | 2.6 |  | --> | 0.598 | 0 | 0 | 0 | 0 | 0.5 | 0 |  | --> | C13 ex DRYBRIDGE | DRYBRIDGE: T41 | DRYBRIDGE |  | 53.7377 | -6.352
MV/LV Substation BA***4434 | 20 kV | 400V(3ph) & 230V(single ph) | LV | 50 kVA :Pole Substation | 0.05 | --> | 0.05 | 0.05 | 2.7 |  | --> | 0.047 | 0 | 0 | 0 | 0 | 0 | 0 | Constrained,otherwise capacity available =49kW. | --> | E18 ex TULLOW | TULLOW: T422 | CARLOW |  | 52.8376 | -6.6615
MV/LV Substation BA***4435 | 10 kV | 400V(3ph) & 230V(single ph) | LV | 400 kVA :Kiosk Substation | 0.4 | --> | 0.4 | 0.4 | 4 |  | --> | 0.38 | 0 | 0 | 0 | 0 | 0.4 | 0 |  | --> | E18 ex KILLINICK | KILLINICK: T421∥T422 | WEXFORD |  | 52.2662 | -6.3868
MV/LV Substation BA***4439 | 20 kV | 400V(3ph) & 230V(single ph) | LV | 50 kVA :Pole Substation | 0.05 | --> | 0.05 | 0 | 0 | Constrained,otherwise capacity available =50kVA. | --> | 0.047 | 0 | 0 | 0 | 0 | 0.049 | 0 |  | --> | E15 ex GLENAMADDY | GLENAMADDY: T422 | ATHLONE |  | 53.5986 | -8.4922
MV/LV Substation BA***4442 | 20 kV | 400V(3ph) & 230V(single ph) | LV | 200 kVA :Pole Substation | 0.2 | --> | 0.2 | 0 | 0 | Constrained,otherwise capacity available =182kVA. | --> | 0.19 | 0 | 0 | 0 | 0 | 0 | 0 | Constrained,otherwise capacity available =202kW. | --> | E20 ex ROSCREA | ROSCREA: T42 | IKERRIN |  | 52.9521 | -7.6901
MV/LV Substation BA***4443 | 20 kV | 400V(3ph) & 230V(single ph) | LV | 400 kVA :Kiosk Substation | 0.4 | --> | 0.4 | 0.4 | 8.6 |  | --> | 0.38 | 0 | 0 | 0 | 0 | 0.4 | 0 |  | --> | E20 ex BALTRASNA | BALTRASNA: T122 | BALTRASNA |  | 53.5198 | -6.4148
MV/LV Substation BA***4444 | 10 kV | 400V(3ph) & 230V(single ph) | LV | 630 kVA :Kiosk Substation | 0.63 | --> | 0.63 | 0.5 | 2.6 |  | --> | 0.598 | 0 | 0 | 0 | 0 | 0.5 | 0 |  | --> | C13 ex DRYBRIDGE | DRYBRIDGE: T41 | DRYBRIDGE |  | 53.7378 | -6.3545
MV/LV Substation BA***445X | 10 kV | 400V(3ph) & 230V(single ph) | LV | 50 kVA :Pole Substation | 0.05 | --> | 0.05 | 0.047 | 8.3 |  | --> | 0.047 | 0 | 0 | 0 | 0 | 0.049 | 0 |  | --> | C23 ex BALLYBEG | BALLYBEG: T101 | CARRICKMINES |  | 52.9593 | -6.0925
MV/LV Substation BA***4461 | 20 kV | 400V(3ph) & 230V(single ph) | LV | 50 kVA :Pole Substation | 0.05 | --> | 0.05 | 0 | 0 | Constrained,otherwise capacity available =50kVA. | --> | 0.047 | 0 | 0 | 0 | 0 | 0 | 0 | Constrained,otherwise capacity available =49kW. | --> | C15 ex MOUNTRATH | MOUNTRATH: T41∥T42 | PORTLAOISE |  | 52.8828 | -7.4509
MV/LV Substation BA***4469 | 20 kV | 400V(3ph) & 230V(single ph) | LV | 50 kVA :Pole Substation | 0.05 | --> | 0.05 | 0 | 0 | Constrained,otherwise capacity available =50kVA. | --> | 0.047 | 0 | 0 | 0 | 0 | 0.049 | 0 |  | --> | C22 ex ATHLONE | ATHLONE: T41 | ATHLONE |  | 53.4517 | -7.9882
MV/LV Substation BA***447 | 10 kV | 400V(3ph) & 230V(single ph) | LV | 400 kVA :Kiosk Substation | 0.4 | --> | 0.4 | 0.255 | 4 |  | --> | 0.38 | 0 | 0 | 0 | 0.007 | 0.415 | 0 |  | --> | C14 ex OAKFIELD | OAKFIELD: T42 | SLIGO |  | 54.2099 | -8.5077
MV/LV Substation BA***4474 | 20 kV | 400V(3ph) & 230V(single ph) | LV | 400 kVA :Kiosk Substation | 0.4 | --> | 0.4 | 0 | 0 | Constrained,otherwise capacity available =398kVA. | --> | 0.38 | 0 | 0 | 0 | 0 | 0.4 | 0 |  | --> | E20 ex GLASMORE | GLASMORE: T422 | GLASMORE |  | 53.5287 | -6.1762
MV/LV Substation BA***4476 | 20 kV | 400V(3ph) & 230V(single ph) | LV | 50 kVA :Pole Substation | 0.05 | --> | 0.05 | 0.05 | 2.7 |  | --> | 0.047 | 0 | 0 | 0 | 0 | 0 | 0 | Constrained,otherwise capacity available =49kW. | --> | E12 ex TULLOW | TULLOW: T422 | CARLOW |  | 52.7533 | -6.725
MV/LV Substation BA***447X | 20 kV | 400V(3ph) & 230V(single ph) | LV | 50 kVA :Pole Substation | 0.05 | --> | 0.05 | 0 | 1.8 |  | --> | 0.047 | 0 | 0 | 0 | 0 | 0.061 | 0 |  | --> | C26 ex DUNDALK | DUNDALK: T41 | DUNDALK |  | 53.9964 | -6.5654
MV/LV Substation BA***447X | 20 kV | 400V(3ph) & 230V(single ph) | LV | 400 kVA :Kiosk Substation | 0.4 | --> | 0.4 | 0.356 | 1.5 |  | --> | 0.38 | 0 | 0 | 0 | 0 | 0.406 | 0 |  | --> | E18 ex ACHILL | ACHILL: T422 | CARROWBEG |  | 54.0255 | -9.8256
MV/LV Substation BA***447X | 20 kV | 400V(3ph) & 230V(single ph) | LV | 50 kVA :Pole Substation | 0.05 | --> | 0.05 | 0.043 | 5.6 |  | --> | 0.047 | 0 | 0 | 0 | 0.003 | 0.047 | 0 |  | --> | E17 ex CRANE | CRANE: T122 | CRANE |  | 52.5394 | -6.3375
MV/LV Substation BA***447X | 10 kV | 400V(3ph) & 230V(single ph) | LV | 100 kVA :Pole Substation | 0.1 | --> | 0.1 | 0.08 | 8.3 |  | --> | 0.095 | 0 | 0 | 0 | 0 | 0.103 | 0 |  | --> | C17 ex BALLYBEG | BALLYBEG: T101 | CARRICKMINES |  | 52.9048 | -6.0468
MV/LV Substation BA***448 | 10 kV | 400V(3ph) & 230V(single ph) | LV | 50 kVA :Pole Substation | 0.05 | --> | 0.05 | 0 | 0 | Constrained,otherwise capacity available =28kVA. | --> | 0.047 | 0 | 0 | 0 | 0.031 | 0.019 | 0 |  | --> | C12 ex COBH | COBH: T41∥T42 | COW CROSS |  | 51.8675 | -8.28
MV/LV Substation BA***448 | 20 kV | 400V(3ph) & 230V(single ph) | LV | 50 kVA :Pole Substation | 0.05 | --> | 0.05 | 0.049 | 1 |  | --> | 0.047 | 0 | 0 | 0 | 0 | 0.049 | 0 |  | --> | E17 ex BALLYHALE | BALLYHALE: T421 | KILKENNY |  | 52.4929 | -7.1053
MV/LV Substation BA***4481 | 10 kV | 400V(3ph) & 230V(single ph) | LV | 50 kVA :Pole Substation | 0.05 | --> | 0.05 | 0 | 0 | Constrained,otherwise capacity available =36kVA. | --> | 0.047 | 0 | 0 | 0 | 0 | 0 | 0 | Constrained,otherwise capacity available =51kW. | --> | C19 ex ROSCREA | ROSCREA: T41 | IKERRIN |  | 52.9321 | -7.8544
MV/LV Substation BA***449 | 10 kV | 400V(3ph) & 230V(single ph) | LV | 50 kVA :Pole Substation | 0.05 | --> | 0.05 | 0.048 | 4 |  | --> | 0.047 | 0 | 0 | 0 | 0 | 0.049 | 0 |  | --> | C14 ex OAKFIELD | OAKFIELD: T42 | SLIGO |  | 54.219 | -8.5013
MV/LV Substation BA***449 | 10 kV | 400V(3ph) & 230V(single ph) | LV | 100 kVA :Pole Substation | 0.1 | --> | 0.1 | 0.097 | 8.9 |  | --> | 0.095 | 0 | 0 | 0 | 0.003 | 0.096 | 0 |  | --> | C25 ex STEPHENSTOWN | STEPHENSTOWN: T101 | FINGLAS |  | 53.5852 | -6.1505
MV/LV Substation BA***449X | 20 kV | 400V(3ph) & 230V(single ph) | LV | 50 kVA :Pole Substation | 0.05 | --> | 0.05 | 0.049 | 2 |  | --> | 0.047 | 0 | 0 | 0 | 0 | 0.049 | 0 |  | --> | E17 ex BALLYCONNELL | BALLYCONNELL: T421∥T422 | GORTAWEE |  | 54.1504 | -7.7099
MV/LV Substation BA***4501 | 10 kV | 400V(3ph) & 230V(single ph) | LV | 50 kVA :Pole Substation | 0.05 | --> | 0.05 | 0 | 0 | Constrained,otherwise capacity available =50kVA. | --> | 0.047 | 0 | 0 | 0 | 0 | 0 | 0 | Constrained,otherwise capacity available =49kW. | --> | C18 ex RATHDOWNEY | RATHDOWNEY: T42 | IKERRIN |  | 52.9108 | -7.6147
MV/LV Substation BA***450Z | 10 kV | 400V(3ph) & 230V(single ph) | LV | 200 kVA :Pole Substation | 0.2 | --> | 0.2 | 0.2 | 0.9 |  | --> | 0.19 | 0 | 0 | 0 | 0 | 0.2 | 0 |  | --> | C16 ex RIVERSTOWN | RIVERSTOWN: T41∥T42 | KILBARRY |  | 51.9486 | -8.3369
MV/LV Substation BA***451 | 10 kV | 400V(3ph) & 230V(single ph) | LV | 50 kVA :Pole Substation | 0.05 | --> | 0.05 | 0 | 0 | Constrained,otherwise capacity available =35kVA. | --> | 0.047 | 0 | 0 | 0 | 0 | 0.051 | 0 |  | --> | C11 ex JOHNSTOWN | JOHNSTOWN: T41 | KILTEEL |  | 53.2025 | -6.5981
MV/LV Substation BA***452 | 20 kV | 400V(3ph) & 230V(single ph) | LV | 50 kVA :Pole Substation | 0.05 | --> | 0.05 | 0.04 | 8.5 |  | --> | 0.047 | 0 | 0 | 0 | 0 | 0 | 0 | Constrained,otherwise capacity available =51kW. | --> | E14 ex BELLACORICK | BELLACORICK: T122 | BELLACORICK |  | 54.1474 | -9.746
MV/LV Substation BA***452 | 10 kV | 400V(3ph) & 230V(single ph) | LV | 400 kVA :Kiosk Substation | 0.4 | --> | 0.4 | 0.206 | 9.2 |  | --> | 0.38 | 0 | 0 | 0 | 0.028 | 0.399 | 0 |  | --> | C23 ex CENTRE PARK ROAD | MARINA: T105 | MARINA |  | 51.8967 | -8.4287
MV/LV Substation BA***452X | 20 kV | 400V(3ph) & 230V(single ph) | LV | 50 kVA :Pole Substation | 0.05 | --> | 0.05 | 0.04 | 5.6 |  | --> | 0.047 | 0 | 0 | 0 | 0 | 0.051 | 0 |  | --> | E18 ex CRANE | CRANE: T122 | CRANE |  | 52.5258 | -6.4847
MV/LV Substation BA***4538 | 10 kV | 400V(3ph) & 230V(single ph) | LV | 50 kVA :Pole Substation | 0.05 | --> | 0.05 | 0 | 0 | Constrained,otherwise capacity available =50kVA. | --> | 0.047 | 0 | 0 | 0 | 0 | 0 | 0 | Constrained,otherwise capacity available =49kW. | --> | C14 ex TEMPLEMORE | TEMPLEMORE: T42 | IKERRIN |  | 52.7742 | -7.5898
MV/LV Substation BA***453X | 20 kV | 400V(3ph) & 230V(single ph) | LV | 400 kVA :Kiosk Substation | 0.4 | --> | 0.4 | 0 | 0 | Constrained,otherwise capacity available =228kVA. | --> | 0.38 | 0 | 0 | 0 | 0.015 | 0.41 | 0 |  | --> | E19 ex CAVAN | CAVAN: T421 | SHANKILL |  | 53.9326 | -7.4084
MV/LV Substation BA***4541 | 10 kV | 400V(3ph) & 230V(single ph) | LV | 50 kVA :Pole Substation | 0.05 | --> | 0.05 | 0 | 0 | Constrained,otherwise capacity available =50kVA. | --> | 0.047 | 0 | 0 | 0 | 0 | 0 | 0 | Constrained,otherwise capacity available =49kW. | --> | C14 ex TEMPLEMORE | TEMPLEMORE: T42 | IKERRIN |  | 52.7582 | -7.6475
MV/LV Substation BA***454X | 10 kV | 400V(3ph) & 230V(single ph) | LV | 50 kVA :Pole Substation | 0.05 | --> | 0.05 | 0.043 | 3.3 |  | --> | 0.047 | 0 | 0 | 0 | 0 | 0.05 | 0 |  | --> | E11 ex KNOCKMULLEN | KNOCKMULLEN: T421 | GREAT ISLAND |  | 52.4265 | -6.9145
MV/LV Substation BA***456 | 20 kV | 400V(3ph) & 230V(single ph) | LV | 400 kVA :Kiosk Substation | 0.4 | --> | 0.4 | 0.33 | 1.6 |  | --> | 0.38 | 0 | 0 | 0 | 0.003 | 0.407 | 0 |  | --> | E15 ex DINGLE | DINGLE: T421 | OUGHTRAGH |  | 52.1657 | -10.407
MV/LV Substation BA***456X | 10 kV | 400V(3ph) & 230V(single ph) | LV | 400 kVA :Kiosk Substation | 0.4 | --> | 0.4 | 0 | 0 | Constrained,otherwise capacity available =213kVA. | --> | 0.38 | 0 | 0 | 0 | 0.049 | 0.376 | 0 |  | --> | C22 ex OLDBAWN | OLDBAWN: T42 | COOKSTOWN |  | 53.2737 | -6.3487
MV/LV Substation BA***456Y | 10 kV | 400V(3ph) & 230V(single ph) | LV | 50 kVA :Pole Substation | 0.05 | --> | 0.05 | 0.031 | 4.4 |  | --> | 0.047 | 0 | 0 | 0 | 0.008 | 0 | 0 | Constrained,otherwise capacity available =43kW. | --> | E11 ex SLANE | SLANE: T421 | DRYBRIDGE |  | 53.7767 | -6.5037
MV/LV Substation BA***456Y | 20 kV | 400V(3ph) & 230V(single ph) | LV | 50 kVA :Pole Substation | 0.05 | --> | 0.05 | 0.047 | 4.7 |  | --> | 0.047 | 0 | 0 | 0 | 0 | 0.049 | 0 |  | --> | E17 ex EDGEWORTHSTOWN | EDGEWORTHSTOWN: T421∥T422 | RICHMOND |  | 53.5915 | -7.6068
MV/LV Substation BA***456Z | 10 kV | 400V(3ph) & 230V(single ph) | LV | 50 kVA :Pole Substation | 0.05 | --> | 0.05 | 0.046 | 3.5 |  | --> | 0.047 | 0 | 0 | 0 | 0 | 0 | 0 | Constrained,otherwise capacity available =49kW. | --> | C12 ex TELAYDON | TELAYDON: T42 | LISDRUM |  | 54.2613 | -6.9653
MV/LV Substation BA***457X | 10 kV | 400V(3ph) & 230V(single ph) | LV | 50 kVA :Pole Substation | 0.05 | --> | 0.05 | 0 | 0 | Constrained,otherwise capacity available =25kVA. | --> | 0.047 | 0 | 0 | 0 | 0 | 0.053 | 0 |  | --> | C35 ex CASTLEVIEW | CASTLEVIEW: T101 | CASTLEVIEW |  | 51.8978 | -8.3503
MV/LV Substation BA***457X | 20 kV | 400V(3ph) & 230V(single ph) | LV | 100 kVA :Pole Substation | 0.1 | --> | 0.1 | 0.095 | 6.9 |  | --> | 0.095 | 0 | 0 | 0 | 0 | 0 | 0 | Constrained,otherwise capacity available =100kW. | --> | E18 ex SPRINGS | SPRINGS: T421∥T422 | DUNGARVAN |  | 52.0512 | -7.6447
MV/LV Substation BA***458 | 10 kV | 400V(3ph) & 230V(single ph) | LV | 50 kVA :Pole Substation | 0.05 | --> | 0.05 | 0.033 | 2.3 |  | --> | 0.047 | 0 | 0 | 0 | 0 | 0.051 | 0 |  | --> | C20 ex RINEANNA | RINEANNA: T41 | DRUMLINE |  | 52.7147 | -8.8801
MV/LV Substation BA***4589 | 20 kV | 400V(3ph) & 230V(single ph) | LV | 50 kVA :Pole Substation | 0.05 | --> | 0.05 | 0 | 0 | Constrained,otherwise capacity available =50kVA. | --> | 0.047 | 0 | 0 | 0 | 0 | 0.049 | 0 |  | --> | C18 ex DELVIN | DELVIN: T42 | MULLINGAR |  | 53.6319 | -7.2148
MV/LV Substation BA***458X | 10 kV | 400V(3ph) & 230V(single ph) | LV | 50 kVA :Pole Substation | 0.05 | --> | 0.05 | 0.039 | 1.2 |  | --> | 0.047 | 0 | 0 | 0 | 0.007 | 0.043 | 0 |  | --> | C26 ex KYLEERAGH | KYLEERAGH: T42 | NENAGH |  | 52.894 | -8.2511
MV/LV Substation BA***459 | 10 kV | 400V(3ph) & 230V(single ph) | LV | 50 kVA :Pole Substation | 0.05 | --> | 0.05 | 0.044 | 0.7 |  | --> | 0.047 | 0 | 0 | 0 | 0 | 0 | 0 | Constrained,otherwise capacity available =50kW. | --> | C12 ex KILMAGIG | KILMAGIG: T42 | ARKLOW |  | 52.8656 | -6.2197
MV/LV Substation BA***459Y | 20 kV | 400V(3ph) & 230V(single ph) | LV | 100 kVA :Pole Substation | 0.1 | --> | 0.1 | 0 | 0 | Constrained,otherwise capacity available =100kVA. | --> | 0.095 | 0 | 0 | 0 | 0 | 0.1 | 0 |  | --> | E16 ex ACADEMY STREET | ACADEMY STREET: T421∥T422 | NAVAN |  | 53.6237 | -6.6889
MV/LV Substation BA***459Z | 20 kV | 400V(3ph) & 230V(single ph) | LV | 400 kVA :Kiosk Substation | 0.4 | --> | 0.4 | 0 | 0 | Constrained,otherwise capacity available =348kVA. | --> | 0.38 | 0 | 0 | 0 | 0 | 0.407 | 0 |  | --> | E23 ex BALTRASNA | BALTRASNA: T121 | BALTRASNA |  | 53.5661 | -6.386
MV/LV Substation BA***459Z | 10 kV | 400V(3ph) & 230V(single ph) | LV | 50 kVA :Pole Substation | 0.05 | --> | 0.05 | 0.05 | 3.3 |  | --> | 0.047 | 0 | 0 | 0 | 0 | 0.049 | 0 |  | --> | C19 ex CELBRIDGE | CELBRIDGE: T41 | GRIFFINRATH |  | 53.3233 | -6.6101
MV/LV Substation BA***460 | 20 kV | 400V(3ph) & 230V(single ph) | LV | 50 kVA :Pole Substation | 0.05 | --> | 0.05 | 0.005 | 0 | Constrained,otherwise capacity available =31kVA. | --> | 0.047 | 0 | 0 | 0 | 0.001 | 0.05 | 0 |  | --> | E11 ex FINEA | FINEA: T421∥T422 | SHANKILL |  | 53.7785 | -7.4827
MV/LV Substation BA***460X | 20 kV | 400V(3ph) & 230V(single ph) | LV | 50 kVA :Pole Substation | 0.05 | --> | 0.05 | 0.037 | 3 |  | --> | 0.047 | 0 | 0 | 0 | 0.007 | 0.043 | 0 |  | --> | C14 ex KILMEADEN | KILMEADEN: T42 | BUTLERSTOWN |  | 52.2316 | -7.2815
MV/LV Substation BA***460Y | 20 kV | 400V(3ph) & 230V(single ph) | LV | 50 kVA :Pole Substation | 0.05 | --> | 0.05 | 0.035 | 5.6 |  | --> | 0.047 | 0 | 0 | 0 | 0 | 0.051 | 0 |  | --> | E13 ex CRANE | CRANE: T122 | CRANE |  | 52.4792 | -6.4238
MV/LV Substation BA***461 | 10 kV | 400V(3ph) & 230V(single ph) | LV | 200 kVA :Pole Substation | 0.2 | --> | 0.2 | 0.14 | 25.1 |  | --> | 0.19 | 0 | 0 | 0 | 0.012 | 0.196 | 0 |  | --> | C18 ex ARKLOW | ARKLOW: T101∥T102 | ARKLOW |  | 52.8816 | -6.0989
MV/LV Substation BA***461 | 20 kV | 400V(3ph) & 230V(single ph) | LV | 50 kVA :Pole Substation | 0.05 | --> | 0.05 | 0.04 | 6.9 |  | --> | 0.047 | 0 | 0 | 0 | 0 | 0 | 0 | Constrained,otherwise capacity available =51kW. | --> | E18 ex SPRINGS | SPRINGS: T421∥T422 | DUNGARVAN |  | 52.0524 | -7.6648
MV/LV Substation BA***461 | 10 kV | 400V(3ph) & 230V(single ph) | LV | 50 kVA :Pole Substation | 0.05 | --> | 0.05 | 0.036 | 3.9 |  | --> | 0.047 | 0 | 0 | 0 | 0.016 | 0.034 | 0 |  | --> | C12 ex ROSS CARBERY | ROSS CARBERY: T41∥T42 | DUNMANWAY |  | 51.5717 | -9.08
MV/LV Substation BA***461X | 10 kV | 400V(3ph) & 230V(single ph) | LV | 100 kVA :Pole Substation | 0.1 | --> | 0.1 | 0.062 | 2.2 |  | --> | 0.095 | 0 | 0 | 0 | 0 | 0.105 | 0 |  | --> | C14 ex KELLS | KELLS: T41∥T42 | NAVAN |  | 53.752 | -6.8348
MV/LV Substation BA***461Y | 10 kV | 400V(3ph) & 230V(single ph) | LV | 50 kVA :Pole Substation | 0.05 | --> | 0.05 | 0.028 | 3.6 |  | --> | 0.047 | 0 | 0 | 0 | 0 | 0.052 | 0 |  | --> | C21 ex CASTLEREA | CASTLEREA: T41∥T42 | CARRICK ON SHANNON |  | 53.719 | -8.4118
MV/LV Substation BA***461Z | 10 kV | 400V(3ph) & 230V(single ph) | LV | 50 kVA :Pole Substation | 0.05 | --> | 0.05 | 0.036 | 2.2 |  | --> | 0.047 | 0 | 0 | 0 | 0 | 0 | 0 | Constrained,otherwise capacity available =51kW. | --> | C19 ex NEWCASTLEWEST | NEWCASTLEWEST: T41∥T42 | RATHKEALE |  | 52.3901 | -9.0313
MV/LV Substation BA***462 | 10 kV | 400V(3ph) & 230V(single ph) | LV | 100 kVA :Pole Substation | 0.1 | --> | 0.1 | 0 | 0 | Constrained,otherwise capacity available =29kVA. | --> | 0.095 | 0 | 0 | 0 | 0.004 | 0.106 | 0 |  | --> | C12 ex WOODFORD | WOODFORD: T41∥T42 | KNOCKEARAGH |  | 52.0605 | -9.3378
MV/LV Substation BA***462X | 10 kV | 400V(3ph) & 230V(single ph) | LV | 50 kVA :Pole Substation | 0.05 | --> | 0.05 | 0 | 0 | Constrained,otherwise capacity available =31kVA. | --> | 0.047 | 0 | 0 | 0 | 0.007 | 0.044 | 0 |  | --> | C19 ex LOUGHSHINNY | LOUGHSHINNY: T41 | GLASMORE |  | 53.5488 | -6.1024
MV/LV Substation BA***462Y | 10 kV | 400V(3ph) & 230V(single ph) | LV | 400 kVA :Building Structure | 0.4 | --> | 0.4 | 0.176 | 8.5 |  | --> | 0.38 | 0 | 0 | 0 | 0 | 0.433 | 0 |  | --> | C13 ex MULLINGAR | MULLINGAR: T101 | MULLINGAR |  | 53.5786 | -7.337
MV/LV Substation BA***463 | 20 kV | 400V(3ph) & 230V(single ph) | LV | 200 kVA :Pole Substation | 0.2 | --> | 0.2 | 0.138 | 3.2 |  | --> | 0.19 | 0 | 0 | 0 | 0.003 | 0.206 | 0 |  | --> | C12 ex ATHY | ATHY: T102 | ATHY |  | 52.9622 | -6.9344
MV/LV Substation BA***463Z | 10 kV | 400V(3ph) & 230V(single ph) | LV | 400 kVA :Kiosk Substation | 0.4 | --> | 0.4 | 0 | 0 | Constrained,otherwise capacity available =369kVA. | --> | 0.38 | 0 | 0 | 0 | 0 | 0.404 | 0 |  | --> | C20 ex COLLEGE PARK | COLLEGE PARK: T102 | COLLEGE PARK |  | 53.3933 | -6.3701
MV/LV Substation BA***464 | 20 kV | 400V(3ph) & 230V(single ph) | LV | 100 kVA :Pole Substation | 0.1 | --> | 0.1 | 0.075 | 26.7 |  | --> | 0.095 | 0 | 0 | 0 | 0 | 0.103 | 0 |  | --> | E21 ex WEXFORD | WEXFORD: T121∥T122 | WEXFORD |  | 52.4125 | -6.3543
MV/LV Substation BA***464Z | 10 kV | 400V(3ph) & 230V(single ph) | LV | 400 kVA :Kiosk Substation | 0.4 | --> | 0.4 | 0.291 | 3.3 |  | --> | 0.38 | 0 | 0 | 0 | 0.021 | 0.394 | 0 |  | --> | C19 ex CELBRIDGE | CELBRIDGE: T41 | GRIFFINRATH |  | 53.3154 | -6.6138
MV/LV Substation BA***464Z | 20 kV | 400V(3ph) & 230V(single ph) | LV | 400 kVA :Kiosk Substation | 0.4 | --> | 0.4 | 0.33 | 5.2 |  | --> | 0.38 | 0 | 0 | 0 | 0.009 | 0.401 | 0 |  | --> | E18 ex WHITECHURCH | WHITECHURCH: T422 | KILBARRY |  | 51.9826 | -8.5185
MV/LV Substation BA***465 | 20 kV | 400V(3ph) & 230V(single ph) | LV | 200 kVA :Pole Substation | 0.2 | --> | 0.2 | 0.021 | 7.4 |  | --> | 0.19 | 0 | 0 | 0 | 0.002 | 0.224 | 0 |  | --> | E19 ex BANOGE | BANOGE: T122 | BANOGE |  | 52.6093 | -6.3036
MV/LV Substation BA***465 | 10 kV | 400V(3ph) & 230V(single ph) | LV | 50 kVA :Pole Substation | 0.05 | --> | 0.05 | 0.034 | 1.6 |  | --> | 0.047 | 0 | 0 | 0 | 0 | 0.051 | 0 |  | --> | C18 ex SRAH | SRAH: T41∥T42 | THORNSBERRY |  | 53.2909 | -7.5705
MV/LV Substation BA***465X | 10 kV | 400V(3ph) & 230V(single ph) | LV | 50 kVA :Pole Substation | 0.05 | --> | 0.05 | 0.047 | 0.4 |  | --> | 0.047 | 0 | 0 | 0 | 0 | 0 | 0 | Constrained,otherwise capacity available =49kW. | --> | C25 ex GARRYSPILLANE | GARRYSPILLANE: T41 | TIPPERARY |  | 52.4458 | -8.4178
MV/LV Substation BA***465Y | 20 kV | 400V(3ph) & 230V(single ph) | LV | 100 kVA :Pole Substation | 0.1 | --> | 0.1 | 0.092 | 26.7 |  | --> | 0.095 | 0 | 0 | 0 | 0.003 | 0.097 | 0 |  | --> | E21 ex WEXFORD | WEXFORD: T121∥T122 | WEXFORD |  | 52.3837 | -6.4572
MV/LV Substation BA***465Z | 10 kV | 400V(3ph) & 230V(single ph) | LV | 400 kVA :Kiosk Substation | 0.4 | --> | 0.4 | 0.289 | 8.9 |  | --> | 0.38 | 0 | 0 | 0 | 0.035 | 0.38 | 0 |  | --> | C25 ex STEPHENSTOWN | STEPHENSTOWN: T101 | FINGLAS |  | 53.5849 | -6.1379
MV/LV Substation BA***466 | 10 kV | 400V(3ph) & 230V(single ph) | LV | 50 kVA :Pole Substation | 0.05 | --> | 0.05 | 0.021 | 2.2 |  | --> | 0.047 | 0 | 0 | 0 | 0 | 0.053 | 0 |  | --> | C23 ex KELLS | KELLS: T41∥T42 | NAVAN |  | 53.7057 | -6.9235
MV/LV Substation BA***466Y | 20 kV | 400V(3ph) & 230V(single ph) | LV | 50 kVA :Pole Substation | 0.05 | --> | 0.05 | 0 | 0 | Constrained,otherwise capacity available =36kVA. | --> | 0.047 | 0 | 0 | 0 | 0.006 | 0.044 | 0 |  | --> | E11 ex CAVAN | CAVAN: T421 | SHANKILL |  | 54.0438 | -7.3226
MV/LV Substation BA***467 | 10 kV | 400V(3ph) & 230V(single ph) | LV | 200 kVA :Pole Substation | 0.2 | --> | 0.2 | 0.122 | 2.8 |  | --> | 0.19 | 0 | 0 | 0 | 0.021 | 0.189 | 0 |  | --> | C16 ex CARRIGLAWN | CARRIGLAWN: T41∥T42 | WEXFORD |  | 52.3421 | -6.4978
MV/LV Substation BA***467X | 20 kV | 400V(3ph) & 230V(single ph) | LV | 50 kVA :Pole Substation | 0.05 | --> | 0.05 | 0.042 | 1 |  | --> | 0.047 | 0 | 0 | 0 | 0 | 0.05 | 0 |  | --> | E11 ex BALLYHALE | BALLYHALE: T421 | KILKENNY |  | 52.5274 | -7.1802
MV/LV Substation BA***468 | 10 kV | 400V(3ph) & 230V(single ph) | LV | 50 kVA :Pole Substation | 0.05 | --> | 0.05 | 0 | 8.3 |  | --> | 0.047 | 0 | 0 | 0 | 0 | 0.058 | 0 |  | --> | C25 ex BALLYBEG | BALLYBEG: T101 | CARRICKMINES |  | 52.9883 | -6.0524
MV/LV Substation BA***468 | 10 kV | 400V(3ph) & 230V(single ph) | LV | 50 kVA :Pole Substation | 0.05 | --> | 0.05 | 0.044 | 9.8 |  | --> | 0.047 | 0 | 0 | 0 | 0 | 0.05 | 0 |  | --> | C14 ex KILCOOLE | KILCOOLE: T41∥T42 | FASSAROE |  | 53.1197 | -6.0587
MV/LV Substation BA***469 | 20 kV | 400V(3ph) & 230V(single ph) | LV | 100 kVA :Pole Substation | 0.1 | --> | 0.1 | 0 | 0 | Constrained,otherwise capacity available =24kVA. | --> | 0.095 | 0 | 0 | 0 | 0.011 | 0 | 0 | Constrained,otherwise capacity available =99kW. | --> | C15 ex KANTURK | KANTURK: T41∥T42 | GLENLARA |  | 52.1307 | -8.8939
MV/LV Substation BA***469X | 20 kV | 400V(3ph) & 230V(single ph) | LV | 50 kVA :Pole Substation | 0.05 | --> | 0.05 | 0.036 | 4.1 |  | --> | 0.047 | 0 | 0 | 0 | 0 | 0 | 0 | Constrained,otherwise capacity available =51kW. | --> | E14 ex CHARLEVILLE | CHARLEVILLE: T422 | CHARLEVILLE |  | 52.3619 | -8.7217
MV/LV Substation BA***469Y | 10 kV | 400V(3ph) & 230V(single ph) | LV | 1000 kVA :Building Structure | 1 | --> | 1 | 0.5 | 2.2 |  | --> | 0.95 | 0 | 0 | 0 | 0 | 0.5 | 0 |  | --> | C22 ex MANOR STREET | MANOR STREET: T42 | WATERFORD |  | 52.2599 | -7.1112
MV/LV Substation BA***470 | 10 kV | 400V(3ph) & 230V(single ph) | LV | 50 kVA :Pole Substation | 0.05 | --> | 0.05 | 0.022 | 9.8 |  | --> | 0.047 | 0 | 0 | 0 | 0.003 | 0.05 | 0 |  | --> | C13 ex KILCOOLE | KILCOOLE: T41∥T42 | FASSAROE |  | 53.0976 | -6.0886
MV/LV Substation BA***470Y | 10 kV | 400V(3ph) & 230V(single ph) | LV | 50 kVA :Pole Substation | 0.05 | --> | 0.05 | 0.035 | 4.2 |  | --> | 0.047 | 0 | 0 | 0 | 0.003 | 0.048 | 0 |  | --> | C11 ex MOYLISH | MOYLISH: T41∥T42 | ARDNACRUSHA |  | 52.7023 | -8.6498
MV/LV Substation BA***471 | 10 kV | 400V(3ph) & 230V(single ph) | LV | 50 kVA :Pole Substation | 0.05 | --> | 0.05 | 0.039 | 1.2 |  | --> | 0.047 | 0 | 0 | 0 | 0 | 0 | 0 | Constrained,otherwise capacity available =51kW. | --> | C20 ex KNOCKAPHUNTA | KNOCKAPHUNTA: T41∥T42 | CASTLEBAR |  | 53.7899 | -9.1884
MV/LV Substation BA***472 | 10 kV | 400V(3ph) & 230V(single ph) | LV | 400 kVA :Kiosk Substation | 0.4 | --> | 0.4 | 0.382 | 2.8 |  | --> | 0.38 | 0 | 0 | 0 | 0 | 0.402 | 0 |  | --> | C19 ex RINEANNA | RINEANNA: T42 | DRUMLINE |  | 52.7138 | -8.8861
MV/LV Substation BA***472X | 20 kV | 400V(3ph) & 230V(single ph) | LV | 50 kVA :Pole Substation | 0.05 | --> | 0.05 | 0 | 0 | Constrained,otherwise capacity available =29kVA. | --> | 0.047 | 0 | 0 | 0 | 0.003 | 0.049 | 0 |  | --> | C22 ex ATHLONE | ATHLONE: T41 | ATHLONE |  | 53.4641 | -8.0087
MV/LV Substation BA***472X | 10 kV | 400V(3ph) & 230V(single ph) | LV | 50 kVA :Pole Substation | 0.05 | --> | 0.05 | 0.025 | 0 | Constrained,otherwise capacity available =33kVA. | --> | 0.047 | 0 | 0 | 0 | 0 | 0 | 0 | Constrained,otherwise capacity available =51kW. | --> | C15 ex TOOMEVARA | TOOMEVARA: T42 | NENAGH |  | 52.9452 | -8.0477
MV/LV Substation BA***473 | 10 kV | 400V(3ph) & 230V(single ph) | LV | 100 kVA :Pole Substation | 0.1 | --> | 0.1 | 0.076 | 8.3 |  | --> | 0.095 | 0 | 0 | 0 | 0.002 | 0.101 | 0 |  | --> | C23 ex BALLYBEG | BALLYBEG: T101 | CARRICKMINES |  | 52.9672 | -6.0988
MV/LV Substation BA***473 | 10 kV | 400V(3ph) & 230V(single ph) | LV | 200 kVA :Pole Substation | 0.2 | --> | 0.2 | 0.184 | 2.1 |  | --> | 0.19 | 0 | 0 | 0 | 0.004 | 0.198 | 0 |  | --> | C12 ex GRANAGH | GRANAGH: T41∥T42 | WATERFORD |  | 52.2808 | -7.1753
MV/LV Substation BA***473 | 10 kV | 400V(3ph) & 230V(single ph) | LV | 100 kVA :Pole Substation | 0.1 | --> | 0.1 | 0.082 | 0.9 |  | --> | 0.095 | 0 | 0 | 0 | 0 | 0.102 | 0 |  | --> | C15 ex RIVERSTOWN | RIVERSTOWN: T41∥T42 | KILBARRY |  | 51.9403 | -8.3462
MV/LV Substation BA***474Y | 20 kV | 400V(3ph) & 230V(single ph) | LV | 400 kVA :Kiosk Substation | 0.4 | --> | 0.4 | 0.377 | 6.3 |  | --> | 0.38 | 0 | 0 | 0 | 0 | 0 | 0 | Constrained,otherwise capacity available =403kW. | --> | E17 ex BAGENALSTOWN | BAGENALSTOWN: T421∥T422 | CARLOW |  | 52.7335 | -6.9845
MV/LV Substation BA***475 | 10 kV | 400V(3ph) & 230V(single ph) | LV | 200 kVA :Pole Substation | 0.2 | --> | 0.2 | 0 | 0 | Constrained,otherwise capacity available =161kVA. | --> | 0.19 | 0 | 0 | 0 | 0 | 0.205 | 0 |  | --> | C13 ex POPPINTREE | POPPINTREE: T101 | FINGLAS |  | 53.4105 | -6.2604
MV/LV Substation BA***475 | 10 kV | 400V(3ph) & 230V(single ph) | LV | 100 kVA :Pole Substation | 0.1 | --> | 0.1 | 0.091 | 0.9 |  | --> | 0.095 | 0 | 0 | 0 | 0 | 0.1 | 0 |  | --> | C15 ex RIVERSTOWN | RIVERSTOWN: T41∥T42 | KILBARRY |  | 51.943 | -8.3328
MV/LV Substation BA***475Y | 10 kV | 400V(3ph) & 230V(single ph) | LV | 100 kVA :Pole Substation | 0.1 | --> | 0.1 | 0.089 | 1 |  | --> | 0.095 | 0 | 0 | 0 | 0 | 0 | 0 | Constrained,otherwise capacity available =101kW. | --> | C11 ex LOUGHTAGALLA | LOUGHTAGALLA: T41∥T42 | THURLES |  | 52.642 | -7.7379
MV/LV Substation BA***476 | 10 kV | 400V(3ph) & 230V(single ph) | LV | 200 kVA :Pole Substation | 0.2 | --> | 0.2 | 0.161 | 2.6 |  | --> | 0.19 | 0 | 0 | 0 | 0.078 | 0.123 | 0 |  | --> | E13 ex AGHADA | AGHADA: T721 | N/A |  | 51.8249 | -8.2031
MV/LV Substation BA***476X | 10 kV | 400V(3ph) & 230V(single ph) | LV | 150 kVA :Pole Substation | 0.15 | --> | 0.15 | 0.145 | 2.4 |  | --> | 0.142 | 0 | 0 | 0 | 0 | 0 | 0 | Constrained,otherwise capacity available =150kW. | --> | C18 ex FOYNES | FOYNES: T42 | RATHKEALE |  | 52.5934 | -9.0544
MV/LV Substation BA***476Z | 20 kV | 400V(3ph) & 230V(single ph) | LV | 50 kVA :Pole Substation | 0.05 | --> | 0.05 | 0.05 | 1.2 |  | --> | 0.047 | 0 | 0 | 0 | 0 | 0.049 | 0 |  | --> | E16 ex BALLYDEHOB | BALLYDEHOB: T421 | DUNMANWAY |  | 51.5069 | -9.7012
MV/LV Substation BA***477 | 20 kV | 400V(3ph) & 230V(single ph) | LV | 630 kVA :Kiosk Substation | 0.63 | --> | 0.63 | 0 | 0 | Constrained,otherwise capacity available =401kVA. | --> | 0.598 | 0 | 0 | 0 | 0.037 | 0.5 | 0 |  | --> | C12 ex SPIDDAL | SPIDDAL: T42 | SCREEB |  | 53.2444 | -9.3054
MV/LV Substation BA***477Y | 20 kV | 400V(3ph) & 230V(single ph) | LV | 50 kVA :Pole Substation | 0.05 | --> | 0.05 | 0 | 0 | Constrained,otherwise capacity available =40kVA. | --> | 0.047 | 0 | 0 | 0 | 0 | 0.051 | 0 |  | --> | C11 ex KILDARE | KILDARE: T41∥T42 | NEWBRIDGE |  | 53.1288 | -7.0471
MV/LV Substation BA***478 | 10 kV | 400V(3ph) & 230V(single ph) | LV | 100 kVA :Pole Substation | 0.1 | --> | 0.1 | 0.049 | 8.3 |  | --> | 0.095 | 0 | 0 | 0 | 0.006 | 0.101 | 0 |  | --> | C19 ex BALLYBEG | BALLYBEG: T101 | CARRICKMINES |  | 53.0046 | -6.1125
MV/LV Substation BA***478X | 20 kV | 400V(3ph) & 230V(single ph) | LV | 50 kVA :Pole Substation | 0.05 | --> | 0.05 | 0 | 0 | Constrained,otherwise capacity available =43kVA. | --> | 0.047 | 0 | 0 | 0 | 0 | 0.05 | 0 |  | --> | E19 ex DALTON | DALTON: T421∥T422 | DALTON |  | 53.6235 | -8.9841
MV/LV Substation BA***478Z | 20 kV | 400V(3ph) & 230V(single ph) | LV | 200 kVA :Kiosk Substation | 0.2 | --> | 0.2 | 0 | 0 | Constrained,otherwise capacity available =147kVA. | --> | 0.19 | 0 | 0 | 0 | 0 | 0 | 0 | Constrained,otherwise capacity available =207kW. | --> | E15 ex ASHBOURNE | ASHBOURNE: T421 | FINGLAS |  | 53.4952 | -6.3963
MV/LV Substation BA***479 | 20 kV | 400V(3ph) & 230V(single ph) | LV | 50 kVA :Pole Substation | 0.05 | --> | 0.05 | 0.036 | 1.6 |  | --> | 0.047 | 0 | 0 | 0 | 0.011 | 0.039 | 0 |  | --> | E15 ex DINGLE | DINGLE: T421 | OUGHTRAGH |  | 52.1757 | -10.3825
MV/LV Substation BA***479 | 20 kV | 400V(3ph) & 230V(single ph) | LV | 200 kVA :Pole Substation | 0.2 | --> | 0.2 | 0.132 | 2.5 |  | --> | 0.19 | 0 | 0 | 0 | 0.003 | 0 | 0 | Constrained,otherwise capacity available =206kW. | --> | E13 ex TULLOW | TULLOW: T421 | CARLOW |  | 52.7463 | -6.7807
MV/LV Substation BA***479 | 20 kV | 400V(3ph) & 230V(single ph) | LV | 200 kVA :Kiosk Substation | 0.2 | --> | 0.2 | 0.153 | 6.9 |  | --> | 0.19 | 0 | 0 | 0 | 0.004 | 0 | 0 | Constrained,otherwise capacity available =202kW. | --> | E18 ex SPRINGS | SPRINGS: T421∥T422 | DUNGARVAN |  | 52.048 | -7.5674
MV/LV Substation BA***479Y | 10 kV | 400V(3ph) & 230V(single ph) | LV | 400 kVA :Kiosk Substation | 0.4 | --> | 0.4 | 0.342 | 11.5 |  | --> | 0.38 | 0 | 0 | 0 | 0 | 0.408 | 0 |  | --> | C20 ex BALLYBEG | BALLYBEG: T102 | CARRICKMINES |  | 52.9723 | -6.0467
MV/LV Substation BA***480 | 10 kV | 400V(3ph) & 230V(single ph) | LV | 100 kVA :Pole Substation | 0.1 | --> | 0.1 | 0.03 | 0.9 |  | --> | 0.095 | 0 | 0 | 0 | 0 | 0.11 | 0 |  | --> | C16 ex RIVERSTOWN | RIVERSTOWN: T41∥T42 | KILBARRY |  | 51.9639 | -8.3491
MV/LV Substation BA***480 | 20 kV | 400V(3ph) & 230V(single ph) | LV | 50 kVA :Pole Substation | 0.05 | --> | 0.05 | 0.048 | 1.7 |  | --> | 0.047 | 0 | 0 | 0 | 0 | 0.049 | 0 |  | --> | C18 ex NEWTOWNCUNNINGHAM | NEWTOWNCUNNINGHAM: T41∥T42 | LETTERKENNY |  | 55.0538 | -7.4004
MV/LV Substation BA***480 | 10 kV | 400V(3ph) & 230V(single ph) | LV | 400 kVA :Building Structure | 0.4 | --> | 0.4 | 0.236 | 0.5 |  | --> | 0.38 | 0 | 0 | 0 | 0.059 | 0.362 | 0 |  | --> | C13 ex BALLYBODEN | BALLYBODEN: T41 | COOKSTOWN |  | 53.2874 | -6.2765
MV/LV Substation BA***480 | 10 kV | 400V(3ph) & 230V(single ph) | LV | 50 kVA :Pole Substation | 0.05 | --> | 0.05 | 0 | 0 | Constrained,otherwise capacity available =44kVA. | --> | 0.047 | 0 | 0 | 0 | 0 | 0.05 | 0 |  | --> | C13 ex COBH | COBH: T41∥T42 | COW CROSS |  | 51.8603 | -8.3257
MV/LV Substation BA***481 | 10 kV | 400V(3ph) & 230V(single ph) | LV | 1000 kVA :Building Structure | 1 | --> | 1 | 0.5 | 1.6 |  | --> | 0.95 | 0 | 0 | 0 | 0.043 | 0.5 | 0 |  | --> | C18 ex BALLYMOUNT | BALLYMOUNT: T42 | INCHICORE 220KV |  | 53.3156 | -6.343
MV/LV Substation BA***481X | 20 kV | 400V(3ph) & 230V(single ph) | LV | 50 kVA :Pole Substation | 0.05 | --> | 0.05 | 0.043 | 3.7 |  | --> | 0.047 | 0 | 0 | 0 | 0 | 0 | 0 | Constrained,otherwise capacity available =50kW. | --> | E18 ex FOXHOLE | FOXHOLE: T421∥T422 | DUNGARVAN |  | 52.0743 | -7.8239
MV/LV Substation BA***481X | 10 kV | 400V(3ph) & 230V(single ph) | LV | 200 kVA :Kiosk Substation | 0.2 | --> | 0.2 | 0.085 | 7.3 |  | --> | 0.19 | 0 | 0 | 0 | 0.01 | 0.207 | 0 |  | --> | E41 ex KINSALE | KINSALE: T423 | BANDON |  | 51.7044 | -8.528
MV/LV Substation BA***482 | 10 kV | 400V(3ph) & 230V(single ph) | LV | 30 kVA :Pole Substation | 0.03 | --> | 0.03 | 0 | 0 | Constrained,otherwise capacity available =26kVA. | --> | 0.028 | 0 | 0 | 0 | 0 | 0.029 | 0 |  | --> | C23 ex CASTLEISLAND | CASTLEISLAND: T41∥T42 | TRALEE |  | 52.3203 | -9.3607
MV/LV Substation BA***482X | 20 kV | 400V(3ph) & 230V(single ph) | LV | 400 kVA :Kiosk Substation | 0.4 | --> | 0.4 | 0 | 0 | Constrained,otherwise capacity available =246kVA. | --> | 0.38 | 0 | 0 | 0 | 0.016 | 0.406 | 0 |  | --> | E17 ex JULIANSTOWN | JULIANSTOWN: T421∥T422 | DRYBRIDGE |  | 53.6682 | -6.2749
MV/LV Substation BA***483 | 10 kV | 400V(3ph) & 230V(single ph) | LV | 200 kVA :Kiosk Substation | 0.2 | --> | 0.2 | 0 | 0 | Constrained,otherwise capacity available =160kVA. | --> | 0.19 | 0 | 0 | 0 | 0.009 | 0.196 | 0 |  | --> | C12 ex COBH | COBH: T41∥T42 | COW CROSS |  | 51.8569 | -8.2741
MV/LV Substation BA***483X | 20 kV | 400V(3ph) & 230V(single ph) | LV | 50 kVA :Pole Substation | 0.05 | --> | 0.05 | 0 | 0 | Constrained,otherwise capacity available =49kVA. | --> | 0.047 | 0 | 0 | 0 | 0 | 0.049 | 0 |  | --> | E11 ex BALLINROBE | BALLINROBE: T421∥T422 | DALTON |  | 53.6148 | -9.2139
MV/LV Substation BA***484 | 10 kV | 400V(3ph) & 230V(single ph) | LV | 630 kVA :Kiosk Substation | 0.63 | --> | 0.63 | 0.451 | 5 |  | --> | 0.598 | 0 | 0 | 0 | 0.006 | 0.5 | 0 |  | --> | C15 ex OLDBAWN | OLDBAWN: T41 | COOKSTOWN |  | 53.2911 | -6.3398
MV/LV Substation BA***484X | 20 kV | 400V(3ph) & 230V(single ph) | LV | 50 kVA :Pole Substation | 0.05 | --> | 0.05 | 0 | 0 | Constrained,otherwise capacity available =42kVA. | --> | 0.047 | 0 | 0 | 0 | 0 | 0.05 | 0 |  | --> | E20 ex GLASMORE | GLASMORE: T422 | GLASMORE |  | 53.5091 | -6.1509
MV/LV Substation BA***485Y | 20 kV | 400V(3ph) & 230V(single ph) | LV | 50 kVA :Pole Substation | 0.05 | --> | 0.05 | 0.043 | 5.6 |  | --> | 0.047 | 0 | 0 | 0 | 0 | 0.05 | 0 |  | --> | E13 ex CRANE | CRANE: T122 | CRANE |  | 52.4441 | -6.4775
MV/LV Substation BA***486X | 10 kV | 400V(3ph) & 230V(single ph) | LV | 200 kVA :Pole Substation | 0.2 | --> | 0.2 | 0.086 | 1 |  | --> | 0.19 | 0 | 0 | 0 | 0.003 | 0 | 0 | Constrained,otherwise capacity available =211kW. | --> | C15 ex KILCLOHER | KILCLOHER: T42 | DUNGARVAN |  | 52.1047 | -7.7615
MV/LV Substation BA***486X | 10 kV | 400V(3ph) & 230V(single ph) | LV | 50 kVA :Pole Substation | 0.05 | --> | 0.05 | 0.042 | 2.4 |  | --> | 0.047 | 0 | 0 | 0 | 0 | 0 | 0 | Constrained,otherwise capacity available =50kW. | --> | C23 ex TINAHASK | TINAHASK: T41∥T42 | ARKLOW |  | 52.7728 | -6.2238
MV/LV Substation BA***486Y | 20 kV | 400V(3ph) & 230V(single ph) | LV | 50 kVA :Pole Substation | 0.05 | --> | 0.05 | 0.038 | 26.7 |  | --> | 0.047 | 0 | 0 | 0 | 0 | 0.051 | 0 |  | --> | E21 ex WEXFORD | WEXFORD: T121∥T122 | WEXFORD |  | 52.4256 | -6.5415
MV/LV Substation BA***487 | 20 kV | 400V(3ph) & 230V(single ph) | LV | 200 kVA :Pole Substation | 0.2 | --> | 0.2 | 0.156 | 3.6 |  | --> | 0.19 | 0 | 0 | 0 | 0 | 0.206 | 0 |  | --> | C22 ex CASTLEREA | CASTLEREA: T41∥T42 | CARRICK ON SHANNON |  | 53.8382 | -8.3822
MV/LV Substation BA***487 | 20 kV | 400V(3ph) & 230V(single ph) | LV | 200 kVA :Pole Substation | 0.2 | --> | 0.2 | 0.175 | 5.6 |  | --> | 0.19 | 0 | 0 | 0 | 0.002 | 0.201 | 0 |  | --> | E18 ex CRANE | CRANE: T122 | CRANE |  | 52.6432 | -6.2335
MV/LV Substation BA***487 | 20 kV | 400V(3ph) & 230V(single ph) | LV | 200 kVA :Pole Substation | 0.2 | --> | 0.2 | 0.154 | 1.5 |  | --> | 0.19 | 0 | 0 | 0 | 0 | 0.207 | 0 |  | --> | E16 ex BEALISTOWN | BEALISTOWN: T421∥T422 | GREAT ISLAND |  | 52.246 | -6.9662
MV/LV Substation BA***487 | 10 kV | 400V(3ph) & 230V(single ph) | LV | 100 kVA :Pole Substation | 0.1 | --> | 0.1 | 0.085 | 5 |  | --> | 0.095 | 0 | 0 | 0 | 0.008 | 0.093 | 0 |  | --> | C17 ex BALLYRICKARD | BALLYRICKARD: T41∥T42 | TRALEE |  | 52.3051 | -9.8315
MV/LV Substation BA***487 | 10 kV | 400V(3ph) & 230V(single ph) | LV | 50 kVA :Pole Substation | 0.05 | --> | 0.05 | 0.049 | 5.7 |  | --> | 0.047 | 0 | 0 | 0 | 0 | 0.049 | 0 |  | --> | E17 ex MOY | MOY: T421∥T422 | MOY |  | 54.1225 | -9.1832
MV/LV Substation BA***487X | 20 kV | 400V(3ph) & 230V(single ph) | LV | 50 kVA :Pole Substation | 0.05 | --> | 0.05 | 0.045 | 7.4 |  | --> | 0.047 | 0 | 0 | 0 | 0 | 0.05 | 0 |  | --> | E19 ex BANOGE | BANOGE: T122 | BANOGE |  | 52.6162 | -6.3069
MV/LV Substation BA***487X | 20 kV | 400V(3ph) & 230V(single ph) | LV | 50 kVA :Pole Substation | 0.05 | --> | 0.05 | 0.05 | 2.6 |  | --> | 0.047 | 0 | 0 | 0 | 0 | 0.049 | 0 |  | --> | E13 ex KILCOCK | KILCOCK: T421 | GRIFFINRATH |  | 53.5186 | -6.6375
MV/LV Substation BA***487Y | 20 kV | 400V(3ph) & 230V(single ph) | LV | 200 kVA :Pole Substation | 0.2 | --> | 0.2 | 0 | 0 | Constrained,otherwise capacity available =186kVA. | --> | 0.19 | 0 | 0 | 0 | 0 | 0.201 | 0 |  | --> | E17 ex BALTINGLASS | BALTINGLASS: T421∥T422 | STRATFORD |  | 52.9372 | -6.6921
MV/LV Substation BA***487Z | 10 kV | 400V(3ph) & 230V(single ph) | LV | 50 kVA :Pole Substation | 0.05 | --> | 0.05 | 0.05 | 5.5 |  | --> | 0.047 | 0 | 0 | 0 | 0 | 0.049 | 0 |  | --> | C16 ex LOUGHSHINNY | LOUGHSHINNY: T42 | GLASMORE |  | 53.5884 | -6.1826
MV/LV Substation BA***488X | 20 kV | 400V(3ph) & 230V(single ph) | LV | 100 kVA :Pole Substation | 0.1 | --> | 0.1 | 0.1 | 1.6 |  | --> | 0.095 | 0 | 0 | 0 | 0 | 0.1 | 0 |  | --> | E21 ex MILLTOWN (SR) | MILLTOWN (SR): T421 | OUGHTRAGH |  | 52.1366 | -9.6921
MV/LV Substation BA***488Y | 10 kV | 400V(3ph) & 230V(single ph) | LV | 200 kVA :Pole Substation | 0.2 | --> | 0.2 | 0 | 0 | Constrained,otherwise capacity available =164kVA. | --> | 0.19 | 0 | 0 | 0 | 0 | 0.205 | 0 |  | --> | C15 ex KINSALE | KINSALE: T41∥T42 | BANDON |  | 51.7117 | -8.5205
MV/LV Substation BA***489X | 10 kV | 400V(3ph) & 230V(single ph) | LV | 1000 kVA :Building Structure | 1 | --> | 1 | 0.5 | 1.2 |  | --> | 0.95 | 0 | 0 | 0 | 0 | 0.5 | 0 |  | --> | C11 ex TRIMMS LANE | TRIMMS LANE: T41 | SALTHILL |  | 53.2594 | -9.0777
MV/LV Substation BA***489Z | 10 kV | 400V(3ph) & 230V(single ph) | LV | 50 kVA :Pole Substation | 0.05 | --> | 0.05 | 0.05 | 1.4 |  | --> | 0.047 | 0 | 0 | 0 | 0 | 0.049 | 0 |  | --> | C17 ex LEIXLIP | LEIXLIP: T41 | GRIFFINRATH |  | 53.3572 | -6.5052
MV/LV Substation BA***490 | 20 kV | 400V(3ph) & 230V(single ph) | LV | 100 kVA :Pole Substation | 0.1 | --> | 0.1 | 0.087 | 0.9 |  | --> | 0.095 | 0 | 0 | 0 | 0 | 0 | 0 | Constrained,otherwise capacity available =101kW. | --> | E23 ex ATHBOY | ATHBOY: T423 | NAVAN |  | 53.5141 | -6.8828
MV/LV Substation BA***490Y | 20 kV | 400V(3ph) & 230V(single ph) | LV | 50 kVA :Pole Substation | 0.05 | --> | 0.05 | 0.05 | 1.9 |  | --> | 0.047 | 0 | 0 | 0 | 0 | 0.049 | 0 |  | --> | C20 ex ROSCOMMON | ROSCOMMON: T42 | LANESBORO |  | 53.7725 | -8.2649
MV/LV Substation BA***491 | 20 kV | 400V(3ph) & 230V(single ph) | LV | 50 kVA :Pole Substation | 0.05 | --> | 0.05 | 0 | 0 | Constrained,otherwise capacity available =17kVA. | --> | 0.047 | 0 | 0 | 0 | 0 | 0 | 0 | Constrained,otherwise capacity available =54kW. | --> | C13 ex CLOYNE | CLOYNE: T41 | MIDLETON |  | 51.8674 | -8.0877
MV/LV Substation BA***491Z | 20 kV | 400V(3ph) & 230V(single ph) | LV | 200 kVA :Kiosk Substation | 0.2 | --> | 0.2 | 0.191 | 2.8 |  | --> | 0.19 | 0 | 0 | 0 | 0 | 0.2 | 0 |  | --> | E12 ex LONGFORD | LONGFORD: T422 | RICHMOND |  | 53.8645 | -7.7159
MV/LV Substation BA***492 | 10 kV | 400V(3ph) & 230V(single ph) | LV | 100 kVA :Pole Substation | 0.1 | --> | 0.1 | 0.057 | 0.1 |  | --> | 0.095 | 0 | 0 | 0 | 0.024 | 0 | 0 | Constrained,otherwise capacity available =80kW. | --> | C11 ex RATHDRUM | RATHDRUM: T42 | ARKLOW |  | 52.9034 | -6.2578
MV/LV Substation BA***492Z | 10 kV | 400V(3ph) & 230V(single ph) | LV | 400 kVA :Building Structure | 0.4 | --> | 0.4 | 0.371 | 1.4 |  | --> | 0.38 | 0 | 0 | 0 | 0 | 0.403 | 0 |  | --> | C17 ex LEIXLIP | LEIXLIP: T41 | GRIFFINRATH |  | 53.3619 | -6.5027
MV/LV Substation BA***493 | 20 kV | 400V(3ph) & 230V(single ph) | LV | 50 kVA :Pole Substation | 0.05 | --> | 0.05 | 0 | 0 | Constrained,otherwise capacity available =40kVA. | --> | 0.047 | 0 | 0 | 0 | 0 | 0 | 0 | Constrained,otherwise capacity available =51kW. | --> | C13 ex CLOYNE | CLOYNE: T41 | MIDLETON |  | 51.8694 | -8.0641
MV/LV Substation BA***494 | 10 kV | 400V(3ph) & 230V(single ph) | LV | 50 kVA :Pole Substation | 0.05 | --> | 0.05 | 0.037 | 2 |  | --> | 0.047 | 0 | 0 | 0 | 0.012 | 0.038 | 0 |  | --> | C17 ex BALLYTIVNAN | BALLYTIVNAN: T41 | SLIGO |  | 54.3042 | -8.5382
MV/LV Substation BA***494 | 10 kV | 400V(3ph) & 230V(single ph) | LV | 50 kVA :Pole Substation | 0.05 | --> | 0.05 | 0 | 0 | Constrained,otherwise capacity available =32kVA. | --> | 0.047 | 0 | 0 | 0 | 0 | 0 | 0 | Constrained,otherwise capacity available =51kW. | --> | C14 ex TEMPLEMORE | TEMPLEMORE: T42 | IKERRIN |  | 52.7574 | -7.7306
MV/LV Substation BA***494X | 20 kV | 400V(3ph) & 230V(single ph) | LV | 50 kVA :Pole Substation | 0.05 | --> | 0.05 | 0.039 | 3 |  | --> | 0.047 | 0 | 0 | 0 | 0 | 0 | 0 | Constrained,otherwise capacity available =51kW. | --> | E17 ex WINDSOR | WINDSOR: T421∥T422 | CASTLEBAR |  | 53.8041 | -9.1339
MV/LV Substation BA***494X | 20 kV | 400V(3ph) & 230V(single ph) | LV | 100 kVA :Pole Substation | 0.1 | --> | 0.1 | 0 | 0 | Constrained,otherwise capacity available =97kVA. | --> | 0.095 | 0 | 0 | 0 | 0 | 0.1 | 0 |  | --> | C24 ex MACETOWN | MACETOWN: T102 | MACETOWN |  | 53.5074 | -6.4889
MV/LV Substation BA***494X | 20 kV | 400V(3ph) & 230V(single ph) | LV | 50 kVA :Pole Substation | 0.05 | --> | 0.05 | 0.047 | 5.6 |  | --> | 0.047 | 0 | 0 | 0 | 0 | 0.049 | 0 |  | --> | E17 ex CRANE | CRANE: T122 | CRANE |  | 52.5164 | -6.306
MV/LV Substation BA***494Y | 10 kV | 400V(3ph) & 230V(single ph) | LV | 630 kVA :Building Structure | 0.63 | --> | 0.63 | 0.5 | 1.2 |  | --> | 0.598 | 0 | 0 | 0 | 0 | 0.5 | 0 |  | --> | C12 ex KYLEERAGH | KYLEERAGH: T42 | NENAGH |  | 52.8623 | -8.22
MV/LV Substation BA***495 | 20 kV | 400V(3ph) & 230V(single ph) | LV | 100 kVA :Pole Substation | 0.1 | --> | 0.1 | 0 | 0 | Constrained,otherwise capacity available =71kVA. | --> | 0.095 | 0 | 0 | 0 | 0.003 | 0.1 | 0 |  | --> | E11 ex GLASMORE | GLASMORE: T421 | GLASMORE |  | 53.4825 | -6.1375
MV/LV Substation BA***495X | 20 kV | 400V(3ph) & 230V(single ph) | LV | 50 kVA :Pole Substation | 0.05 | --> | 0.05 | 0 | 0 | Constrained,otherwise capacity available =45kVA. | --> | 0.047 | 0 | 0 | 0 | 0 | 0 | 0 | Constrained,otherwise capacity available =50kW. | --> | E12 ex BIRR | BIRR: T422 | DALLOW |  | 53.0977 | -7.8192
MV/LV Substation BA***495Z | 10 kV | 400V(3ph) & 230V(single ph) | LV | 50 kVA :Pole Substation | 0.05 | --> | 0.05 | 0.047 | 0.6 |  | --> | 0.047 | 0 | 0 | 0 | 0 | 0.049 | 0 |  | --> | C12 ex BALBRIGGAN | BALBRIGGAN: T42 | GLASMORE |  | 53.5888 | -6.1993
MV/LV Substation BA***496X | 20 kV | 400V(3ph) & 230V(single ph) | LV | 50 kVA :Pole Substation | 0.05 | --> | 0.05 | 0 | 0 | Constrained,otherwise capacity available =47kVA. | --> | 0.047 | 0 | 0 | 0 | 0.003 | 0.046 | 0 |  | --> | E14 ex DALTON | DALTON: T421∥T422 | DALTON |  | 53.7435 | -8.972
MV/LV Substation BA***496X | 10 kV | 400V(3ph) & 230V(single ph) | LV | 200 kVA :Kiosk Substation | 0.2 | --> | 0.2 | 0 | 0 | Constrained,otherwise capacity available =33kVA. | --> | 0.19 | 0 | 0 | 0 | 0.044 | 0.178 | 0 |  | --> | C17 ex BALLYGAR | BALLYGAR: T41 | ATHLONE |  | 53.5219 | -8.3228
MV/LV Substation BA***497 | 20 kV | 400V(3ph) & 230V(single ph) | LV | 50 kVA :Pole Substation | 0.05 | --> | 0.05 | 0 | 0 | Constrained,otherwise capacity available =11kVA. | --> | 0.047 | 0 | 0 | 0 | 0.007 | 0.047 | 0 |  | --> | E11 ex KILCOLGAN | KILCOLGAN: T421 | GALWAY 110KV |  | 53.1854 | -8.9094
MV/LV Substation BA***497 | 20 kV | 400V(3ph) & 230V(single ph) | LV | 100 kVA :Pole Substation | 0.1 | --> | 0.1 | 0.001 | 2.5 |  | --> | 0.095 | 0 | 0 | 0 | 0.007 | 0 | 0 | Constrained,otherwise capacity available =106kW. | --> | E13 ex TULLOW | TULLOW: T421 | CARLOW |  | 52.739 | -6.7687
MV/LV Substation BA***497 | 10 kV | 400V(3ph) & 230V(single ph) | LV | 100 kVA :Pole Substation | 0.1 | --> | 0.1 | 0.078 | 1.4 |  | --> | 0.095 | 0 | 0 | 0 | 0 | 0 | 0 | Constrained,otherwise capacity available =103kW. | --> | C20 ex POLLERTON | POLLERTON: T42 | CARLOW |  | 52.7721 | -6.9026
MV/LV Substation BA***497 | 10 kV | 400V(3ph) & 230V(single ph) | LV | 50 kVA :Pole Substation | 0.05 | --> | 0.05 | 0.03 | 0.2 |  | --> | 0.047 | 0 | 0 | 0 | 0.021 | 0.03 | 0 |  | --> | C21 ex TALBOTS INCH | TALBOTS INCH: T41∥T42 | KILKENNY |  | 52.6811 | -7.2501
MV/LV Substation BA***497X | 10 kV | 400V(3ph) & 230V(single ph) | LV | 100 kVA :Pole Substation | 0.1 | --> | 0.1 | 0.046 | 0.1 |  | --> | 0.095 | 0 | 0 | 0 | 0.021 | 0 | 0 | Constrained,otherwise capacity available =85kW. | --> | C11 ex RATHDRUM | RATHDRUM: T42 | ARKLOW |  | 52.9079 | -6.2633
MV/LV Substation BA***497X | 10 kV | 400V(3ph) & 230V(single ph) | LV | 100 kVA :Pole Substation | 0.1 | --> | 0.1 | 0 | 0 | Constrained,otherwise capacity available =9kVA. | --> | 0.095 | 0 | 0 | 0 | 0.003 | 0.11 | 0 |  | --> | C17 ex BALLYGAR | BALLYGAR: T41 | ATHLONE |  | 53.5216 | -8.3278
MV/LV Substation BA***498 | 20 kV | 400V(3ph) & 230V(single ph) | LV | 50 kVA :Pole Substation | 0.05 | --> | 0.05 | 0.042 | 2.5 |  | --> | 0.047 | 0 | 0 | 0 | 0.003 | 0 | 0 | Constrained,otherwise capacity available =47kW. | --> | E13 ex TULLOW | TULLOW: T421 | CARLOW |  | 52.737 | -6.7623
MV/LV Substation BA***499X | 20 kV | 400V(3ph) & 230V(single ph) | LV | 100 kVA :Pole Substation | 0.1 | --> | 0.1 | 0.09 | 4 |  | --> | 0.095 | 0 | 0 | 0 | 0.001 | 0.1 | 0 |  | --> | E13 ex KILLINICK | KILLINICK: T421∥T422 | WEXFORD |  | 52.2247 | -6.3544
MV/LV Substation BA***500X | 20 kV | 400V(3ph) & 230V(single ph) | LV | 100 kVA :Pole Substation | 0.1 | --> | 0.1 | 0.098 | 6.3 |  | --> | 0.095 | 0 | 0 | 0 | 0 | 0 | 0 | Constrained,otherwise capacity available =100kW. | --> | E17 ex BAGENALSTOWN | BAGENALSTOWN: T421∥T422 | CARLOW |  | 52.7396 | -6.9625
MV/LV Substation BA***501 | 10 kV | 400V(3ph) & 230V(single ph) | LV | 50 kVA :Pole Substation | 0.05 | --> | 0.05 | 0.049 | 8.3 |  | --> | 0.047 | 0 | 0 | 0 | 0 | 0.049 | 0 |  | --> | C19 ex BALLYBEG | BALLYBEG: T101 | CARRICKMINES |  | 52.9916 | -6.1448
MV/LV Substation BA***501X | 20 kV | 400V(3ph) & 230V(single ph) | LV | 100 kVA :Pole Substation | 0.1 | --> | 0.1 | 0.096 | 1.6 |  | --> | 0.095 | 0 | 0 | 0 | 0 | 0.1 | 0 |  | --> | E12 ex MILLTOWN (SR) | MILLTOWN (SR): T422 | OUGHTRAGH |  | 52.1283 | -9.7088
MV/LV Substation BA***502 | 10 kV | 400V(3ph) & 230V(single ph) | LV | 100 kVA :Pole Substation | 0.1 | --> | 0.1 | 0.089 | 1.2 |  | --> | 0.095 | 0 | 0 | 0 | 0 | 0.101 | 0 |  | --> | C26 ex KYLEERAGH | KYLEERAGH: T42 | NENAGH |  | 52.9075 | -8.2273
MV/LV Substation BA***502X | 20 kV | 400V(3ph) & 230V(single ph) | LV | 50 kVA :Pole Substation | 0.05 | --> | 0.05 | 0.03 | 3.7 |  | --> | 0.047 | 0 | 0 | 0 | 0 | 0.052 | 0 |  | --> | E15 ex JENKINSTOWN | JENKINSTOWN: T421∥T422 | DUNDALK |  | 54.0351 | -6.3221
MV/LV Substation BA***502X | 20 kV | 400V(3ph) & 230V(single ph) | LV | 50 kVA :Pole Substation | 0.05 | --> | 0.05 | 0 | 0 | Constrained,otherwise capacity available =41kVA. | --> | 0.047 | 0 | 0 | 0 | 0 | 0.05 | 0 |  | --> | E14 ex DALTON | DALTON: T421∥T422 | DALTON |  | 53.7663 | -8.9715
MV/LV Substation BA***502X | 10 kV | 400V(3ph) & 230V(single ph) | LV | 400 kVA :Kiosk Substation | 0.4 | --> | 0.4 | 0.306 | 1.2 |  | --> | 0.38 | 0 | 0 | 0 | 0.156 | 0.249 | 0 |  | --> | C15 ex SCARTEEN | SCARTEEN: T41∥T42 | MALLOW |  | 52.115 | -8.662
MV/LV Substation BA***504 | 10 kV | 400V(3ph) & 230V(single ph) | LV | 100 kVA :Pole Substation | 0.1 | --> | 0.1 | 0.067 | 2.8 |  | --> | 0.095 | 0 | 0 | 0 | 0.006 | 0.098 | 0 |  | --> | C19 ex CLONARD | CLONARD: T41∥T42 | WEXFORD |  | 52.2876 | -6.473
MV/LV Substation BA***504X | 10 kV | 400V(3ph) & 230V(single ph) | LV | 50 kVA :Pole Substation | 0.05 | --> | 0.05 | 0 | 0 | Constrained,otherwise capacity available =22kVA. | --> | 0.047 | 0 | 0 | 0 | 0.02 | 0 | 0 | Constrained,otherwise capacity available =32kW. | --> | C32 ex CLOYNE | CLOYNE: T41 | MIDLETON |  | 51.8388 | -8.1
MV/LV Substation BA***505 | 10 kV | 400V(3ph) & 230V(single ph) | LV | 50 kVA :Pole Substation | 0.05 | --> | 0.05 | 0.049 | 3.6 |  | --> | 0.047 | 0 | 0 | 0 | 0 | 0.049 | 0 |  | --> | C27 ex BALLYCROSSAUN | BALLYCROSSAUN: T421∥T422 | SOMERSET |  | 53.1585 | -8.3
MV/LV Substation BA***505 | 20 kV | 400V(3ph) & 230V(single ph) | LV | 50 kVA :Pole Substation | 0.05 | --> | 0.05 | 0.023 | 4 |  | --> | 0.047 | 0 | 0 | 0 | 0 | 0.053 | 0 |  | --> | E20 ex KILLINICK | KILLINICK: T421∥T422 | WEXFORD |  | 52.2805 | -6.4634
MV/LV Substation BA***505 | 10 kV | 400V(3ph) & 230V(single ph) | LV | 50 kVA :Pole Substation | 0.05 | --> | 0.05 | 0.047 | 11.5 |  | --> | 0.047 | 0 | 0 | 0 | 0 | 0.049 | 0 |  | --> | C18 ex BALLYBEG | BALLYBEG: T102 | CARRICKMINES |  | 52.9745 | -6.1413
MV/LV Substation BA***505 | 10 kV | 400V(3ph) & 230V(single ph) | LV | 100 kVA :Pole Substation | 0.1 | --> | 0.1 | 0.085 | 3.4 |  | --> | 0.095 | 0 | 0 | 0 | 0.002 | 0.1 | 0 |  | --> | C15 ex CAUSEWAY | CAUSEWAY: T41∥T42 | TRALEE |  | 52.3533 | -9.8057
MV/LV Substation BA***505X | 10 kV | 400V(3ph) & 230V(single ph) | LV | 100 kVA :Pole Substation | 0.1 | --> | 0.1 | 0.097 | 8.9 |  | --> | 0.095 | 0 | 0 | 0 | 0 | 0.1 | 0 |  | --> | C12 ex CARROWBEG | CARROWBEG: T41∥T42 | CARROWBEG |  | 53.7845 | -9.4691
MV/LV Substation BA***505Y | 20 kV | 400V(3ph) & 230V(single ph) | LV | 100 kVA :Pole Substation | 0.1 | --> | 0.1 | 0.1 | 7.5 |  | --> | 0.095 | 0 | 0 | 0 | 0 | 0.1 | 0 |  | --> | C06 ex AHANE | AHANE: T102 | AHANE |  | 52.6822 | -8.5026
MV/LV Substation BA***506 | 10 kV | 400V(3ph) & 230V(single ph) | LV | 100 kVA :Pole Substation | 0.1 | --> | 0.1 | 0.092 | 0.8 |  | --> | 0.095 | 0 | 0 | 0 | 0 | 0.1 | 0 |  | --> | C12 ex BALLYBEGGAN | BALLYBEGGAN: T43∥T44 | TRALEE |  | 52.254 | -9.6446
MV/LV Substation BA***507 | 10 kV | 400V(3ph) & 230V(single ph) | LV | 100 kVA :Pole Substation | 0.1 | --> | 0.1 | 0.075 | 11.5 |  | --> | 0.095 | 0 | 0 | 0 | 0 | 0.103 | 0 |  | --> | C18 ex BALLYBEG | BALLYBEG: T102 | CARRICKMINES |  | 52.9602 | -6.1567
MV/LV Substation BA***507X | 20 kV | 400V(3ph) & 230V(single ph) | LV | 50 kVA :Building Structure | 0.05 | --> | 0.05 | 0.047 | 7.5 |  | --> | 0.047 | 0 | 0 | 0 | 0 | 0.049 | 0 |  | --> | C03 ex AHANE | AHANE: T102 | AHANE |  | 52.6595 | -8.5264
MV/LV Substation BA***508 | 20 kV | 400V(3ph) & 230V(single ph) | LV | 50 kVA :Pole Substation | 0.05 | --> | 0.05 | 0.037 | 6.4 |  | --> | 0.047 | 0 | 0 | 0 | 0.021 | 0 | 0 | Constrained,otherwise capacity available =28kW. | --> | E11 ex MACROOM | MACROOM: T422 | MACROOM |  | 51.933 | -8.7778
MV/LV Substation BA***508X | 20 kV | 400V(3ph) & 230V(single ph) | LV | 100 kVA :Pole Substation | 0.1 | --> | 0.1 | 0 | 0 | Constrained,otherwise capacity available =58kVA. | --> | 0.095 | 0 | 0 | 0 | 0 | 0 | 0 | Constrained,otherwise capacity available =106kW. | --> | E17 ex FERNS | FERNS: T421 | CRANE |  | 52.6107 | -6.4461
MV/LV Substation BA***508Y | 10 kV | 400V(3ph) & 230V(single ph) | LV | 50 kVA :Pole Substation | 0.05 | --> | 0.05 | 0 | 0 | Constrained,otherwise capacity available =28kVA. | --> | 0.047 | 0 | 0 | 0 | 0 | 0.052 | 0 |  | --> | C16 ex LEIXLIP | LEIXLIP: T42 | GRIFFINRATH |  | 53.3497 | -6.515
MV/LV Substation BA***510 | 10 kV | 400V(3ph) & 230V(single ph) | LV | 200 kVA :Kiosk Substation | 0.2 | --> | 0.2 | 0.192 | 2.2 |  | --> | 0.19 | 0 | 0 | 0 | 0.048 | 0 | 0 | Constrained,otherwise capacity available =150kW. | --> | C16 ex NEWCASTLEWEST | NEWCASTLEWEST: T41∥T42 | RATHKEALE |  | 52.4757 | -9.0152
MV/LV Substation BA***510 | 10 kV | 400V(3ph) & 230V(single ph) | LV | 630 kVA :Kiosk Substation | 0.63 | --> | 0.63 | 0 | 0 | Constrained,otherwise capacity available =500kVA. | --> | 0.598 | 0 | 0 | 0 | 0 | 0.5 | 0 |  | --> | E16 ex DRUMLINE | DRUMLINE: T421∥T422 | DRUMLINE |  | 52.7132 | -8.8673
MV/LV Substation BA***510 | 10 kV | 400V(3ph) & 230V(single ph) | LV | 200 kVA :Kiosk Substation | 0.2 | --> | 0.2 | 0.164 | 8.5 |  | --> | 0.19 | 0 | 0 | 0 | 0 | 0 | 0 | Constrained,otherwise capacity available =205kW. | --> | C16 ex BUNDORAN | BUNDORAN: T41∥T42 | CATHALEENS FALL |  | 54.4972 | -8.2138
MV/LV Substation BA***510X | 20 kV | 400V(3ph) & 230V(single ph) | LV | 50 kVA :Pole Substation | 0.05 | --> | 0.05 | 0.031 | 6.9 |  | --> | 0.047 | 0 | 0 | 0 | 0 | 0 | 0 | Constrained,otherwise capacity available =51kW. | --> | E18 ex SPRINGS | SPRINGS: T421∥T422 | DUNGARVAN |  | 52.0153 | -7.5971
MV/LV Substation BA***511X | 20 kV | 400V(3ph) & 230V(single ph) | LV | 50 kVA :Pole Substation | 0.05 | --> | 0.05 | 0.029 | 1.3 |  | --> | 0.047 | 0 | 0 | 0 | 0 | 0.052 | 0 |  | --> | E11 ex KILCULLEN | KILCULLEN: T424 | STRATFORD |  | 53.0381 | -6.7514
MV/LV Substation BA***511X | 20 kV | 400V(3ph) & 230V(single ph) | LV | 50 kVA :Pole Substation | 0.05 | --> | 0.05 | 0.045 | 6.7 |  | --> | 0.047 | 0 | 0 | 0 | 0 | 0 | 0 | Constrained,otherwise capacity available =50kW. | --> | E28 ex MILFORD (MWR) | MILFORD (MWR): T422 | CHARLEVILLE |  | 52.4 | -8.7864
MV/LV Substation BA***511X | 10 kV | 400V(3ph) & 230V(single ph) | LV | 50 kVA :Pole Substation | 0.05 | --> | 0.05 | 0 | 0 | Constrained,otherwise capacity available =39kVA. | --> | 0.047 | 0 | 0 | 0 | 0 | 0.051 | 0 |  | --> | C20 ex GARRYOWEN | GARRYOWEN: T42 | LIMERICK |  | 52.6418 | -8.5881
MV/LV Substation BA***512Y | 20 kV | 400V(3ph) & 230V(single ph) | LV | 400 kVA :Building Structure | 0.4 | --> | 0.4 | 0.396 | 5.2 |  | --> | 0.38 | 0 | 0 | 0 | 0 | 0.4 | 0 |  | --> | E16 ex WHITECHURCH | WHITECHURCH: T422 | KILBARRY |  | 51.9526 | -8.4669
MV/LV Substation BA***512Z | 20 kV | 400V(3ph) & 230V(single ph) | LV | 400 kVA :Kiosk Substation | 0.4 | --> | 0.4 | 0.32 | 3.9 |  | --> | 0.38 | 0 | 0 | 0 | 0.014 | 0 | 0 | Constrained,otherwise capacity available =397kW. | --> | E16 ex ASHBOURNE | ASHBOURNE: T422 | FINGLAS |  | 53.5018 | -6.388
MV/LV Substation BA***513 | 10 kV | 400V(3ph) & 230V(single ph) | LV | 1000 kVA :Building Structure | 1 | --> | 1 | 0.5 | 1.6 |  | --> | 0.95 | 0 | 0 | 0 | 0.007 | 0.5 | 0 |  | --> | C18 ex BALLYMOUNT | BALLYMOUNT: T42 | INCHICORE 220KV |  | 53.3153 | -6.3455
MV/LV Substation BA***513Y | 10 kV | 400V(3ph) & 230V(single ph) | LV | 50 kVA :Pole Substation | 0.05 | --> | 0.05 | 0 | 0 | Constrained,otherwise capacity available =20kVA. | --> | 0.047 | 0 | 0 | 0 | 0 | 0.054 | 0 |  | --> | C21 ex KILMONEY | KILMONEY: T41∥T42 | TRABEG |  | 51.7289 | -8.37
MV/LV Substation BA***514 | 10 kV | 400V(3ph) & 230V(single ph) | LV | 100 kVA :Pole Substation | 0.1 | --> | 0.1 | 0.092 | 1.2 |  | --> | 0.095 | 0 | 0 | 0 | 0 | 0 | 0 | Constrained,otherwise capacity available =100kW. | --> | C20 ex KNOCKAPHUNTA | KNOCKAPHUNTA: T41∥T42 | CASTLEBAR |  | 53.7831 | -9.1834
MV/LV Substation BA***514 | 10 kV | 400V(3ph) & 230V(single ph) | LV | 100 kVA :Pole Substation | 0.1 | --> | 0.1 | 0 | 0 | Constrained,otherwise capacity available =100kVA. | --> | 0.095 | 0 | 0 | 0 | 0 | 0.1 | 0 |  | --> | C39 ex COLLEGE PARK | COLLEGE PARK: T103 | COLLEGE PARK |  | 53.4094 | -6.3732
MV/LV Substation BA***514 | 20 kV | 400V(3ph) & 230V(single ph) | LV | 50 kVA :Pole Substation | 0.05 | --> | 0.05 | 0 | 0 | Constrained,otherwise capacity available =48kVA. | --> | 0.047 | 0 | 0 | 0 | 0 | 0 | 0 | Constrained,otherwise capacity available =49kW. | --> | C13 ex CLOYNE | CLOYNE: T41 | MIDLETON |  | 51.8284 | -8.0858
MV/LV Substation BA***514X | 20 kV | 400V(3ph) & 230V(single ph) | LV | 50 kVA :Pole Substation | 0.05 | --> | 0.05 | 0 | 0 | Constrained,otherwise capacity available =48kVA. | --> | 0.047 | 0 | 0 | 0 | 0 | 0 | 0 | Constrained,otherwise capacity available =49kW. | --> | E20 ex BIRR | BIRR: T422 | DALLOW |  | 53.0728 | -7.9528
MV/LV Substation BA***514X | 10 kV | 400V(3ph) & 230V(single ph) | LV | 50 kVA :Pole Substation | 0.05 | --> | 0.05 | 0.045 | 1.2 |  | --> | 0.047 | 0 | 0 | 0 | 0 | 0.05 | 0 |  | --> | C18 ex SCARTEEN | SCARTEEN: T41∥T42 | MALLOW |  | 52.169 | -8.7368
MV/LV Substation BA***515X | 20 kV | 400V(3ph) & 230V(single ph) | LV | 50 kVA :Pole Substation | 0.05 | --> | 0.05 | 0 | 0 | Constrained,otherwise capacity available =41kVA. | --> | 0.047 | 0 | 0 | 0 | 0.019 | 0.03 | 0 |  | --> | E13 ex BALTINGLASS | BALTINGLASS: T421∥T422 | STRATFORD |  | 52.8722 | -6.7547
MV/LV Substation BA***515X | 10 kV | 400V(3ph) & 230V(single ph) | LV | 50 kVA :Pole Substation | 0.05 | --> | 0.05 | 0.033 | 1 |  | --> | 0.047 | 0 | 0 | 0 | 0 | 0 | 0 | Constrained,otherwise capacity available =51kW. | --> | C16 ex LOUGHTAGALLA | LOUGHTAGALLA: T41∥T42 | THURLES |  | 52.7302 | -7.7787
MV/LV Substation BA***515Y | 10 kV | 400V(3ph) & 230V(single ph) | LV | 50 kVA :Pole Substation | 0.05 | --> | 0.05 | 0.048 | 0.1 |  | --> | 0.047 | 0 | 0 | 0 | 0 | 0 | 0 | Constrained,otherwise capacity available =49kW. | --> | C11 ex RATHDRUM | RATHDRUM: T42 | ARKLOW |  | 52.9294 | -6.2014
MV/LV Substation BA***516X | 20 kV | 400V(3ph) & 230V(single ph) | LV | 50 kVA :Pole Substation | 0.05 | --> | 0.05 | 0.04 | 6.7 |  | --> | 0.047 | 0 | 0 | 0 | 0 | 0 | 0 | Constrained,otherwise capacity available =51kW. | --> | E28 ex MILFORD (MWR) | MILFORD (MWR): T422 | CHARLEVILLE |  | 52.4051 | -8.7838
MV/LV Substation BA***517 | 10 kV | 400V(3ph) & 230V(single ph) | LV | 200 kVA :Pole Substation | 0.2 | --> | 0.2 | 0.124 | 0.7 |  | --> | 0.19 | 0 | 0 | 0 | 0 | 0.211 | 0 |  | --> | C12 ex AGHAMORE | AGHAMORE: T42 | LANESBORO |  | 53.6756 | -7.9952
MV/LV Substation BA***517 | 20 kV | 400V(3ph) & 230V(single ph) | LV | 50 kVA :Pole Substation | 0.05 | --> | 0.05 | 0.033 | 3.7 |  | --> | 0.047 | 0 | 0 | 0 | 0.008 | 0.043 | 0 |  | --> | E15 ex JENKINSTOWN | JENKINSTOWN: T421∥T422 | DUNDALK |  | 54.038 | -6.3252
MV/LV Substation BA***517X | 10 kV | 400V(3ph) & 230V(single ph) | LV | 100 kVA :Pole Substation | 0.1 | --> | 0.1 | 0 | 0 | Constrained,otherwise capacity available =62kVA. | --> | 0.095 | 0 | 0 | 0 | 0 | 0.105 | 0 |  | --> | C16 ex MILFORD (NR) | MILFORD (NR): T41∥T42 | LETTERKENNY |  | 55.0142 | -7.7643
MV/LV Substation BA***518 | 10 kV | 400V(3ph) & 230V(single ph) | LV | 400 kVA :Building Structure | 0.4 | --> | 0.4 | 0.336 | 1.7 |  | --> | 0.38 | 0 | 0 | 0 | 0 | 0.409 | 0 |  | --> | C23 ex PEMBROKE | PEMBROKE: T42 | RINGSEND |  | 53.334 | -6.2432
MV/LV Substation BA***518 | 10 kV | 400V(3ph) & 230V(single ph) | LV | 50 kVA :Pole Substation | 0.05 | --> | 0.05 | 0.048 | 0.7 |  | --> | 0.047 | 0 | 0 | 0 | 0 | 0.049 | 0 |  | --> | C12 ex AGHAMORE | AGHAMORE: T42 | LANESBORO |  | 53.6787 | -7.9981
MV/LV Substation BA***518 | 10 kV | 400V(3ph) & 230V(single ph) | LV | 50 kVA :Pole Substation | 0.05 | --> | 0.05 | 0 | 0 | Constrained,otherwise capacity available =19kVA. | --> | 0.047 | 0 | 0 | 0 | 0 | 0.054 | 0 |  | --> | C20 ex BUTTEVANT | BUTTEVANT: T41∥T42 | MALLOW |  | 52.1828 | -8.709
MV/LV Substation BA***518 | 20 kV | 400V(3ph) & 230V(single ph) | LV | 50 kVA :Pole Substation | 0.05 | --> | 0.05 | 0.04 | 7.7 |  | --> | 0.047 | 0 | 0 | 0 | 0 | 0 | 0 | Constrained,otherwise capacity available =51kW. | --> | E12 ex CHURCHTOWN | CHURCHTOWN: T422 | RATHKEALE |  | 52.4197 | -9.1342
MV/LV Substation BA***518 | 20 kV | 400V(3ph) & 230V(single ph) | LV | 100 kVA :Pole Substation | 0.1 | --> | 0.1 | 0 | 0 | Constrained,otherwise capacity available =69kVA. | --> | 0.095 | 0 | 0 | 0 | 0 | 0.104 | 0 |  | --> | E21 ex GLENAMADDY | GLENAMADDY: T422 | ATHLONE |  | 53.6221 | -8.7318
MV/LV Substation BA***519 | 10 kV | 400V(3ph) & 230V(single ph) | LV | 200 kVA :Kiosk Substation | 0.2 | --> | 0.2 | 0.197 | 0.8 |  | --> | 0.19 | 0 | 0 | 0 | 0.003 | 0.196 | 0 |  | --> | C12 ex BALLYBEGGAN | BALLYBEGGAN: T43∥T44 | TRALEE |  | 52.2532 | -9.6325
MV/LV Substation BA***519Y | 20 kV | 400V(3ph) & 230V(single ph) | LV | 50 kVA :Pole Substation | 0.05 | --> | 0.05 | 0.043 | 26.7 |  | --> | 0.047 | 0 | 0 | 0 | 0 | 0.05 | 0 |  | --> | E17 ex WEXFORD | WEXFORD: T121∥T122 | WEXFORD |  | 52.2808 | -6.7167
MV/LV Substation BA***520X | 20 kV | 400V(3ph) & 230V(single ph) | LV | 100 kVA :Pole Substation | 0.1 | --> | 0.1 | 0.025 | 6.3 |  | --> | 0.095 | 0 | 0 | 0 | 0 | 0 | 0 | Constrained,otherwise capacity available =111kW. | --> | E17 ex BAGENALSTOWN | BAGENALSTOWN: T421∥T422 | CARLOW |  | 52.7379 | -6.9852
MV/LV Substation BA***521 | 20 kV | 400V(3ph) & 230V(single ph) | LV | 100 kVA :Pole Substation | 0.1 | --> | 0.1 | 0 | 0 | Constrained,otherwise capacity available =93kVA. | --> | 0.095 | 0 | 0 | 0 | 0.003 | 0 | 0 | Constrained,otherwise capacity available =97kW. | --> | C13 ex CLOYNE | CLOYNE: T41 | MIDLETON |  | 51.859 | -8.0094
MV/LV Substation BA***521 | 10 kV | 400V(3ph) & 230V(single ph) | LV | 200 kVA :Kiosk Substation | 0.2 | --> | 0.2 | 0.168 | 0.7 |  | --> | 0.19 | 0 | 0 | 0 | 0.003 | 0.201 | 0 |  | --> | C12 ex AGHAMORE | AGHAMORE: T42 | LANESBORO |  | 53.6773 | -8.0139
MV/LV Substation BA***521Y | 10 kV | 400V(3ph) & 230V(single ph) | LV | 200 kVA :Kiosk Substation | 0.2 | --> | 0.2 | 0.131 | 2.5 |  | --> | 0.19 | 0 | 0 | 0 | 0 | 0.21 | 0 |  | --> | C18 ex NENAGH | NENAGH: T42 | NENAGH |  | 52.8681 | -8.1963
MV/LV Substation BA***522 | 20 kV | 400V(3ph) & 230V(single ph) | LV | 50 kVA :Pole Substation | 0.05 | --> | 0.05 | 0.019 | 1 |  | --> | 0.047 | 0 | 0 | 0 | 0 | 0 | 0 | Constrained,otherwise capacity available =54kW. | --> | E13 ex SHILLELAGH | SHILLELAGH: T421∥T422 | CARLOW |  | 52.8219 | -6.4285
MV/LV Substation BA***522X | 10 kV | 400V(3ph) & 230V(single ph) | LV | 100 kVA :Pole Substation | 0.1 | --> | 0.1 | 0 | 0.6 |  | --> | 0.095 | 0 | 0 | 0 | 0.02 | 0.096 | 0 |  | --> | C12 ex BALBRIGGAN | BALBRIGGAN: T42 | GLASMORE |  | 53.5877 | -6.1898
MV/LV Substation BA***522Y | 10 kV | 400V(3ph) & 230V(single ph) | LV | 400 kVA :Kiosk Substation | 0.4 | --> | 0.4 | 0 | 0 | Constrained,otherwise capacity available =359kVA. | --> | 0.38 | 0 | 0 | 0 | 0 | 0.406 | 0 |  | --> | C13 ex RAHEEN | RAHEEN: T41 | LIMERICK |  | 52.6211 | -8.6466
MV/LV Substation BA***522Y | 20 kV | 400V(3ph) & 230V(single ph) | LV | 50 kVA :Pole Substation | 0.05 | --> | 0.05 | 0.045 | 2.4 |  | --> | 0.047 | 0 | 0 | 0 | 0 | 0.05 | 0 |  | --> | C22 ex BUSHFIELD | BUSHFIELD: T42 | ATHLONE |  | 53.4338 | -7.85
MV/LV Substation BA***525X | 20 kV | 400V(3ph) & 230V(single ph) | LV | 400 kVA :Kiosk Substation | 0.4 | --> | 0.4 | 0.343 | 4.5 |  | --> | 0.38 | 0 | 0 | 0 | 0 | 0 | 0 | Constrained,otherwise capacity available =408kW. | --> | E13 ex TELAYDON | TELAYDON: T421 | LISDRUM |  | 54.2678 | -7.0341
MV/LV Substation BA***525X | 10 kV | 400V(3ph) & 230V(single ph) | LV | 400 kVA :Kiosk Substation | 0.4 | --> | 0.4 | 0 | 0 | Constrained,otherwise capacity available =382kVA. | --> | 0.38 | 0 | 0 | 0 | 0 | 0 | 0 | Constrained,otherwise capacity available =402kW. | --> | C17 ex COLLIGAN | COLLIGAN: T41 | DUNGARVAN |  | 52.1029 | -7.6536
MV/LV Substation BA***525X | 20 kV | 400V(3ph) & 230V(single ph) | LV | 100 kVA :Pole Substation | 0.1 | --> | 0.1 | 0 | 0 |  | --> | 0.095 | 0 | 0 | 0 | 0 | 0.121 | 0 |  | --> | E12 ex KILCOCK | KILCOCK: T422 | GRIFFINRATH |  | 53.4473 | -6.5872
MV/LV Substation BA***526X | 10 kV | 400V(3ph) & 230V(single ph) | LV | 200 kVA :Kiosk Substation | 0.2 | --> | 0.2 | 0.164 | 4 |  | --> | 0.19 | 0 | 0 | 0 | 0.003 | 0.202 | 0 |  | --> | C11 ex DUNMANWAY | DUNMANWAY: T43 | DUNMANWAY |  | 51.7144 | -9.1214
MV/LV Substation BA***527 | 10 kV | 400V(3ph) & 230V(single ph) | LV | 50 kVA :Pole Substation | 0.05 | --> | 0.05 | 0.045 | 6.4 |  | --> | 0.047 | 0 | 0 | 0 | 0 | 0.05 | 0 |  | --> | C18 ex AGHAGAD | AGHAGAD: T41∥T42 | SLIGO |  | 54.3646 | -8.5897
MV/LV Substation BA***527 | 20 kV | 400V(3ph) & 230V(single ph) | LV | 50 kVA :Pole Substation | 0.05 | --> | 0.05 | 0 | 0 | Constrained,otherwise capacity available =49kVA. | --> | 0.047 | 0 | 0 | 0 | 0 | 0.049 | 0 |  | --> | E18 ex GLASMORE | GLASMORE: T422 | GLASMORE |  | 53.5329 | -6.1942
MV/LV Substation BA***527 | 10 kV | 400V(3ph) & 230V(single ph) | LV | 400 kVA :Kiosk Substation | 0.4 | --> | 0.4 | 0.318 | 2.6 |  | --> | 0.38 | 0 | 0 | 0 | 0.04 | 0.37 | 0 |  | --> | C23 ex SALLYNOGGIN ROAD | SALLYNOGGIN ROAD: T41 | CHERRYWOOD |  | 53.2778 | -6.1113
MV/LV Substation BA***527X | 20 kV | 400V(3ph) & 230V(single ph) | LV | 100 kVA :Pole Substation | 0.1 | --> | 0.1 | 0 | 0 | Constrained,otherwise capacity available =16kVA. | --> | 0.095 | 0 | 0 | 0 | 0.003 | 0 | 0 | Constrained,otherwise capacity available =108kW. | --> | E17 ex PORTLAOISE | PORTLAOISE: T423∥T424 | PORTLAOISE |  | 52.9159 | -7.3521
MV/LV Substation BA***527X | 10 kV | 400V(3ph) & 230V(single ph) | LV | 50 kVA :Pole Substation | 0.05 | --> | 0.05 | 0 | 0 | Constrained,otherwise capacity available =33kVA. | --> | 0.047 | 0 | 0 | 0 | 0 | 0.051 | 0 |  | --> | C16 ex BLAKE | BLAKE: T41∥T42 | BLAKE |  | 53.2658 | -6.8677
MV/LV Substation BA***528 | 20 kV | 400V(3ph) & 230V(single ph) | LV | 50 kVA :Pole Substation | 0.05 | --> | 0.05 | 0.045 | 1.6 |  | --> | 0.047 | 0 | 0 | 0 | 0 | 0.05 | 0 |  | --> | E21 ex MILLTOWN (SR) | MILLTOWN (SR): T421 | OUGHTRAGH |  | 52.102 | -9.6839
MV/LV Substation BA***528 | 20 kV | 400V(3ph) & 230V(single ph) | LV | 200 kVA :Kiosk Substation | 0.2 | --> | 0.2 | 0 | 0 | Constrained,otherwise capacity available =27kVA. | --> | 0.19 | 0 | 0 | 0 | 0.007 | 0.218 | 0 |  | --> | E18 ex CREAGH | CREAGH: T421∥T422 | ATHLONE |  | 53.4717 | -8.4988
MV/LV Substation BA***529 | 20 kV | 400V(3ph) & 230V(single ph) | LV | 100 kVA :Pole Substation | 0.1 | --> | 0.1 | 0.077 | 9 |  | --> | 0.095 | 0 | 0 | 0 | 0 | 0.103 | 0 |  | --> | C24 ex MULLINGAR | MULLINGAR: T102 | MULLINGAR |  | 53.6335 | -7.4058
MV/LV Substation BA***529X | 20 kV | 400V(3ph) & 230V(single ph) | LV | 200 kVA :Pole Substation | 0.2 | --> | 0.2 | 0.196 | 3.3 |  | --> | 0.19 | 0 | 0 | 0 | 0.081 | 0.114 | 0 |  | --> | E17 ex KNOCKMULLEN | KNOCKMULLEN: T421 | GREAT ISLAND |  | 52.3698 | -6.7492
MV/LV Substation BA***529Z | 10 kV | 400V(3ph) & 230V(single ph) | LV | 50 kVA :Pole Substation | 0.05 | --> | 0.05 | 0.049 | 3.7 |  | --> | 0.047 | 0 | 0 | 0 | 0 | 0.049 | 0 |  | --> | C18 ex SALLINS | SALLINS: T42 | GRIFFINRATH |  | 53.3026 | -6.6995
MV/LV Substation BA***529Z | 20 kV | 400V(3ph) & 230V(single ph) | LV | 50 kVA :Pole Substation | 0.05 | --> | 0.05 | 0.045 | 6.3 |  | --> | 0.047 | 0 | 0 | 0 | 0 | 0 | 0 | Constrained,otherwise capacity available =50kW. | --> | E13 ex BAGENALSTOWN | BAGENALSTOWN: T421∥T422 | CARLOW |  | 52.6968 | -6.8944
MV/LV Substation BA***530 | 10 kV | 400V(3ph) & 230V(single ph) | LV | 50 kVA :Pole Substation | 0.05 | --> | 0.05 | 0.043 | 0.8 |  | --> | 0.047 | 0 | 0 | 0 | 0.003 | 0.047 | 0 |  | --> | C12 ex BALLYBEGGAN | BALLYBEGGAN: T43∥T44 | TRALEE |  | 52.2733 | -9.6144
MV/LV Substation BA***530Z | 20 kV | 400V(3ph) & 230V(single ph) | LV | 50 kVA :Pole Substation | 0.05 | --> | 0.05 | 0 | 0 | Constrained,otherwise capacity available =50kVA. | --> | 0.047 | 0 | 0 | 0 | 0 | 0.049 | 0 |  | --> | E13 ex BALTINGLASS | BALTINGLASS: T421∥T422 | STRATFORD |  | 52.9369 | -6.7075
MV/LV Substation BA***531 | 20 kV | 400V(3ph) & 230V(single ph) | LV | 50 kVA :Pole Substation | 0.05 | --> | 0.05 | 0 | 0 | Constrained,otherwise capacity available =49kVA. | --> | 0.047 | 0 | 0 | 0 | 0 | 0.049 | 0 |  | --> | E18 ex CREAGH | CREAGH: T421∥T422 | ATHLONE |  | 53.473 | -8.5057
MV/LV Substation BA***531 | 20 kV | 400V(3ph) & 230V(single ph) | LV | 50 kVA :Pole Substation | 0.05 | --> | 0.05 | 0 | 0 | Constrained,otherwise capacity available =26kVA. | --> | 0.047 | 0 | 0 | 0 | 0.016 | 0.035 | 0 |  | --> | C11 ex RAHEEN | RAHEEN: T41 | LIMERICK |  | 52.6218 | -8.6832
MV/LV Substation BA***531Y | 10 kV | 400V(3ph) & 230V(single ph) | LV | 200 kVA :Pole Substation | 0.2 | --> | 0.2 | 0.156 | 8.3 |  | --> | 0.19 | 0 | 0 | 0 | 0 | 0.206 | 0 |  | --> | C19 ex BALLYBEG | BALLYBEG: T101 | CARRICKMINES |  | 53.0206 | -6.1069
MV/LV Substation BA***532X | 20 kV | 400V(3ph) & 230V(single ph) | LV | 100 kVA :Pole Substation | 0.1 | --> | 0.1 | 0.077 | 4 |  | --> | 0.095 | 0 | 0 | 0 | 0 | 0.103 | 0 |  | --> | E20 ex KILLINICK | KILLINICK: T421∥T422 | WEXFORD |  | 52.2432 | -6.49
MV/LV Substation BA***532Z | 20 kV | 400V(3ph) & 230V(single ph) | LV | 200 kVA :Pole Substation | 0.2 | --> | 0.2 | 0 | 0 | Constrained,otherwise capacity available =199kVA. | --> | 0.19 | 0 | 0 | 0 | 0 | 0.2 | 0 |  | --> | E20 ex GLASMORE | GLASMORE: T422 | GLASMORE |  | 53.5082 | -6.166
MV/LV Substation BA***533 | 20 kV | 400V(3ph) & 230V(single ph) | LV | 100 kVA :Pole Substation | 0.1 | --> | 0.1 | 0.07 | 1.6 |  | --> | 0.095 | 0 | 0 | 0 | 0.007 | 0.097 | 0 |  | --> | E12 ex DINGLE | DINGLE: T422 | OUGHTRAGH |  | 52.2285 | -10.3071
MV/LV Substation BA***533Y | 10 kV | 400V(3ph) & 230V(single ph) | LV | 630 kVA :Building Structure | 0.63 | --> | 0.63 | 0.396 | 4 |  | --> | 0.598 | 0 | 0 | 0 | 0 | 0.5 | 0 |  | --> | C14 ex OAKFIELD | OAKFIELD: T42 | SLIGO |  | 54.2107 | -8.5068
MV/LV Substation BA***533Y | 10 kV | 400V(3ph) & 230V(single ph) | LV | 400 kVA :Building Structure | 0.4 | --> | 0.4 | 0.12 | 0.1 | Constrained,otherwise capacity available =358kVA. | --> | 0.38 | 0 | 0 | 0 | 0 | 0 | 0 | Constrained,otherwise capacity available =406kW. | --> | C16 ex CREGG ROAD | CREGG ROAD: T41∥T42 | BALLYDINE |  | 52.3463 | -7.382
MV/LV Substation BA***534 | 20 kV | 400V(3ph) & 230V(single ph) | LV | 100 kVA :Pole Substation | 0.1 | --> | 0.1 | 0.088 | 1 |  | --> | 0.095 | 0 | 0 | 0 | 0.003 | 0 | 0 | Constrained,otherwise capacity available =98kW. | --> | C25 ex KILCLOHER | KILCLOHER: T42 | DUNGARVAN |  | 52.2133 | -7.7358
MV/LV Substation BA***534Y | 10 kV | 400V(3ph) & 230V(single ph) | LV | 200 kVA :Building Structure | 0.2 | --> | 0.2 | 0.2 | 4 |  | --> | 0.19 | 0 | 0 | 0 | 0 | 0.2 | 0 |  | --> | C14 ex OAKFIELD | OAKFIELD: T42 | SLIGO |  | 54.2116 | -8.5067
MV/LV Substation BA***534Y | 20 kV | 400V(3ph) & 230V(single ph) | LV | 50 kVA :Pole Substation | 0.05 | --> | 0.05 | 0.045 | 1.8 |  | --> | 0.047 | 0 | 0 | 0 | 0 | 0.05 | 0 |  | --> | C26 ex DUNDALK | DUNDALK: T41 | DUNDALK |  | 54.0218 | -6.4617
MV/LV Substation BA***535X | 10 kV | 400V(3ph) & 230V(single ph) | LV | 50 kVA :Pole Substation | 0.05 | --> | 0.05 | 0.035 | 2.5 |  | --> | 0.047 | 0 | 0 | 0 | 0 | 0.051 | 0 |  | --> | C16 ex KILCULLEN | KILCULLEN: T42 | STRATFORD |  | 53.1364 | -6.83
MV/LV Substation BA***536 | 10 kV | 400V(3ph) & 230V(single ph) | LV | 200 kVA :Pole Substation | 0.2 | --> | 0.2 | 0.141 | 3.4 |  | --> | 0.19 | 0 | 0 | 0 | 0 | 0.208 | 0 |  | --> | C19 ex CAUSEWAY | CAUSEWAY: T41∥T42 | TRALEE |  | 52.3906 | -9.8269
MV/LV Substation BA***537 | 10 kV | 400V(3ph) & 230V(single ph) | LV | 630 kVA :Kiosk Substation | 0.63 | --> | 0.63 | 0.434 | 3.4 |  | --> | 0.598 | 0 | 0 | 0 | 0.058 | 0.5 | 0 |  | --> | C19 ex CAUSEWAY | CAUSEWAY: T41∥T42 | TRALEE |  | 52.3895 | -9.8333
MV/LV Substation BA***537Y | 20 kV | 400V(3ph) & 230V(single ph) | LV | 200 kVA :Pole Substation | 0.2 | --> | 0.2 | 0.069 | 1.2 |  | --> | 0.19 | 0 | 0 | 0 | 0.008 | 0.211 | 0 |  | --> | E11 ex BALLYDEHOB | BALLYDEHOB: T421 | DUNMANWAY |  | 51.5624 | -9.4641
MV/LV Substation BA***537Y | 10 kV | 400V(3ph) & 230V(single ph) | LV | 50 kVA :Pole Substation | 0.05 | --> | 0.05 | 0.05 | 8.3 |  | --> | 0.047 | 0 | 0 | 0 | 0 | 0.049 | 0 |  | --> | C17 ex BALLYBEG | BALLYBEG: T101 | CARRICKMINES |  | 52.9048 | -6.0458
MV/LV Substation BA***538 | 10 kV | 400V(3ph) & 230V(single ph) | LV | 400 kVA :Kiosk Substation | 0.4 | --> | 0.4 | 0.299 | 3.4 |  | --> | 0.38 | 0 | 0 | 0 | 0 | 0.415 | 0 |  | --> | C19 ex CAUSEWAY | CAUSEWAY: T41∥T42 | TRALEE |  | 52.3899 | -9.836
MV/LV Substation BA***538X | 10 kV | 400V(3ph) & 230V(single ph) | LV | 400 kVA :Kiosk Substation | 0.4 | --> | 0.4 | 0.318 | 2.1 |  | --> | 0.38 | 0 | 0 | 0 | 0.003 | 0.409 | 0 |  | --> | C13 ex LIFFEY VALLEY | LIFFEY VALLEY: T41 | INCHICORE 220KV |  | 53.3549 | -6.4194
MV/LV Substation BA***539 | 20 kV | 400V(3ph) & 230V(single ph) | LV | 50 kVA :Pole Substation | 0.05 | --> | 0.05 | 0.04 | 5.7 |  | --> | 0.047 | 0 | 0 | 0 | 0 | 0.051 | 0 |  | --> | E13 ex MOY | MOY: T421∥T422 | MOY |  | 53.9859 | -9.1197
MV/LV Substation BA***539Y | 20 kV | 400V(3ph) & 230V(single ph) | LV | 50 kVA :Pole Substation | 0.05 | --> | 0.05 | 0 | 0 | Constrained,otherwise capacity available =39kVA. | --> | 0.047 | 0 | 0 | 0 | 0 | 0 | 0 | Constrained,otherwise capacity available =51kW. | --> | E11 ex CASTLELYONS | CASTLELYONS: T421∥T422 | BARRYMORE |  | 52.1044 | -8.2901
MV/LV Substation BA***540Y | 10 kV | 400V(3ph) & 230V(single ph) | LV | 200 kVA :Kiosk Substation | 0.2 | --> | 0.2 | 0 | 0 | Constrained,otherwise capacity available =125kVA. | --> | 0.19 | 0 | 0 | 0 | 0 | 0.211 | 0 |  | --> | C13 ex RAHEEN | RAHEEN: T41 | LIMERICK |  | 52.6217 | -8.6494
MV/LV Substation BA***541X | 20 kV | 400V(3ph) & 230V(single ph) | LV | 50 kVA :Pole Substation | 0.05 | --> | 0.05 | 0 | 0 | Constrained,otherwise capacity available =44kVA. | --> | 0.047 | 0 | 0 | 0 | 0 | 0 | 0 | Constrained,otherwise capacity available =50kW. | --> | C13 ex CLOYNE | CLOYNE: T41 | MIDLETON |  | 51.8651 | -8.0075
MV/LV Substation BA***541X | 10 kV | 400V(3ph) & 230V(single ph) | LV | 50 kVA :Pole Substation | 0.05 | --> | 0.05 | 0.04 | 0 | Constrained,otherwise capacity available =50kVA. | --> | 0.047 | 0 | 0 | 0 | 0 | 0.049 | 0 |  | --> | C11 ex GRAIGUENAMANAGH | GRAIGUENAMANAGH: T41∥T42 | KILKENNY |  | 52.512 | -6.8654
MV/LV Substation BA***541Y | 20 kV | 400V(3ph) & 230V(single ph) | LV | 50 kVA :Pole Substation | 0.05 | --> | 0.05 | 0.022 | 4 |  | --> | 0.047 | 0 | 0 | 0 | 0.003 | 0.05 | 0 |  | --> | E20 ex KILLINICK | KILLINICK: T421∥T422 | WEXFORD |  | 52.2363 | -6.5832
MV/LV Substation BA***541Z | 10 kV | 400V(3ph) & 230V(single ph) | LV | 400 kVA :Kiosk Substation | 0.4 | --> | 0.4 | 0 | 0 | Constrained,otherwise capacity available =342kVA. | --> | 0.38 | 0 | 0 | 0 | 0 | 0.408 | 0 |  | --> | C12 ex DENNEHYS CROSS | DENNEHYS CROSS: T42 | TRABEG |  | 51.8914 | -8.4852
MV/LV Substation BA***542X | 10 kV | 400V(3ph) & 230V(single ph) | LV | 50 kVA :Pole Substation | 0.05 | --> | 0.05 | 0.017 | 12.2 |  | --> | 0.047 | 0 | 0 | 0 | 0 | 0.054 | 0 |  | --> | C36 ex SALTHILL | SALTHILL: T102 | SALTHILL |  | 53.2912 | -9.0833
MV/LV Substation BA***543 | 10 kV | 400V(3ph) & 230V(single ph) | LV | 50 kVA :Pole Substation | 0.05 | --> | 0.05 | 0.039 | 8.3 |  | --> | 0.047 | 0 | 0 | 0 | 0.003 | 0.047 | 0 |  | --> | C19 ex BALLYBEG | BALLYBEG: T101 | CARRICKMINES |  | 53.0204 | -6.1094
MV/LV Substation BA***543 | 10 kV | 400V(3ph) & 230V(single ph) | LV | 100 kVA :Pole Substation | 0.1 | --> | 0.1 | 0 | 0 | Constrained,otherwise capacity available =71kVA. | --> | 0.095 | 0 | 0 | 0 | 0.003 | 0 | 0 | Constrained,otherwise capacity available =100kW. | --> | C19 ex CURRAGLASS | CURRAGLASS: T41 | BARRYMORE |  | 52.0592 | -8.0965
MV/LV Substation BA***544 | 10 kV | 400V(3ph) & 230V(single ph) | LV | 50 kVA :Pole Substation | 0.05 | --> | 0.05 | 0.034 | 0.7 |  | --> | 0.047 | 0 | 0 | 0 | 0.004 | 0 | 0 | Constrained,otherwise capacity available =47kW. | --> | C15 ex KILMARTIN | KILMARTIN: T41 | ARKLOW |  | 53.0252 | -6.1043
MV/LV Substation BA***544X | 10 kV | 400V(3ph) & 230V(single ph) | LV | 50 kVA :Pole Substation | 0.05 | --> | 0.05 | 0 | 4.9 |  | --> | 0.047 | 0 | 0 | 0 | 0 | 0.058 | 0 |  | --> | C11 ex BALLINCOLLIG | BALLINCOLLIG: T41 | KILBARRY |  | 51.8218 | -8.6424
MV/LV Substation BA***544Y | 10 kV | 400V(3ph) & 230V(single ph) | LV | 50 kVA :Pole Substation | 0.05 | --> | 0.05 | 0.042 | 25.1 |  | --> | 0.047 | 0 | 0 | 0 | 0 | 0.05 | 0 |  | --> | C18 ex ARKLOW | ARKLOW: T101∥T102 | ARKLOW |  | 52.8886 | -6.1603
MV/LV Substation BA***545 | 20 kV | 400V(3ph) & 230V(single ph) | LV | 50 kVA :Pole Substation | 0.05 | --> | 0.05 | 0.05 | 1.6 |  | --> | 0.047 | 0 | 0 | 0 | 0.007 | 0.042 | 0 |  | --> | E21 ex MILLTOWN (SR) | MILLTOWN (SR): T421 | OUGHTRAGH |  | 52.0849 | -9.7012
MV/LV Substation BA***545Y | 20 kV | 400V(3ph) & 230V(single ph) | LV | 50 kVA :Pole Substation | 0.05 | --> | 0.05 | 0 | 0 | Constrained,otherwise capacity available =50kVA. | --> | 0.047 | 0 | 0 | 0 | 0 | 0 | 0 | Constrained,otherwise capacity available =49kW. | --> | E18 ex BUNCLODY | BUNCLODY: T421∥T422 | CRANE |  | 52.5831 | -6.6894
MV/LV Substation BA***546X | 20 kV | 400V(3ph) & 230V(single ph) | LV | 1000 kVA :Building Structure | 1 | --> | 1 | 0 | 0 | Constrained,otherwise capacity available =500kVA. | --> | 0.95 | 0 | 0 | 0 | 0 | 0.5 | 0 |  | --> | E20 ex EDENDERRY | EDENDERRY: T421∥T422 | BLAKE |  | 53.334 | -7.1391
MV/LV Substation BA***547 | 20 kV | 400V(3ph) & 230V(single ph) | LV | 50 kVA :Pole Substation | 0.05 | --> | 0.05 | 0.04 | 0.8 |  | --> | 0.047 | 0 | 0 | 0 | 0.003 | 0.047 | 0 |  | --> | C20 ex KNOCKMULLEN | KNOCKMULLEN: T42 | GREAT ISLAND |  | 52.314 | -6.9503
MV/LV Substation BA***547 | 10 kV | 400V(3ph) & 230V(single ph) | LV | 400 kVA :Kiosk Substation | 0.4 | --> | 0.4 | 0.361 | 5.6 |  | --> | 0.38 | 0 | 0 | 0 | 0 | 0.405 | 0 |  | --> | C16 ex MILLTOWN (DR) | MILLTOWN (DR): T102 | INCHICORE 220KV |  | 53.3125 | -6.2552
MV/LV Substation BA***547X | 10 kV | 400V(3ph) & 230V(single ph) | LV | 100 kVA :Pole Substation | 0.1 | --> | 0.1 | 0.084 | 5.6 |  | --> | 0.095 | 0 | 0 | 0 | 0.015 | 0.086 | 0 |  | --> | C12 ex PURCELLS INCH | PURCELLS INCH: T42 | KILKENNY |  | 52.6015 | -7.1632
MV/LV Substation BA***548Y | 20 kV | 400V(3ph) & 230V(single ph) | LV | 50 kVA :Pole Substation | 0.05 | --> | 0.05 | 0 | 0 | Constrained,otherwise capacity available =45kVA. | --> | 0.047 | 0 | 0 | 0 | 0 | 0.05 | 0 |  | --> | E17 ex CREAGH | CREAGH: T421∥T422 | ATHLONE |  | 53.3315 | -8.4066
MV/LV Substation BA***549 | 20 kV | 400V(3ph) & 230V(single ph) | LV | 50 kVA :Pole Substation | 0.05 | --> | 0.05 | 0.044 | 1 |  | --> | 0.047 | 0 | 0 | 0 | 0 | 0 | 0 | Constrained,otherwise capacity available =50kW. | --> | E13 ex SHILLELAGH | SHILLELAGH: T421∥T422 | CARLOW |  | 52.813 | -6.4035
MV/LV Substation BA***549 | 10 kV | 400V(3ph) & 230V(single ph) | LV | 50 kVA :Pole Substation | 0.05 | --> | 0.05 | 0.045 | 0.2 |  | --> | 0.047 | 0 | 0 | 0 | 0 | 0.05 | 0 |  | --> | C11 ex SCARIFF | SCARIFF: T42 | ENNIS |  | 52.8543 | -8.4741
MV/LV Substation BA***550 | 20 kV | 400V(3ph) & 230V(single ph) | LV | 100 kVA :Pole Substation | 0.1 | --> | 0.1 | 0.061 | 3.7 |  | --> | 0.095 | 0 | 0 | 0 | 0.032 | 0 | 0 | Constrained,otherwise capacity available =71kW. | --> | E13 ex FOXHOLE | FOXHOLE: T421∥T422 | DUNGARVAN |  | 51.9969 | -7.7499
MV/LV Substation BA***550X | 10 kV | 400V(3ph) & 230V(single ph) | LV | 200 kVA :Pole Substation | 0.2 | --> | 0.2 | 0.127 | 4.8 |  | --> | 0.19 | 0 | 0 | 0 | 0 | 0.21 | 0 |  | --> | C23 ex ATHY | ATHY: T101 | ATHY |  | 52.8754 | -7.0699
MV/LV Substation BA***550X | 10 kV | 400V(3ph) & 230V(single ph) | LV | 100 kVA :Pole Substation | 0.1 | --> | 0.1 | 0 | 0 | Constrained,otherwise capacity available =58kVA. | --> | 0.095 | 0 | 0 | 0 | 0.002 | 0 | 0 | Constrained,otherwise capacity available =104kW. | --> | C11 ex GARDEN CITY | GARDEN CITY: T41∥T42 | ARKLOW |  | 52.6821 | -6.22
MV/LV Substation BA***550X | 10 kV | 400V(3ph) & 230V(single ph) | LV | 100 kVA :Pole Substation | 0.1 | --> | 0.1 | 0.1 | 2.1 |  | --> | 0.095 | 0 | 0 | 0 | 0 | 0.1 | 0 |  | --> | C13 ex LIFFEY VALLEY | LIFFEY VALLEY: T41 | INCHICORE 220KV |  | 53.3561 | -6.4133
MV/LV Substation BA***550Z | 20 kV | 400V(3ph) & 230V(single ph) | LV | 100 kVA :Pole Substation | 0.1 | --> | 0.1 | 0.081 | 26.7 |  | --> | 0.095 | 0 | 0 | 0 | 0.039 | 0.061 | 0 |  | --> | E21 ex WEXFORD | WEXFORD: T121∥T122 | WEXFORD |  | 52.3955 | -6.4022
MV/LV Substation BA***551 | 20 kV | 400V(3ph) & 230V(single ph) | LV | 630 kVA :Kiosk Substation | 0.63 | --> | 0.63 | 0 | 0 | Constrained,otherwise capacity available =500kVA. | --> | 0.598 | 0 | 0 | 0 | 0 | 0.5 | 0 |  | --> | E16 ex ACADEMY STREET | ACADEMY STREET: T421∥T422 | NAVAN |  | 53.5986 | -6.6615
MV/LV Substation BA***551X | 20 kV | 400V(3ph) & 230V(single ph) | LV | 50 kVA :Pole Substation | 0.05 | --> | 0.05 | 0.025 | 4.6 |  | --> | 0.047 | 0 | 0 | 0 | 0 | 0.053 | 0 |  | --> | E13 ex BALLYRAGGET | BALLYRAGGET: T421∥T422 | BALLYRAGGET |  | 52.7832 | -7.3655
MV/LV Substation BA***552 | 20 kV | 400V(3ph) & 230V(single ph) | LV | 200 kVA :Pole Substation | 0.2 | --> | 0.2 | 0.04 | 3 |  | --> | 0.19 | 0 | 0 | 0 | 0.003 | 0 | 0 | Constrained,otherwise capacity available =220kW. | --> | E17 ex WINDSOR | WINDSOR: T421∥T422 | CASTLEBAR |  | 53.8058 | -9.1299
MV/LV Substation BA***552 | 10 kV | 400V(3ph) & 230V(single ph) | LV | 50 kVA :Pole Substation | 0.05 | --> | 0.05 | 0 | 0 | Constrained,otherwise capacity available =24kVA. | --> | 0.047 | 0 | 0 | 0 | 0.007 | 0 | 0 | Constrained,otherwise capacity available =45kW. | --> | C11 ex GARDEN CITY | GARDEN CITY: T41∥T42 | ARKLOW |  | 52.6798 | -6.2095
MV/LV Substation BA***552 | 10 kV | 400V(3ph) & 230V(single ph) | LV | 50 kVA :Pole Substation | 0.05 | --> | 0.05 | 0.044 | 0.2 |  | --> | 0.047 | 0 | 0 | 0 | 0.011 | 0.038 | 0 |  | --> | C11 ex SCARIFF | SCARIFF: T42 | ENNIS |  | 52.844 | -8.4754
MV/LV Substation BA***552 | 10 kV | 400V(3ph) & 230V(single ph) | LV | 50 kVA :Pole Substation | 0.05 | --> | 0.05 | 0 | 0 | Constrained,otherwise capacity available =45kVA. | --> | 0.047 | 0 | 0 | 0 | 0 | 0.05 | 0 |  | --> | C17 ex COOLCORCORAN | COOLCORCORAN: T41∥T42 | KNOCKEARAGH |  | 52.1194 | -9.5641
MV/LV Substation BA***552 | 10 kV | 400V(3ph) & 230V(single ph) | LV | 100 kVA :Pole Substation | 0.1 | --> | 0.1 | 0.084 | 0.7 |  | --> | 0.095 | 0 | 0 | 0 | 0 | 0 | 0 | Constrained,otherwise capacity available =102kW. | --> | C15 ex KILMARTIN | KILMARTIN: T41 | ARKLOW |  | 53.0307 | -6.0625
MV/LV Substation BA***553 | 10 kV | 400V(3ph) & 230V(single ph) | LV | 50 kVA :Pole Substation | 0.05 | --> | 0.05 | 0.027 | 2.4 |  | --> | 0.047 | 0 | 0 | 0 | 0 | 0 | 0 | Constrained,otherwise capacity available =52kW. | --> | C23 ex TINAHASK | TINAHASK: T41∥T42 | ARKLOW |  | 52.7976 | -6.2343
MV/LV Substation BA***553X | 10 kV | 400V(3ph) & 230V(single ph) | LV | 50 kVA :Pole Substation | 0.05 | --> | 0.05 | 0.05 | 8.3 |  | --> | 0.047 | 0 | 0 | 0 | 0 | 0.049 | 0 |  | --> | C23 ex BALLYBEG | BALLYBEG: T101 | CARRICKMINES |  | 52.9351 | -6.1026
MV/LV Substation BA***553Y | 10 kV | 400V(3ph) & 230V(single ph) | LV | 50 kVA :Pole Substation | 0.05 | --> | 0.05 | 0.048 | 8.3 |  | --> | 0.047 | 0 | 0 | 0 | 0 | 0.049 | 0 |  | --> | C17 ex BALLYBEG | BALLYBEG: T101 | CARRICKMINES |  | 52.9038 | -6.0483
MV/LV Substation BA***554 | 20 kV | 400V(3ph) & 230V(single ph) | LV | 50 kVA :Pole Substation | 0.05 | --> | 0.05 | 0.021 | 2.4 |  | --> | 0.047 | 0 | 0 | 0 | 0 | 0.053 | 0 |  | --> | E18 ex STRANORLAR | STRANORLAR: T422 | LETTERKENNY |  | 54.7899 | -7.657
MV/LV Substation BA***554X | 20 kV | 400V(3ph) & 230V(single ph) | LV | 50 kVA :Pole Substation | 0.05 | --> | 0.05 | 0 | 0 | Constrained,otherwise capacity available =50kVA. | --> | 0.047 | 0 | 0 | 0 | 0 | 0.049 | 0 |  | --> | E17 ex BALLINROBE | BALLINROBE: T421∥T422 | DALTON |  | 53.6491 | -9.1486
MV/LV Substation BA***554Y | 20 kV | 400V(3ph) & 230V(single ph) | LV | 100 kVA :Pole Substation | 0.1 | --> | 0.1 | 0.1 | 1 |  | --> | 0.095 | 0 | 0 | 0 | 0 | 0 | 0 | Constrained,otherwise capacity available =100kW. | --> | E13 ex SHILLELAGH | SHILLELAGH: T421∥T422 | CARLOW |  | 52.7801 | -6.5054
MV/LV Substation BA***554Z | 10 kV | 400V(3ph) & 230V(single ph) | LV | 400 kVA :Building Structure | 0.4 | --> | 0.4 | 0 | 0 | Constrained,otherwise capacity available =238kVA. | --> | 0.38 | 0 | 0 | 0 | 0 | 0.424 | 0 |  | --> | C25 ex CASTLEVIEW | CASTLEVIEW: T101 | CASTLEVIEW |  | 51.8891 | -8.406
MV/LV Substation BA***555 | 20 kV | 400V(3ph) & 230V(single ph) | LV | 50 kVA :Pole Substation | 0.05 | --> | 0.05 | 0.025 | 1.6 |  | --> | 0.047 | 0 | 0 | 0 | 0.007 | 0.045 | 0 |  | --> | E12 ex DINGLE | DINGLE: T422 | OUGHTRAGH |  | 52.152 | -10.2843
MV/LV Substation BA***555 | 10 kV | 400V(3ph) & 230V(single ph) | LV | 50 kVA :Pole Substation | 0.05 | --> | 0.05 | 0.034 | 5 |  | --> | 0.047 | 0 | 0 | 0 | 0.003 | 0.048 | 0 |  | --> | C12 ex BALLYRICKARD | BALLYRICKARD: T41∥T42 | TRALEE |  | 52.2797 | -9.818
MV/LV Substation BA***555 | 20 kV | 400V(3ph) & 230V(single ph) | LV | 50 kVA :Pole Substation | 0.05 | --> | 0.05 | 0.013 | 1.1 |  | --> | 0.047 | 0 | 0 | 0 | 0 | 0.054 | 0 |  | --> | E23 ex LAWLESSTOWN | LAWLESSTOWN: T421 | DOON |  | 52.3725 | -7.778
MV/LV Substation BA***555 | 10 kV | 400V(3ph) & 230V(single ph) | LV | 200 kVA :Pole Substation | 0.2 | --> | 0.2 | 0 | 0 | Constrained,otherwise capacity available =158kVA. | --> | 0.19 | 0 | 0 | 0 | 0.008 | 0.197 | 0 |  | --> | C15 ex SKIBBEREEN | SKIBBEREEN: T41∥T42 | DUNMANWAY |  | 51.4795 | -9.3747
MV/LV Substation BA***555Z | 20 kV | 400V(3ph) & 230V(single ph) | LV | 200 kVA :Pole Substation | 0.2 | --> | 0.2 | 0.137 | 2.5 |  | --> | 0.19 | 0 | 0 | 0 | 0.117 | 0 | 0 | Constrained,otherwise capacity available =86kW. | --> | E13 ex TULLOW | TULLOW: T421 | CARLOW |  | 52.7527 | -6.8308
MV/LV Substation BA***556X | 10 kV | 400V(3ph) & 230V(single ph) | LV | 100 kVA :Pole Substation | 0.1 | --> | 0.1 | 0.056 | 2.4 |  | --> | 0.095 | 0 | 0 | 0 | 0 | 0.106 | 0 |  | --> | C19 ex CASTLETOWNROCHE | CASTLETOWNROCHE: T41 | MALLOW |  | 52.1839 | -8.4614
MV/LV Substation BA***557Y | 20 kV | 400V(3ph) & 230V(single ph) | LV | 50 kVA :Pole Substation | 0.05 | --> | 0.05 | 0.05 | 6.3 |  | --> | 0.047 | 0 | 0 | 0 | 0 | 0 | 0 | Constrained,otherwise capacity available =49kW. | --> | E17 ex BAGENALSTOWN | BAGENALSTOWN: T421∥T422 | CARLOW |  | 52.7204 | -7.0163
MV/LV Substation BA***558 | 20 kV | 400V(3ph) & 230V(single ph) | LV | 200 kVA :Pole Substation | 0.2 | --> | 0.2 | 0.193 | 5.6 |  | --> | 0.19 | 0 | 0 | 0 | 0.004 | 0.196 | 0 |  | --> | E18 ex CRANE | CRANE: T122 | CRANE |  | 52.5716 | -6.2311
MV/LV Substation BA***558X | 10 kV | 400V(3ph) & 230V(single ph) | LV | 50 kVA :Pole Substation | 0.05 | --> | 0.05 | 0.048 | 8.7 |  | --> | 0.047 | 0 | 0 | 0 | 0 | 0.049 | 0 |  | --> | C22 ex KILLOTERAN | KILLOTERAN: T102 | KILLOTERAN |  | 52.2356 | -7.1583
MV/LV Substation BA***559Y | 20 kV | 400V(3ph) & 230V(single ph) | LV | 50 kVA :Pole Substation | 0.05 | --> | 0.05 | 0.05 | 7.5 |  | --> | 0.047 | 0 | 0 | 0 | 0 | 0.049 | 0 |  | --> | C06 ex AHANE | AHANE: T102 | AHANE |  | 52.6805 | -8.5019
MV/LV Substation BA***560 | 20 kV | 400V(3ph) & 230V(single ph) | LV | 100 kVA :Pole Substation | 0.1 | --> | 0.1 | 0.088 | 1.6 |  | --> | 0.095 | 0 | 0 | 0 | 0 | 0.101 | 0 |  | --> | E15 ex DINGLE | DINGLE: T421 | OUGHTRAGH |  | 52.1767 | -10.3826
MV/LV Substation BA***560 | 20 kV | 400V(3ph) & 230V(single ph) | LV | 200 kVA :Pole Substation | 0.2 | --> | 0.2 | 0.199 | 7.4 |  | --> | 0.19 | 0 | 0 | 0 | 0 | 0.2 | 0 |  | --> | E22 ex BANOGE | BANOGE: T122 | BANOGE |  | 52.6442 | -6.3068
MV/LV Substation BA***560 | 20 kV | 400V(3ph) & 230V(single ph) | LV | 200 kVA :Pole Substation | 0.2 | --> | 0.2 | 0 | 0 | Constrained,otherwise capacity available =200kVA. | --> | 0.19 | 0 | 0 | 0 | 0 | 0 | 0 | Constrained,otherwise capacity available =200kW. | --> | C15 ex CLOONLOUGH | CLOONLOUGH: T41∥T42 | BARRYMORE |  | 52.2181 | -8.3157
MV/LV Substation BA***560X | 10 kV | 400V(3ph) & 230V(single ph) | LV | 50 kVA :Pole Substation | 0.05 | --> | 0.05 | 0.048 | 3.8 |  | --> | 0.047 | 0 | 0 | 0 | 0 | 0 | 0 | Constrained,otherwise capacity available =49kW. | --> | C18 ex TURLOUGH ROAD | TURLOUGH ROAD: T41∥T42 | CASTLEBAR |  | 53.8995 | -9.1774
MV/LV Substation BA***560X | 10 kV | 400V(3ph) & 230V(single ph) | LV | 50 kVA :Pole Substation | 0.05 | --> | 0.05 | 0 | 0 | Constrained,otherwise capacity available =14kVA. | --> | 0.047 | 0 | 0 | 0 | 0 | 0.054 | 0 |  | --> | C20 ex GARRYOWEN | GARRYOWEN: T42 | LIMERICK |  | 52.6437 | -8.5894
MV/LV Substation BA***561 | 20 kV | 400V(3ph) & 230V(single ph) | LV | 50 kVA :Pole Substation | 0.05 | --> | 0.05 | 0 | 0 | Constrained,otherwise capacity available =50kVA. | --> | 0.047 | 0 | 0 | 0 | 0 | 0 | 0 | Constrained,otherwise capacity available =49kW. | --> | C15 ex CLOONLOUGH | CLOONLOUGH: T41∥T42 | BARRYMORE |  | 52.2203 | -8.3185
MV/LV Substation BA***561 | 20 kV | 400V(3ph) & 230V(single ph) | LV | 50 kVA :Pole Substation | 0.05 | --> | 0.05 | 0.039 | 1.1 |  | --> | 0.047 | 0 | 0 | 0 | 0.021 | 0.028 | 0 |  | --> | E23 ex LAWLESSTOWN | LAWLESSTOWN: T421 | DOON |  | 52.3926 | -7.8119
MV/LV Substation BA***561Z | 10 kV | 400V(3ph) & 230V(single ph) | LV | 630 kVA :Kiosk Substation | 0.63 | --> | 0.63 | 0.461 | 2 |  | --> | 0.598 | 0 | 0 | 0 | 0.035 | 0.5 | 0 |  | --> | C26 ex GRANGE CASTLE | GRANGE CASTLE: T102 | INCHICORE 220KV |  | 53.2954 | -6.4922
MV/LV Substation BA***562X | 20 kV | 400V(3ph) & 230V(single ph) | LV | 400 kVA :Kiosk Substation | 0.4 | --> | 0.4 | 0.381 | 1.6 |  | --> | 0.38 | 0 | 0 | 0 | 0 | 0.402 | 0 |  | --> | E16 ex GURRANEBANE | GURRANEBANE: T421∥T422 | OUGHTRAGH |  | 51.8163 | -10.17
MV/LV Substation BA***563 | 20 kV | 400V(3ph) & 230V(single ph) | LV | 50 kVA :Pole Substation | 0.05 | --> | 0.05 | 0.03 | 3.6 |  | --> | 0.047 | 0 | 0 | 0 | 0.019 | 0.032 | 0 |  | --> | E15 ex BALLYCROSSAUN | BALLYCROSSAUN: T421∥T422 | SOMERSET |  | 53.0676 | -8.1327
MV/LV Substation BA***563X | 20 kV | 400V(3ph) & 230V(single ph) | LV | 50 kVA :Pole Substation | 0.05 | --> | 0.05 | 0.042 | 3.3 |  | --> | 0.047 | 0 | 0 | 0 | 0.004 | 0.046 | 0 |  | --> | E21 ex CRATLOE | CRATLOE: T421∥T422 | ARDNACRUSHA |  | 52.7148 | -8.7658
MV/LV Substation BA***564Z | 10 kV | 400V(3ph) & 230V(single ph) | LV | 400 kVA :Building Structure | 0.4 | --> | 0.4 | 0 | 0 | Constrained,otherwise capacity available =400kVA. | --> | 0.38 | 0 | 0 | 0 | 0 | 0.4 | 0 |  | --> | C19 ex SEMPERIT | SEMPERIT: T41 | GRANGE CASTLE |  | 53.3411 | -6.3583
MV/LV Substation BA***565 | 10 kV | 400V(3ph) & 230V(single ph) | LV | 50 kVA :Pole Substation | 0.05 | --> | 0.05 | 0 | 0 | Constrained,otherwise capacity available =44kVA. | --> | 0.047 | 0 | 0 | 0 | 0.003 | 0.047 | 0 |  | --> | C12 ex WOODFORD | WOODFORD: T41∥T42 | KNOCKEARAGH |  | 52.0494 | -9.4065
MV/LV Substation BA***567 | 10 kV | 400V(3ph) & 230V(single ph) | LV | 630 kVA :Building Structure | 0.63 | --> | 0.63 | 0.487 | 3.8 |  | --> | 0.598 | 0 | 0 | 0 | 0 | 0.5 | 0 |  | --> | C17 ex KINGSCOURT | KINGSCOURT: T41 | MEATH HILL |  | 53.9027 | -6.7291
MV/LV Substation BA***568 | 20 kV | 400V(3ph) & 230V(single ph) | LV | 50 kVA :Pole Substation | 0.05 | --> | 0.05 | 0.006 | 1.5 |  | --> | 0.047 | 0 | 0 | 0 | 0 | 0.055 | 0 |  | --> | E15 ex BEALISTOWN | BEALISTOWN: T421∥T422 | GREAT ISLAND |  | 52.2784 | -6.8392
MV/LV Substation BA***568Y | 20 kV | 400V(3ph) & 230V(single ph) | LV | 100 kVA :Pole Substation | 0.1 | --> | 0.1 | 0.064 | 2.8 |  | --> | 0.095 | 0 | 0 | 0 | 0 | 0.105 | 0 |  | --> | E20 ex LONGFORD | LONGFORD: T422 | RICHMOND |  | 53.7432 | -7.8044
MV/LV Substation BA***568Z | 20 kV | 400V(3ph) & 230V(single ph) | LV | 200 kVA :Kiosk Substation | 0.2 | --> | 0.2 | 0 | 0 | Constrained,otherwise capacity available =155kVA. | --> | 0.19 | 0 | 0 | 0 | 0.002 | 0.204 | 0 |  | --> | E18 ex GLASMORE | GLASMORE: T422 | GLASMORE |  | 53.4808 | -6.2707
MV/LV Substation BA***569X | 10 kV | 400V(3ph) & 230V(single ph) | LV | 50 kVA :Pole Substation | 0.05 | --> | 0.05 | 0.05 | 5 |  | --> | 0.047 | 0 | 0 | 0 | 0 | 0.049 | 0 |  | --> | C28 ex GALWAY 110KV | GALWAY 110KV: T102 | GALWAY 110KV |  | 53.3048 | -9.0182
MV/LV Substation BA***569Y | 10 kV | 400V(3ph) & 230V(single ph) | LV | 400 kVA :Kiosk Substation | 0.4 | --> | 0.4 | 0.35 | 5.9 |  | --> | 0.38 | 0 | 0 | 0 | 0.007 | 0.4 | 0 |  | --> | C14 ex BANDON | BANDON: T101 | BANDON |  | 51.7409 | -8.7331
MV/LV Substation BA***570 | 10 kV | 400V(3ph) & 230V(single ph) | LV | 50 kVA :Pole Substation | 0.05 | --> | 0.05 | 0.037 | 0.9 |  | --> | 0.047 | 0 | 0 | 0 | 0 | 0.051 | 0 |  | --> | C15 ex DRUMQUIN | DRUMQUIN: T42 | ENNIS |  | 52.7178 | -9.0685
MV/LV Substation BA***570 | 10 kV | 400V(3ph) & 230V(single ph) | LV | 100 kVA :Pole Substation | 0.1 | --> | 0.1 | 0 | 0 | Constrained,otherwise capacity available =79kVA. | --> | 0.095 | 0 | 0 | 0 | 0 | 0.103 | 0 |  | --> | C23 ex MACETOWN | MACETOWN: T101 | MACETOWN |  | 53.3842 | -6.4404
MV/LV Substation BA***570X | 20 kV | 400V(3ph) & 230V(single ph) | LV | 50 kVA :Pole Substation | 0.05 | --> | 0.05 | 0 | 0 | Constrained,otherwise capacity available =50kVA. | --> | 0.047 | 0 | 0 | 0 | 0 | 0.049 | 0 |  | --> | C24 ex MACETOWN | MACETOWN: T102 | MACETOWN |  | 53.4894 | -6.5193
MV/LV Substation BA***570X | 20 kV | 400V(3ph) & 230V(single ph) | LV | 50 kVA :Pole Substation | 0.05 | --> | 0.05 | 0 | 0 | Constrained,otherwise capacity available =36kVA. | --> | 0.047 | 0 | 0 | 0 | 0.003 | 0 | 0 | Constrained,otherwise capacity available =47kW. | --> | C13 ex CLOYNE | CLOYNE: T41 | MIDLETON |  | 51.8297 | -8.023
MV/LV Substation BA***572X | 20 kV | 400V(3ph) & 230V(single ph) | LV | 150 kVA :Pole Substation | 0.15 | --> | 0.15 | 0 | 0 | Constrained,otherwise capacity available =144kVA. | --> | 0.142 | 0 | 0 | 0 | 0 | 0.15 | 0 |  | --> | C15 ex KILMONEY | KILMONEY: T41∥T42 | TRABEG |  | 51.813 | -8.4393
MV/LV Substation BA***572Y | 10 kV | 400V(3ph) & 230V(single ph) | LV | 50 kVA :Pole Substation | 0.05 | --> | 0.05 | 0.024 | 1.6 |  | --> | 0.047 | 0 | 0 | 0 | 0.007 | 0.045 | 0 |  | --> | C22 ex CELBRIDGE | CELBRIDGE: T42 | GRIFFINRATH |  | 53.335 | -6.5589
MV/LV Substation BA***573 | 20 kV | 400V(3ph) & 230V(single ph) | LV | 200 kVA :Pole Substation | 0.2 | --> | 0.2 | 0 | 0 | Constrained,otherwise capacity available =143kVA. | --> | 0.19 | 0 | 0 | 0 | 0 | 0.208 | 0 |  | --> | C15 ex BALLYHAUNIS | BALLYHAUNIS: T41∥T42 | DALTON |  | 53.743 | -8.6358
MV/LV Substation BA***573X | 10 kV | 400V(3ph) & 230V(single ph) | LV | 50 kVA :Pole Substation | 0.05 | --> | 0.05 | 0 | 0 | Constrained,otherwise capacity available =49kVA. | --> | 0.047 | 0 | 0 | 0 | 0 | 0.049 | 0 |  | --> | C14 ex CARRICK ON SHANNON | CARRICK ON SHANNON: T41∥T42 | CARRICK ON SHANNON |  | 53.9573 | -8.0808
MV/LV Substation BA***575 | 20 kV | 400V(3ph) & 230V(single ph) | LV | 50 kVA :Pole Substation | 0.05 | --> | 0.05 | 0.043 | 4.7 |  | --> | 0.047 | 0 | 0 | 0 | 0 | 0.05 | 0 |  | --> | E18 ex EDGEWORTHSTOWN | EDGEWORTHSTOWN: T421∥T422 | RICHMOND |  | 53.684 | -7.5826
MV/LV Substation BA***576 | 20 kV | 400V(3ph) & 230V(single ph) | LV | 50 kVA :Pole Substation | 0.05 | --> | 0.05 | 0.037 | 4 |  | --> | 0.047 | 0 | 0 | 0 | 0.007 | 0.043 | 0 |  | --> | E20 ex KILLINICK | KILLINICK: T421∥T422 | WEXFORD |  | 52.2688 | -6.6159
MV/LV Substation BA***576X | 10 kV | 400V(3ph) & 230V(single ph) | LV | 200 kVA :Pole Substation | 0.2 | --> | 0.2 | 0.195 | 2.5 |  | --> | 0.19 | 0 | 0 | 0 | 0 | 0.2 | 0 |  | --> | C16 ex KILCULLEN | KILCULLEN: T42 | STRATFORD |  | 53.1239 | -6.8019
MV/LV Substation BA***577 | 10 kV | 400V(3ph) & 230V(single ph) | LV | 50 kVA :Pole Substation | 0.05 | --> | 0.05 | 0.036 | 0 |  | --> | 0.047 | 0 | 0 | 0 | 0 | 0.051 | 0 |  | --> | C17 ex GRAIGUENAMANAGH | GRAIGUENAMANAGH: T41∥T42 | KILKENNY |  | 52.5872 | -6.9059
MV/LV Substation BA***577Y | 10 kV | 400V(3ph) & 230V(single ph) | LV | 400 kVA :Kiosk Substation | 0.4 | --> | 0.4 | 0 | 0 | Constrained,otherwise capacity available =352kVA. | --> | 0.38 | 0 | 0 | 0 | 0.005 | 0 | 0 | Constrained,otherwise capacity available =401kW. | --> | C16 ex MOUNTMELLICK | MOUNTMELLICK: T41∥T42 | PORTLAOISE |  | 53.1194 | -7.3127
MV/LV Substation BA***578 | 10 kV | 400V(3ph) & 230V(single ph) | LV | 100 kVA :Pole Substation | 0.1 | --> | 0.1 | 0.098 | 2.3 |  | --> | 0.095 | 0 | 0 | 0 | 0 | 0.1 | 0 |  | --> | C14 ex RINEANNA | RINEANNA: T41 | DRUMLINE |  | 52.7749 | -8.9177
MV/LV Substation BA***578Y | 10 kV | 400V(3ph) & 230V(single ph) | LV | 50 kVA :Pole Substation | 0.05 | --> | 0.05 | 0.041 | 8.3 |  | --> | 0.047 | 0 | 0 | 0 | 0 | 0.05 | 0 |  | --> | C19 ex BALLYBEG | BALLYBEG: T101 | CARRICKMINES |  | 53.0134 | -6.1454
MV/LV Substation BA***579 | 10 kV | 400V(3ph) & 230V(single ph) | LV | 100 kVA :Pole Substation | 0.1 | --> | 0.1 | 0.079 | 1 |  | --> | 0.095 | 0 | 0 | 0 | 0 | 0 | 0 | Constrained,otherwise capacity available =103kW. | --> | C16 ex KILCLOHER | KILCLOHER: T42 | DUNGARVAN |  | 52.14 | -7.7924
MV/LV Substation BA***579X | 10 kV | 400V(3ph) & 230V(single ph) | LV | 50 kVA :Pole Substation | 0.05 | --> | 0.05 | 0.026 | 1.5 |  | --> | 0.047 | 0 | 0 | 0 | 0.003 | 0.049 | 0 |  | --> | C19 ex ROSCOMMON | ROSCOMMON: T41 | LANESBORO |  | 53.6463 | -8.2142
MV/LV Substation BA***580 | 10 kV | 400V(3ph) & 230V(single ph) | LV | 50 kVA :Pole Substation | 0.05 | --> | 0.05 | 0.035 | 1.9 |  | --> | 0.047 | 0 | 0 | 0 | 0 | 0.051 | 0 |  | --> | C17 ex VIRGINIA | VIRGINIA: T41∥T42 | MEATH HILL |  | 53.8251 | -7.0586
MV/LV Substation BA***580X | 10 kV | 400V(3ph) & 230V(single ph) | LV | 1000 kVA :Building Structure | 1 | --> | 1 | 0 | 0 | Constrained,otherwise capacity available =500kVA. | --> | 0.95 | 0 | 0 | 0 | 0 | 0.5 | 0 |  | --> | C28 ex NORTH QUAYS | NORTH QUAYS: T102 | POOLBEG |  | 53.3502 | -6.2378
MV/LV Substation BA***581 | 20 kV | 400V(3ph) & 230V(single ph) | LV | 100 kVA :Pole Substation | 0.1 | --> | 0.1 | 0.062 | 1.5 |  | --> | 0.095 | 0 | 0 | 0 | 0 | 0.105 | 0 |  | --> | E11 ex ARDFINNAN | ARDFINNAN: T421 | CAHIR |  | 52.2762 | -8.0013
MV/LV Substation BA***581 | 20 kV | 400V(3ph) & 230V(single ph) | LV | 50 kVA :Pole Substation | 0.05 | --> | 0.05 | 0 | 0 | Constrained,otherwise capacity available =41kVA. | --> | 0.047 | 0 | 0 | 0 | 0 | 0.05 | 0 |  | --> | C15 ex KILMONEY | KILMONEY: T41∥T42 | TRABEG |  | 51.8308 | -8.5342
MV/LV Substation BA***581Y | 10 kV | 400V(3ph) & 230V(single ph) | LV | 630 kVA :Building Structure | 0.63 | --> | 0.63 | 0 | 0 | Constrained,otherwise capacity available =500kVA. | --> | 0.598 | 0 | 0 | 0 | 0 | 0 | 0 | Constrained,otherwise capacity available =500kW. | --> | C17 ex BELLFIELD | BELLFIELD: T41∥T42 | CRANE |  | 52.5026 | -6.568
MV/LV Substation BA***582 | 10 kV | 400V(3ph) & 230V(single ph) | LV | 50 kVA :Pole Substation | 0.05 | --> | 0.05 | 0.028 | 25.1 |  | --> | 0.047 | 0 | 0 | 0 | 0 | 0.052 | 0 |  | --> | C18 ex ARKLOW | ARKLOW: T101∥T102 | ARKLOW |  | 52.8437 | -6.1202
MV/LV Substation BA***583 | 10 kV | 400V(3ph) & 230V(single ph) | LV | 50 kVA :Pole Substation | 0.05 | --> | 0.05 | 0 | 0 | Constrained,otherwise capacity available =42kVA. | --> | 0.047 | 0 | 0 | 0 | 0 | 0 | 0 | Constrained,otherwise capacity available =50kW. | --> | C18 ex BANAGHER | BANAGHER: T42 | DALLOW |  | 53.1769 | -7.9581
MV/LV Substation BA***583 | 20 kV | 400V(3ph) & 230V(single ph) | LV | 50 kVA :Pole Substation | 0.05 | --> | 0.05 | 0 | 0 |  | --> | 0.047 | 0 | 0 | 0 | 0.008 | 0.05 | 0 |  | --> | E11 ex CREAGH | CREAGH: T421∥T422 | ATHLONE |  | 53.4722 | -8.2671
MV/LV Substation BA***583Y | 10 kV | 400V(3ph) & 230V(single ph) | LV | 400 kVA :Building Structure | 0.4 | --> | 0.4 | 0.383 | 2.5 |  | --> | 0.38 | 0 | 0 | 0 | 0 | 0.402 | 0 |  | --> | C18 ex NENAGH | NENAGH: T42 | NENAGH |  | 52.8616 | -8.2008
MV/LV Substation BA***584 | 20 kV | 400V(3ph) & 230V(single ph) | LV | 50 kVA :Pole Substation | 0.05 | --> | 0.05 | 0 | 0 | Constrained,otherwise capacity available =42kVA. | --> | 0.047 | 0 | 0 | 0 | 0 | 0 | 0 | Constrained,otherwise capacity available =50kW. | --> | C13 ex CLOYNE | CLOYNE: T41 | MIDLETON |  | 51.8921 | -7.9533
MV/LV Substation BA***584X | 10 kV | 400V(3ph) & 230V(single ph) | LV | 50 kVA :Pole Substation | 0.05 | --> | 0.05 | 0.049 | 2.5 |  | --> | 0.047 | 0 | 0 | 0 | 0 | 0.049 | 0 |  | --> | C16 ex KILCULLEN | KILCULLEN: T42 | STRATFORD |  | 53.1185 | -6.8366
MV/LV Substation BA***586 | 10 kV | 400V(3ph) & 230V(single ph) | LV | 50 kVA :Pole Substation | 0.05 | --> | 0.05 | 0.033 | 4 |  | --> | 0.047 | 0 | 0 | 0 | 0.01 | 0.041 | 0 |  | --> | C20 ex OAKFIELD | OAKFIELD: T42 | SLIGO |  | 54.2704 | -8.524
MV/LV Substation BA***586X | 20 kV | 400V(3ph) & 230V(single ph) | LV | 50 kVA :Pole Substation | 0.05 | --> | 0.05 | 0.046 | 1.7 |  | --> | 0.047 | 0 | 0 | 0 | 0 | 0.049 | 0 |  | --> | E15 ex GORT | GORT: T41∥T42 | ENNIS |  | 53.1288 | -8.7988
MV/LV Substation BA***587 | 10 kV | 400V(3ph) & 230V(single ph) | LV | 50 kVA :Pole Substation | 0.05 | --> | 0.05 | 0.044 | 2.3 |  | --> | 0.047 | 0 | 0 | 0 | 0 | 0 | 0 | Constrained,otherwise capacity available =50kW. | --> | C19 ex GLENGOOLE | GLENGOOLE: T41 | THURLES |  | 52.5874 | -7.5459
MV/LV Substation BA***587 | 20 kV | 400V(3ph) & 230V(single ph) | LV | 50 kVA :Pole Substation | 0.05 | --> | 0.05 | 0.029 | 0.8 |  | --> | 0.047 | 0 | 0 | 0 | 0 | 0 | 0 | Constrained,otherwise capacity available =52kW. | --> | E12 ex KILMACTHOMAS | KILMACTHOMAS: T421∥T422 | DUNGARVAN |  | 52.2314 | -7.36
MV/LV Substation BA***587 | 10 kV | 400V(3ph) & 230V(single ph) | LV | 50 kVA :Pole Substation | 0.05 | --> | 0.05 | 0.029 | 4.6 |  | --> | 0.047 | 0 | 0 | 0 | 0.004 | 0.048 | 0 |  | --> | C21 ex BALLYRAINE | BALLYRAINE: T41∥T42 | LETTERKENNY |  | 54.9903 | -7.6755
MV/LV Substation BA***587 | 10 kV | 400V(3ph) & 230V(single ph) | LV | 100 kVA :Pole Substation | 0.1 | --> | 0.1 | 0.078 | 0.7 |  | --> | 0.095 | 0 | 0 | 0 | 0.007 | 0.095 | 0 |  | --> | C26 ex GLENTIES | GLENTIES: T41 | BINBANE |  | 54.7921 | -8.2759
MV/LV Substation BA***587X | 20 kV | 400V(3ph) & 230V(single ph) | LV | 45 kVA :Pole Substation | 0.045 | --> | 0.045 | 0.005 | 0 | Constrained,otherwise capacity available =42kVA. | --> | 0.042 | 0 | 0 | 0 | 0 | 0.044 | 0 |  | --> | E21 ex FINEA | FINEA: T421∥T422 | SHANKILL |  | 53.8361 | -7.3472
MV/LV Substation BA***588 | 20 kV | 400V(3ph) & 230V(single ph) | LV | 200 kVA :Pole Substation | 0.2 | --> | 0.2 | 0 | 0 | Constrained,otherwise capacity available =100kVA. | --> | 0.19 | 0 | 0 | 0 | 0.003 | 0.212 | 0 |  | --> | C15 ex KILMONEY | KILMONEY: T41∥T42 | TRABEG |  | 51.8112 | -8.5311
MV/LV Substation BA***588 | 10 kV | 400V(3ph) & 230V(single ph) | LV | 200 kVA :Pole Substation | 0.2 | --> | 0.2 | 0.144 | 1.7 |  | --> | 0.19 | 0 | 0 | 0 | 0 | 0 | 0 | Constrained,otherwise capacity available =208kW. | --> | C14 ex BALLYBAY | BALLYBAY: T41∥T42 | LISDRUM |  | 54.1278 | -6.9058
MV/LV Substation BA***588Y | 20 kV | 400V(3ph) & 230V(single ph) | LV | 200 kVA :Kiosk Substation | 0.2 | --> | 0.2 | 0 | 0 | Constrained,otherwise capacity available =151kVA. | --> | 0.19 | 0 | 0 | 0 | 0.039 | 0.166 | 0 |  | --> | E13 ex BALTINGLASS | BALTINGLASS: T421∥T422 | STRATFORD |  | 52.9372 | -6.6938
MV/LV Substation BA***589 | 20 kV | 400V(3ph) & 230V(single ph) | LV | 50 kVA :Pole Substation | 0.05 | --> | 0.05 | 0 | 0 | Constrained,otherwise capacity available =41kVA. | --> | 0.047 | 0 | 0 | 0 | 0 | 0.05 | 0 |  | --> | C15 ex KILMONEY | KILMONEY: T41∥T42 | TRABEG |  | 51.8091 | -8.5313
MV/LV Substation BA***589 | 10 kV | 400V(3ph) & 230V(single ph) | LV | 100 kVA :Pole Substation | 0.1 | --> | 0.1 | 0.052 | 5 |  | --> | 0.095 | 0 | 0 | 0 | 0 | 0.106 | 0 |  | --> | C28 ex GALWAY 110KV | GALWAY 110KV: T102 | GALWAY 110KV |  | 53.2983 | -9.0369
MV/LV Substation BA***589 | 10 kV | 400V(3ph) & 230V(single ph) | LV | 50 kVA :Pole Substation | 0.05 | --> | 0.05 | 0.045 | 1.7 |  | --> | 0.047 | 0 | 0 | 0 | 0 | 0 | 0 | Constrained,otherwise capacity available =50kW. | --> | C17 ex BALLYBAY | BALLYBAY: T41∥T42 | LISDRUM |  | 54.1207 | -6.8966
MV/LV Substation BA***589Y | 20 kV | 400V(3ph) & 230V(single ph) | LV | 200 kVA :Pole Substation | 0.2 | --> | 0.2 | 0.101 | 1.2 |  | --> | 0.19 | 0 | 0 | 0 | 0.001 | 0.213 | 0 |  | --> | E11 ex BALLYDEHOB | BALLYDEHOB: T421 | DUNMANWAY |  | 51.5625 | -9.4598
MV/LV Substation BA***590X | 20 kV | 400V(3ph) & 230V(single ph) | LV | 50 kVA :Pole Substation | 0.05 | --> | 0.05 | 0 | 0 | Constrained,otherwise capacity available =44kVA. | --> | 0.047 | 0 | 0 | 0 | 0 | 0.05 | 0 |  | --> | E11 ex CREAGH | CREAGH: T421∥T422 | ATHLONE |  | 53.4712 | -8.265
MV/LV Substation BA***590Z | 10 kV | 400V(3ph) & 230V(single ph) | LV | 630 kVA :Building Structure | 0.63 | --> | 0.63 | 0 | 0 | Constrained,otherwise capacity available =500kVA. | --> | 0.598 | 0 | 0 | 0 | 0.003 | 0.5 | 0 |  | --> | C17 ex KILBARRY | KILBARRY: T101 | KILBARRY |  | 51.9156 | -8.4597
MV/LV Substation BA***591 | 20 kV | 400V(3ph) & 230V(single ph) | LV | 100 kVA :Pole Substation | 0.1 | --> | 0.1 | 0.076 | 0.8 |  | --> | 0.095 | 0 | 0 | 0 | 0 | 0 | 0 | Constrained,otherwise capacity available =103kW. | --> | E12 ex KILMACTHOMAS | KILMACTHOMAS: T421∥T422 | DUNGARVAN |  | 52.2212 | -7.3708
MV/LV Substation BA***591 | 20 kV | 400V(3ph) & 230V(single ph) | LV | 50 kVA :Pole Substation | 0.05 | --> | 0.05 | 0.047 | 1.6 |  | --> | 0.047 | 0 | 0 | 0 | 0 | 0.049 | 0 |  | --> | E16 ex DINGLE | DINGLE: T422 | OUGHTRAGH |  | 52.1531 | -10.2014
MV/LV Substation BA***591 | 10 kV | 400V(3ph) & 230V(single ph) | LV | 30 kVA :Pole Substation | 0.03 | --> | 0.03 | 0 | 0 | Constrained,otherwise capacity available =17kVA. | --> | 0.028 | 0 | 0 | 0 | 0 | 0.031 | 0 |  | --> | C23 ex MACETOWN | MACETOWN: T101 | MACETOWN |  | 53.387 | -6.4462
MV/LV Substation BA***591X | 20 kV | 400V(3ph) & 230V(single ph) | LV | 50 kVA :Pole Substation | 0.05 | --> | 0.05 | 0.044 | 2.8 |  | --> | 0.047 | 0 | 0 | 0 | 0 | 0.05 | 0 |  | --> | C14 ex CASHEL | CASHEL: T42 | CAHIR |  | 52.554 | -7.7925
MV/LV Substation BA***592 | 20 kV | 400V(3ph) & 230V(single ph) | LV | 50 kVA :Pole Substation | 0.05 | --> | 0.05 | 0.041 | 0.8 |  | --> | 0.047 | 0 | 0 | 0 | 0 | 0 | 0 | Constrained,otherwise capacity available =50kW. | --> | E12 ex KILMACTHOMAS | KILMACTHOMAS: T421∥T422 | DUNGARVAN |  | 52.2193 | -7.3671
MV/LV Substation BA***592Y | 20 kV | 400V(3ph) & 230V(single ph) | LV | 100 kVA :Pole Substation | 0.1 | --> | 0.1 | 0.091 | 4.1 |  | --> | 0.095 | 0 | 0 | 0 | 0 | 0 | 0 | Constrained,otherwise capacity available =100kW. | --> | E17 ex CHARLEVILLE | CHARLEVILLE: T422 | CHARLEVILLE |  | 52.3508 | -8.6735
MV/LV Substation BA***593X | 20 kV | 400V(3ph) & 230V(single ph) | LV | 50 kVA :Pole Substation | 0.05 | --> | 0.05 | 0 | 0 | Constrained,otherwise capacity available =27kVA. | --> | 0.047 | 0 | 0 | 0 | 0 | 0 | 0 | Constrained,otherwise capacity available =52kW. | --> | E20 ex BIRR | BIRR: T422 | DALLOW |  | 53.0233 | -8.0504
MV/LV Substation BA***594X | 20 kV | 400V(3ph) & 230V(single ph) | LV | 50 kVA :Pole Substation | 0.05 | --> | 0.05 | 0.05 | 1 |  | --> | 0.047 | 0 | 0 | 0 | 0 | 0.049 | 0 |  | --> | E11 ex BALLYHALE | BALLYHALE: T421 | KILKENNY |  | 52.4869 | -7.1744
MV/LV Substation BA***594Y | 20 kV | 400V(3ph) & 230V(single ph) | LV | 200 kVA :Kiosk Substation | 0.2 | --> | 0.2 | 0 | 0 | Constrained,otherwise capacity available =177kVA. | --> | 0.19 | 0 | 0 | 0 | 0.003 | 0.2 | 0 |  | --> | E14 ex EDENDERRY | EDENDERRY: T421∥T422 | BLAKE |  | 53.337 | -6.9376
MV/LV Substation BA***595 | 20 kV | 400V(3ph) & 230V(single ph) | LV | 200 kVA :Pole Substation | 0.2 | --> | 0.2 | 0.106 | 3.7 |  | --> | 0.19 | 0 | 0 | 0 | 0.117 | 0 | 0 | Constrained,otherwise capacity available =90kW. | --> | E13 ex FOXHOLE | FOXHOLE: T421∥T422 | DUNGARVAN |  | 51.9503 | -7.8043
MV/LV Substation BA***595Y | 10 kV | 400V(3ph) & 230V(single ph) | LV | 50 kVA :Pole Substation | 0.05 | --> | 0.05 | 0.049 | 8.3 |  | --> | 0.047 | 0 | 0 | 0 | 0 | 0.049 | 0 |  | --> | C17 ex BALLYBEG | BALLYBEG: T101 | CARRICKMINES |  | 52.9068 | -6.0467
MV/LV Substation BA***596 | 20 kV | 400V(3ph) & 230V(single ph) | LV | 50 kVA :Pole Substation | 0.05 | --> | 0.05 | 0.022 | 0.8 |  | --> | 0.047 | 0 | 0 | 0 | 0 | 0 | 0 | Constrained,otherwise capacity available =53kW. | --> | E12 ex KILMACTHOMAS | KILMACTHOMAS: T421∥T422 | DUNGARVAN |  | 52.2116 | -7.3796
MV/LV Substation BA***596 | 10 kV | 400V(3ph) & 230V(single ph) | LV | 630 kVA :Building Structure | 0.63 | --> | 0.63 | 0 | 0 | Constrained,otherwise capacity available =500kVA. | --> | 0.598 | 0 | 0 | 0 | 0 | 0 | 0 | Constrained,otherwise capacity available =500kW. | --> | C16 ex BANAGHER | BANAGHER: T42 | DALLOW |  | 53.1895 | -7.9888
MV/LV Substation BA***596 | 20 kV | 400V(3ph) & 230V(single ph) | LV | 200 kVA :Pole Substation | 0.2 | --> | 0.2 | 0 | 0 | Constrained,otherwise capacity available =156kVA. | --> | 0.19 | 0 | 0 | 0 | 0 | 0 | 0 | Constrained,otherwise capacity available =206kW. | --> | E12 ex CASTLELYONS | CASTLELYONS: T421∥T422 | BARRYMORE |  | 52.0485 | -8.2648
MV/LV Substation BA***597X | 10 kV | 400V(3ph) & 230V(single ph) | LV | 400 kVA :Kiosk Substation | 0.4 | --> | 0.4 | 0.336 | 4.6 |  | --> | 0.38 | 0 | 0 | 0 | 0.005 | 0.404 | 0 |  | --> | C12 ex BALLYRAINE | BALLYRAINE: T41∥T42 | LETTERKENNY |  | 54.9552 | -7.702
MV/LV Substation BA***598X | 20 kV | 400V(3ph) & 230V(single ph) | LV | 200 kVA :Kiosk Substation | 0.2 | --> | 0.2 | 0.155 | 1.6 |  | --> | 0.19 | 0 | 0 | 0 | 0 | 0.207 | 0 |  | --> | E16 ex MILLTOWN (SR) | MILLTOWN (SR): T422 | OUGHTRAGH |  | 52.1108 | -9.7688
MV/LV Substation BA***599 | 10 kV | 400V(3ph) & 230V(single ph) | LV | 50 kVA :Pole Substation | 0.05 | --> | 0.05 | 0 | 0 | Constrained,otherwise capacity available =40kVA. | --> | 0.047 | 0 | 0 | 0 | 0.003 | 0.047 | 0 |  | --> | C24 ex KILMONEY | KILMONEY: T41∥T42 | TRABEG |  | 51.8255 | -8.4541
MV/LV Substation BA***599X | 20 kV | 400V(3ph) & 230V(single ph) | LV | 100 kVA :Pole Substation | 0.1 | --> | 0.1 | 0.081 | 1.8 |  | --> | 0.095 | 0 | 0 | 0 | 0.023 | 0.078 | 0 |  | --> | C26 ex DUNDALK | DUNDALK: T41 | DUNDALK |  | 53.9942 | -6.5593
MV/LV Substation BA***599Z | 10 kV | 400V(3ph) & 230V(single ph) | LV | 630 kVA :Kiosk Substation | 0.63 | --> | 0.63 | 0 | 0 | Constrained,otherwise capacity available =500kVA. | --> | 0.598 | 0 | 0 | 0 | 0.03 | 0.5 | 0 |  | --> | C22 ex MACETOWN | MACETOWN: T102 | MACETOWN |  | 53.3921 | -6.444
MV/LV Substation BA***601 | 20 kV | 400V(3ph) & 230V(single ph) | LV | 50 kVA :Pole Substation | 0.05 | --> | 0.05 | 0.047 | 6.9 |  | --> | 0.047 | 0 | 0 | 0 | 0 | 0 | 0 | Constrained,otherwise capacity available =49kW. | --> | C17 ex BALLYSHANNON | BALLYSHANNON: T41∥T42 | CATHALEENS FALL |  | 54.5449 | -8.1419
MV/LV Substation BA***601 | 20 kV | 400V(3ph) & 230V(single ph) | LV | 50 kVA :Pole Substation | 0.05 | --> | 0.05 | 0.042 | 4.3 |  | --> | 0.047 | 0 | 0 | 0 | 0 | 0 | 0 | Constrained,otherwise capacity available =50kW. | --> | E12 ex MOVILLE | MOVILLE: T421∥T422 | TRILLICK |  | 55.1975 | -7.0079
MV/LV Substation BA***602X | 20 kV | 400V(3ph) & 230V(single ph) | LV | 100 kVA :Pole Substation | 0.1 | --> | 0.1 | 0 | 0 | Constrained,otherwise capacity available =91kVA. | --> | 0.095 | 0 | 0 | 0 | 0 | 0.1 | 0 |  | --> | E30 ex LOUGHREA | LOUGHREA: T41∥T42 | SOMERSET |  | 53.2076 | -8.632
MV/LV Substation BA***602Y | 10 kV | 400V(3ph) & 230V(single ph) | LV | 50 kVA :Pole Substation | 0.05 | --> | 0.05 | 0 | 0 | Constrained,otherwise capacity available =50kVA. | --> | 0.047 | 0 | 0 | 0 | 0 | 0.049 | 0 |  | --> | C12 ex MONEYCOOLEY | MONEYCOOLEY: T42 | GRIFFINRATH |  | 53.3662 | -6.5606
MV/LV Substation BA***602Y | 10 kV | 400V(3ph) & 230V(single ph) | LV | 200 kVA :Kiosk Substation | 0.2 | --> | 0.2 | 0 | 0 | Constrained,otherwise capacity available =185kVA. | --> | 0.19 | 0 | 0 | 0 | 0 | 0.202 | 0 |  | --> | C11 ex GARRYOWEN | GARRYOWEN: T41 | LIMERICK |  | 52.6492 | -8.5934
MV/LV Substation BA***603 | 20 kV | 400V(3ph) & 230V(single ph) | LV | 50 kVA :Pole Substation | 0.05 | --> | 0.05 | 0 | 0 | Constrained,otherwise capacity available =43kVA. | --> | 0.047 | 0 | 0 | 0 | 0 | 0.05 | 0 |  | --> | C17 ex KINSALE | KINSALE: T41∥T42 | BANDON |  | 51.8081 | -8.56
MV/LV Substation BA***603X | 10 kV | 400V(3ph) & 230V(single ph) | LV | 50 kVA :Pole Substation | 0.05 | --> | 0.05 | 0.048 | 3.8 |  | --> | 0.047 | 0 | 0 | 0 | 0 | 0 | 0 | Constrained,otherwise capacity available =49kW. | --> | C18 ex TURLOUGH ROAD | TURLOUGH ROAD: T41∥T42 | CASTLEBAR |  | 53.8713 | -9.2638
MV/LV Substation BA***603Z | 10 kV | 400V(3ph) & 230V(single ph) | LV | 400 kVA :Kiosk Substation | 0.4 | --> | 0.4 | 0 | 0 | Constrained,otherwise capacity available =291kVA. | --> | 0.38 | 0 | 0 | 0 | 0.056 | 0.357 | 0 |  | --> | C22 ex MACETOWN | MACETOWN: T102 | MACETOWN |  | 53.3921 | -6.4422
MV/LV Substation BA***604 | 20 kV | 400V(3ph) & 230V(single ph) | LV | 50 kVA :Pole Substation | 0.05 | --> | 0.05 | 0.05 | 4.1 |  | --> | 0.047 | 0 | 0 | 0 | 0 | 0 | 0 | Constrained,otherwise capacity available =49kW. | --> | E11 ex CHARLEVILLE | CHARLEVILLE: T422 | CHARLEVILLE |  | 52.4262 | -8.6962
MV/LV Substation BA***604Z | 10 kV | 400V(3ph) & 230V(single ph) | LV | 50 kVA :Pole Substation | 0.05 | --> | 0.05 | 0.027 | 0.1 |  | --> | 0.047 | 0 | 0 | 0 | 0 | 0.052 | 0 |  | --> | C17 ex ROSEHILL | ROSEHILL: T41 | KILKENNY |  | 52.5929 | -7.2841
MV/LV Substation BA***605Y | 20 kV | 400V(3ph) & 230V(single ph) | LV | 50 kVA :Pole Substation | 0.05 | --> | 0.05 | 0.05 | 11.3 |  | --> | 0.047 | 0 | 0 | 0 | 0 | 0.049 | 0 |  | --> | C14 ex SINGLAND | SINGLAND: T102 | SINGLAND |  | 52.6456 | -8.5668
MV/LV Substation BA***606 | 20 kV | 400V(3ph) & 230V(single ph) | LV | 400 kVA :Kiosk Substation | 0.4 | --> | 0.4 | 0.274 | 3.3 |  | --> | 0.38 | 0 | 0 | 0 | 0.004 | 0.415 | 0 |  | --> | E17 ex KNOCKMULLEN | KNOCKMULLEN: T421 | GREAT ISLAND |  | 52.369 | -6.8389
MV/LV Substation BA***606 | 20 kV | 400V(3ph) & 230V(single ph) | LV | 50 kVA :Pole Substation | 0.05 | --> | 0.05 | 0.043 | 6.9 |  | --> | 0.047 | 0 | 0 | 0 | 0.008 | 0 | 0 | Constrained,otherwise capacity available =41kW. | --> | E17 ex SPRINGS | SPRINGS: T421∥T422 | DUNGARVAN |  | 52.1029 | -7.641
MV/LV Substation BA***606 | 20 kV | 400V(3ph) & 230V(single ph) | LV | 100 kVA :Pole Substation | 0.1 | --> | 0.1 | 0.022 | 3.9 |  | --> | 0.095 | 0 | 0 | 0 | 0 | 0 | 0 | Constrained,otherwise capacity available =111kW. | --> | E12 ex ASHBOURNE | ASHBOURNE: T422 | FINGLAS |  | 53.4899 | -6.3952
MV/LV Substation BA***606X | 10 kV | 400V(3ph) & 230V(single ph) | LV | 50 kVA :Pole Substation | 0.05 | --> | 0.05 | 0 | 0 | Constrained,otherwise capacity available =41kVA. | --> | 0.047 | 0 | 0 | 0 | 0 | 0.05 | 0 |  | --> | C16 ex ATHENRY | ATHENRY: T41∥T42 | GALWAY 110KV |  | 53.3103 | -8.7412
MV/LV Substation BA***606Z | 20 kV | 400V(3ph) & 230V(single ph) | LV | 50 kVA :Pole Substation | 0.05 | --> | 0.05 | 0.05 | 5.6 |  | --> | 0.047 | 0 | 0 | 0 | 0 | 0 | 0 | Constrained,otherwise capacity available =49kW. | --> | E13 ex BLESSINGTON | BLESSINGTON: T421 | KILTEEL |  | 53.1372 | -6.6208
MV/LV Substation BA***607X | 10 kV | 400V(3ph) & 230V(single ph) | LV | 50 kVA :Pole Substation | 0.05 | --> | 0.05 | 0.042 | 2.1 |  | --> | 0.047 | 0 | 0 | 0 | 0.003 | 0.047 | 0 |  | --> | C12 ex GRANAGH | GRANAGH: T41∥T42 | WATERFORD |  | 52.2996 | -7.2176
MV/LV Substation BA***610 | 10 kV | 400V(3ph) & 230V(single ph) | LV | 200 kVA :Pole Substation | 0.2 | --> | 0.2 | 0 | 0 | Constrained,otherwise capacity available =181kVA. | --> | 0.19 | 0 | 0 | 0 | 0 | 0.202 | 0 |  | --> | C13 ex POPPINTREE | POPPINTREE: T101 | FINGLAS |  | 53.4108 | -6.2673
MV/LV Substation BA***610 | 20 kV | 400V(3ph) & 230V(single ph) | LV | 50 kVA :Pole Substation | 0.05 | --> | 0.05 | 0.045 | 2.1 |  | --> | 0.047 | 0 | 0 | 0 | 0 | 0.05 | 0 |  | --> | E17 ex KILROSS ROAD | KILROSS ROAD: T421 | TIPPERARY |  | 52.5122 | -8.3349
MV/LV Substation BA***611 | 20 kV | 400V(3ph) & 230V(single ph) | LV | 50 kVA :Pole Substation | 0.05 | --> | 0.05 | 0.041 | 7.4 |  | --> | 0.047 | 0 | 0 | 0 | 0 | 0.05 | 0 |  | --> | E21 ex BANOGE | BANOGE: T122 | BANOGE |  | 52.6775 | -6.3732
MV/LV Substation BA***611 | 20 kV | 400V(3ph) & 230V(single ph) | LV | 50 kVA :Pole Substation | 0.05 | --> | 0.05 | 0.047 | 1.6 |  | --> | 0.047 | 0 | 0 | 0 | 0 | 0.049 | 0 |  | --> | E15 ex DINGLE | DINGLE: T421 | OUGHTRAGH |  | 52.1321 | -10.3101
MV/LV Substation BA***611 | 20 kV | 400V(3ph) & 230V(single ph) | LV | 200 kVA :Pole Substation | 0.2 | --> | 0.2 | 0.102 | 2.5 |  | --> | 0.19 | 0 | 0 | 0 | 0.012 | 0.202 | 0 |  | --> | E19 ex GARRANACANTY | GARRANACANTY: T421 | TIPPERARY |  | 52.4482 | -8.0636
MV/LV Substation BA***611X | 20 kV | 400V(3ph) & 230V(single ph) | LV | 50 kVA :Pole Substation | 0.05 | --> | 0.05 | 0 | 0 | Constrained,otherwise capacity available =37kVA. | --> | 0.047 | 0 | 0 | 0 | 0.009 | 0.041 | 0 |  | --> | C22 ex ATHLONE | ATHLONE: T41 | ATHLONE |  | 53.4557 | -7.988
MV/LV Substation BA***612X | 10 kV | 400V(3ph) & 230V(single ph) | LV | 400 kVA :Kiosk Substation | 0.4 | --> | 0.4 | 0.254 | 4.1 |  | --> | 0.38 | 0 | 0 | 0 | 0 | 0 | 0 | Constrained,otherwise capacity available =422kW. | --> | E17 ex CHARLEVILLE | CHARLEVILLE: T422 | CHARLEVILLE |  | 52.3608 | -8.6921
MV/LV Substation BA***613 | 10 kV | 400V(3ph) & 230V(single ph) | LV | 50 kVA :Pole Substation | 0.05 | --> | 0.05 | 0.032 | 0.8 |  | --> | 0.047 | 0 | 0 | 0 | 0 | 0.051 | 0 |  | --> | C12 ex BALLYBEGGAN | BALLYBEGGAN: T43∥T44 | TRALEE |  | 52.2721 | -9.6665
MV/LV Substation BA***613X | 20 kV | 400V(3ph) & 230V(single ph) | LV | 50 kVA :Pole Substation | 0.05 | --> | 0.05 | 0.017 | 1.6 |  | --> | 0.047 | 0 | 0 | 0 | 0 | 0.054 | 0 |  | --> | E12 ex OLDCASTLE | OLDCASTLE: T422 | MULLINGAR |  | 53.7693 | -7.2543
MV/LV Substation BA***614 | 20 kV | 400V(3ph) & 230V(single ph) | LV | 50 kVA :Pole Substation | 0.05 | --> | 0.05 | 0 | 0 | Constrained,otherwise capacity available =41kVA. | --> | 0.047 | 0 | 0 | 0 | 0 | 0 | 0 | Constrained,otherwise capacity available =50kW. | --> | E12 ex CASTLELYONS | CASTLELYONS: T421∥T422 | BARRYMORE |  | 52.019 | -8.2451
MV/LV Substation BA***615 | 20 kV | 400V(3ph) & 230V(single ph) | LV | 50 kVA :Pole Substation | 0.05 | --> | 0.05 | 0.039 | 2.5 |  | --> | 0.047 | 0 | 0 | 0 | 0.008 | 0.042 | 0 |  | --> | E19 ex GARRANACANTY | GARRANACANTY: T421 | TIPPERARY |  | 52.4445 | -8.0737
MV/LV Substation BA***616Y | 10 kV | 400V(3ph) & 230V(single ph) | LV | 50 kVA :Pole Substation | 0.05 | --> | 0.05 | 0.044 | 2.1 |  | --> | 0.047 | 0 | 0 | 0 | 0 | 0.05 | 0 |  | --> | C15 ex GRANAGH | GRANAGH: T41∥T42 | WATERFORD |  | 52.3364 | -7.1722
MV/LV Substation BA***616Z | 20 kV | 400V(3ph) & 230V(single ph) | LV | 50 kVA :Pole Substation | 0.05 | --> | 0.05 | 0.025 | 26.7 |  | --> | 0.047 | 0 | 0 | 0 | 0 | 0.053 | 0 |  | --> | E21 ex WEXFORD | WEXFORD: T121∥T122 | WEXFORD |  | 52.341 | -6.5388
MV/LV Substation BA***619 | 20 kV | 400V(3ph) & 230V(single ph) | LV | 50 kVA :Pole Substation | 0.05 | --> | 0.05 | 0.03 | 2.4 |  | --> | 0.047 | 0 | 0 | 0 | 0 | 0.052 | 0 |  | --> | C22 ex BUSHFIELD | BUSHFIELD: T42 | ATHLONE |  | 53.4492 | -7.888
MV/LV Substation BA***619 | 20 kV | 400V(3ph) & 230V(single ph) | LV | 50 kVA :Pole Substation | 0.05 | --> | 0.05 | 0 | 0 | Constrained,otherwise capacity available =50kVA. | --> | 0.047 | 0 | 0 | 0 | 0 | 0.049 | 0 |  | --> | E17 ex DULEEK | DULEEK: T421∥T422 | DRYBRIDGE |  | 53.6291 | -6.4862
MV/LV Substation BA***619X | 10 kV | 400V(3ph) & 230V(single ph) | LV | 100 kVA :Pole Substation | 0.1 | --> | 0.1 | 0.073 | 5.9 |  | --> | 0.095 | 0 | 0 | 0 | 0 | 0.103 | 0 |  | --> | C20 ex BANDON | BANDON: T101 | BANDON |  | 51.7387 | -8.7757
MV/LV Substation BA***620X | 10 kV | 400V(3ph) & 230V(single ph) | LV | 50 kVA :Pole Substation | 0.05 | --> | 0.05 | 0.043 | 1.2 |  | --> | 0.047 | 0 | 0 | 0 | 0 | 0.05 | 0 |  | --> | C18 ex SCARTEEN | SCARTEEN: T41∥T42 | MALLOW |  | 52.1662 | -8.7411
MV/LV Substation BA***621X | 20 kV | 400V(3ph) & 230V(single ph) | LV | 50 kVA :Pole Substation | 0.05 | --> | 0.05 | 0.023 | 3.3 |  | --> | 0.047 | 0 | 0 | 0 | 0.014 | 0.038 | 0 |  | --> | E21 ex CRATLOE | CRATLOE: T421∥T422 | ARDNACRUSHA |  | 52.7139 | -8.7646
MV/LV Substation BA***621X | 10 kV | 400V(3ph) & 230V(single ph) | LV | 400 kVA :Building Structure | 0.4 | --> | 0.4 | 0.389 | 2.2 |  | --> | 0.38 | 0 | 0 | 0 | 0 | 0 | 0 | Constrained,otherwise capacity available =401kW. | --> | C14 ex NEWCASTLEWEST | NEWCASTLEWEST: T41∥T42 | RATHKEALE |  | 52.4503 | -9.0513
MV/LV Substation BA***622X | 10 kV | 400V(3ph) & 230V(single ph) | LV | 50 kVA :Pole Substation | 0.05 | --> | 0.05 | 0.043 | 25.1 |  | --> | 0.047 | 0 | 0 | 0 | 0 | 0.05 | 0 |  | --> | C18 ex ARKLOW | ARKLOW: T101∥T102 | ARKLOW |  | 52.9047 | -6.1386
MV/LV Substation BA***623Y | 10 kV | 400V(3ph) & 230V(single ph) | LV | 400 kVA :Building Structure | 0.4 | --> | 0.4 | 0.289 | 6.1 |  | --> | 0.38 | 0 | 0 | 0 | 0 | 0.404 | 0 |  | --> | C11 ex CASHEL | CASHEL: T41 | CAHIR |  | 52.462 | -7.8402
MV/LV Substation BA***623Z | 20 kV | 400V(3ph) & 230V(single ph) | LV | 200 kVA :Pole Substation | 0.2 | --> | 0.2 | 0 | 0 | Constrained,otherwise capacity available =82kVA. | --> | 0.19 | 0 | 0 | 0 | 0 | 0.217 | 0 |  | --> | E12 ex BALTINGLASS | BALTINGLASS: T421∥T422 | STRATFORD |  | 52.9921 | -6.6384
MV/LV Substation BA***624 | 20 kV | 400V(3ph) & 230V(single ph) | LV | 50 kVA :Pole Substation | 0.05 | --> | 0.05 | 0.045 | 3.3 |  | --> | 0.047 | 0 | 0 | 0 | 0 | 0.05 | 0 |  | --> | E17 ex KNOCKMULLEN | KNOCKMULLEN: T421 | GREAT ISLAND |  | 52.3663 | -6.8327
MV/LV Substation BA***625 | 10 kV | 400V(3ph) & 230V(single ph) | LV | 630 kVA :Building Structure | 0.63 | --> | 0.63 | 0.488 | 3.1 |  | --> | 0.598 | 0 | 0 | 0 | 0.008 | 0.5 | 0 |  | --> | C17 ex BALLYMOUNT | BALLYMOUNT: T41 | INCHICORE 220KV |  | 53.315 | -6.3501
MV/LV Substation BA***626 | 10 kV | 400V(3ph) & 230V(single ph) | LV | 50 kVA :Pole Substation | 0.05 | --> | 0.05 | 0.047 | 4.8 |  | --> | 0.047 | 0 | 0 | 0 | 0.003 | 0.046 | 0 |  | --> | C21 ex ATHY | ATHY: T101 | ATHY |  | 52.9797 | -7.0846
MV/LV Substation BA***626X | 10 kV | 400V(3ph) & 230V(single ph) | LV | 200 kVA :Pole Substation | 0.2 | --> | 0.2 | 0.116 | 5.9 |  | --> | 0.19 | 0 | 0 | 0 | 0 | 0.212 | 0 |  | --> | C20 ex BANDON | BANDON: T101 | BANDON |  | 51.7425 | -8.8098
MV/LV Substation BA***627 | 10 kV | 400V(3ph) & 230V(single ph) | LV | 630 kVA :Building Structure | 0.63 | --> | 0.63 | 0.291 | 5 |  | --> | 0.598 | 0 | 0 | 0 | 0.039 | 0.5 | 0 |  | --> | C26 ex GALWAY 110KV | GALWAY 110KV: T102 | GALWAY 110KV |  | 53.291 | -9.0073
MV/LV Substation BA***627Y | 10 kV | 400V(3ph) & 230V(single ph) | LV | 400 kVA :Building Structure | 0.4 | --> | 0.4 | 0 | 0 | Constrained,otherwise capacity available =368kVA. | --> | 0.38 | 0 | 0 | 0 | 0 | 0 | 0 | Constrained,otherwise capacity available =404kW. | --> | C17 ex BELLFIELD | BELLFIELD: T41∥T42 | CRANE |  | 52.5029 | -6.5687
MV/LV Substation BA***628 | 10 kV | 400V(3ph) & 230V(single ph) | LV | 50 kVA :Pole Substation | 0.05 | --> | 0.05 | 0.035 | 7.5 |  | --> | 0.047 | 0 | 0 | 0 | 0.008 | 0.043 | 0 |  | --> | C18 ex CARRICKMINES | CARRICKMINES: T42 | CARRICKMINES |  | 53.2537 | -6.2295
MV/LV Substation BA***628 | 10 kV | 400V(3ph) & 230V(single ph) | LV | 400 kVA :Kiosk Substation | 0.4 | --> | 0.4 | 0.334 | 2.4 |  | --> | 0.38 | 0 | 0 | 0 | 0 | 0 | 0 | Constrained,otherwise capacity available =410kW. | --> | C23 ex TINAHASK | TINAHASK: T41∥T42 | ARKLOW |  | 52.7794 | -6.1815
MV/LV Substation BA***628X | 10 kV | 400V(3ph) & 230V(single ph) | LV | 630 kVA :Kiosk Substation | 0.63 | --> | 0.63 | 0.456 | 2.2 |  | --> | 0.598 | 0 | 0 | 0 | 0.018 | 0.5 | 0 |  | --> | C11 ex MALLOW | MALLOW: T41 | MALLOW |  | 52.1292 | -8.6424
MV/LV Substation BA***629 | 20 kV | 400V(3ph) & 230V(single ph) | LV | 50 kVA :Pole Substation | 0.05 | --> | 0.05 | 0.044 | 1.6 |  | --> | 0.047 | 0 | 0 | 0 | 0.012 | 0 | 0 | Constrained,otherwise capacity available =37kW. | --> | E21 ex CASTLETOWNBERE | CASTLETOWNBERE: T421 | BALLYLICKY |  | 51.6367 | -9.8682
MV/LV Substation BA***629 | 10 kV | 400V(3ph) & 230V(single ph) | LV | 200 kVA :Pole Substation | 0.2 | --> | 0.2 | 0.151 | 7.5 |  | --> | 0.19 | 0 | 0 | 0 | 0 | 0.207 | 0 |  | --> | C18 ex CARRICKMINES | CARRICKMINES: T42 | CARRICKMINES |  | 53.2546 | -6.2322
MV/LV Substation BA***629X | 10 kV | 400V(3ph) & 230V(single ph) | LV | 50 kVA :Pole Substation | 0.05 | --> | 0.05 | 0 | 0 | Constrained,otherwise capacity available =33kVA. | --> | 0.047 | 0 | 0 | 0 | 0 | 0.051 | 0 |  | --> | C13 ex ATHGARVAN | ATHGARVAN: T41 | NEWBRIDGE |  | 53.1635 | -6.8239
MV/LV Substation BA***631X | 20 kV | 400V(3ph) & 230V(single ph) | LV | 100 kVA :Pole Substation | 0.1 | --> | 0.1 | 0.084 | 0.2 |  | --> | 0.095 | 0 | 0 | 0 | 0 | 0.102 | 0 |  | --> | E25 ex TALBOTS INCH | TALBOTS INCH: T41∥T42 | KILKENNY |  | 52.6886 | -7.3747
MV/LV Substation BA***631Y | 10 kV | 400V(3ph) & 230V(single ph) | LV | 200 kVA :Pole Substation | 0.2 | --> | 0.2 | 0.199 | 8.7 |  | --> | 0.19 | 0 | 0 | 0 | 0 | 0.2 | 0 |  | --> | C22 ex KILLOTERAN | KILLOTERAN: T102 | KILLOTERAN |  | 52.2413 | -7.1597
MV/LV Substation BA***631Z | 20 kV | 400V(3ph) & 230V(single ph) | LV | 50 kVA :Pole Substation | 0.05 | --> | 0.05 | 0 | 0 | Constrained,otherwise capacity available =50kVA. | --> | 0.047 | 0 | 0 | 0 | 0 | 0.049 | 0 |  | --> | E12 ex BALTINGLASS | BALTINGLASS: T421∥T422 | STRATFORD |  | 52.9852 | -6.6324
MV/LV Substation BA***632 | 20 kV | 400V(3ph) & 230V(single ph) | LV | 400 kVA :Kiosk Substation | 0.4 | --> | 0.4 | 0.095 | 11.5 |  | --> | 0.38 | 0 | 0 | 0 | 0.115 | 0.324 | 0 |  | --> | C27 ex SALTHILL | SALTHILL: T101 | SALTHILL |  | 53.337 | -9.1802
MV/LV Substation BA***632Y | 10 kV | 400V(3ph) & 230V(single ph) | LV | 400 kVA :Kiosk Substation | 0.4 | --> | 0.4 | 0.3 | 0.3 | Constrained,otherwise capacity available =337kVA. | --> | 0.38 | 0 | 0 | 0 | 0.011 | 0.397 | 0 |  | --> | C23 ex NENAGH | NENAGH: T41 | NENAGH |  | 52.8532 | -8.1943
MV/LV Substation BA***633 | 20 kV | 400V(3ph) & 230V(single ph) | LV | 50 kVA :Pole Substation | 0.05 | --> | 0.05 | 0.036 | 6.9 |  | --> | 0.047 | 0 | 0 | 0 | 0.003 | 0 | 0 | Constrained,otherwise capacity available =47kW. | --> | E17 ex SPRINGS | SPRINGS: T421∥T422 | DUNGARVAN |  | 52.1127 | -7.616
MV/LV Substation BA***633 | 20 kV | 400V(3ph) & 230V(single ph) | LV | 100 kVA :Pole Substation | 0.1 | --> | 0.1 | 0.042 | 5.6 |  | --> | 0.095 | 0 | 0 | 0 | 0.01 | 0 | 0 | Constrained,otherwise capacity available =97kW. | --> | E17 ex BLESSINGTON | BLESSINGTON: T421 | KILTEEL |  | 53.105 | -6.4984
MV/LV Substation BA***634 | 20 kV | 400V(3ph) & 230V(single ph) | LV | 100 kVA :Pole Substation | 0.1 | --> | 0.1 | 0.07 | 5.6 |  | --> | 0.095 | 0 | 0 | 0 | 0 | 0 | 0 | Constrained,otherwise capacity available =104kW. | --> | E17 ex BLESSINGTON | BLESSINGTON: T421 | KILTEEL |  | 53.1038 | -6.4939
MV/LV Substation BA***635Y | 10 kV | 400V(3ph) & 230V(single ph) | LV | 50 kVA :Pole Substation | 0.05 | --> | 0.05 | 0 | 0 | Constrained,otherwise capacity available =47kVA. | --> | 0.047 | 0 | 0 | 0 | 0 | 0.049 | 0 |  | --> | C14 ex GORESBRIDGE | GORESBRIDGE: T41∥T42 | KILKENNY |  | 52.6268 | -6.9747
MV/LV Substation BA***635Z | 10 kV | 400V(3ph) & 230V(single ph) | LV | 400 kVA :Kiosk Substation | 0.4 | --> | 0.4 | 0.33 | 9.2 |  | --> | 0.38 | 0 | 0 | 0 | 0.007 | 0.403 | 0 |  | --> | C20 ex TRABEG | TRABEG: T101 | TRABEG |  | 51.8774 | -8.4467
MV/LV Substation BA***636 | 10 kV | 400V(3ph) & 230V(single ph) | LV | 50 kVA :Pole Substation | 0.05 | --> | 0.05 | 0.046 | 5.6 |  | --> | 0.047 | 0 | 0 | 0 | 0 | 0.049 | 0 |  | --> | E14 ex CRANE | CRANE: T122 | CRANE |  | 52.5418 | -6.6804
MV/LV Substation BA***636X | 20 kV | 400V(3ph) & 230V(single ph) | LV | 50 kVA :Pole Substation | 0.05 | --> | 0.05 | 0 | 0 | Constrained,otherwise capacity available =43kVA. | --> | 0.047 | 0 | 0 | 0 | 0 | 0 | 0 | Constrained,otherwise capacity available =50kW. | --> | E22 ex BUNCLODY | BUNCLODY: T421∥T422 | CRANE |  | 52.6691 | -6.6339
MV/LV Substation BA***637X | 10 kV | 400V(3ph) & 230V(single ph) | LV | 50 kVA :Pole Substation | 0.05 | --> | 0.05 | 0.041 | 8.7 |  | --> | 0.047 | 0 | 0 | 0 | 0.004 | 0.046 | 0 |  | --> | C22 ex KILLOTERAN | KILLOTERAN: T102 | KILLOTERAN |  | 52.2194 | -7.1341
MV/LV Substation BA***638X | 10 kV | 400V(3ph) & 230V(single ph) | LV | 1000 kVA :Building Structure | 1 | --> | 1 | 0.5 | 5 |  | --> | 0.95 | 0 | 0 | 0 | 0 | 0.5 | 0 |  | --> | C26 ex GALWAY 110KV | GALWAY 110KV: T102 | GALWAY 110KV |  | 53.2913 | -9.0026
MV/LV Substation BA***638X | 10 kV | 400V(3ph) & 230V(single ph) | LV | 50 kVA :Pole Substation | 0.05 | --> | 0.05 | 0.05 | 1.3 |  | --> | 0.047 | 0 | 0 | 0 | 0 | 0.049 | 0 |  | --> | C19 ex ENNIS NORTH | ENNIS NORTH: T41∥T42 | ENNIS |  | 52.8704 | -8.9739
MV/LV Substation BA***638Y | 10 kV | 400V(3ph) & 230V(single ph) | LV | 50 kVA :Pole Substation | 0.05 | --> | 0.05 | 0.025 | 3.3 |  | --> | 0.047 | 0 | 0 | 0 | 0 | 0.053 | 0 |  | --> | C19 ex CELBRIDGE | CELBRIDGE: T41 | GRIFFINRATH |  | 53.3243 | -6.6098
MV/LV Substation BA***638Z | 10 kV | 400V(3ph) & 230V(single ph) | LV | 100 kVA :Pole Substation | 0.1 | --> | 0.1 | 0.079 | 3.2 |  | --> | 0.095 | 0 | 0 | 0 | 0.007 | 0.095 | 0 |  | --> | C20 ex MCDONAGH | MCDONAGH: T42 | KILKENNY |  | 52.7175 | -7.2328
MV/LV Substation BA***639 | 10 kV | 400V(3ph) & 230V(single ph) | LV | 200 kVA :Pole Substation | 0.2 | --> | 0.2 | 0.092 | 3.4 |  | --> | 0.19 | 0 | 0 | 0 | 0.003 | 0.212 | 0 |  | --> | C14 ex CAUSEWAY | CAUSEWAY: T41∥T42 | TRALEE |  | 52.4512 | -9.6618
MV/LV Substation BA***639X | 20 kV | 400V(3ph) & 230V(single ph) | LV | 50 kVA :Pole Substation | 0.05 | --> | 0.05 | 0 | 0 | Constrained,otherwise capacity available =48kVA. | --> | 0.047 | 0 | 0 | 0 | 0 | 0.049 | 0 |  | --> | E18 ex CREAGH | CREAGH: T421∥T422 | ATHLONE |  | 53.3801 | -8.4887
MV/LV Substation BA***639Y | 10 kV | 400V(3ph) & 230V(single ph) | LV | 50 kVA :Pole Substation | 0.05 | --> | 0.05 | 0 | 0 | Constrained,otherwise capacity available =37kVA. | --> | 0.047 | 0 | 0 | 0 | 0 | 0.051 | 0 |  | --> | C14 ex GORESBRIDGE | GORESBRIDGE: T41∥T42 | KILKENNY |  | 52.6228 | -6.9672
MV/LV Substation BA***639Y | 20 kV | 400V(3ph) & 230V(single ph) | LV | 50 kVA :Pole Substation | 0.05 | --> | 0.05 | 0.05 | 26.7 |  | --> | 0.047 | 0 | 0 | 0 | 0 | 0.049 | 0 |  | --> | E21 ex WEXFORD | WEXFORD: T121∥T122 | WEXFORD |  | 52.3883 | -6.3784
MV/LV Substation BA***640X | 10 kV | 400V(3ph) & 230V(single ph) | LV | 200 kVA :Pole Substation | 0.2 | --> | 0.2 | 0.191 | 7.4 |  | --> | 0.19 | 0 | 0 | 0 | 0 | 0.2 | 0 |  | --> | E24 ex BANOGE | BANOGE: T122 | BANOGE |  | 52.6798 | -6.2237
MV/LV Substation BA***640X | 20 kV | 400V(3ph) & 230V(single ph) | LV | 50 kVA :Pole Substation | 0.05 | --> | 0.05 | 0 | 0 | Constrained,otherwise capacity available =40kVA. | --> | 0.047 | 0 | 0 | 0 | 0.003 | 0 | 0 | Constrained,otherwise capacity available =47kW. | --> | E20 ex BIRR | BIRR: T422 | DALLOW |  | 53.0864 | -7.9305
MV/LV Substation BA***641 | 20 kV | 400V(3ph) & 230V(single ph) | LV | 200 kVA :Pole Substation | 0.2 | --> | 0.2 | 0.182 | 2.8 |  | --> | 0.19 | 0 | 0 | 0 | 0 | 0.202 | 0 |  | --> | C14 ex CASHEL | CASHEL: T42 | CAHIR |  | 52.59 | -7.9849
MV/LV Substation BA***644 | 10 kV | 400V(3ph) & 230V(single ph) | LV | 50 kVA :Pole Substation | 0.05 | --> | 0.05 | 0 | 0 | Constrained,otherwise capacity available =46kVA. | --> | 0.047 | 0 | 0 | 0 | 0 | 0.049 | 0 |  | --> | C22 ex CARRIGTWOHILL | CARRIGTWOHILL: T42 | COW CROSS |  | 51.8962 | -8.2377
MV/LV Substation BA***644 | 10 kV | 400V(3ph) & 230V(single ph) | LV | 50 kVA :Pole Substation | 0.05 | --> | 0.05 | 0.047 | 4.8 |  | --> | 0.047 | 0 | 0 | 0 | 0 | 0.049 | 0 |  | --> | C21 ex ATHY | ATHY: T101 | ATHY |  | 52.9418 | -7.0453
MV/LV Substation BA***644X | 10 kV | 400V(3ph) & 230V(single ph) | LV | 1000 kVA :Building Structure | 1 | --> | 1 | 0.5 | 11.5 |  | --> | 0.95 | 0 | 0 | 0 | 0 | 0.5 | 0 |  | --> | C18 ex BALLYBEG | BALLYBEG: T102 | CARRICKMINES |  | 52.9657 | -6.1477
MV/LV Substation BA***644X | 20 kV | 400V(3ph) & 230V(single ph) | LV | 100 kVA :Pole Substation | 0.1 | --> | 0.1 | 0.031 | 6.7 |  | --> | 0.095 | 0 | 0 | 0 | 0 | 0 | 0 | Constrained,otherwise capacity available =107kW. | --> | E28 ex MILFORD (MWR) | MILFORD (MWR): T422 | CHARLEVILLE |  | 52.4098 | -8.7657
MV/LV Substation BA***645 | 10 kV | 400V(3ph) & 230V(single ph) | LV | 100 kVA :Pole Substation | 0.1 | --> | 0.1 | 0.036 | 5.6 |  | --> | 0.095 | 0 | 0 | 0 | 0 | 0.109 | 0 |  | --> | E14 ex CRANE | CRANE: T122 | CRANE |  | 52.568 | -6.6807
MV/LV Substation BA***645Y | 10 kV | 400V(3ph) & 230V(single ph) | LV | 630 kVA :Building Structure | 0.63 | --> | 0.63 | 0 | 0 | Constrained,otherwise capacity available =500kVA. | --> | 0.598 | 0 | 0 | 0 | 0 | 0 | 0 | Constrained,otherwise capacity available =500kW. | --> | C16 ex MOUNTMELLICK | MOUNTMELLICK: T41∥T42 | PORTLAOISE |  | 53.125 | -7.3296
MV/LV Substation BA***645Z | 10 kV | 400V(3ph) & 230V(single ph) | LV | 200 kVA :Kiosk Substation | 0.2 | --> | 0.2 | 0.191 | 2.9 |  | --> | 0.19 | 0 | 0 | 0 | 0 | 0.2 | 0 |  | --> | C18 ex MALAHIDE | MALAHIDE: T42 | GLASMORE |  | 53.4509 | -6.1459
MV/LV Substation BA***646 | 10 kV | 400V(3ph) & 230V(single ph) | LV | 100 kVA :Pole Substation | 0.1 | --> | 0.1 | 0.086 | 5.6 |  | --> | 0.095 | 0 | 0 | 0 | 0.013 | 0.087 | 0 |  | --> | E14 ex CRANE | CRANE: T122 | CRANE |  | 52.5755 | -6.6392
MV/LV Substation BA***646Y | 20 kV | 400V(3ph) & 230V(single ph) | LV | 630 kVA :Building Structure | 0.63 | --> | 0.63 | 0.5 | 25.4 |  | --> | 0.598 | 0 | 0 | 0 | 0 | 0 | 0 | Constrained,otherwise capacity available =500kW. | --> | E12 ex DUNFIRTH | DUNFIRTH: T122 | DUNFIRTH |  | 53.4194 | -6.9233
MV/LV Substation BA***647 | 10 kV | 400V(3ph) & 230V(single ph) | LV | 100 kVA :Pole Substation | 0.1 | --> | 0.1 | 0 | 0 | Constrained,otherwise capacity available =83kVA. | --> | 0.095 | 0 | 0 | 0 | 0 | 0 | 0 | Constrained,otherwise capacity available =102kW. | --> | E14 ex CASTLELYONS | CASTLELYONS: T421∥T422 | BARRYMORE |  | 52.0555 | -8.1891
MV/LV Substation BA***647X | 10 kV | 400V(3ph) & 230V(single ph) | LV | 100 kVA :Pole Substation | 0.1 | --> | 0.1 | 0.06 | 2.3 |  | --> | 0.095 | 0 | 0 | 0 | 0.003 | 0.103 | 0 |  | --> | C16 ex CASTLECOMER | CASTLECOMER: T41∥T42 | BALLYRAGGET |  | 52.8728 | -7.3081
MV/LV Substation BA***648X | 10 kV | 400V(3ph) & 230V(single ph) | LV | 400 kVA :Building Structure | 0.4 | --> | 0.4 | 0.344 | 11.3 |  | --> | 0.38 | 0 | 0 | 0 | 0 | 0.408 | 0 |  | --> | C20 ex ENNIS | ENNIS: T102 | ENNIS |  | 52.8457 | -8.9843
MV/LV Substation BA***649 | 20 kV | 400V(3ph) & 230V(single ph) | LV | 50 kVA :Pole Substation | 0.05 | --> | 0.05 | 0 | 0 | Constrained,otherwise capacity available =45kVA. | --> | 0.047 | 0 | 0 | 0 | 0.004 | 0 | 0 | Constrained,otherwise capacity available =46kW. | --> | E13 ex ABBEYLEIX | ABBEYLEIX: T422 | PORTLAOISE |  | 52.9314 | -7.3136
MV/LV Substation BA***649 | 10 kV | 400V(3ph) & 230V(single ph) | LV | 100 kVA :Pole Substation | 0.1 | --> | 0.1 | 0.085 | 0.8 |  | --> | 0.095 | 0 | 0 | 0 | 0.023 | 0.078 | 0 |  | --> | C20 ex ORANMORE | ORANMORE: T44 | GALWAY 110KV |  | 53.3186 | -8.9176
MV/LV Substation BA***649 | 10 kV | 400V(3ph) & 230V(single ph) | LV | 400 kVA :Kiosk Substation | 0.4 | --> | 0.4 | 0.246 | 2 |  | --> | 0.38 | 0 | 0 | 0 | 0.067 | 0.352 | 0 |  | --> | C16 ex KENMARE | KENMARE: T42 | KNOCKEARAGH |  | 51.8828 | -9.5925
MV/LV Substation BA***649X | 10 kV | 400V(3ph) & 230V(single ph) | LV | 200 kVA :Pole Substation | 0.2 | --> | 0.2 | 0.162 | 8.7 |  | --> | 0.19 | 0 | 0 | 0 | 0.008 | 0.197 | 0 |  | --> | C22 ex KILLOTERAN | KILLOTERAN: T102 | KILLOTERAN |  | 52.2413 | -7.1697
MV/LV Substation BA***650 | 10 kV | 400V(3ph) & 230V(single ph) | LV | 50 kVA :Pole Substation | 0.05 | --> | 0.05 | 0 | 0 | Constrained,otherwise capacity available =40kVA. | --> | 0.047 | 0 | 0 | 0 | 0.008 | 0 | 0 | Constrained,otherwise capacity available =42kW. | --> | E14 ex CASTLELYONS | CASTLELYONS: T421∥T422 | BARRYMORE |  | 52.0729 | -8.1852
MV/LV Substation BA***650X | 20 kV | 400V(3ph) & 230V(single ph) | LV | 100 kVA :Pole Substation | 0.1 | --> | 0.1 | 0.08 | 2.2 |  | --> | 0.095 | 0 | 0 | 0 | 0 | 0.103 | 0 |  | --> | E18 ex CLONROCHE | CLONROCHE: T421∥T422 | WEXFORD |  | 52.457 | -6.6821
MV/LV Substation BA***651X | 10 kV | 400V(3ph) & 230V(single ph) | LV | 200 kVA :Kiosk Substation | 0.2 | --> | 0.2 | 0.13 | 0.9 |  | --> | 0.19 | 0 | 0 | 0 | 0.024 | 0.185 | 0 |  | --> | C12 ex RIVERSTOWN | RIVERSTOWN: T41∥T42 | KILBARRY |  | 51.9451 | -8.3951
MV/LV Substation BA***652X | 10 kV | 400V(3ph) & 230V(single ph) | LV | 400 kVA :Building Structure | 0.4 | --> | 0.4 | 0.373 | 1.5 |  | --> | 0.38 | 0 | 0 | 0 | 0 | 0.403 | 0 |  | --> | C15 ex TYMON | TYMON: T41 | COOKSTOWN |  | 53.2917 | -6.3348
MV/LV Substation BA***652Y | 10 kV | 400V(3ph) & 230V(single ph) | LV | 50 kVA :Pole Substation | 0.05 | --> | 0.05 | 0.046 | 1.6 |  | --> | 0.047 | 0 | 0 | 0 | 0 | 0.049 | 0 |  | --> | C18 ex SRAH | SRAH: T41∥T42 | THORNSBERRY |  | 53.2928 | -7.5669
MV/LV Substation BA***653 | 10 kV | 400V(3ph) & 230V(single ph) | LV | 400 kVA :Kiosk Substation | 0.4 | --> | 0.4 | 0.306 | 8.3 |  | --> | 0.38 | 0 | 0 | 0 | 0.025 | 0.387 | 0 |  | --> | C19 ex BALLYBEG | BALLYBEG: T101 | CARRICKMINES |  | 53.0053 | -6.1055
MV/LV Substation BA***653 | 20 kV | 400V(3ph) & 230V(single ph) | LV | 100 kVA :Pole Substation | 0.1 | --> | 0.1 | 0.086 | 6.9 |  | --> | 0.095 | 0 | 0 | 0 | 0 | 0 | 0 | Constrained,otherwise capacity available =101kW. | --> | E17 ex SPRINGS | SPRINGS: T421∥T422 | DUNGARVAN |  | 52.1009 | -7.5828
MV/LV Substation BA***653 | 20 kV | 400V(3ph) & 230V(single ph) | LV | 630 kVA :Building Structure | 0.63 | --> | 0.63 | 0.5 | 6.9 |  | --> | 0.598 | 0 | 0 | 0 | 0 | 0 | 0 | Constrained,otherwise capacity available =500kW. | --> | C17 ex BALLYSHANNON | BALLYSHANNON: T41∥T42 | CATHALEENS FALL |  | 54.5661 | -8.1265
MV/LV Substation BA***653X | 20 kV | 400V(3ph) & 230V(single ph) | LV | 50 kVA :Pole Substation | 0.05 | --> | 0.05 | 0.02 | 2.2 |  | --> | 0.047 | 0 | 0 | 0 | 0 | 0.054 | 0 |  | --> | E18 ex CLONROCHE | CLONROCHE: T421∥T422 | WEXFORD |  | 52.4618 | -6.6416
MV/LV Substation BA***654 | 10 kV | 400V(3ph) & 230V(single ph) | LV | 50 kVA :Pole Substation | 0.05 | --> | 0.05 | 0.039 | 8.3 |  | --> | 0.047 | 0 | 0 | 0 | 0.003 | 0.047 | 0 |  | --> | C23 ex BALLYBEG | BALLYBEG: T101 | CARRICKMINES |  | 52.9718 | -6.0982
MV/LV Substation BA***654 | 10 kV | 400V(3ph) & 230V(single ph) | LV | 100 kVA :Pole Substation | 0.1 | --> | 0.1 | 0 | 0 | Constrained,otherwise capacity available =73kVA. | --> | 0.095 | 0 | 0 | 0 | 0.003 | 0 | 0 | Constrained,otherwise capacity available =100kW. | --> | C11 ex DONEGAL | DONEGAL: T41∥T42 | CATHALEENS FALL |  | 54.6418 | -8.1991
MV/LV Substation BA***654Z | 10 kV | 400V(3ph) & 230V(single ph) | LV | 630 kVA :Building Structure | 0.63 | --> | 0.63 | 0 | 0 | Constrained,otherwise capacity available =500kVA. | --> | 0.598 | 0 | 0 | 0 | 0 | 0.5 | 0 |  | --> | C35 ex CASTLEVIEW | CASTLEVIEW: T101 | CASTLEVIEW |  | 51.8947 | -8.345
MV/LV Substation BA***655 | 20 kV | 400V(3ph) & 230V(single ph) | LV | 50 kVA :Pole Substation | 0.05 | --> | 0.05 | 0 | 0 | Constrained,otherwise capacity available =47kVA. | --> | 0.047 | 0 | 0 | 0 | 0.003 | 0.046 | 0 |  | --> | E18 ex PATRICKSWELL | PATRICKSWELL: T421∥T422 | LIMERICK |  | 52.5929 | -8.7282
MV/LV Substation BA***655 | 10 kV | 400V(3ph) & 230V(single ph) | LV | 200 kVA :Pole Substation | 0.2 | --> | 0.2 | 0.135 | 4 |  | --> | 0.19 | 0 | 0 | 0 | 0 | 0 | 0 | Constrained,otherwise capacity available =210kW. | --> | C22 ex LISMORE | LISMORE: T41∥T42 | DUNGARVAN |  | 52.1432 | -7.9297
MV/LV Substation BA***655X | 20 kV | 400V(3ph) & 230V(single ph) | LV | 630 kVA :Kiosk Substation | 0.63 | --> | 0.63 | 0.5 | 1.3 |  | --> | 0.598 | 0 | 0 | 0 | 0.004 | 0.5 | 0 |  | --> | E11 ex KILCARRAGH | KILCARRAGH: T421∥T422 | BUTLERSTOWN |  | 52.2255 | -7.0634
MV/LV Substation BA***655Z | 10 kV | 400V(3ph) & 230V(single ph) | LV | 200 kVA :Kiosk Substation | 0.2 | --> | 0.2 | 0.2 | 0.7 |  | --> | 0.19 | 0 | 0 | 0 | 0 | 0.2 | 0 |  | --> | C15 ex MONEYCOOLEY | MONEYCOOLEY: T41 | GRIFFINRATH |  | 53.3641 | -6.5715
MV/LV Substation BA***656 | 10 kV | 400V(3ph) & 230V(single ph) | LV | 100 kVA :Pole Substation | 0.1 | --> | 0.1 | 0.082 | 3.4 |  | --> | 0.095 | 0 | 0 | 0 | 0.002 | 0.1 | 0 |  | --> | C19 ex CAUSEWAY | CAUSEWAY: T41∥T42 | TRALEE |  | 52.4066 | -9.7591
MV/LV Substation BA***656Y | 20 kV | 400V(3ph) & 230V(single ph) | LV | 400 kVA :Kiosk Substation | 0.4 | --> | 0.4 | 0.301 | 1.3 |  | --> | 0.38 | 0 | 0 | 0 | 0.01 | 0.404 | 0 |  | --> | E11 ex KILCARRAGH | KILCARRAGH: T421∥T422 | BUTLERSTOWN |  | 52.2284 | -7.0632
MV/LV Substation BA***657 | 20 kV | 400V(3ph) & 230V(single ph) | LV | 200 kVA :Pole Substation | 0.2 | --> | 0.2 | 0.093 | 2 |  | --> | 0.19 | 0 | 0 | 0 | 0 | 0.216 | 0 |  | --> | E15 ex BALLYCONNELL | BALLYCONNELL: T421∥T422 | GORTAWEE |  | 54.1181 | -7.5825
MV/LV Substation BA***657 | 20 kV | 400V(3ph) & 230V(single ph) | LV | 50 kVA :Pole Substation | 0.05 | --> | 0.05 | 0.047 | 1.6 |  | --> | 0.047 | 0 | 0 | 0 | 0 | 0.049 | 0 |  | --> | E15 ex DINGLE | DINGLE: T421 | OUGHTRAGH |  | 52.1862 | -10.4311
MV/LV Substation BA***657X | 20 kV | 400V(3ph) & 230V(single ph) | LV | 100 kVA :Pole Substation | 0.1 | --> | 0.1 | 0.093 | 1.5 |  | --> | 0.095 | 0 | 0 | 0 | 0 | 0.1 | 0 |  | --> | E15 ex BEALISTOWN | BEALISTOWN: T421∥T422 | GREAT ISLAND |  | 52.2733 | -6.8392
MV/LV Substation BA***657X | 20 kV | 400V(3ph) & 230V(single ph) | LV | 50 kVA :Pole Substation | 0.05 | --> | 0.05 | 0 | 0 | Constrained,otherwise capacity available =31kVA. | --> | 0.047 | 0 | 0 | 0 | 0.007 | 0.044 | 0 |  | --> | E16 ex ACADEMY STREET | ACADEMY STREET: T421∥T422 | NAVAN |  | 53.6275 | -6.6926
MV/LV Substation BA***658 | 20 kV | 400V(3ph) & 230V(single ph) | LV | 100 kVA :Pole Substation | 0.1 | --> | 0.1 | 0.099 | 5.1 |  | --> | 0.095 | 0 | 0 | 0 | 0 | 0.1 | 0 |  | --> | E16 ex BALLYBUNION | BALLYBUNION: T421∥T422 | TRIEN |  | 52.4877 | -9.6157
MV/LV Substation BA***659 | 10 kV | 400V(3ph) & 230V(single ph) | LV | 100 kVA :Pole Substation | 0.1 | --> | 0.1 | 0 | 0 | Constrained,otherwise capacity available =62kVA. | --> | 0.095 | 0 | 0 | 0 | 0.004 | 0.101 | 0 |  | --> | C19 ex MILFORD (NR) | MILFORD (NR): T41∥T42 | LETTERKENNY |  | 55.0929 | -7.5503
MV/LV Substation BA***659X | 20 kV | 400V(3ph) & 230V(single ph) | LV | 200 kVA :Pole Substation | 0.2 | --> | 0.2 | 0 | 0 | Constrained,otherwise capacity available =169kVA. | --> | 0.19 | 0 | 0 | 0 | 0 | 0.204 | 0 |  | --> | E17 ex BALTINGLASS | BALTINGLASS: T421∥T422 | STRATFORD |  | 52.932 | -6.6791
MV/LV Substation BA***660Z | 20 kV | 400V(3ph) & 230V(single ph) | LV | 200 kVA :Pole Substation | 0.2 | --> | 0.2 | 0 | 0 | Constrained,otherwise capacity available =194kVA. | --> | 0.19 | 0 | 0 | 0 | 0 | 0.2 | 0 |  | --> | E47 ex CLAREGALWAY | CLAREGALWAY: T421 | GALWAY 110KV |  | 53.3983 | -8.8326
MV/LV Substation BA***661Y | 10 kV | 400V(3ph) & 230V(single ph) | LV | 400 kVA :Building Structure | 0.4 | --> | 0.4 | 0.4 | 2.9 |  | --> | 0.38 | 0 | 0 | 0 | 0 | 0.4 | 0 |  | --> | C16 ex COES ROAD | COES ROAD: T41∥T42 | DUNDALK |  | 54.0013 | -6.3842
MV/LV Substation BA***662X | 20 kV | 400V(3ph) & 230V(single ph) | LV | 50 kVA :Pole Substation | 0.05 | --> | 0.05 | 0 | 0 | Constrained,otherwise capacity available =48kVA. | --> | 0.047 | 0 | 0 | 0 | 0 | 0 | 0 | Constrained,otherwise capacity available =49kW. | --> | E20 ex BIRR | BIRR: T422 | DALLOW |  | 53.0578 | -7.9775
MV/LV Substation BA***663 | 20 kV | 400V(3ph) & 230V(single ph) | LV | 50 kVA :Pole Substation | 0.05 | --> | 0.05 | 0 | 0 |  | --> | 0.047 | 0 | 0 | 0 | 0 | 0.062 | 0 |  | --> | E11 ex GLASMORE | GLASMORE: T421 | GLASMORE |  | 53.473 | -6.2182
MV/LV Substation BA***663Z | 20 kV | 400V(3ph) & 230V(single ph) | LV | 400 kVA :Building Structure | 0.4 | --> | 0.4 | 0.354 | 3.9 |  | --> | 0.38 | 0 | 0 | 0 | 0 | 0 | 0 | Constrained,otherwise capacity available =407kW. | --> | E16 ex ASHBOURNE | ASHBOURNE: T422 | FINGLAS |  | 53.5101 | -6.3954
MV/LV Substation BA***664Y | 20 kV | 400V(3ph) & 230V(single ph) | LV | 100 kVA :Pole Substation | 0.1 | --> | 0.1 | 0.08 | 1.8 |  | --> | 0.095 | 0 | 0 | 0 | 0 | 0.103 | 0 |  | --> | C18 ex DUNDALK | DUNDALK: T41 | DUNDALK |  | 54.0575 | -6.5274
MV/LV Substation BA***665Y | 10 kV | 400V(3ph) & 230V(single ph) | LV | 50 kVA :Pole Substation | 0.05 | --> | 0.05 | 0 | 0 | Constrained,otherwise capacity available =50kVA. | --> | 0.047 | 0 | 0 | 0 | 0 | 0 | 0 | Constrained,otherwise capacity available =49kW. | --> | C11 ex KILMALLOCK | KILMALLOCK: T42 | CHARLEVILLE |  | 52.3754 | -8.4927
MV/LV Substation BA***665Y | 10 kV | 400V(3ph) & 230V(single ph) | LV | 400 kVA :Kiosk Substation | 0.4 | --> | 0.4 | 0.223 | 1.6 |  | --> | 0.38 | 0 | 0 | 0 | 0.004 | 0.422 | 0 |  | --> | C22 ex CELBRIDGE | CELBRIDGE: T42 | GRIFFINRATH |  | 53.334 | -6.556
MV/LV Substation BA***666 | 10 kV | 400V(3ph) & 230V(single ph) | LV | 50 kVA :Pole Substation | 0.05 | --> | 0.05 | 0.036 | 2 |  | --> | 0.047 | 0 | 0 | 0 | 0.007 | 0.043 | 0 |  | --> | C15 ex BALLYTIVNAN | BALLYTIVNAN: T41 | SLIGO |  | 54.264 | -8.3989
MV/LV Substation BA***666 | 10 kV | 400V(3ph) & 230V(single ph) | LV | 400 kVA :Kiosk Substation | 0.4 | --> | 0.4 | 0.279 | 0.6 |  | --> | 0.38 | 0 | 0 | 0 | 0.031 | 0.386 | 0 |  | --> | C06 ex PEMBROKE | PEMBROKE: T44 | RINGSEND |  | 53.3327 | -6.2298
MV/LV Substation BA***666Y | 10 kV | 400V(3ph) & 230V(single ph) | LV | 630 kVA :Building Structure | 0.63 | --> | 0.63 | 0.025 | 0 | Constrained,otherwise capacity available =500kVA. | --> | 0.598 | 0 | 0 | 0 | 0.039 | 0 | 0 | Constrained,otherwise capacity available =500kW. | --> | C16 ex TOOMEVARA | TOOMEVARA: T42 | NENAGH |  | 52.8378 | -7.9693
MV/LV Substation BA***667X | 10 kV | 400V(3ph) & 230V(single ph) | LV | 200 kVA :Kiosk Substation | 0.2 | --> | 0.2 | 0.142 | 2.2 |  | --> | 0.19 | 0 | 0 | 0 | 0.002 | 0.206 | 0 |  | --> | C15 ex SPA ROAD | SPA ROAD: T41∥T42 | DOON |  | 52.3565 | -7.7313
MV/LV Substation BA***668 | 20 kV | 400V(3ph) & 230V(single ph) | LV | 100 kVA :Pole Substation | 0.1 | --> | 0.1 | 0.073 | 3.2 |  | --> | 0.095 | 0 | 0 | 0 | 0 | 0.103 | 0 |  | --> | C18 ex BOYLE | BOYLE: T41∥T42 | CARRICK ON SHANNON |  | 53.8962 | -8.3014
MV/LV Substation BA***670 | 20 kV | 400V(3ph) & 230V(single ph) | LV | 50 kVA :Pole Substation | 0.05 | --> | 0.05 | 0 | 0 | Constrained,otherwise capacity available =50kVA. | --> | 0.047 | 0 | 0 | 0 | 0 | 0 | 0 | Constrained,otherwise capacity available =49kW. | --> | E12 ex LUMCLOON | LUMCLOON: T421∥T422 | DALLOW |  | 53.2468 | -7.8925
MV/LV Substation BA***670X | 10 kV | 400V(3ph) & 230V(single ph) | LV | 50 kVA :Pole Substation | 0.05 | --> | 0.05 | 0 | 0 | Constrained,otherwise capacity available =46kVA. | --> | 0.047 | 0 | 0 | 0 | 0.003 | 0.046 | 0 |  | --> | C16 ex ENNISTYMON | ENNISTYMON: T41∥T42 | ENNIS |  | 52.9495 | -9.3544
MV/LV Substation BA***671 | 20 kV | 400V(3ph) & 230V(single ph) | LV | 50 kVA :Pole Substation | 0.05 | --> | 0.05 | 0 | 0 | Constrained,otherwise capacity available =37kVA. | --> | 0.047 | 0 | 0 | 0 | 0 | 0.051 | 0 |  | --> | E16 ex ACADEMY STREET | ACADEMY STREET: T421∥T422 | NAVAN |  | 53.6329 | -6.6885
MV/LV Substation BA***672 | 10 kV | 400V(3ph) & 230V(single ph) | LV | 100 kVA :Pole Substation | 0.1 | --> | 0.1 | 0.095 | 3.4 |  | --> | 0.095 | 0 | 0 | 0 | 0 | 0.1 | 0 |  | --> | C12 ex CAUSEWAY | CAUSEWAY: T41∥T42 | TRALEE |  | 52.4465 | -9.7526
MV/LV Substation BA***672 | 20 kV | 400V(3ph) & 230V(single ph) | LV | 200 kVA :Pole Substation | 0.2 | --> | 0.2 | 0 | 0 | Constrained,otherwise capacity available =141kVA. | --> | 0.19 | 0 | 0 | 0 | 0 | 0.208 | 0 |  | --> | E16 ex ACADEMY STREET | ACADEMY STREET: T421∥T422 | NAVAN |  | 53.6284 | -6.6893
MV/LV Substation BA***673 | 10 kV | 400V(3ph) & 230V(single ph) | LV | 50 kVA :Pole Substation | 0.05 | --> | 0.05 | 0.021 | 4.2 |  | --> | 0.047 | 0 | 0 | 0 | 0.003 | 0.05 | 0 |  | --> | C18 ex LOUGHLINSTOWN | LOUGHLINSTOWN: T42 | CARRICKMINES |  | 53.2345 | -6.1685
MV/LV Substation BA***673 | 10 kV | 400V(3ph) & 230V(single ph) | LV | 50 kVA :Pole Substation | 0.05 | --> | 0.05 | 0.044 | 4 |  | --> | 0.047 | 0 | 0 | 0 | 0 | 0.05 | 0 |  | --> | E17 ex KILLINICK | KILLINICK: T421∥T422 | WEXFORD |  | 52.2537 | -6.4061
MV/LV Substation BA***673 | 10 kV | 400V(3ph) & 230V(single ph) | LV | 50 kVA :Pole Substation | 0.05 | --> | 0.05 | 0.046 | 1.4 |  | --> | 0.047 | 0 | 0 | 0 | 0 | 0 | 0 | Constrained,otherwise capacity available =49kW. | --> | C20 ex POLLERTON | POLLERTON: T42 | CARLOW |  | 52.837 | -6.8661
MV/LV Substation BA***673 | 10 kV | 400V(3ph) & 230V(single ph) | LV | 50 kVA :Pole Substation | 0.05 | --> | 0.05 | 0.039 | 5.6 |  | --> | 0.047 | 0 | 0 | 0 | 0 | 0.051 | 0 |  | --> | E14 ex CRANE | CRANE: T122 | CRANE |  | 52.5356 | -6.5812
MV/LV Substation BA***673X | 20 kV | 400V(3ph) & 230V(single ph) | LV | 100 kVA :Pole Substation | 0.1 | --> | 0.1 | 0.064 | 4.1 |  | --> | 0.095 | 0 | 0 | 0 | 0 | 0 | 0 | Constrained,otherwise capacity available =105kW. | --> | E13 ex CHARLEVILLE | CHARLEVILLE: T422 | CHARLEVILLE |  | 52.3096 | -8.6665
MV/LV Substation BA***673X | 10 kV | 400V(3ph) & 230V(single ph) | LV | 400 kVA :Kiosk Substation | 0.4 | --> | 0.4 | 0 | 0 | Constrained,otherwise capacity available =283kVA. | --> | 0.38 | 0 | 0 | 0 | 0.008 | 0.409 | 0 |  | --> | C11 ex NAAS | NAAS: T41 | NEWBRIDGE |  | 53.2129 | -6.6557
MV/LV Substation BA***673X | 10 kV | 400V(3ph) & 230V(single ph) | LV | 630 kVA :Building Structure | 0.63 | --> | 0.63 | 0 | 0 | Constrained,otherwise capacity available =339kVA. | --> | 0.598 | 0 | 0 | 0 | 0 | 0.5 | 0 |  | --> | C18 ex BALGADDY | BALGADDY: T42 | GRANGE CASTLE |  | 53.3478 | -6.4222
MV/LV Substation BA***674 | 10 kV | 400V(3ph) & 230V(single ph) | LV | 100 kVA :Pole Substation | 0.1 | --> | 0.1 | 0.079 | 0.8 |  | --> | 0.095 | 0 | 0 | 0 | 0 | 0.103 | 0 |  | --> | C12 ex BALLYBEGGAN | BALLYBEGGAN: T43∥T44 | TRALEE |  | 52.2544 | -9.5793
MV/LV Substation BA***674Y | 10 kV | 400V(3ph) & 230V(single ph) | LV | 100 kVA :Pole Substation | 0.1 | --> | 0.1 | 0.06 | 2.4 |  | --> | 0.095 | 0 | 0 | 0 | 0 | 0.106 | 0 |  | --> | C18 ex BALLYMAHON | BALLYMAHON: T41∥T42 | ATHLONE |  | 53.5614 | -7.7647
MV/LV Substation BA***675X | 10 kV | 400V(3ph) & 230V(single ph) | LV | 50 kVA :Pole Substation | 0.05 | --> | 0.05 | 0 | 0 | Constrained,otherwise capacity available =32kVA. | --> | 0.047 | 0 | 0 | 0 | 0 | 0.051 | 0 |  | --> | C18 ex BUTTEVANT | BUTTEVANT: T41∥T42 | MALLOW |  | 52.2474 | -8.7204
MV/LV Substation BA***675X | 10 kV | 400V(3ph) & 230V(single ph) | LV | 630 kVA :Kiosk Substation | 0.63 | --> | 0.63 | 0.449 | 3.4 |  | --> | 0.598 | 0 | 0 | 0 | 0 | 0.5 | 0 |  | --> | C17 ex STICKILLEN | STICKILLEN: T41∥T42 | DRYBRIDGE |  | 53.8563 | -6.5388
MV/LV Substation BA***675Y | 10 kV | 400V(3ph) & 230V(single ph) | LV | 200 kVA :Kiosk Substation | 0.2 | --> | 0.2 | 0.158 | 0.7 |  | --> | 0.19 | 0 | 0 | 0 | 0.006 | 0.199 | 0 |  | --> | C30 ex ACADEMY STREET | ACADEMY STREET: T44 | NAVAN |  | 53.6535 | -6.6658
MV/LV Substation BA***676 | 20 kV | 400V(3ph) & 230V(single ph) | LV | 200 kVA :Pole Substation | 0.2 | --> | 0.2 | 0.111 | 1.6 |  | --> | 0.19 | 0 | 0 | 0 | 0.014 | 0.198 | 0 |  | --> | E12 ex OLDCASTLE | OLDCASTLE: T422 | MULLINGAR |  | 53.6918 | -7.1699
MV/LV Substation BA***676 | 10 kV | 400V(3ph) & 230V(single ph) | LV | 50 kVA :Pole Substation | 0.05 | --> | 0.05 | 0 | 0 | Constrained,otherwise capacity available =50kVA. | --> | 0.047 | 0 | 0 | 0 | 0 | 0 | 0 | Constrained,otherwise capacity available =49kW. | --> | C19 ex ROSCREA | ROSCREA: T41 | IKERRIN |  | 52.9054 | -7.9586
MV/LV Substation BA***676X | 10 kV | 400V(3ph) & 230V(single ph) | LV | 400 kVA :Kiosk Substation | 0.4 | --> | 0.4 | 0.336 | 0.8 |  | --> | 0.38 | 0 | 0 | 0 | 0.003 | 0.406 | 0 |  | --> | C12 ex ORANMORE | ORANMORE: T44 | GALWAY 110KV |  | 53.2779 | -8.9743
MV/LV Substation BA***677 | 20 kV | 400V(3ph) & 230V(single ph) | LV | 50 kVA :Pole Substation | 0.05 | --> | 0.05 | 0.025 | 0.2 |  | --> | 0.047 | 0 | 0 | 0 | 0 | 0.053 | 0 |  | --> | C16 ex MOATE | MOATE: T42 | ATHLONE |  | 53.4066 | -7.6818
MV/LV Substation BA***677 | 10 kV | 400V(3ph) & 230V(single ph) | LV | 100 kVA :Pole Substation | 0.1 | --> | 0.1 | 0.04 | 0 | Constrained,otherwise capacity available =75kVA. | --> | 0.095 | 0 | 0 | 0 | 0 | 0.103 | 0 |  | --> | C16 ex GRAIGUENAMANAGH | GRAIGUENAMANAGH: T41∥T42 | KILKENNY |  | 52.4968 | -7.0605
MV/LV Substation BA***677 | 10 kV | 400V(3ph) & 230V(single ph) | LV | 200 kVA :Pole Substation | 0.2 | --> | 0.2 | 0.121 | 0.4 |  | --> | 0.19 | 0 | 0 | 0 | 0.039 | 0 | 0 | Constrained,otherwise capacity available =170kW. | --> | C15 ex GARRYSPILLANE | GARRYSPILLANE: T41 | TIPPERARY |  | 52.3617 | -8.3107
MV/LV Substation BA***677 | 10 kV | 400V(3ph) & 230V(single ph) | LV | 50 kVA :Pole Substation | 0.05 | --> | 0.05 | 0.042 | 2.1 |  | --> | 0.047 | 0 | 0 | 0 | 0 | 0.05 | 0 |  | --> | C17 ex MOUNTGORRY | MOUNTGORRY: T41 | GRANGE (DR) |  | 53.4553 | -6.1761
MV/LV Substation BA***677X | 20 kV | 400V(3ph) & 230V(single ph) | LV | 50 kVA :Pole Substation | 0.05 | --> | 0.05 | 0.043 | 26.7 |  | --> | 0.047 | 0 | 0 | 0 | 0 | 0.05 | 0 |  | --> | E21 ex WEXFORD | WEXFORD: T121∥T122 | WEXFORD |  | 52.3983 | -6.521
MV/LV Substation BA***677X | 20 kV | 400V(3ph) & 230V(single ph) | LV | 200 kVA :Pole Substation | 0.2 | --> | 0.2 | 0.119 | 3.2 |  | --> | 0.19 | 0 | 0 | 0 | 0 | 0.212 | 0 |  | --> | C12 ex ATHY | ATHY: T102 | ATHY |  | 53.009 | -6.815
MV/LV Substation BA***677X | 20 kV | 400V(3ph) & 230V(single ph) | LV | 50 kVA :Pole Substation | 0.05 | --> | 0.05 | 0.043 | 6.9 |  | --> | 0.047 | 0 | 0 | 0 | 0 | 0 | 0 | Constrained,otherwise capacity available =50kW. | --> | E18 ex SPRINGS | SPRINGS: T421∥T422 | DUNGARVAN |  | 52.0144 | -7.6247
MV/LV Substation BA***677Y | 10 kV | 400V(3ph) & 230V(single ph) | LV | 50 kVA :Pole Substation | 0.05 | --> | 0.05 | 0 | 0 | Constrained,otherwise capacity available =38kVA. | --> | 0.047 | 0 | 0 | 0 | 0 | 0.051 | 0 |  | --> | C16 ex LEIXLIP | LEIXLIP: T42 | GRIFFINRATH |  | 53.3369 | -6.5113
MV/LV Substation BA***678Y | 10 kV | 400V(3ph) & 230V(single ph) | LV | 200 kVA :Kiosk Substation | 0.2 | --> | 0.2 | 0 | 0 | Constrained,otherwise capacity available =113kVA. | --> | 0.19 | 0 | 0 | 0 | 0.016 | 0.196 | 0 |  | --> | C12 ex MONEYCOOLEY | MONEYCOOLEY: T42 | GRIFFINRATH |  | 53.3504 | -6.5529
MV/LV Substation BA***679 | 20 kV | 400V(3ph) & 230V(single ph) | LV | 200 kVA :Kiosk Substation | 0.2 | --> | 0.2 | 0 | 0 | Constrained,otherwise capacity available =154kVA. | --> | 0.19 | 0 | 0 | 0 | 0.003 | 0.203 | 0 |  | --> | E11 ex CREAGH | CREAGH: T421∥T422 | ATHLONE |  | 53.4707 | -8.2698
MV/LV Substation BA***679 | 10 kV | 400V(3ph) & 230V(single ph) | LV | 50 kVA :Pole Substation | 0.05 | --> | 0.05 | 0 | 0 | Constrained,otherwise capacity available =29kVA. | --> | 0.047 | 0 | 0 | 0 | 0.021 | 0 | 0 | Constrained,otherwise capacity available =30kW. | --> | C14 ex BELLFIELD | BELLFIELD: T41∥T42 | CRANE |  | 52.524 | -6.5886
MV/LV Substation BA***679 | 10 kV | 400V(3ph) & 230V(single ph) | LV | 50 kVA :Pole Substation | 0.05 | --> | 0.05 | 0 | 0 | Constrained,otherwise capacity available =33kVA. | --> | 0.047 | 0 | 0 | 0 | 0.004 | 0.047 | 0 |  | --> | C21 ex CARRIGTWOHILL | CARRIGTWOHILL: T42 | COW CROSS |  | 51.9019 | -8.2556
MV/LV Substation BA***679X | 10 kV | 400V(3ph) & 230V(single ph) | LV | 50 kVA :Pole Substation | 0.05 | --> | 0.05 | 0.05 | 2 |  | --> | 0.047 | 0 | 0 | 0 | 0 | 0.049 | 0 |  | --> | C20 ex CARRICKMACROSS | CARRICKMACROSS: T42 | MEATH HILL |  | 53.9782 | -6.7636
MV/LV Substation BA***682 | 20 kV | 400V(3ph) & 230V(single ph) | LV | 50 kVA :Pole Substation | 0.05 | --> | 0.05 | 0.033 | 2.6 |  | --> | 0.047 | 0 | 0 | 0 | 0 | 0.051 | 0 |  | --> | C17 ex DRYBRIDGE | DRYBRIDGE: T41 | DRYBRIDGE |  | 53.7142 | -6.4701
MV/LV Substation BA***682 | 10 kV | 400V(3ph) & 230V(single ph) | LV | 200 kVA :Building Structure | 0.2 | --> | 0.2 | 0 | 1.1 |  | --> | 0.19 | 0 | 0 | 0 | 0 | 0 | 0 | Constrained,otherwise capacity available =230kW. | --> | C25 ex BALLYCOOLIN | BALLYCOOLIN: T43 | FINGLAS |  | 53.406 | -6.3516
MV/LV Substation BA***682 | 20 kV | 400V(3ph) & 230V(single ph) | LV | 50 kVA :Pole Substation | 0.05 | --> | 0.05 | 0 | 0 | Constrained,otherwise capacity available =46kVA. | --> | 0.047 | 0 | 0 | 0 | 0 | 0.049 | 0 |  | --> | E16 ex ACADEMY STREET | ACADEMY STREET: T421∥T422 | NAVAN |  | 53.6062 | -6.6567
MV/LV Substation BA***682 | 20 kV | 400V(3ph) & 230V(single ph) | LV | 100 kVA :Pole Substation | 0.1 | --> | 0.1 | 0 | 0 | Constrained,otherwise capacity available =73kVA. | --> | 0.095 | 0 | 0 | 0 | 0 | 0 | 0 | Constrained,otherwise capacity available =103kW. | --> | C14 ex FERMOY NORTH | FERMOY NORTH: T41∥T42 | BARRYMORE |  | 52.159 | -8.2251
MV/LV Substation BA***682X | 20 kV | 400V(3ph) & 230V(single ph) | LV | 50 kVA :Pole Substation | 0.05 | --> | 0.05 | 0 | 0 | Constrained,otherwise capacity available =40kVA. | --> | 0.047 | 0 | 0 | 0 | 0.003 | 0.047 | 0 |  | --> | E18 ex GLASMORE | GLASMORE: T422 | GLASMORE |  | 53.4878 | -6.2618
MV/LV Substation BA***682X | 20 kV | 400V(3ph) & 230V(single ph) | LV | 400 kVA :Kiosk Substation | 0.4 | --> | 0.4 | 0.363 | 3 |  | --> | 0.38 | 0 | 0 | 0 | 0.003 | 0.402 | 0 |  | --> | C12 ex CROSSMOLINA | CROSSMOLINA: T41∥T42 | MOY |  | 54.2779 | -9.3678
MV/LV Substation BA***682X | 20 kV | 400V(3ph) & 230V(single ph) | LV | 50 kVA :Pole Substation | 0.05 | --> | 0.05 | 0.042 | 4.1 |  | --> | 0.047 | 0 | 0 | 0 | 0 | 0 | 0 | Constrained,otherwise capacity available =50kW. | --> | E13 ex CHARLEVILLE | CHARLEVILLE: T422 | CHARLEVILLE |  | 52.3089 | -8.6769
MV/LV Substation BA***682X | 20 kV | 400V(3ph) & 230V(single ph) | LV | 50 kVA :Pole Substation | 0.05 | --> | 0.05 | 0.018 | 7.4 |  | --> | 0.047 | 0 | 0 | 0 | 0 | 0.054 | 0 |  | --> | E19 ex BANOGE | BANOGE: T122 | BANOGE |  | 52.6357 | -6.3118
MV/LV Substation BA***683 | 20 kV | 400V(3ph) & 230V(single ph) | LV | 200 kVA :Pole Substation | 0.2 | --> | 0.2 | 0.094 | 0.8 |  | --> | 0.19 | 0 | 0 | 0 | 0.013 | 0 | 0 | Constrained,otherwise capacity available =202kW. | --> | E12 ex CARNDONAGH | CARNDONAGH: T421∥T422 | TRILLICK |  | 55.2795 | -7.3929
MV/LV Substation BA***683X | 10 kV | 400V(3ph) & 230V(single ph) | LV | 200 kVA :Pole Substation | 0.2 | --> | 0.2 | 0.184 | 0.4 |  | --> | 0.19 | 0 | 0 | 0 | 0 | 0 | 0 | Constrained,otherwise capacity available =202kW. | --> | C15 ex GARRYSPILLANE | GARRYSPILLANE: T41 | TIPPERARY |  | 52.3784 | -8.3426
MV/LV Substation BA***684X | 20 kV | 400V(3ph) & 230V(single ph) | LV | 50 kVA :Pole Substation | 0.05 | --> | 0.05 | 0.007 | 26.7 |  | --> | 0.047 | 0 | 0 | 0 | 0 | 0.055 | 0 |  | --> | E21 ex WEXFORD | WEXFORD: T121∥T122 | WEXFORD |  | 52.3453 | -6.5309
MV/LV Substation BA***685 | 10 kV | 400V(3ph) & 230V(single ph) | LV | 200 kVA :Kiosk Substation | 0.2 | --> | 0.2 | 0.14 | 0.9 |  | --> | 0.19 | 0 | 0 | 0 | 0.017 | 0.191 | 0 |  | --> | C12 ex RIVERSTOWN | RIVERSTOWN: T41∥T42 | KILBARRY |  | 51.927 | -8.3996
MV/LV Substation BA***685Y | 20 kV | 400V(3ph) & 230V(single ph) | LV | 400 kVA :Kiosk Substation | 0.4 | --> | 0.4 | 0 | 0 | Constrained,otherwise capacity available =226kVA. | --> | 0.38 | 0 | 0 | 0 | 0.042 | 0.382 | 0 |  | --> | E16 ex ACADEMY STREET | ACADEMY STREET: T421∥T422 | NAVAN |  | 53.6353 | -6.6914
MV/LV Substation BA***686X | 20 kV | 400V(3ph) & 230V(single ph) | LV | 200 kVA :Pole Substation | 0.2 | --> | 0.2 | 0.158 | 1.6 |  | --> | 0.19 | 0 | 0 | 0 | 0 | 0.206 | 0 |  | --> | E12 ex OLDCASTLE | OLDCASTLE: T422 | MULLINGAR |  | 53.7658 | -7.2428
MV/LV Substation BA***686X | 20 kV | 400V(3ph) & 230V(single ph) | LV | 200 kVA :Pole Substation | 0.2 | --> | 0.2 | 0 | 0 | Constrained,otherwise capacity available =142kVA. | --> | 0.19 | 0 | 0 | 0 | 0 | 0.208 | 0 |  | --> | E18 ex GLASMORE | GLASMORE: T422 | GLASMORE |  | 53.5351 | -6.1952
MV/LV Substation BA***686Y | 10 kV | 400V(3ph) & 230V(single ph) | LV | 50 kVA :Pole Substation | 0.05 | --> | 0.05 | 0 | 0 | Constrained,otherwise capacity available =45kVA. | --> | 0.047 | 0 | 0 | 0 | 0 | 0.05 | 0 |  | --> | C16 ex LEIXLIP | LEIXLIP: T42 | GRIFFINRATH |  | 53.3385 | -6.4956
MV/LV Substation BA***686Z | 20 kV | 400V(3ph) & 230V(single ph) | LV | 50 kVA :Pole Substation | 0.05 | --> | 0.05 | 0.048 | 1.8 |  | --> | 0.047 | 0 | 0 | 0 | 0 | 0.049 | 0 |  | --> | E16 ex CURRALEIGH | CURRALEIGH: T421∥T422 | KILBARRY |  | 51.9228 | -8.6951
MV/LV Substation BA***687 | 20 kV | 400V(3ph) & 230V(single ph) | LV | 100 kVA :Pole Substation | 0.1 | --> | 0.1 | 0 | 0 | Constrained,otherwise capacity available =82kVA. | --> | 0.095 | 0 | 0 | 0 | 0.019 | 0.082 | 0 |  | --> | E13 ex BALLINROBE | BALLINROBE: T421∥T422 | DALTON |  | 53.7563 | -9.2825
MV/LV Substation BA***687 | 20 kV | 400V(3ph) & 230V(single ph) | LV | 100 kVA :Pole Substation | 0.1 | --> | 0.1 | 0 | 0 | Constrained,otherwise capacity available =79kVA. | --> | 0.095 | 0 | 0 | 0 | 0.004 | 0.098 | 0 |  | --> | E16 ex ACADEMY STREET | ACADEMY STREET: T421∥T422 | NAVAN |  | 53.5998 | -6.6868
MV/LV Substation BA***687Y | 10 kV | 400V(3ph) & 230V(single ph) | LV | 50 kVA :Pole Substation | 0.05 | --> | 0.05 | 0.042 | 0.3 |  | --> | 0.047 | 0 | 0 | 0 | 0 | 0.05 | 0 |  | --> | C23 ex NENAGH | NENAGH: T41 | NENAGH |  | 52.8304 | -8.2194
MV/LV Substation BA***688 | 10 kV | 400V(3ph) & 230V(single ph) | LV | 50 kVA :Pole Substation | 0.05 | --> | 0.05 | 0.049 | 5 |  | --> | 0.047 | 0 | 0 | 0 | 0 | 0.049 | 0 |  | --> | C28 ex GALWAY 110KV | GALWAY 110KV: T102 | GALWAY 110KV |  | 53.3069 | -9.0299
MV/LV Substation BA***689X | 20 kV | 400V(3ph) & 230V(single ph) | LV | 50 kVA :Pole Substation | 0.05 | --> | 0.05 | 0.034 | 4 |  | --> | 0.047 | 0 | 0 | 0 | 0.004 | 0.047 | 0 |  | --> | E11 ex KILLINICK | KILLINICK: T421∥T422 | WEXFORD |  | 52.2078 | -6.5462
MV/LV Substation BA***689X | 20 kV | 400V(3ph) & 230V(single ph) | LV | 50 kVA :Pole Substation | 0.05 | --> | 0.05 | 0.04 | 25.4 |  | --> | 0.047 | 0 | 0 | 0 | 0 | 0 | 0 | Constrained,otherwise capacity available =51kW. | --> | E12 ex DUNFIRTH | DUNFIRTH: T122 | DUNFIRTH |  | 53.4398 | -6.8648
MV/LV Substation BA***689Y | 20 kV | 400V(3ph) & 230V(single ph) | LV | 50 kVA :Pole Substation | 0.05 | --> | 0.05 | 0.046 | 2.2 |  | --> | 0.047 | 0 | 0 | 0 | 0 | 0.049 | 0 |  | --> | E18 ex CLONROCHE | CLONROCHE: T421∥T422 | WEXFORD |  | 52.4499 | -6.6591
MV/LV Substation BA***690 | 10 kV | 400V(3ph) & 230V(single ph) | LV | 50 kVA :Pole Substation | 0.05 | --> | 0.05 | 0.042 | 5.5 |  | --> | 0.047 | 0 | 0 | 0 | 0.007 | 0.042 | 0 |  | --> | C16 ex LOUGHSHINNY | LOUGHSHINNY: T42 | GLASMORE |  | 53.557 | -6.1294
MV/LV Substation BA***690X | 20 kV | 400V(3ph) & 230V(single ph) | LV | 50 kVA :Pole Substation | 0.05 | --> | 0.05 | 0 | 0 | Constrained,otherwise capacity available =41kVA. | --> | 0.047 | 0 | 0 | 0 | 0 | 0.05 | 0 |  | --> | E14 ex DALTON | DALTON: T421∥T422 | DALTON |  | 53.7466 | -8.9703
MV/LV Substation BA***691X | 20 kV | 400V(3ph) & 230V(single ph) | LV | 100 kVA :Pole Substation | 0.1 | --> | 0.1 | 0.031 | 2.2 |  | --> | 0.095 | 0 | 0 | 0 | 0 | 0.109 | 0 |  | --> | E18 ex CLONROCHE | CLONROCHE: T421∥T422 | WEXFORD |  | 52.4318 | -6.6568
MV/LV Substation BA***691X | 10 kV | 400V(3ph) & 230V(single ph) | LV | 200 kVA :Pole Substation | 0.2 | --> | 0.2 | 0.181 | 8.7 |  | --> | 0.19 | 0 | 0 | 0 | 0.007 | 0.195 | 0 |  | --> | C22 ex KILLOTERAN | KILLOTERAN: T102 | KILLOTERAN |  | 52.2412 | -7.1559
MV/LV Substation BA***691X | 20 kV | 400V(3ph) & 230V(single ph) | LV | 100 kVA :Pole Substation | 0.1 | --> | 0.1 | 0.07 | 3 |  | --> | 0.095 | 0 | 0 | 0 | 0.003 | 0 | 0 | Constrained,otherwise capacity available =101kW. | --> | E17 ex WINDSOR | WINDSOR: T421∥T422 | CASTLEBAR |  | 53.8101 | -9.1311
MV/LV Substation BA***691Y | 20 kV | 400V(3ph) & 230V(single ph) | LV | 50 kVA :Pole Substation | 0.05 | --> | 0.05 | 0.042 | 1.6 |  | --> | 0.047 | 0 | 0 | 0 | 0 | 0.05 | 0 |  | --> | E12 ex OLDCASTLE | OLDCASTLE: T422 | MULLINGAR |  | 53.7713 | -7.2482
MV/LV Substation BA***692 | 10 kV | 400V(3ph) & 230V(single ph) | LV | 1000 kVA :Building Structure | 1 | --> | 1 | 0.5 | 3.1 |  | --> | 0.95 | 0 | 0 | 0 | 0 | 0.5 | 0 |  | --> | C17 ex BALLYMOUNT | BALLYMOUNT: T41 | INCHICORE 220KV |  | 53.3141 | -6.346
MV/LV Substation BA***692Y | 20 kV | 400V(3ph) & 230V(single ph) | LV | 50 kVA :Pole Substation | 0.05 | --> | 0.05 | 0 | 0 | Constrained,otherwise capacity available =47kVA. | --> | 0.047 | 0 | 0 | 0 | 0 | 0.049 | 0 |  | --> | E16 ex ACADEMY STREET | ACADEMY STREET: T421∥T422 | NAVAN |  | 53.6284 | -6.6864
MV/LV Substation BA***693 | 10 kV | 400V(3ph) & 230V(single ph) | LV | 50 kVA :Pole Substation | 0.05 | --> | 0.05 | 0.03 | 3.1 |  | --> | 0.047 | 0 | 0 | 0 | 0 | 0 | 0 | Constrained,otherwise capacity available =52kW. | --> | C18 ex GLENGOOLE | GLENGOOLE: T42 | THURLES |  | 52.5901 | -7.6682
MV/LV Substation BA***694 | 20 kV | 400V(3ph) & 230V(single ph) | LV | 50 kVA :Pole Substation | 0.05 | --> | 0.05 | 0.035 | 1.5 |  | --> | 0.047 | 0 | 0 | 0 | 0 | 0.051 | 0 |  | --> | E15 ex ARDFINNAN | ARDFINNAN: T421 | CAHIR |  | 52.3045 | -7.8013
MV/LV Substation BA***694X | 10 kV | 400V(3ph) & 230V(single ph) | LV | 50 kVA :Pole Substation | 0.05 | --> | 0.05 | 0 | 0 | Constrained,otherwise capacity available =48kVA. | --> | 0.047 | 0 | 0 | 0 | 0 | 0.049 | 0 |  | --> | C30 ex BRUFF | BRUFF: T42 | LIMERICK |  | 52.465 | -8.5366
MV/LV Substation BA***695 | 20 kV | 400V(3ph) & 230V(single ph) | LV | 200 kVA :Pole Substation | 0.2 | --> | 0.2 | 0 | 0 | Constrained,otherwise capacity available =119kVA. | --> | 0.19 | 0 | 0 | 0 | 0.078 | 0.13 | 0 |  | --> | E15 ex PATRICKSWELL | PATRICKSWELL: T421∥T422 | LIMERICK |  | 52.5925 | -8.7331
MV/LV Substation BA***695X | 10 kV | 400V(3ph) & 230V(single ph) | LV | 50 kVA :Pole Substation | 0.05 | --> | 0.05 | 0.032 | 2.7 |  | --> | 0.047 | 0 | 0 | 0 | 0 | 0.051 | 0 |  | --> | E19 ex LONGFORD | LONGFORD: T421 | RICHMOND |  | 53.7058 | -7.8165
MV/LV Substation BA***695X | 20 kV | 400V(3ph) & 230V(single ph) | LV | 100 kVA :Pole Substation | 0.1 | --> | 0.1 | 0.072 | 6.9 |  | --> | 0.095 | 0 | 0 | 0 | 0.003 | 0 | 0 | Constrained,otherwise capacity available =100kW. | --> | E18 ex SPRINGS | SPRINGS: T421∥T422 | DUNGARVAN |  | 52.0502 | -7.5604
MV/LV Substation BA***696 | 10 kV | 400V(3ph) & 230V(single ph) | LV | 50 kVA :Pole Substation | 0.05 | --> | 0.05 | 0.03 | 0.3 |  | --> | 0.047 | 0 | 0 | 0 | 0.036 | 0.014 | 0 |  | --> | C25 ex NENAGH | NENAGH: T41 | NENAGH |  | 52.8208 | -8.1141
MV/LV Substation BA***697 | 10 kV | 400V(3ph) & 230V(single ph) | LV | 400 kVA :Kiosk Substation | 0.4 | --> | 0.4 | 0 | 0 | Constrained,otherwise capacity available =254kVA. | --> | 0.38 | 0 | 0 | 0 | 0.035 | 0.385 | 0 |  | --> | C11 ex LOUGHLINSTOWN | LOUGHLINSTOWN: T41 | CARRICKMINES |  | 53.2452 | -6.1188
MV/LV Substation BA***697X | 10 kV | 400V(3ph) & 230V(single ph) | LV | 200 kVA :Pole Substation | 0.2 | --> | 0.2 | 0.149 | 1.1 |  | --> | 0.19 | 0 | 0 | 0 | 0.008 | 0.199 | 0 |  | --> | E25 ex LAWLESSTOWN | LAWLESSTOWN: T421 | DOON |  | 52.3622 | -7.6686
MV/LV Substation BA***697Y | 20 kV | 400V(3ph) & 230V(single ph) | LV | 50 kVA :Pole Substation | 0.05 | --> | 0.05 | 0 | 0 | Constrained,otherwise capacity available =39kVA. | --> | 0.047 | 0 | 0 | 0 | 0 | 0 | 0 | Constrained,otherwise capacity available =51kW. | --> | E12 ex CASTLELYONS | CASTLELYONS: T421∥T422 | BARRYMORE |  | 52.0439 | -8.2637
MV/LV Substation BA***698 | 10 kV | 400V(3ph) & 230V(single ph) | LV | 400 kVA :Kiosk Substation | 0.4 | --> | 0.4 | 0.247 | 0.5 |  | --> | 0.38 | 0 | 0 | 0 | 0.01 | 0.412 | 0 |  | --> | C19 ex BALLYBODEN | BALLYBODEN: T41 | COOKSTOWN |  | 53.2823 | -6.2978
MV/LV Substation BA***698X | 10 kV | 400V(3ph) & 230V(single ph) | LV | 100 kVA :Pole Substation | 0.1 | --> | 0.1 | 0 | 0 | Constrained,otherwise capacity available =85kVA. | --> | 0.095 | 0 | 0 | 0 | 0.002 | 0 | 0 | Constrained,otherwise capacity available =100kW. | --> | C12 ex MOUNTRATH | MOUNTRATH: T41∥T42 | PORTLAOISE |  | 53.0522 | -7.4214
MV/LV Substation BA***699 | 10 kV | 400V(3ph) & 230V(single ph) | LV | 50 kVA :Pole Substation | 0.05 | --> | 0.05 | 0.038 | 0.1 |  | --> | 0.047 | 0 | 0 | 0 | 0.003 | 0.047 | 0 |  | --> | C17 ex ROSEHILL | ROSEHILL: T41 | KILKENNY |  | 52.5925 | -7.308
MV/LV Substation BA***699 | 10 kV | 400V(3ph) & 230V(single ph) | LV | 200 kVA :Kiosk Substation | 0.2 | --> | 0.2 | 0 | 0 | Constrained,otherwise capacity available =134kVA. | --> | 0.19 | 0 | 0 | 0 | 0.015 | 0.194 | 0 |  | --> | C11 ex LOUGHLINSTOWN | LOUGHLINSTOWN: T41 | CARRICKMINES |  | 53.2462 | -6.1176
MV/LV Substation BA***699X | 10 kV | 400V(3ph) & 230V(single ph) | LV | 200 kVA :Pole Substation | 0.2 | --> | 0.2 | 0.13 | 8.3 |  | --> | 0.19 | 0 | 0 | 0 | 0.01 | 0.2 | 0 |  | --> | C17 ex BALLYBEG | BALLYBEG: T101 | CARRICKMINES |  | 52.9641 | -6.0612
MV/LV Substation BA***699Z | 10 kV | 400V(3ph) & 230V(single ph) | LV | 50 kVA :Pole Substation | 0.05 | --> | 0.05 | 0.047 | 1.5 |  | --> | 0.047 | 0 | 0 | 0 | 0 | 0.049 | 0 |  | --> | E17 ex BEALISTOWN | BEALISTOWN: T421∥T422 | GREAT ISLAND |  | 52.2649 | -6.8522
MV/LV Substation BA***700 | 10 kV | 400V(3ph) & 230V(single ph) | LV | 50 kVA :Pole Substation | 0.05 | --> | 0.05 | 0.05 | 2 |  | --> | 0.047 | 0 | 0 | 0 | 0 | 0.049 | 0 |  | --> | C25 ex TYCOR | TYCOR: T41∥T42 | WATERFORD |  | 52.2352 | -7.1926
MV/LV Substation BA***701 | 10 kV | 400V(3ph) & 230V(single ph) | LV | 50 kVA :Pole Substation | 0.05 | --> | 0.05 | 0.029 | 2.4 |  | --> | 0.047 | 0 | 0 | 0 | 0.011 | 0 | 0 | Constrained,otherwise capacity available =40kW. | --> | C23 ex TINAHASK | TINAHASK: T41∥T42 | ARKLOW |  | 52.7511 | -6.2151
MV/LV Substation BA***701 | 10 kV | 400V(3ph) & 230V(single ph) | LV | 50 kVA :Pole Substation | 0.05 | --> | 0.05 | 0.046 | 4 |  | --> | 0.047 | 0 | 0 | 0 | 0 | 0 | 0 | Constrained,otherwise capacity available =49kW. | --> | C19 ex LISMORE | LISMORE: T41∥T42 | DUNGARVAN |  | 52.1273 | -7.9754
MV/LV Substation BA***701Y | 10 kV | 400V(3ph) & 230V(single ph) | LV | 400 kVA :Kiosk Substation | 0.4 | --> | 0.4 | 0.293 | 0.7 |  | --> | 0.38 | 0 | 0 | 0 | 0.009 | 0.406 | 0 |  | --> | C30 ex ACADEMY STREET | ACADEMY STREET: T44 | NAVAN |  | 53.6457 | -6.6586
MV/LV Substation BA***703 | 10 kV | 400V(3ph) & 230V(single ph) | LV | 100 kVA :Pole Substation | 0.1 | --> | 0.1 | 0.07 | 2.3 |  | --> | 0.095 | 0 | 0 | 0 | 0.002 | 0.102 | 0 |  | --> | C16 ex CASTLECOMER | CASTLECOMER: T41∥T42 | BALLYRAGGET |  | 52.8713 | -7.3086
MV/LV Substation BA***703 | 10 kV | 400V(3ph) & 230V(single ph) | LV | 400 kVA :Kiosk Substation | 0.4 | --> | 0.4 | 0.307 | 2.9 |  | --> | 0.38 | 0 | 0 | 0 | 0.01 | 0.403 | 0 |  | --> | C20 ex MONKSTOWN | MONKSTOWN: T42 | BLACKROCK |  | 53.2989 | -6.177
MV/LV Substation BA***703 | 20 kV | 400V(3ph) & 230V(single ph) | LV | 50 kVA :Pole Substation | 0.05 | --> | 0.05 | 0.05 | 4.3 |  | --> | 0.047 | 0 | 0 | 0 | 0 | 0 | 0 | Constrained,otherwise capacity available =49kW. | --> | E12 ex MOVILLE | MOVILLE: T421∥T422 | TRILLICK |  | 55.1963 | -7.0333
MV/LV Substation BA***703X | 10 kV | 400V(3ph) & 230V(single ph) | LV | 200 kVA :Pole Substation | 0.2 | --> | 0.2 | 0 | 0 | Constrained,otherwise capacity available =138kVA. | --> | 0.19 | 0 | 0 | 0 | 0.009 | 0.199 | 0 |  | --> | C24 ex KILMONEY | KILMONEY: T41∥T42 | TRABEG |  | 51.8229 | -8.4612
MV/LV Substation BA***703X | 20 kV | 400V(3ph) & 230V(single ph) | LV | 50 kVA :Pole Substation | 0.05 | --> | 0.05 | 0 | 0 | Constrained,otherwise capacity available =46kVA. | --> | 0.047 | 0 | 0 | 0 | 0 | 0 | 0 | Constrained,otherwise capacity available =49kW. | --> | E12 ex CASTLELYONS | CASTLELYONS: T421∥T422 | BARRYMORE |  | 52.0438 | -8.2542
MV/LV Substation BA***703X | 20 kV | 400V(3ph) & 230V(single ph) | LV | 200 kVA :Pole Substation | 0.2 | --> | 0.2 | 0.188 | 5.7 |  | --> | 0.19 | 0 | 0 | 0 | 0 | 0.201 | 0 |  | --> | E14 ex MOY | MOY: T421∥T422 | MOY |  | 54.2099 | -9.2192
MV/LV Substation BA***704 | 10 kV | 400V(3ph) & 230V(single ph) | LV | 100 kVA :Pole Substation | 0.1 | --> | 0.1 | 0 | 0 | Constrained,otherwise capacity available =93kVA. | --> | 0.095 | 0 | 0 | 0 | 0 | 0.1 | 0 |  | --> | C22 ex CARRIGTWOHILL | CARRIGTWOHILL: T42 | COW CROSS |  | 51.9052 | -8.2589
MV/LV Substation BA***704X | 10 kV | 400V(3ph) & 230V(single ph) | LV | 100 kVA :Pole Substation | 0.1 | --> | 0.1 | 0 | 0 | Constrained,otherwise capacity available =96kVA. | --> | 0.095 | 0 | 0 | 0 | 0 | 0.1 | 0 |  | --> | C24 ex KILMONEY | KILMONEY: T41∥T42 | TRABEG |  | 51.8233 | -8.4572
MV/LV Substation BA***704X | 10 kV | 400V(3ph) & 230V(single ph) | LV | 400 kVA :Kiosk Substation | 0.4 | --> | 0.4 | 0.372 | 12.2 |  | --> | 0.38 | 0 | 0 | 0 | 0 | 0.403 | 0 |  | --> | C28 ex SALTHILL | SALTHILL: T102 | SALTHILL |  | 53.2589 | -9.1272
MV/LV Substation BA***704Z | 20 kV | 400V(3ph) & 230V(single ph) | LV | 100 kVA :Pole Substation | 0.1 | --> | 0.1 | 0 | 0 | Constrained,otherwise capacity available =89kVA. | --> | 0.095 | 0 | 0 | 0 | 0 | 0.101 | 0 |  | --> | E13 ex BALTINGLASS | BALTINGLASS: T421∥T422 | STRATFORD |  | 52.9049 | -6.7532
MV/LV Substation BA***705 | 20 kV | 400V(3ph) & 230V(single ph) | LV | 50 kVA :Pole Substation | 0.05 | --> | 0.05 | 0 | 0 | Constrained,otherwise capacity available =46kVA. | --> | 0.047 | 0 | 0 | 0 | 0 | 0 | 0 | Constrained,otherwise capacity available =49kW. | --> | E20 ex BIRR | BIRR: T422 | DALLOW |  | 53.0018 | -8.0171
MV/LV Substation BA***705 | 10 kV | 400V(3ph) & 230V(single ph) | LV | 400 kVA :Building Structure | 0.4 | --> | 0.4 | 0 | 0 | Constrained,otherwise capacity available =373kVA. | --> | 0.38 | 0 | 0 | 0 | 0.003 | 0.4 | 0 |  | --> | C24 ex KILMONEY | KILMONEY: T41∥T42 | TRABEG |  | 51.8276 | -8.4209
MV/LV Substation BA***705X | 20 kV | 400V(3ph) & 230V(single ph) | LV | 50 kVA :Pole Substation | 0.05 | --> | 0.05 | 0 | 0 | Constrained,otherwise capacity available =30kVA. | --> | 0.047 | 0 | 0 | 0 | 0 | 0.052 | 0 |  | --> | E11 ex GLASMORE | GLASMORE: T421 | GLASMORE |  | 53.4769 | -6.1358
MV/LV Substation BA***706 | 20 kV | 400V(3ph) & 230V(single ph) | LV | 100 kVA :Pole Substation | 0.1 | --> | 0.1 | 0.081 | 4 |  | --> | 0.095 | 0 | 0 | 0 | 0.003 | 0.099 | 0 |  | --> | E13 ex KILLINICK | KILLINICK: T421∥T422 | WEXFORD |  | 52.1993 | -6.3754
MV/LV Substation BA***706 | 10 kV | 400V(3ph) & 230V(single ph) | LV | 50 kVA :Pole Substation | 0.05 | --> | 0.05 | 0.003 | 7.5 |  | --> | 0.047 | 0 | 0 | 0 | 0.007 | 0.048 | 0 |  | --> | C18 ex CARRICKMINES | CARRICKMINES: T42 | CARRICKMINES |  | 53.2521 | -6.2249
MV/LV Substation BA***706Y | 20 kV | 400V(3ph) & 230V(single ph) | LV | 50 kVA :Pole Substation | 0.05 | --> | 0.05 | 0 | 0 | Constrained,otherwise capacity available =44kVA. | --> | 0.047 | 0 | 0 | 0 | 0.003 | 0.047 | 0 |  | --> | E47 ex CLAREGALWAY | CLAREGALWAY: T421 | GALWAY 110KV |  | 53.4011 | -8.8341
MV/LV Substation BA***707 | 10 kV | 400V(3ph) & 230V(single ph) | LV | 50 kVA :Pole Substation | 0.05 | --> | 0.05 | 0 | 0 | Constrained,otherwise capacity available =24kVA. | --> | 0.047 | 0 | 0 | 0 | 0 | 0.053 | 0 |  | --> | C14 ex GREYSTONES | GREYSTONES: T42 | FASSAROE |  | 53.1725 | -6.1765
MV/LV Substation BA***708 | 10 kV | 400V(3ph) & 230V(single ph) | LV | 200 kVA :Pole Substation | 0.2 | --> | 0.2 | 0 | 0 | Constrained,otherwise capacity available =167kVA. | --> | 0.19 | 0 | 0 | 0 | 0.008 | 0 | 0 | Constrained,otherwise capacity available =196kW. | --> | C20 ex CLOONLOUGH | CLOONLOUGH: T41∥T42 | BARRYMORE |  | 52.2443 | -8.2575
MV/LV Substation BA***708 | 20 kV | 400V(3ph) & 230V(single ph) | LV | 100 kVA :Pole Substation | 0.1 | --> | 0.1 | 0.1 | 5.6 |  | --> | 0.095 | 0 | 0 | 0 | 0 | 0 | 0 | Constrained,otherwise capacity available =100kW. | --> | E13 ex BLESSINGTON | BLESSINGTON: T421 | KILTEEL |  | 53.1352 | -6.6154
MV/LV Substation BA***708X | 10 kV | 400V(3ph) & 230V(single ph) | LV | 100 kVA :Pole Substation | 0.1 | --> | 0.1 | 0.059 | 2.6 |  | --> | 0.095 | 0 | 0 | 0 | 0 | 0.106 | 0 |  | --> | C15 ex CLIFDEN | CLIFDEN: T41∥T42 | GALWAY 110KV |  | 53.4846 | -10.0227
MV/LV Substation BA***708X | 10 kV | 400V(3ph) & 230V(single ph) | LV | 50 kVA :Pole Substation | 0.05 | --> | 0.05 | 0.04 | 0.2 |  | --> | 0.047 | 0 | 0 | 0 | 0.015 | 0.035 | 0 |  | --> | C15 ex TALBOTS INCH | TALBOTS INCH: T41∥T42 | KILKENNY |  | 52.6614 | -7.3426
MV/LV Substation BA***709 | 20 kV | 400V(3ph) & 230V(single ph) | LV | 200 kVA :Pole Substation | 0.2 | --> | 0.2 | 0 | 0 | Constrained,otherwise capacity available =184kVA. | --> | 0.19 | 0 | 0 | 0 | 0 | 0 | 0 | Constrained,otherwise capacity available =202kW. | --> | E20 ex BIRR | BIRR: T422 | DALLOW |  | 53.017 | -8.0311
MV/LV Substation BA***709 | 10 kV | 400V(3ph) & 230V(single ph) | LV | 50 kVA :Pole Substation | 0.05 | --> | 0.05 | 0.04 | 8.9 |  | --> | 0.047 | 0 | 0 | 0 | 0 | 0.051 | 0 |  | --> | C25 ex STEPHENSTOWN | STEPHENSTOWN: T101 | FINGLAS |  | 53.5862 | -6.1411
MV/LV Substation BA***710 | 10 kV | 400V(3ph) & 230V(single ph) | LV | 200 kVA :Pole Substation | 0.2 | --> | 0.2 | 0.069 | 0.1 | Constrained,otherwise capacity available =200kVA. | --> | 0.19 | 0 | 0 | 0 | 0 | 0 | 0 | Constrained,otherwise capacity available =200kW. | --> | C11 ex RATHDRUM | RATHDRUM: T42 | ARKLOW |  | 52.9369 | -6.1349
MV/LV Substation BA***710 | 20 kV | 400V(3ph) & 230V(single ph) | LV | 50 kVA :Pole Substation | 0.05 | --> | 0.05 | 0.045 | 8.5 |  | --> | 0.047 | 0 | 0 | 0 | 0 | 0.05 | 0 |  | --> | C14 ex ARDGEEHA | ARDGEEHA: T41∥T42 | DOON |  | 52.4832 | -7.5685
MV/LV Substation BA***710X | 10 kV | 400V(3ph) & 230V(single ph) | LV | 50 kVA :Pole Substation | 0.05 | --> | 0.05 | 0.047 | 1.4 |  | --> | 0.047 | 0 | 0 | 0 | 0 | 0.049 | 0 |  | --> | C19 ex BALLINDERRY | BALLINDERRY: T41 | MULLINGAR |  | 53.5183 | -7.3242
MV/LV Substation BA***710X | 10 kV | 400V(3ph) & 230V(single ph) | LV | 50 kVA :Pole Substation | 0.05 | --> | 0.05 | 0 | 0 | Constrained,otherwise capacity available =41kVA. | --> | 0.047 | 0 | 0 | 0 | 0 | 0.05 | 0 |  | --> | C17 ex KINSALE | KINSALE: T41∥T42 | BANDON |  | 51.7637 | -8.6044
MV/LV Substation BA***711Y | 20 kV | 400V(3ph) & 230V(single ph) | LV | 200 kVA :Kiosk Substation | 0.2 | --> | 0.2 | 0 | 0 | Constrained,otherwise capacity available =119kVA. | --> | 0.19 | 0 | 0 | 0 | 0.02 | 0.191 | 0 |  | --> | E15 ex ACADEMY STREET | ACADEMY STREET: T421∥T422 | NAVAN |  | 53.6357 | -6.6714
MV/LV Substation BA***712 | 10 kV | 400V(3ph) & 230V(single ph) | LV | 1000 kVA :Building Structure | 1 | --> | 1 | 0.5 | 1.7 |  | --> | 0.95 | 0 | 0 | 0 | 0 | 0.5 | 0 |  | --> | C21 ex PEMBROKE | PEMBROKE: T42 | RINGSEND |  | 53.3304 | -6.2276
MV/LV Substation BA***712Y | 20 kV | 400V(3ph) & 230V(single ph) | LV | 200 kVA :Pole Substation | 0.2 | --> | 0.2 | 0.194 | 4.1 |  | --> | 0.19 | 0 | 0 | 0 | 0 | 0 | 0 | Constrained,otherwise capacity available =200kW. | --> | E17 ex CHARLEVILLE | CHARLEVILLE: T422 | CHARLEVILLE |  | 52.3516 | -8.6748
MV/LV Substation BA***713 | 10 kV | 400V(3ph) & 230V(single ph) | LV | 1000 kVA :Building Structure | 1 | --> | 1 | 0.5 | 1.6 |  | --> | 0.95 | 0 | 0 | 0 | 0 | 0.5 | 0 |  | --> | C18 ex BALLYMOUNT | BALLYMOUNT: T42 | INCHICORE 220KV |  | 53.3156 | -6.3441
MV/LV Substation BA***713 | 20 kV | 400V(3ph) & 230V(single ph) | LV | 200 kVA :Pole Substation | 0.2 | --> | 0.2 | 0 | 0 | Constrained,otherwise capacity available =71kVA. | --> | 0.19 | 0 | 0 | 0 | 0 | 0 | 0 | Constrained,otherwise capacity available =219kW. | --> | C13 ex CLOYNE | CLOYNE: T41 | MIDLETON |  | 51.8274 | -8.007
MV/LV Substation BA***713 | 10 kV | 400V(3ph) & 230V(single ph) | LV | 200 kVA :Pole Substation | 0.2 | --> | 0.2 | 0.172 | 1.4 |  | --> | 0.19 | 0 | 0 | 0 | 0 | 0 | 0 | Constrained,otherwise capacity available =203kW. | --> | C20 ex POLLERTON | POLLERTON: T42 | CARLOW |  | 52.8385 | -6.8761
MV/LV Substation BA***713X | 20 kV | 400V(3ph) & 230V(single ph) | LV | 50 kVA :Pole Substation | 0.05 | --> | 0.05 | 0 | 0 | Constrained,otherwise capacity available =50kVA. | --> | 0.047 | 0 | 0 | 0 | 0 | 0 | 0 | Constrained,otherwise capacity available =49kW. | --> | E12 ex BIRR | BIRR: T422 | DALLOW |  | 53.0935 | -7.7225
MV/LV Substation BA***713Y | 20 kV | 400V(3ph) & 230V(single ph) | LV | 50 kVA :Pole Substation | 0.05 | --> | 0.05 | 0.05 | 1 |  | --> | 0.047 | 0 | 0 | 0 | 0 | 0 | 0 | Constrained,otherwise capacity available =49kW. | --> | E13 ex SHILLELAGH | SHILLELAGH: T421∥T422 | CARLOW |  | 52.7646 | -6.5497
MV/LV Substation BA***714 | 20 kV | 400V(3ph) & 230V(single ph) | LV | 100 kVA :Pole Substation | 0.1 | --> | 0.1 | 0 | 0 | Constrained,otherwise capacity available =83kVA. | --> | 0.095 | 0 | 0 | 0 | 0.003 | 0 | 0 | Constrained,otherwise capacity available =99kW. | --> | E12 ex LUMCLOON | LUMCLOON: T421∥T422 | DALLOW |  | 53.2783 | -7.8302
MV/LV Substation BA***715X | 10 kV | 400V(3ph) & 230V(single ph) | LV | 100 kVA :Pole Substation | 0.1 | --> | 0.1 | 0 | 0 | Constrained,otherwise capacity available =58kVA. | --> | 0.095 | 0 | 0 | 0 | 0 | 0 | 0 | Constrained,otherwise capacity available =106kW. | --> | E14 ex CASTLELYONS | CASTLELYONS: T421∥T422 | BARRYMORE |  | 52.0809 | -8.2253
MV/LV Substation BA***715X | 10 kV | 400V(3ph) & 230V(single ph) | LV | 100 kVA :Pole Substation | 0.1 | --> | 0.1 | 0 | 0 | Constrained,otherwise capacity available =87kVA. | --> | 0.095 | 0 | 0 | 0 | 0.004 | 0 | 0 | Constrained,otherwise capacity available =97kW. | --> | C16 ex PALLAS | PALLAS: T41∥T42 | PORTLAOISE |  | 53.0565 | -7.4095
MV/LV Substation BA***715X | 20 kV | 400V(3ph) & 230V(single ph) | LV | 200 kVA :Pole Substation | 0.2 | --> | 0.2 | 0.154 | 1.6 |  | --> | 0.19 | 0 | 0 | 0 | 0 | 0.207 | 0 |  | --> | E18 ex MILLTOWN (SR) | MILLTOWN (SR): T422 | OUGHTRAGH |  | 52.1429 | -9.7047
MV/LV Substation BA***715Z | 10 kV | 400V(3ph) & 230V(single ph) | LV | 200 kVA :Pole Substation | 0.2 | --> | 0.2 | 0.19 | 2.7 |  | --> | 0.19 | 0 | 0 | 0 | 0.14 | 0.054 | 0 |  | --> | C18 ex CALLAN | CALLAN: T41∥T42 | KILKENNY |  | 52.5049 | -7.3405
MV/LV Substation BA***716 | 10 kV | 400V(3ph) & 230V(single ph) | LV | 100 kVA :Pole Substation | 0.1 | --> | 0.1 | 0.075 | 1 |  | --> | 0.095 | 0 | 0 | 0 | 0.003 | 0 | 0 | Constrained,otherwise capacity available =100kW. | --> | C11 ex LOUGHTAGALLA | LOUGHTAGALLA: T41∥T42 | THURLES |  | 52.7017 | -7.7196
MV/LV Substation BA***716X | 10 kV | 400V(3ph) & 230V(single ph) | LV | 100 kVA :Pole Substation | 0.1 | --> | 0.1 | 0 | 0 | Constrained,otherwise capacity available =87kVA. | --> | 0.095 | 0 | 0 | 0 | 0.003 | 0 | 0 | Constrained,otherwise capacity available =98kW. | --> | C11 ex GARDEN CITY | GARDEN CITY: T41∥T42 | ARKLOW |  | 52.6976 | -6.287
MV/LV Substation BA***717 | 10 kV | 400V(3ph) & 230V(single ph) | LV | 50 kVA :Pole Substation | 0.05 | --> | 0.05 | 0 | 0 | Constrained,otherwise capacity available =30kVA. | --> | 0.047 | 0 | 0 | 0 | 0 | 0.052 | 0 |  | --> | C24 ex KILMONEY | KILMONEY: T41∥T42 | TRABEG |  | 51.838 | -8.4825
MV/LV Substation BA***717 | 20 kV | 400V(3ph) & 230V(single ph) | LV | 100 kVA :Pole Substation | 0.1 | --> | 0.1 | 0.077 | 4 |  | --> | 0.095 | 0 | 0 | 0 | 0 | 0.103 | 0 |  | --> | E12 ex KILLINICK | KILLINICK: T421∥T422 | WEXFORD |  | 52.2423 | -6.3486
MV/LV Substation BA***717X | 20 kV | 400V(3ph) & 230V(single ph) | LV | 100 kVA :Pole Substation | 0.1 | --> | 0.1 | 0 | 0 | Constrained,otherwise capacity available =88kVA. | --> | 0.095 | 0 | 0 | 0 | 0 | 0.101 | 0 |  | --> | E11 ex GLASMORE | GLASMORE: T421 | GLASMORE |  | 53.4787 | -6.1204
MV/LV Substation BA***718X | 20 kV | 400V(3ph) & 230V(single ph) | LV | 50 kVA :Pole Substation | 0.05 | --> | 0.05 | 0.038 | 5.6 |  | --> | 0.047 | 0 | 0 | 0 | 0.008 | 0 | 0 | Constrained,otherwise capacity available =42kW. | --> | E17 ex BLESSINGTON | BLESSINGTON: T421 | KILTEEL |  | 53.1084 | -6.4893
MV/LV Substation BA***718Z | 20 kV | 400V(3ph) & 230V(single ph) | LV | 200 kVA :Kiosk Substation | 0.2 | --> | 0.2 | 0.2 | 4 |  | --> | 0.19 | 0 | 0 | 0 | 0 | 0.2 | 0 |  | --> | E13 ex KILLINICK | KILLINICK: T421∥T422 | WEXFORD |  | 52.199 | -6.3687
MV/LV Substation BA***719X | 10 kV | 400V(3ph) & 230V(single ph) | LV | 100 kVA :Pole Substation | 0.1 | --> | 0.1 | 0.069 | 8.3 |  | --> | 0.095 | 0 | 0 | 0 | 0.021 | 0.082 | 0 |  | --> | C23 ex BALLYBEG | BALLYBEG: T101 | CARRICKMINES |  | 52.9109 | -6.1168
MV/LV Substation BA***721 | 10 kV | 400V(3ph) & 230V(single ph) | LV | 50 kVA :Pole Substation | 0.05 | --> | 0.05 | 0 | 0 | Constrained,otherwise capacity available =43kVA. | --> | 0.047 | 0 | 0 | 0 | 0.003 | 0.047 | 0 |  | --> | E17 ex ACADEMY STREET | ACADEMY STREET: T421∥T422 | NAVAN |  | 53.6046 | -6.7874
MV/LV Substation BA***721 | 10 kV | 400V(3ph) & 230V(single ph) | LV | 50 kVA :Pole Substation | 0.05 | --> | 0.05 | 0.043 | 5.5 |  | --> | 0.047 | 0 | 0 | 0 | 0 | 0.05 | 0 |  | --> | C16 ex LOUGHSHINNY | LOUGHSHINNY: T42 | GLASMORE |  | 53.5505 | -6.1254
MV/LV Substation BA***721Y | 20 kV | 400V(3ph) & 230V(single ph) | LV | 50 kVA :Pole Substation | 0.05 | --> | 0.05 | 0.032 | 1.3 |  | --> | 0.047 | 0 | 0 | 0 | 0 | 0.051 | 0 |  | --> | E11 ex KILCARRAGH | KILCARRAGH: T421∥T422 | BUTLERSTOWN |  | 52.2138 | -7.0323
MV/LV Substation BA***721Y | 10 kV | 400V(3ph) & 230V(single ph) | LV | 50 kVA :Pole Substation | 0.05 | --> | 0.05 | 0 | 0 | Constrained,otherwise capacity available =49kVA. | --> | 0.047 | 0 | 0 | 0 | 0 | 0.049 | 0 |  | --> | C18 ex MIDLETON | MIDLETON: T102 | MIDLETON |  | 51.9681 | -8.1829
MV/LV Substation BA***722X | 10 kV | 400V(3ph) & 230V(single ph) | LV | 630 kVA :Kiosk Substation | 0.63 | --> | 0.63 | 0.5 | 4.5 |  | --> | 0.598 | 0 | 0 | 0 | 0 | 0 | 0 | Constrained,otherwise capacity available =500kW. | --> | C17 ex CHURCHTOWN | CHURCHTOWN: T41 | RATHKEALE |  | 52.4592 | -9.0621
MV/LV Substation BA***723 | 10 kV | 400V(3ph) & 230V(single ph) | LV | 200 kVA :Pole Substation | 0.2 | --> | 0.2 | 0.176 | 0.8 |  | --> | 0.19 | 0 | 0 | 0 | 0.004 | 0.198 | 0 |  | --> | C12 ex BALLYBEGGAN | BALLYBEGGAN: T43∥T44 | TRALEE |  | 52.2611 | -9.6549
MV/LV Substation BA***723 | 20 kV | 400V(3ph) & 230V(single ph) | LV | 630 kVA :Kiosk Substation | 0.63 | --> | 0.63 | 0.5 | 3.3 |  | --> | 0.598 | 0 | 0 | 0 | 0 | 0.5 | 0 |  | --> | E12 ex BIRDHILL | BIRDHILL: T422 | ARDNACRUSHA |  | 52.8025 | -8.4345
MV/LV Substation BA***723 | 20 kV | 400V(3ph) & 230V(single ph) | LV | 100 kVA :Pole Substation | 0.1 | --> | 0.1 | 0.075 | 0.8 |  | --> | 0.095 | 0 | 0 | 0 | 0.007 | 0 | 0 | Constrained,otherwise capacity available =96kW. | --> | E18 ex CARNDONAGH | CARNDONAGH: T421∥T422 | TRILLICK |  | 55.2419 | -7.2573
MV/LV Substation BA***723 | 10 kV | 400V(3ph) & 230V(single ph) | LV | 200 kVA :Kiosk Substation | 0.2 | --> | 0.2 | 0 | 0 | Constrained,otherwise capacity available =139kVA. | --> | 0.19 | 0 | 0 | 0 | 0.004 | 0 | 0 | Constrained,otherwise capacity available =205kW. | --> | C15 ex BANAGHER | BANAGHER: T42 | DALLOW |  | 53.1845 | -7.9813
MV/LV Substation BA***723X | 20 kV | 400V(3ph) & 230V(single ph) | LV | 50 kVA :Pole Substation | 0.05 | --> | 0.05 | 0 | 0 | Constrained,otherwise capacity available =42kVA. | --> | 0.047 | 0 | 0 | 0 | 0 | 0.05 | 0 |  | --> | E17 ex DULEEK | DULEEK: T421∥T422 | DRYBRIDGE |  | 53.6129 | -6.4783
MV/LV Substation BA***723Y | 10 kV | 400V(3ph) & 230V(single ph) | LV | 200 kVA :Kiosk Substation | 0.2 | --> | 0.2 | 0.125 | 6.1 |  | --> | 0.19 | 0 | 0 | 0 | 0 | 0.211 | 0 |  | --> | C11 ex CASHEL | CASHEL: T41 | CAHIR |  | 52.461 | -7.835
MV/LV Substation BA***723Y | 10 kV | 400V(3ph) & 230V(single ph) | LV | 50 kVA :Pole Substation | 0.05 | --> | 0.05 | 0.048 | 2.1 |  | --> | 0.047 | 0 | 0 | 0 | 0 | 0.049 | 0 |  | --> | C12 ex GRANAGH | GRANAGH: T41∥T42 | WATERFORD |  | 52.2804 | -7.1731
MV/LV Substation BA***724 | 20 kV | 400V(3ph) & 230V(single ph) | LV | 50 kVA :Pole Substation | 0.05 | --> | 0.05 | 0.037 | 0.2 |  | --> | 0.047 | 0 | 0 | 0 | 0 | 0.051 | 0 |  | --> | C16 ex MOATE | MOATE: T42 | ATHLONE |  | 53.4855 | -7.6795
MV/LV Substation BA***725X | 10 kV | 400V(3ph) & 230V(single ph) | LV | 50 kVA :Pole Substation | 0.05 | --> | 0.05 | 0.027 | 6.5 |  | --> | 0.047 | 0 | 0 | 0 | 0 | 0.052 | 0 |  | --> | C17 ex CAHIR | CAHIR: T41 | CAHIR |  | 52.3933 | -7.9481
MV/LV Substation BA***726X | 20 kV | 400V(3ph) & 230V(single ph) | LV | 50 kVA :Pole Substation | 0.05 | --> | 0.05 | 0 | 0 | Constrained,otherwise capacity available =43kVA. | --> | 0.047 | 0 | 0 | 0 | 0 | 0.05 | 0 |  | --> | E18 ex DALTON | DALTON: T421∥T422 | DALTON |  | 53.668 | -8.952
MV/LV Substation BA***726X | 10 kV | 400V(3ph) & 230V(single ph) | LV | 50 kVA :Pole Substation | 0.05 | --> | 0.05 | 0.05 | 2.3 |  | --> | 0.047 | 0 | 0 | 0 | 0 | 0.049 | 0 |  | --> | C15 ex CASTLECOMER | CASTLECOMER: T41∥T42 | BALLYRAGGET |  | 52.8965 | -7.1219
MV/LV Substation BA***727 | 20 kV | 400V(3ph) & 230V(single ph) | LV | 200 kVA :Pole Substation | 0.2 | --> | 0.2 | 0 | 0 | Constrained,otherwise capacity available =155kVA. | --> | 0.19 | 0 | 0 | 0 | 0.004 | 0 | 0 | Constrained,otherwise capacity available =202kW. | --> | E12 ex LUMCLOON | LUMCLOON: T421∥T422 | DALLOW |  | 53.2715 | -7.8334
MV/LV Substation BA***727Y | 10 kV | 400V(3ph) & 230V(single ph) | LV | 50 kVA :Pole Substation | 0.05 | --> | 0.05 | 0.05 | 5.6 |  | --> | 0.047 | 0 | 0 | 0 | 0 | 0.049 | 0 |  | --> | E14 ex CRANE | CRANE: T122 | CRANE |  | 52.5691 | -6.6776
MV/LV Substation BA***728 | 20 kV | 400V(3ph) & 230V(single ph) | LV | 50 kVA :Pole Substation | 0.05 | --> | 0.05 | 0.025 | 0.2 |  | --> | 0.047 | 0 | 0 | 0 | 0.003 | 0.05 | 0 |  | --> | C16 ex MOATE | MOATE: T42 | ATHLONE |  | 53.4907 | -7.6716
MV/LV Substation BA***728 | 20 kV | 400V(3ph) & 230V(single ph) | LV | 50 kVA :Pole Substation | 0.05 | --> | 0.05 | 0.039 | 1.2 |  | --> | 0.047 | 0 | 0 | 0 | 0.003 | 0 | 0 | Constrained,otherwise capacity available =47kW. | --> | C14 ex KNOCKAPHUNTA | KNOCKAPHUNTA: T41∥T42 | CASTLEBAR |  | 53.8425 | -9.3285
MV/LV Substation BA***730 | 10 kV | 400V(3ph) & 230V(single ph) | LV | 50 kVA :Pole Substation | 0.05 | --> | 0.05 | 0.013 | 15.8 |  | --> | 0.047 | 0 | 0 | 0 | 0.011 | 0.043 | 0 |  | --> | C36 ex CASTLEVIEW | CASTLEVIEW: T102 | CASTLEVIEW |  | 51.8965 | -8.3435
MV/LV Substation BA***730 | 20 kV | 400V(3ph) & 230V(single ph) | LV | 1000 kVA :Building Structure | 1 | --> | 1 | 0.5 | 6.9 |  | --> | 0.95 | 0 | 0 | 0 | 0 | 0 | 0 | Constrained,otherwise capacity available =500kW. | --> | C17 ex BALLYSHANNON | BALLYSHANNON: T41∥T42 | CATHALEENS FALL |  | 54.5549 | -8.1415
MV/LV Substation BA***731Z | 20 kV | 400V(3ph) & 230V(single ph) | LV | 50 kVA :Pole Substation | 0.05 | --> | 0.05 | 0.048 | 6.3 |  | --> | 0.047 | 0 | 0 | 0 | 0 | 0 | 0 | Constrained,otherwise capacity available =49kW. | --> | E13 ex BAGENALSTOWN | BAGENALSTOWN: T421∥T422 | CARLOW |  | 52.7002 | -6.8972
MV/LV Substation BA***733 | 20 kV | 400V(3ph) & 230V(single ph) | LV | 50 kVA :Pole Substation | 0.05 | --> | 0.05 | 0.036 | 6.7 |  | --> | 0.047 | 0 | 0 | 0 | 0 | 0 | 0 | Constrained,otherwise capacity available =51kW. | --> | E28 ex MILFORD (MWR) | MILFORD (MWR): T422 | CHARLEVILLE |  | 52.4051 | -8.7939
MV/LV Substation BA***733Y | 10 kV | 400V(3ph) & 230V(single ph) | LV | 50 kVA :Pole Substation | 0.05 | --> | 0.05 | 0.05 | 4.8 |  | --> | 0.047 | 0 | 0 | 0 | 0 | 0.049 | 0 |  | --> | C23 ex ATHY | ATHY: T101 | ATHY |  | 52.9653 | -6.99
MV/LV Substation BA***734 | 20 kV | 400V(3ph) & 230V(single ph) | LV | 100 kVA :Pole Substation | 0.1 | --> | 0.1 | 0.095 | 26.7 |  | --> | 0.095 | 0 | 0 | 0 | 0.004 | 0.096 | 0 |  | --> | E17 ex WEXFORD | WEXFORD: T121∥T122 | WEXFORD |  | 52.2752 | -6.7292
MV/LV Substation BA***734X | 10 kV | 400V(3ph) & 230V(single ph) | LV | 50 kVA :Pole Substation | 0.05 | --> | 0.05 | 0.045 | 1.4 |  | --> | 0.047 | 0 | 0 | 0 | 0 | 0 | 0 | Constrained,otherwise capacity available =50kW. | --> | C16 ex DEERPARK | DEERPARK: T41∥T42 | BALLYDINE |  | 52.3718 | -7.4684
MV/LV Substation BA***735 | 10 kV | 400V(3ph) & 230V(single ph) | LV | 50 kVA :Pole Substation | 0.05 | --> | 0.05 | 0.035 | 0.1 |  | --> | 0.047 | 0 | 0 | 0 | 0.003 | 0 | 0 | Constrained,otherwise capacity available =48kW. | --> | C16 ex RATHDRUM | RATHDRUM: T42 | ARKLOW |  | 52.9318 | -6.2585
MV/LV Substation BA***735X | 20 kV | 400V(3ph) & 230V(single ph) | LV | 400 kVA :Kiosk Substation | 0.4 | --> | 0.4 | 0.344 | 1.6 |  | --> | 0.38 | 0 | 0 | 0 | 0.017 | 0.39 | 0 |  | --> | E16 ex MILLTOWN (SR) | MILLTOWN (SR): T422 | OUGHTRAGH |  | 52.0977 | -9.7909
MV/LV Substation BA***735Z | 20 kV | 400V(3ph) & 230V(single ph) | LV | 50 kVA :Pole Substation | 0.05 | --> | 0.05 | 0.03 | 0.2 |  | --> | 0.047 | 0 | 0 | 0 | 0 | 0.052 | 0 |  | --> | C18 ex NEWBROOK | NEWBROOK: T42 | MULLINGAR |  | 53.5083 | -7.4143
MV/LV Substation BA***736 | 10 kV | 400V(3ph) & 230V(single ph) | LV | 400 kVA :Building Structure | 0.4 | --> | 0.4 | 0.398 | 3.7 |  | --> | 0.38 | 0 | 0 | 0 | 0 | 0.4 | 0 |  | --> | C11 ex MERRION SQUARE | MERRION SQUARE: T42 | RINGSEND |  | 53.3349 | -6.2469
MV/LV Substation BA***736X | 10 kV | 400V(3ph) & 230V(single ph) | LV | 630 kVA :Building Structure | 0.63 | --> | 0.63 | 0.492 | 1.5 |  | --> | 0.598 | 0 | 0 | 0 | 0.001 | 0.5 | 0 |  | --> | C20 ex GLOUCESTER PLACE | GLOUCESTER PLACE: T42 | MCDERMOTT |  | 53.3562 | -6.2501
MV/LV Substation BA***737 | 10 kV | 400V(3ph) & 230V(single ph) | LV | 50 kVA :Pole Substation | 0.05 | --> | 0.05 | 0.035 | 6.9 |  | --> | 0.047 | 0 | 0 | 0 | 0 | 0 | 0 | Constrained,otherwise capacity available =51kW. | --> | C16 ex BALLYSHANNON | BALLYSHANNON: T41∥T42 | CATHALEENS FALL |  | 54.5146 | -8.2365
MV/LV Substation BA***737 | 20 kV | 400V(3ph) & 230V(single ph) | LV | 50 kVA :Pole Substation | 0.05 | --> | 0.05 | 0.038 | 2.1 |  | --> | 0.047 | 0 | 0 | 0 | 0.004 | 0.046 | 0 |  | --> | E17 ex KILROSS ROAD | KILROSS ROAD: T421 | TIPPERARY |  | 52.4632 | -8.2027
MV/LV Substation BA***738 | 20 kV | 400V(3ph) & 230V(single ph) | LV | 50 kVA :Pole Substation | 0.05 | --> | 0.05 | 0.04 | 5.7 |  | --> | 0.047 | 0 | 0 | 0 | 0 | 0.051 | 0 |  | --> | E13 ex MOY | MOY: T421∥T422 | MOY |  | 54.0559 | -9.1697
MV/LV Substation BA***738X | 10 kV | 400V(3ph) & 230V(single ph) | LV | 400 kVA :Building Structure | 0.4 | --> | 0.4 | 0.349 | 3.1 |  | --> | 0.38 | 0 | 0 | 0 | 0.031 | 0.375 | 0 |  | --> | C19 ex BALLYMOUNT | BALLYMOUNT: T41 | INCHICORE 220KV |  | 53.3105 | -6.3471
MV/LV Substation BA***738X | 20 kV | 400V(3ph) & 230V(single ph) | LV | 50 kVA :Pole Substation | 0.05 | --> | 0.05 | 0.045 | 1.1 |  | --> | 0.047 | 0 | 0 | 0 | 0 | 0.05 | 0 |  | --> | E23 ex LAWLESSTOWN | LAWLESSTOWN: T421 | DOON |  | 52.413 | -7.7716
MV/LV Substation BA***738Y | 10 kV | 400V(3ph) & 230V(single ph) | LV | 50 kVA :Pole Substation | 0.05 | --> | 0.05 | 0.045 | 2.2 |  | --> | 0.047 | 0 | 0 | 0 | 0 | 0 | 0 | Constrained,otherwise capacity available =50kW. | --> | C16 ex NEWCASTLEWEST | NEWCASTLEWEST: T41∥T42 | RATHKEALE |  | 52.4825 | -9.032
MV/LV Substation BA***739 | 20 kV | 400V(3ph) & 230V(single ph) | LV | 200 kVA :Pole Substation | 0.2 | --> | 0.2 | 0.092 | 0.8 |  | --> | 0.19 | 0 | 0 | 0 | 0 | 0.216 | 0 |  | --> | E15 ex RATHMORE | RATHMORE: T421 | KNOCKEARAGH |  | 52.1789 | -9.2367
MV/LV Substation BA***739X | 10 kV | 400V(3ph) & 230V(single ph) | LV | 100 kVA :Pole Substation | 0.1 | --> | 0.1 | 0 | 0 | Constrained,otherwise capacity available =63kVA. | --> | 0.095 | 0 | 0 | 0 | 0 | 0.105 | 0 |  | --> | C22 ex SKIBBEREEN | SKIBBEREEN: T41∥T42 | DUNMANWAY |  | 51.5981 | -9.3084
MV/LV Substation BA***741Y | 20 kV | 400V(3ph) & 230V(single ph) | LV | 50 kVA :Pole Substation | 0.05 | --> | 0.05 | 0 | 0 | Constrained,otherwise capacity available =34kVA. | --> | 0.047 | 0 | 0 | 0 | 0.003 | 0.048 | 0 |  | --> | E17 ex DRUMLINE | DRUMLINE: T421∥T422 | DRUMLINE |  | 52.7234 | -8.8573
MV/LV Substation BA***742 | 20 kV | 400V(3ph) & 230V(single ph) | LV | 100 kVA :Pole Substation | 0.1 | --> | 0.1 | 0 | 0 | Constrained,otherwise capacity available =86kVA. | --> | 0.095 | 0 | 0 | 0 | 0 | 0 | 0 | Constrained,otherwise capacity available =101kW. | --> | C15 ex CLOONLOUGH | CLOONLOUGH: T41∥T42 | BARRYMORE |  | 52.2349 | -8.3335
MV/LV Substation BA***742 | 20 kV | 400V(3ph) & 230V(single ph) | LV | 100 kVA :Pole Substation | 0.1 | --> | 0.1 | 0.058 | 2 |  | --> | 0.095 | 0 | 0 | 0 | 0.003 | 0.103 | 0 |  | --> | E17 ex BALLYCONNELL | BALLYCONNELL: T421∥T422 | GORTAWEE |  | 54.1207 | -7.6749
MV/LV Substation BA***742Y | 10 kV | 400V(3ph) & 230V(single ph) | LV | 630 kVA :Building Structure | 0.63 | --> | 0.63 | 0.449 | 2.8 |  | --> | 0.598 | 0 | 0 | 0 | 0.006 | 0.5 | 0 |  | --> | C20 ex CASHEL | CASHEL: T42 | CAHIR |  | 52.5175 | -7.8875
MV/LV Substation BA***743Y | 10 kV | 400V(3ph) & 230V(single ph) | LV | 200 kVA :Kiosk Substation | 0.2 | --> | 0.2 | 0 | 0 | Constrained,otherwise capacity available =126kVA. | --> | 0.19 | 0 | 0 | 0 | 0 | 0 | 0 | Constrained,otherwise capacity available =210kW. | --> | C16 ex MOUNTMELLICK | MOUNTMELLICK: T41∥T42 | PORTLAOISE |  | 53.1222 | -7.3195
MV/LV Substation BA***744X | 20 kV | 400V(3ph) & 230V(single ph) | LV | 50 kVA :Pole Substation | 0.05 | --> | 0.05 | 0.043 | 5.6 |  | --> | 0.047 | 0 | 0 | 0 | 0 | 0.05 | 0 |  | --> | E13 ex CRANE | CRANE: T122 | CRANE |  | 52.4257 | -6.4618
MV/LV Substation BA***745 | 20 kV | 400V(3ph) & 230V(single ph) | LV | 50 kVA :Pole Substation | 0.05 | --> | 0.05 | 0.048 | 3.7 |  | --> | 0.047 | 0 | 0 | 0 | 0 | 0.049 | 0 |  | --> | E13 ex CLARA | CLARA: T421 | THORNSBERRY |  | 53.4094 | -7.5461
MV/LV Substation BA***745X | 20 kV | 400V(3ph) & 230V(single ph) | LV | 100 kVA :Pole Substation | 0.1 | --> | 0.1 | 0.084 | 8.5 |  | --> | 0.095 | 0 | 0 | 0 | 0.028 | 0.072 | 0 |  | --> | C14 ex ARDGEEHA | ARDGEEHA: T41∥T42 | DOON |  | 52.5369 | -7.6272
MV/LV Substation BA***745X | 10 kV | 400V(3ph) & 230V(single ph) | LV | 630 kVA :Kiosk Substation | 0.63 | --> | 0.63 | 0.401 | 3.1 |  | --> | 0.598 | 0 | 0 | 0 | 0.039 | 0.5 | 0 |  | --> | C17 ex TRABEG | TRABEG: T102 | TRABEG |  | 51.8662 | -8.4757
MV/LV Substation BA***746 | 20 kV | 400V(3ph) & 230V(single ph) | LV | 50 kVA :Pole Substation | 0.05 | --> | 0.05 | 0.048 | 3.2 |  | --> | 0.047 | 0 | 0 | 0 | 0.021 | 0.027 | 0 |  | --> | C12 ex ATHY | ATHY: T102 | ATHY |  | 52.9791 | -6.9069
MV/LV Substation BA***746 | 20 kV | 400V(3ph) & 230V(single ph) | LV | 50 kVA :Pole Substation | 0.05 | --> | 0.05 | 0 | 0 | Constrained,otherwise capacity available =43kVA. | --> | 0.047 | 0 | 0 | 0 | 0 | 0 | 0 | Constrained,otherwise capacity available =50kW. | --> | E11 ex FERNS | FERNS: T421 | CRANE |  | 52.6195 | -6.5305
MV/LV Substation BA***746 | 10 kV | 400V(3ph) & 230V(single ph) | LV | 200 kVA :Kiosk Substation | 0.2 | --> | 0.2 | 0.192 | 5 |  | --> | 0.19 | 0 | 0 | 0 | 0 | 0.2 | 0 |  | --> | C17 ex BALLYRICKARD | BALLYRICKARD: T41∥T42 | TRALEE |  | 52.3043 | -9.8546
MV/LV Substation BA***746X | 20 kV | 400V(3ph) & 230V(single ph) | LV | 100 kVA :Pole Substation | 0.1 | --> | 0.1 | 0.093 | 1.5 |  | --> | 0.095 | 0 | 0 | 0 | 0 | 0.1 | 0 |  | --> | E18 ex ACHILL | ACHILL: T422 | CARROWBEG |  | 53.9731 | -9.737
MV/LV Substation BA***746Y | 10 kV | 400V(3ph) & 230V(single ph) | LV | 100 kVA :Pole Substation | 0.1 | --> | 0.1 | 0.083 | 1.6 |  | --> | 0.095 | 0 | 0 | 0 | 0.003 | 0.099 | 0 |  | --> | C18 ex SRAH | SRAH: T41∥T42 | THORNSBERRY |  | 53.288 | -7.5629
MV/LV Substation BA***747X | 10 kV | 400V(3ph) & 230V(single ph) | LV | 100 kVA :Pole Substation | 0.1 | --> | 0.1 | 0 | 6.3 |  | --> | 0.095 | 0 | 0 | 0 | 0.004 | 0 | 0 | Constrained,otherwise capacity available =113kW. | --> | E11 ex BAGENALSTOWN | BAGENALSTOWN: T421∥T422 | CARLOW |  | 52.7006 | -6.972
MV/LV Substation BA***747Y | 20 kV | 400V(3ph) & 230V(single ph) | LV | 100 kVA :Pole Substation | 0.1 | --> | 0.1 | 0.069 | 3.4 |  | --> | 0.095 | 0 | 0 | 0 | 0.003 | 0.101 | 0 |  | --> | E20 ex CLONMINCH | CLONMINCH: T422 | THORNSBERRY |  | 53.2683 | -7.3484
MV/LV Substation BA***748X | 20 kV | 400V(3ph) & 230V(single ph) | LV | 400 kVA :Kiosk Substation | 0.4 | --> | 0.4 | 0.27 | 6.3 |  | --> | 0.38 | 0 | 0 | 0 | 0 | 0 | 0 | Constrained,otherwise capacity available =420kW. | --> | E11 ex BAGENALSTOWN | BAGENALSTOWN: T421∥T422 | CARLOW |  | 52.7031 | -6.9611
MV/LV Substation BA***749 | 10 kV | 400V(3ph) & 230V(single ph) | LV | 100 kVA :Pole Substation | 0.1 | --> | 0.1 | 0.074 | 2.2 |  | --> | 0.095 | 0 | 0 | 0 | 0 | 0 | 0 | Constrained,otherwise capacity available =103kW. | --> | C16 ex NEWCASTLEWEST | NEWCASTLEWEST: T41∥T42 | RATHKEALE |  | 52.4829 | -9.0342
MV/LV Substation BA***749X | 10 kV | 400V(3ph) & 230V(single ph) | LV | 200 kVA :Kiosk Substation | 0.2 | --> | 0.2 | 0 | 0 | Constrained,otherwise capacity available =126kVA. | --> | 0.19 | 0 | 0 | 0 | 0.011 | 0.199 | 0 |  | --> | C14 ex ATHGARVAN | ATHGARVAN: T44 | NEWBRIDGE |  | 53.181 | -6.7833
MV/LV Substation BA***749Y | 10 kV | 400V(3ph) & 230V(single ph) | LV | 50 kVA :Pole Substation | 0.05 | --> | 0.05 | 0.047 | 2.7 |  | --> | 0.047 | 0 | 0 | 0 | 0 | 0.049 | 0 |  | --> | C18 ex CALLAN | CALLAN: T41∥T42 | KILKENNY |  | 52.5091 | -7.3479
MV/LV Substation BA***750 | 10 kV | 400V(3ph) & 230V(single ph) | LV | 50 kVA :Pole Substation | 0.05 | --> | 0.05 | 0.043 | 3.3 |  | --> | 0.047 | 0 | 0 | 0 | 0 | 0.05 | 0 |  | --> | E11 ex KNOCKMULLEN | KNOCKMULLEN: T421 | GREAT ISLAND |  | 52.4237 | -6.8951
MV/LV Substation BA***750 | 10 kV | 400V(3ph) & 230V(single ph) | LV | 50 kVA :Pole Substation | 0.05 | --> | 0.05 | 0.026 | 5.3 |  | --> | 0.047 | 0 | 0 | 0 | 0 | 0.052 | 0 |  | --> | C18 ex SMEARLA | SMEARLA: T42 | TRIEN |  | 52.4179 | -9.5659
MV/LV Substation BA***750 | 10 kV | 400V(3ph) & 230V(single ph) | LV | 100 kVA :Pole Substation | 0.1 | --> | 0.1 | 0.082 | 4 |  | --> | 0.095 | 0 | 0 | 0 | 0 | 0 | 0 | Constrained,otherwise capacity available =102kW. | --> | C19 ex LISMORE | LISMORE: T41∥T42 | DUNGARVAN |  | 52.1389 | -8.0659
MV/LV Substation BA***750Y | 20 kV | 400V(3ph) & 230V(single ph) | LV | 630 kVA :Kiosk Substation | 0.63 | --> | 0.63 | 0.5 | 4.1 |  | --> | 0.598 | 0 | 0 | 0 | 0 | 0 | 0 | Constrained,otherwise capacity available =500kW. | --> | E11 ex CHARLEVILLE | CHARLEVILLE: T422 | CHARLEVILLE |  | 52.3506 | -8.6595
MV/LV Substation BA***751 | 20 kV | 400V(3ph) & 230V(single ph) | LV | 50 kVA :Pole Substation | 0.05 | --> | 0.05 | 0 | 0 | Constrained,otherwise capacity available =35kVA. | --> | 0.047 | 0 | 0 | 0 | 0.008 | 0.043 | 0 |  | --> | E20 ex GLASMORE | GLASMORE: T422 | GLASMORE |  | 53.5079 | -6.1691
MV/LV Substation BA***751X | 10 kV | 400V(3ph) & 230V(single ph) | LV | 1000 kVA :Building Structure | 1 | --> | 1 | 0.5 | 2.4 |  | --> | 0.95 | 0 | 0 | 0 | 0 | 0 | 0 | Constrained,otherwise capacity available =500kW. | --> | C18 ex FOYNES | FOYNES: T42 | RATHKEALE |  | 52.5731 | -9.039
MV/LV Substation BA***751Y | 20 kV | 400V(3ph) & 230V(single ph) | LV | 50 kVA :Pole Substation | 0.05 | --> | 0.05 | 0 | 0 | Constrained,otherwise capacity available =50kVA. | --> | 0.047 | 0 | 0 | 0 | 0 | 0.049 | 0 |  | --> | C11 ex RAHEEN | RAHEEN: T41 | LIMERICK |  | 52.6268 | -8.6885
MV/LV Substation BA***752 | 10 kV | 400V(3ph) & 230V(single ph) | LV | 50 kVA :Pole Substation | 0.05 | --> | 0.05 | 0.049 | 0.1 |  | --> | 0.047 | 0 | 0 | 0 | 0 | 0 | 0 | Constrained,otherwise capacity available =49kW. | --> | C16 ex RATHDRUM | RATHDRUM: T42 | ARKLOW |  | 52.9457 | -6.2497
MV/LV Substation BA***752 | 10 kV | 400V(3ph) & 230V(single ph) | LV | 100 kVA :Pole Substation | 0.1 | --> | 0.1 | 0.098 | 3.6 |  | --> | 0.095 | 0 | 0 | 0 | 0.002 | 0.097 | 0 |  | --> | C27 ex BALLYCROSSAUN | BALLYCROSSAUN: T421∥T422 | SOMERSET |  | 53.1573 | -8.2973
MV/LV Substation BA***752X | 20 kV | 400V(3ph) & 230V(single ph) | LV | 50 kVA :Pole Substation | 0.05 | --> | 0.05 | 0 | 0 | Constrained,otherwise capacity available =39kVA. | --> | 0.047 | 0 | 0 | 0 | 0 | 0.051 | 0 |  | --> | E12 ex BALTINGLASS | BALTINGLASS: T421∥T422 | STRATFORD |  | 52.9992 | -6.6862
MV/LV Substation BA***752X | 10 kV | 400V(3ph) & 230V(single ph) | LV | 50 kVA :Pole Substation | 0.05 | --> | 0.05 | 0.05 | 3.8 |  | --> | 0.047 | 0 | 0 | 0 | 0 | 0 | 0 | Constrained,otherwise capacity available =49kW. | --> | C18 ex TURLOUGH ROAD | TURLOUGH ROAD: T41∥T42 | CASTLEBAR |  | 53.8757 | -9.2664
MV/LV Substation BA***753 | 10 kV | 400V(3ph) & 230V(single ph) | LV | 200 kVA :Pole Substation | 0.2 | --> | 0.2 | 0.2 | 4.3 |  | --> | 0.19 | 0 | 0 | 0 | 0 | 0.2 | 0 |  | --> | C26 ex BAILIEBORO | BAILIEBORO: T41∥T42 | MEATH HILL |  | 53.9305 | -6.9704
MV/LV Substation BA***753 | 20 kV | 400V(3ph) & 230V(single ph) | LV | 100 kVA :Pole Substation | 0.1 | --> | 0.1 | 0.081 | 1.6 |  | --> | 0.095 | 0 | 0 | 0 | 0 | 0.102 | 0 |  | --> | E16 ex DINGLE | DINGLE: T422 | OUGHTRAGH |  | 52.1554 | -10.2498
MV/LV Substation BA***754Y | 10 kV | 400V(3ph) & 230V(single ph) | LV | 200 kVA :Pole Substation | 0.2 | --> | 0.2 | 0.188 | 4.1 |  | --> | 0.19 | 0 | 0 | 0 | 0 | 0 | 0 | Constrained,otherwise capacity available =201kW. | --> | E13 ex CHARLEVILLE | CHARLEVILLE: T422 | CHARLEVILLE |  | 52.3019 | -8.6863
MV/LV Substation BA***755Y | 10 kV | 400V(3ph) & 230V(single ph) | LV | 200 kVA :Kiosk Substation | 0.2 | --> | 0.2 | 0.185 | 5.9 |  | --> | 0.19 | 0 | 0 | 0 | 0.003 | 0.199 | 0 |  | --> | C13 ex BANDON | BANDON: T101 | BANDON |  | 51.7423 | -8.7549
MV/LV Substation BA***756Z | 20 kV | 400V(3ph) & 230V(single ph) | LV | 1000 kVA :Building Structure | 1 | --> | 1 | 0.5 | 12.9 |  | --> | 0.95 | 0 | 0 | 0 | 0 | 0.5 | 0 |  | --> | E18 ex COOLROE | COOLROE: T122 | COOLROE |  | 51.8889 | -8.5905
MV/LV Substation BA***756Z | 20 kV | 400V(3ph) & 230V(single ph) | LV | 50 kVA :Pole Substation | 0.05 | --> | 0.05 | 0.046 | 4 |  | --> | 0.047 | 0 | 0 | 0 | 0 | 0.049 | 0 |  | --> | E13 ex KILLINICK | KILLINICK: T421∥T422 | WEXFORD |  | 52.2216 | -6.3537
MV/LV Substation BA***757 | 20 kV | 400V(3ph) & 230V(single ph) | LV | 200 kVA :Pole Substation | 0.2 | --> | 0.2 | 0.111 | 0.8 |  | --> | 0.19 | 0 | 0 | 0 | 0 | 0 | 0 | Constrained,otherwise capacity available =213kW. | --> | E18 ex CARNDONAGH | CARNDONAGH: T421∥T422 | TRILLICK |  | 55.2515 | -7.2595
MV/LV Substation BA***757Z | 20 kV | 400V(3ph) & 230V(single ph) | LV | 1000 kVA :Building Structure | 1 | --> | 1 | 0.5 | 12.9 |  | --> | 0.95 | 0 | 0 | 0 | 0.003 | 0.5 | 0 |  | --> | E18 ex COOLROE | COOLROE: T122 | COOLROE |  | 51.8886 | -8.5888
MV/LV Substation BA***758X | 20 kV | 400V(3ph) & 230V(single ph) | LV | 50 kVA :Pole Substation | 0.05 | --> | 0.05 | 0.044 | 1.5 |  | --> | 0.047 | 0 | 0 | 0 | 0 | 0.05 | 0 |  | --> | E15 ex BEALISTOWN | BEALISTOWN: T421∥T422 | GREAT ISLAND |  | 52.277 | -6.8345
MV/LV Substation BA***758Y | 10 kV | 400V(3ph) & 230V(single ph) | LV | 50 kVA :Pole Substation | 0.05 | --> | 0.05 | 0.05 | 0.7 |  | --> | 0.047 | 0 | 0 | 0 | 0 | 0.049 | 0 |  | --> | C30 ex ACADEMY STREET | ACADEMY STREET: T44 | NAVAN |  | 53.6484 | -6.6542
MV/LV Substation BA***758Z | 20 kV | 400V(3ph) & 230V(single ph) | LV | 1000 kVA :Building Structure | 1 | --> | 1 | 0.5 | 12.9 |  | --> | 0.95 | 0 | 0 | 0 | 0 | 0.5 | 0 |  | --> | E18 ex COOLROE | COOLROE: T122 | COOLROE |  | 51.8883 | -8.5881
MV/LV Substation BA***759 | 10 kV | 400V(3ph) & 230V(single ph) | LV | 100 kVA :Pole Substation | 0.1 | --> | 0.1 | 0.09 | 4 |  | --> | 0.095 | 0 | 0 | 0 | 0 | 0 | 0 | Constrained,otherwise capacity available =101kW. | --> | C19 ex LISMORE | LISMORE: T41∥T42 | DUNGARVAN |  | 52.1464 | -8.053
MV/LV Substation BA***760X | 20 kV | 400V(3ph) & 230V(single ph) | LV | 100 kVA :Pole Substation | 0.1 | --> | 0.1 | 0.092 | 7.4 |  | --> | 0.095 | 0 | 0 | 0 | 0 | 0.1 | 0 |  | --> | E22 ex BANOGE | BANOGE: T122 | BANOGE |  | 52.6065 | -6.3795
MV/LV Substation BA***761 | 10 kV | 400V(3ph) & 230V(single ph) | LV | 630 kVA :Kiosk Substation | 0.63 | --> | 0.63 | 0.5 | 2.7 |  | --> | 0.598 | 0 | 0 | 0 | 0 | 0.5 | 0 |  | --> | C20 ex BALLYARD | BALLYARD: T41∥T42 | TRALEE |  | 52.262 | -9.6981
MV/LV Substation BA***761X | 10 kV | 400V(3ph) & 230V(single ph) | LV | 50 kVA :Pole Substation | 0.05 | --> | 0.05 | 0.038 | 0.8 |  | --> | 0.047 | 0 | 0 | 0 | 0 | 0.051 | 0 |  | --> | C20 ex KNOCKMULLEN | KNOCKMULLEN: T42 | GREAT ISLAND |  | 52.3131 | -6.8518
MV/LV Substation BA***762 | 20 kV | 400V(3ph) & 230V(single ph) | LV | 50 kVA :Pole Substation | 0.05 | --> | 0.05 | 0.044 | 2 |  | --> | 0.047 | 0 | 0 | 0 | 0 | 0.05 | 0 |  | --> | E17 ex BALLYCONNELL | BALLYCONNELL: T421∥T422 | GORTAWEE |  | 54.123 | -7.6749
MV/LV Substation BA***763 | 10 kV | 400V(3ph) & 230V(single ph) | LV | 630 kVA :Kiosk Substation | 0.63 | --> | 0.63 | 0.483 | 3.4 |  | --> | 0.598 | 0 | 0 | 0 | 0.011 | 0.5 | 0 |  | --> | C15 ex CAUSEWAY | CAUSEWAY: T41∥T42 | TRALEE |  | 52.3393 | -9.8162
MV/LV Substation BA***763Y | 10 kV | 400V(3ph) & 230V(single ph) | LV | 200 kVA :Kiosk Substation | 0.2 | --> | 0.2 | 0.2 | 2.1 |  | --> | 0.19 | 0 | 0 | 0 | 0 | 0.2 | 0 |  | --> | C17 ex WATERFORD IND EST | WATERFORD IND EST: T41 | BUTLERSTOWN |  | 52.2396 | -7.1423
MV/LV Substation BA***764 | 20 kV | 400V(3ph) & 230V(single ph) | LV | 50 kVA :Pole Substation | 0.05 | --> | 0.05 | 0.02 | 6.7 |  | --> | 0.047 | 0 | 0 | 0 | 0.003 | 0 | 0 | Constrained,otherwise capacity available =50kW. | --> | E28 ex MILFORD (MWR) | MILFORD (MWR): T422 | CHARLEVILLE |  | 52.4027 | -8.7825
MV/LV Substation BA***764 | 10 kV | 400V(3ph) & 230V(single ph) | LV | 100 kVA :Pole Substation | 0.1 | --> | 0.1 | 0 | 0 | Constrained,otherwise capacity available =7kVA. | --> | 0.095 | 0 | 0 | 0 | 0 | 0.113 | 0 |  | --> | C20 ex TERMONFECKIN ROAD | TERMONFECKIN ROAD: T41∥T42 | DRYBRIDGE |  | 53.7389 | -6.2637
MV/LV Substation BA***764Y | 10 kV | 400V(3ph) & 230V(single ph) | LV | 50 kVA :Pole Substation | 0.05 | --> | 0.05 | 0.032 | 5.9 |  | --> | 0.047 | 0 | 0 | 0 | 0.019 | 0.031 | 0 |  | --> | C11 ex BANDON | BANDON: T101 | BANDON |  | 51.7561 | -8.7308
MV/LV Substation BA***765X | 20 kV | 400V(3ph) & 230V(single ph) | LV | 50 kVA :Pole Substation | 0.05 | --> | 0.05 | 0 | 0 | Constrained,otherwise capacity available =16kVA. | --> | 0.047 | 0 | 0 | 0 | 0.021 | 0.031 | 0 |  | --> | E15 ex JULIANSTOWN | JULIANSTOWN: T421∥T422 | DRYBRIDGE |  | 53.6429 | -6.2783
MV/LV Substation BA***766X | 10 kV | 400V(3ph) & 230V(single ph) | LV | 50 kVA :Pole Substation | 0.05 | --> | 0.05 | 0.044 | 5.9 |  | --> | 0.047 | 0 | 0 | 0 | 0 | 0 | 0 | Constrained,otherwise capacity available =50kW. | --> | C15 ex NEWMARKET (SR) | NEWMARKET (SR): T41∥T42 | GLENLARA |  | 52.2104 | -9.0617
MV/LV Substation BA***766X | 10 kV | 400V(3ph) & 230V(single ph) | LV | 400 kVA :Kiosk Substation | 0.4 | --> | 0.4 | 0.12 | 0.1 | Constrained,otherwise capacity available =156kVA. | --> | 0.38 | 0 | 0 | 0 | 0.007 | 0 | 0 | Constrained,otherwise capacity available =429kW. | --> | C23 ex CREGG ROAD | CREGG ROAD: T41∥T42 | BALLYDINE |  | 52.3526 | -7.3329
MV/LV Substation BA***767 | 20 kV | 400V(3ph) & 230V(single ph) | LV | 50 kVA :Pole Substation | 0.05 | --> | 0.05 | 0 | 0 | Constrained,otherwise capacity available =47kVA. | --> | 0.047 | 0 | 0 | 0 | 0.003 | 0.046 | 0 |  | --> | E15 ex BRUFF | BRUFF: T421 | LIMERICK |  | 52.534 | -8.528
MV/LV Substation BA***767X | 10 kV | 400V(3ph) & 230V(single ph) | LV | 200 kVA :Kiosk Substation | 0.2 | --> | 0.2 | 0.139 | 8.3 |  | --> | 0.19 | 0 | 0 | 0 | 0 | 0.209 | 0 |  | --> | C17 ex BALLYBEG | BALLYBEG: T101 | CARRICKMINES |  | 52.9004 | -6.0408
MV/LV Substation BA***768Y | 20 kV | 400V(3ph) & 230V(single ph) | LV | 150 kVA :Pole Substation | 0.15 | --> | 0.15 | 0 | 0 | Constrained,otherwise capacity available =146kVA. | --> | 0.142 | 0 | 0 | 0 | 0 | 0.149 | 0 |  | --> | E15 ex GLENAMADDY | GLENAMADDY: T422 | ATHLONE |  | 53.5988 | -8.495
MV/LV Substation BA***769 | 20 kV | 400V(3ph) & 230V(single ph) | LV | 200 kVA :Pole Substation | 0.2 | --> | 0.2 | 0.164 | 9.3 |  | --> | 0.19 | 0 | 0 | 0 | 0 | 0 | 0 | Constrained,otherwise capacity available =205kW. | --> | E14 ex BLESSINGTON | BLESSINGTON: T422 | KILTEEL |  | 53.1302 | -6.6157
MV/LV Substation BA***769 | 20 kV | 400V(3ph) & 230V(single ph) | LV | 100 kVA :Pole Substation | 0.1 | --> | 0.1 | 0.1 | 7.5 |  | --> | 0.095 | 0 | 0 | 0 | 0 | 0.1 | 0 |  | --> | C06 ex AHANE | AHANE: T102 | AHANE |  | 52.7018 | -8.4305
MV/LV Substation BA***769X | 20 kV | 400V(3ph) & 230V(single ph) | LV | 50 kVA :Pole Substation | 0.05 | --> | 0.05 | 0 | 0 | Constrained,otherwise capacity available =48kVA. | --> | 0.047 | 0 | 0 | 0 | 0 | 0 | 0 | Constrained,otherwise capacity available =49kW. | --> | C18 ex COOLCARRON | COOLCARRON: T41 | BARRYMORE |  | 52.1356 | -8.2526
MV/LV Substation BA***770X | 10 kV | 400V(3ph) & 230V(single ph) | LV | 50 kVA :Pole Substation | 0.05 | --> | 0.05 | 0.05 | 1.4 |  | --> | 0.047 | 0 | 0 | 0 | 0 | 0 | 0 | Constrained,otherwise capacity available =49kW. | --> | C16 ex DEERPARK | DEERPARK: T41∥T42 | BALLYDINE |  | 52.3659 | -7.507
MV/LV Substation BA***770X | 20 kV | 400V(3ph) & 230V(single ph) | LV | 50 kVA :Pole Substation | 0.05 | --> | 0.05 | 0 | 0 | Constrained,otherwise capacity available =36kVA. | --> | 0.047 | 0 | 0 | 0 | 0 | 0 | 0 | Constrained,otherwise capacity available =51kW. | --> | C15 ex KANTURK | KANTURK: T41∥T42 | GLENLARA |  | 52.1345 | -8.8897
MV/LV Substation BA***772 | 20 kV | 400V(3ph) & 230V(single ph) | LV | 50 kVA :Pole Substation | 0.05 | --> | 0.05 | 0.039 | 1.5 |  | --> | 0.047 | 0 | 0 | 0 | 0 | 0.051 | 0 |  | --> | C17 ex MOUNT MISERY | MOUNT MISERY: T41 | WATERFORD |  | 52.2978 | -7.1161
MV/LV Substation BA***772Y | 10 kV | 400V(3ph) & 230V(single ph) | LV | 200 kVA :Pole Substation | 0.2 | --> | 0.2 | 0.147 | 0.7 |  | --> | 0.19 | 0 | 0 | 0 | 0.039 | 0.166 | 0 |  | --> | C17 ex AGHAMORE | AGHAMORE: T42 | LANESBORO |  | 53.7433 | -7.9218
MV/LV Substation BA***773 | 10 kV | 400V(3ph) & 230V(single ph) | LV | 100 kVA :Pole Substation | 0.1 | --> | 0.1 | 0 | 0 | Constrained,otherwise capacity available =79kVA. | --> | 0.095 | 0 | 0 | 0 | 0.012 | 0.09 | 0 |  | --> | C21 ex LITTLE BRAY | LITTLE BRAY: T41 | FASSAROE |  | 53.2042 | -6.1709
MV/LV Substation BA***773Y | 20 kV | 400V(3ph) & 230V(single ph) | LV | 100 kVA :Pole Substation | 0.1 | --> | 0.1 | 0.083 | 0.8 |  | --> | 0.095 | 0 | 0 | 0 | 0 | 0.102 | 0 |  | --> | C20 ex KNOCKMULLEN | KNOCKMULLEN: T42 | GREAT ISLAND |  | 52.3388 | -6.9496
MV/LV Substation BA***774 | 10 kV | 400V(3ph) & 230V(single ph) | LV | 100 kVA :Pole Substation | 0.1 | --> | 0.1 | 0 | 0 | Constrained,otherwise capacity available =56kVA. | --> | 0.095 | 0 | 0 | 0 | 0.007 | 0.098 | 0 |  | --> | C21 ex LITTLE BRAY | LITTLE BRAY: T41 | FASSAROE |  | 53.2048 | -6.1644
MV/LV Substation BA***774 | 20 kV | 400V(3ph) & 230V(single ph) | LV | 200 kVA :Pole Substation | 0.2 | --> | 0.2 | 0.2 | 8.5 |  | --> | 0.19 | 0 | 0 | 0 | 0 | 0.2 | 0 |  | --> | C14 ex ARDGEEHA | ARDGEEHA: T41∥T42 | DOON |  | 52.5166 | -7.5537
MV/LV Substation BA***775 | 20 kV | 400V(3ph) & 230V(single ph) | LV | 50 kVA :Pole Substation | 0.05 | --> | 0.05 | 0 | 0 | Constrained,otherwise capacity available =46kVA. | --> | 0.047 | 0 | 0 | 0 | 0 | 0 | 0 | Constrained,otherwise capacity available =49kW. | --> | C13 ex CLOYNE | CLOYNE: T41 | MIDLETON |  | 51.8698 | -7.9847
MV/LV Substation BA***776 | 10 kV | 400V(3ph) & 230V(single ph) | LV | 200 kVA :Pole Substation | 0.2 | --> | 0.2 | 0.176 | 3.3 |  | --> | 0.19 | 0 | 0 | 0 | 0 | 0.203 | 0 |  | --> | E11 ex KNOCKMULLEN | KNOCKMULLEN: T421 | GREAT ISLAND |  | 52.4548 | -6.8773
MV/LV Substation BA***777 | 10 kV | 400V(3ph) & 230V(single ph) | LV | 200 kVA :Pole Substation | 0.2 | --> | 0.2 | 0.12 | 3.3 |  | --> | 0.19 | 0 | 0 | 0 | 0 | 0.212 | 0 |  | --> | E11 ex KNOCKMULLEN | KNOCKMULLEN: T421 | GREAT ISLAND |  | 52.4485 | -6.8646
MV/LV Substation BA***777X | 10 kV | 400V(3ph) & 230V(single ph) | LV | 50 kVA :Pole Substation | 0.05 | --> | 0.05 | 0.048 | 2.9 |  | --> | 0.047 | 0 | 0 | 0 | 0 | 0.049 | 0 |  | --> | C13 ex MONFIN | MONFIN: T41∥T42 | WEXFORD |  | 52.4745 | -6.5937
MV/LV Substation BA***778 | 20 kV | 400V(3ph) & 230V(single ph) | LV | 100 kVA :Pole Substation | 0.1 | --> | 0.1 | 0.095 | 6.7 |  | --> | 0.095 | 0 | 0 | 0 | 0 | 0 | 0 | Constrained,otherwise capacity available =100kW. | --> | E28 ex MILFORD (MWR) | MILFORD (MWR): T422 | CHARLEVILLE |  | 52.3979 | -8.7792
MV/LV Substation BA***779 | 10 kV | 400V(3ph) & 230V(single ph) | LV | 50 kVA :Pole Substation | 0.05 | --> | 0.05 | 0 | 0 | Constrained,otherwise capacity available =40kVA. | --> | 0.047 | 0 | 0 | 0 | 0 | 0.051 | 0 |  | --> | C11 ex WOODFORD | WOODFORD: T41∥T42 | KNOCKEARAGH |  | 52.0565 | -9.4912
MV/LV Substation BA***780 | 10 kV | 400V(3ph) & 230V(single ph) | LV | 50 kVA :Pole Substation | 0.05 | --> | 0.05 | 0.043 | 1.6 |  | --> | 0.047 | 0 | 0 | 0 | 0.007 | 0.042 | 0 |  | --> | C18 ex SRAH | SRAH: T41∥T42 | THORNSBERRY |  | 53.2882 | -7.5519
MV/LV Substation BA***780 | 10 kV | 400V(3ph) & 230V(single ph) | LV | 100 kVA :Pole Substation | 0.1 | --> | 0.1 | 0 | 0 | Constrained,otherwise capacity available =92kVA. | --> | 0.095 | 0 | 0 | 0 | 0 | 0.1 | 0 |  | --> | C13 ex ATHGARVAN | ATHGARVAN: T41 | NEWBRIDGE |  | 53.1669 | -6.827
MV/LV Substation BA***780 | 10 kV | 400V(3ph) & 230V(single ph) | LV | 400 kVA :Kiosk Substation | 0.4 | --> | 0.4 | 0.24 | 2.7 |  | --> | 0.38 | 0 | 0 | 0 | 0 | 0.424 | 0 |  | --> | C17 ex WHITEHALL | WHITEHALL: T41 | FINGLAS |  | 53.3816 | -6.2754
MV/LV Substation BA***780X | 10 kV | 400V(3ph) & 230V(single ph) | LV | 100 kVA :Pole Substation | 0.1 | --> | 0.1 | 0.1 | 3.3 |  | --> | 0.095 | 0 | 0 | 0 | 0 | 0.1 | 0 |  | --> | E11 ex KNOCKMULLEN | KNOCKMULLEN: T421 | GREAT ISLAND |  | 52.4623 | -6.8887
MV/LV Substation BA***781X | 10 kV | 400V(3ph) & 230V(single ph) | LV | 400 kVA :Kiosk Substation | 0.4 | --> | 0.4 | 0.225 | 5 |  | --> | 0.38 | 0 | 0 | 0 | 0.017 | 0.409 | 0 |  | --> | C15 ex OLDBAWN | OLDBAWN: T41 | COOKSTOWN |  | 53.2794 | -6.3538
MV/LV Substation BA***781X | 10 kV | 400V(3ph) & 230V(single ph) | LV | 50 kVA :Pole Substation | 0.05 | --> | 0.05 | 0 | 0 | Constrained,otherwise capacity available =45kVA. | --> | 0.047 | 0 | 0 | 0 | 0 | 0.05 | 0 |  | --> | C39 ex COLLEGE PARK | COLLEGE PARK: T103 | COLLEGE PARK |  | 53.4556 | -6.382
MV/LV Substation BA***782X | 10 kV | 400V(3ph) & 230V(single ph) | LV | 50 kVA :Pole Substation | 0.05 | --> | 0.05 | 0 | 0 | Constrained,otherwise capacity available =49kVA. | --> | 0.047 | 0 | 0 | 0 | 0 | 0 | 0 | Constrained,otherwise capacity available =49kW. | --> | C11 ex GARDEN CITY | GARDEN CITY: T41∥T42 | ARKLOW |  | 52.6907 | -6.3217
MV/LV Substation BA***782X | 20 kV | 400V(3ph) & 230V(single ph) | LV | 200 kVA :Kiosk Substation | 0.2 | --> | 0.2 | 0.131 | 6.9 |  | --> | 0.19 | 0 | 0 | 0 | 0 | 0 | 0 | Constrained,otherwise capacity available =210kW. | --> | E14 ex RATHKEALE | RATHKEALE: T421∥T422 | RATHKEALE |  | 52.5151 | -8.7906
MV/LV Substation BA***783 | 10 kV | 400V(3ph) & 230V(single ph) | LV | 50 kVA :Pole Substation | 0.05 | --> | 0.05 | 0.038 | 2.1 |  | --> | 0.047 | 0 | 0 | 0 | 0.019 | 0.031 | 0 |  | --> | C15 ex GRANAGH | GRANAGH: T41∥T42 | WATERFORD |  | 52.3172 | -7.1382
MV/LV Substation BA***783X | 10 kV | 400V(3ph) & 230V(single ph) | LV | 50 kVA :Pole Substation | 0.05 | --> | 0.05 | 0 | 0 | Constrained,otherwise capacity available =35kVA. | --> | 0.047 | 0 | 0 | 0 | 0.003 | 0.048 | 0 |  | --> | C20 ex RAHEEN | RAHEEN: T42 | LIMERICK |  | 52.6256 | -8.6336
MV/LV Substation BA***784Z | 20 kV | 400V(3ph) & 230V(single ph) | LV | 100 kVA :Pole Substation | 0.1 | --> | 0.1 | 0 | 0 | Constrained,otherwise capacity available =100kVA. | --> | 0.095 | 0 | 0 | 0 | 0 | 0.1 | 0 |  | --> | E18 ex GLASMORE | GLASMORE: T422 | GLASMORE |  | 53.505 | -6.2463
MV/LV Substation BA***785Y | 20 kV | 400V(3ph) & 230V(single ph) | LV | 50 kVA :Pole Substation | 0.05 | --> | 0.05 | 0.025 | 6.9 |  | --> | 0.047 | 0 | 0 | 0 | 0 | 0 | 0 | Constrained,otherwise capacity available =53kW. | --> | E14 ex RATHKEALE | RATHKEALE: T421∥T422 | RATHKEALE |  | 52.4667 | -8.7872
MV/LV Substation BA***786 | 10 kV | 400V(3ph) & 230V(single ph) | LV | 50 kVA :Pole Substation | 0.05 | --> | 0.05 | 0 | 0 | Constrained,otherwise capacity available =30kVA. | --> | 0.047 | 0 | 0 | 0 | 0.004 | 0.048 | 0 |  | --> | C18 ex MIDLETON | MIDLETON: T102 | MIDLETON |  | 51.9877 | -8.2272
MV/LV Substation BA***786 | 20 kV | 400V(3ph) & 230V(single ph) | LV | 200 kVA :Pole Substation | 0.2 | --> | 0.2 | 0 | 0 | Constrained,otherwise capacity available =106kVA. | --> | 0.19 | 0 | 0 | 0 | 0 | 0 | 0 | Constrained,otherwise capacity available =213kW. | --> | C15 ex CLOONLOUGH | CLOONLOUGH: T41∥T42 | BARRYMORE |  | 52.2333 | -8.36
MV/LV Substation BA***786 | 20 kV | 400V(3ph) & 230V(single ph) | LV | 200 kVA :Pole Substation | 0.2 | --> | 0.2 | 0.178 | 2.5 |  | --> | 0.19 | 0 | 0 | 0 | 0.013 | 0 | 0 | Constrained,otherwise capacity available =189kW. | --> | E19 ex TULLOW | TULLOW: T421 | CARLOW |  | 52.8124 | -6.6295
MV/LV Substation BA***786X | 20 kV | 400V(3ph) & 230V(single ph) | LV | 50 kVA :Pole Substation | 0.05 | --> | 0.05 | 0.036 | 2.8 |  | --> | 0.047 | 0 | 0 | 0 | 0 | 0 | 0 | Constrained,otherwise capacity available =51kW. | --> | C21 ex LEE BRIDGE | LEE BRIDGE: T41 | MACROOM |  | 51.9351 | -9.1354
MV/LV Substation BA***786X | 10 kV | 400V(3ph) & 230V(single ph) | LV | 50 kVA :Pole Substation | 0.05 | --> | 0.05 | 0 | 0 | Constrained,otherwise capacity available =48kVA. | --> | 0.047 | 0 | 0 | 0 | 0 | 0.049 | 0 |  | --> | C17 ex KINSALE | KINSALE: T41∥T42 | BANDON |  | 51.7453 | -8.572
MV/LV Substation BA***786Z | 20 kV | 400V(3ph) & 230V(single ph) | LV | 50 kVA :Pole Substation | 0.05 | --> | 0.05 | 0.05 | 5.6 |  | --> | 0.047 | 0 | 0 | 0 | 0 | 0 | 0 | Constrained,otherwise capacity available =49kW. | --> | E13 ex BLESSINGTON | BLESSINGTON: T421 | KILTEEL |  | 53.1284 | -6.6056
MV/LV Substation BA***787 | 10 kV | 400V(3ph) & 230V(single ph) | LV | 50 kVA :Pole Substation | 0.05 | --> | 0.05 | 0.049 | 3.4 |  | --> | 0.047 | 0 | 0 | 0 | 0 | 0.049 | 0 |  | --> | C18 ex TRAMORE | TRAMORE: T42 | BUTLERSTOWN |  | 52.1759 | -7.2089
MV/LV Substation BA***787X | 20 kV | 400V(3ph) & 230V(single ph) | LV | 100 kVA :Pole Substation | 0.1 | --> | 0.1 | 0.083 | 25.4 |  | --> | 0.095 | 0 | 0 | 0 | 0 | 0 | 0 | Constrained,otherwise capacity available =102kW. | --> | E11 ex DUNFIRTH | DUNFIRTH: T122 | DUNFIRTH |  | 53.3847 | -6.9644
MV/LV Substation BA***788 | 10 kV | 400V(3ph) & 230V(single ph) | LV | 200 kVA :Pole Substation | 0.2 | --> | 0.2 | 0 | 0 | Constrained,otherwise capacity available =198kVA. | --> | 0.19 | 0 | 0 | 0 | 0 | 0.2 | 0 |  | --> | C21 ex LITTLE BRAY | LITTLE BRAY: T41 | FASSAROE |  | 53.2105 | -6.2153
MV/LV Substation BA***788 | 10 kV | 400V(3ph) & 230V(single ph) | LV | 200 kVA :Building Structure | 0.2 | --> | 0.2 | 0.181 | 3.4 |  | --> | 0.19 | 0 | 0 | 0 | 0 | 0.202 | 0 |  | --> | C12 ex CAUSEWAY | CAUSEWAY: T41∥T42 | TRALEE |  | 52.4559 | -9.7297
MV/LV Substation BA***789 | 20 kV | 400V(3ph) & 230V(single ph) | LV | 50 kVA :Pole Substation | 0.05 | --> | 0.05 | 0 | 0 | Constrained,otherwise capacity available =35kVA. | --> | 0.047 | 0 | 0 | 0 | 0.003 | 0 | 0 | Constrained,otherwise capacity available =48kW. | --> | E21 ex ASHBOURNE | ASHBOURNE: T421 | FINGLAS |  | 53.4669 | -6.3169
MV/LV Substation BA***789X | 10 kV | 400V(3ph) & 230V(single ph) | LV | 50 kVA :Pole Substation | 0.05 | --> | 0.05 | 0.039 | 5.5 |  | --> | 0.047 | 0 | 0 | 0 | 0 | 0.051 | 0 |  | --> | C12 ex ABBEYLAND | ABBEYLAND: T42 | NAVAN |  | 53.6701 | -6.6787
MV/LV Substation BA***790 | 10 kV | 400V(3ph) & 230V(single ph) | LV | 200 kVA :Pole Substation | 0.2 | --> | 0.2 | 0.157 | 11.5 |  | --> | 0.19 | 0 | 0 | 0 | 0.004 | 0.202 | 0 |  | --> | C18 ex BALLYBEG | BALLYBEG: T102 | CARRICKMINES |  | 52.9644 | -6.1481
MV/LV Substation BA***791 | 10 kV | 400V(3ph) & 230V(single ph) | LV | 50 kVA :Pole Substation | 0.05 | --> | 0.05 | 0 | 0 | Constrained,otherwise capacity available =40kVA. | --> | 0.047 | 0 | 0 | 0 | 0 | 0.051 | 0 |  | --> | C18 ex MIDLETON | MIDLETON: T102 | MIDLETON |  | 51.9907 | -8.2355
MV/LV Substation BA***791 | 20 kV | 400V(3ph) & 230V(single ph) | LV | 50 kVA :Pole Substation | 0.05 | --> | 0.05 | 0.038 | 1.5 |  | --> | 0.047 | 0 | 0 | 0 | 0 | 0.051 | 0 |  | --> | C19 ex TRAMORE | TRAMORE: T41 | BUTLERSTOWN |  | 52.1952 | -7.1206
MV/LV Substation BA***791X | 10 kV | 400V(3ph) & 230V(single ph) | LV | 50 kVA :Pole Substation | 0.05 | --> | 0.05 | 0 | 0 | Constrained,otherwise capacity available =37kVA. | --> | 0.047 | 0 | 0 | 0 | 0.003 | 0.047 | 0 |  | --> | C20 ex RAHEEN | RAHEEN: T42 | LIMERICK |  | 52.6282 | -8.6186
MV/LV Substation BA***792X | 10 kV | 400V(3ph) & 230V(single ph) | LV | 50 kVA :Pole Substation | 0.05 | --> | 0.05 | 0 | 0 | Constrained,otherwise capacity available =33kVA. | --> | 0.047 | 0 | 0 | 0 | 0.007 | 0.044 | 0 |  | --> | C13 ex BUTTEVANT | BUTTEVANT: T41∥T42 | MALLOW |  | 52.2246 | -8.518
MV/LV Substation BA***793 | 20 kV | 400V(3ph) & 230V(single ph) | LV | 50 kVA :Pole Substation | 0.05 | --> | 0.05 | 0.049 | 1.5 |  | --> | 0.047 | 0 | 0 | 0 | 0 | 0.049 | 0 |  | --> | C19 ex TRAMORE | TRAMORE: T41 | BUTLERSTOWN |  | 52.2134 | -7.1069
MV/LV Substation BA***793X | 20 kV | 400V(3ph) & 230V(single ph) | LV | 50 kVA :Pole Substation | 0.05 | --> | 0.05 | 0.046 | 25.4 |  | --> | 0.047 | 0 | 0 | 0 | 0 | 0 | 0 | Constrained,otherwise capacity available =49kW. | --> | E13 ex DUNFIRTH | DUNFIRTH: T122 | DUNFIRTH |  | 53.3971 | -6.7167
MV/LV Substation BA***794Y | 20 kV | 400V(3ph) & 230V(single ph) | LV | 50 kVA :Pole Substation | 0.05 | --> | 0.05 | 0 | 0 | Constrained,otherwise capacity available =50kVA. | --> | 0.047 | 0 | 0 | 0 | 0 | 0.049 | 0 |  | --> | E15 ex JULIANSTOWN | JULIANSTOWN: T421∥T422 | DRYBRIDGE |  | 53.6324 | -6.251
MV/LV Substation BA***796X | 10 kV | 400V(3ph) & 230V(single ph) | LV | 50 kVA :Pole Substation | 0.05 | --> | 0.05 | 0.043 | 2.6 |  | --> | 0.047 | 0 | 0 | 0 | 0 | 0.05 | 0 |  | --> | C13 ex DRYBRIDGE | DRYBRIDGE: T41 | DRYBRIDGE |  | 53.7576 | -6.3422
MV/LV Substation BA***797 | 20 kV | 400V(3ph) & 230V(single ph) | LV | 100 kVA :Pole Substation | 0.1 | --> | 0.1 | 0.047 | 2.7 |  | --> | 0.095 | 0 | 0 | 0 | 0 | 0.107 | 0 |  | --> | E17 ex LONGFORD | LONGFORD: T421 | RICHMOND |  | 53.7784 | -7.6569
MV/LV Substation BA***797 | 10 kV | 400V(3ph) & 230V(single ph) | LV | 100 kVA :Pole Substation | 0.1 | --> | 0.1 | 0.085 | 5.2 |  | --> | 0.095 | 0 | 0 | 0 | 0 | 0.102 | 0 |  | --> | C12 ex KILFLYNN | KILFLYNN: T41∥T42 | TRALEE |  | 52.3792 | -9.6045
MV/LV Substation BA***797 | 10 kV | 400V(3ph) & 230V(single ph) | LV | 50 kVA :Pole Substation | 0.05 | --> | 0.05 | 0.038 | 1.4 |  | --> | 0.047 | 0 | 0 | 0 | 0 | 0 | 0 | Constrained,otherwise capacity available =51kW. | --> | C11 ex DEERPARK | DEERPARK: T41∥T42 | BALLYDINE |  | 52.3133 | -7.3787
MV/LV Substation BA***799 | 20 kV | 400V(3ph) & 230V(single ph) | LV | 200 kVA :Pole Substation | 0.2 | --> | 0.2 | 0.075 | 2.7 |  | --> | 0.19 | 0 | 0 | 0 | 0.003 | 0.215 | 0 |  | --> | E17 ex LONGFORD | LONGFORD: T421 | RICHMOND |  | 53.7746 | -7.6582
MV/LV Substation BA***799 | 10 kV | 400V(3ph) & 230V(single ph) | LV | 50 kVA :Pole Substation | 0.05 | --> | 0.05 | 0.029 | 1.4 |  | --> | 0.047 | 0 | 0 | 0 | 0 | 0 | 0 | Constrained,otherwise capacity available =52kW. | --> | C11 ex DEERPARK | DEERPARK: T41∥T42 | BALLYDINE |  | 52.3125 | -7.3889
MV/LV Substation BA***799X | 20 kV | 400V(3ph) & 230V(single ph) | LV | 400 kVA :Kiosk Substation | 0.4 | --> | 0.4 | 0.337 | 7.4 |  | --> | 0.38 | 0 | 0 | 0 | 0.006 | 0.403 | 0 |  | --> | E19 ex BANOGE | BANOGE: T122 | BANOGE |  | 52.6108 | -6.3028
MV/LV Substation BA***799X | 20 kV | 400V(3ph) & 230V(single ph) | LV | 100 kVA :Pole Substation | 0.1 | --> | 0.1 | 0 | 0 | Constrained,otherwise capacity available =57kVA. | --> | 0.095 | 0 | 0 | 0 | 0 | 0.106 | 0 |  | --> | C16 ex KILSHANNY | KILSHANNY: T42 | CAHIR |  | 52.2629 | -8.128
MV/LV Substation BA***799X | 10 kV | 400V(3ph) & 230V(single ph) | LV | 100 kVA :Pole Substation | 0.1 | --> | 0.1 | 0 | 0 | Constrained,otherwise capacity available =81kVA. | --> | 0.095 | 0 | 0 | 0 | 0 | 0 | 0 | Constrained,otherwise capacity available =102kW. | --> | C18 ex TEMPLEMORE | TEMPLEMORE: T42 | IKERRIN |  | 52.833 | -7.7473
MV/LV Substation BA***799Y | 10 kV | 400V(3ph) & 230V(single ph) | LV | 200 kVA :Pole Substation | 0.2 | --> | 0.2 | 0 | 0 | Constrained,otherwise capacity available =165kVA. | --> | 0.19 | 0 | 0 | 0 | 0 | 0.205 | 0 |  | --> | C21 ex PORTARLINGTON | PORTARLINGTON: T43 | BLAKE |  | 53.1542 | -7.1958
MV/LV Substation BA***800 | 10 kV | 400V(3ph) & 230V(single ph) | LV | 50 kVA :Pole Substation | 0.05 | --> | 0.05 | 0 | 0 | Constrained,otherwise capacity available =49kVA. | --> | 0.047 | 0 | 0 | 0 | 0 | 0 | 0 | Constrained,otherwise capacity available =49kW. | --> | C17 ex HOLYCROSS ROAD | HOLYCROSS ROAD: T41∥T42 | THURLES |  | 52.7403 | -7.9226
MV/LV Substation BA***801 | 20 kV | 400V(3ph) & 230V(single ph) | LV | 100 kVA :Pole Substation | 0.1 | --> | 0.1 | 0.084 | 1.6 |  | --> | 0.095 | 0 | 0 | 0 | 0 | 0.102 | 0 |  | --> | E16 ex DINGLE | DINGLE: T422 | OUGHTRAGH |  | 52.1452 | -10.258
MV/LV Substation BA***801 | 10 kV | 400V(3ph) & 230V(single ph) | LV | 100 kVA :Pole Substation | 0.1 | --> | 0.1 | 0 | 0 | Constrained,otherwise capacity available =49kVA. | --> | 0.095 | 0 | 0 | 0 | 0 | 0.107 | 0 |  | --> | C24 ex KILMONEY | KILMONEY: T41∥T42 | TRABEG |  | 51.8276 | -8.464
MV/LV Substation BA***801 | 10 kV | 400V(3ph) & 230V(single ph) | LV | 50 kVA :Pole Substation | 0.05 | --> | 0.05 | 0.044 | 1.4 |  | --> | 0.047 | 0 | 0 | 0 | 0.004 | 0 | 0 | Constrained,otherwise capacity available =46kW. | --> | C11 ex DEERPARK | DEERPARK: T41∥T42 | BALLYDINE |  | 52.3069 | -7.4065
MV/LV Substation BA***801X | 20 kV | 400V(3ph) & 230V(single ph) | LV | 50 kVA :Pole Substation | 0.05 | --> | 0.05 | 0.05 | 1.3 |  | --> | 0.047 | 0 | 0 | 0 | 0 | 0.049 | 0 |  | --> | E11 ex KILCARRAGH | KILCARRAGH: T421∥T422 | BUTLERSTOWN |  | 52.2359 | -7.0356
MV/LV Substation BA***801Y | 10 kV | 400V(3ph) & 230V(single ph) | LV | 400 kVA :Kiosk Substation | 0.4 | --> | 0.4 | 0.295 | 2.3 |  | --> | 0.38 | 0 | 0 | 0 | 0.031 | 0.383 | 0 |  | --> | C17 ex GILLOGUE | GILLOGUE: T41∥T42 | ARDNACRUSHA |  | 52.7121 | -8.6095
MV/LV Substation BA***801Y | 20 kV | 400V(3ph) & 230V(single ph) | LV | 50 kVA :Pole Substation | 0.05 | --> | 0.05 | 0.05 | 1.5 |  | --> | 0.047 | 0 | 0 | 0 | 0 | 0.049 | 0 |  | --> | C17 ex MOUNT MISERY | MOUNT MISERY: T41 | WATERFORD |  | 52.2755 | -7.1079
MV/LV Substation BA***802X | 20 kV | 400V(3ph) & 230V(single ph) | LV | 50 kVA :Pole Substation | 0.05 | --> | 0.05 | 0.05 | 5.6 |  | --> | 0.047 | 0 | 0 | 0 | 0 | 0.049 | 0 |  | --> | E13 ex CRANE | CRANE: T122 | CRANE |  | 52.4594 | -6.3726
MV/LV Substation BA***803 | 10 kV | 400V(3ph) & 230V(single ph) | LV | 50 kVA :Pole Substation | 0.05 | --> | 0.05 | 0.047 | 0.8 |  | --> | 0.047 | 0 | 0 | 0 | 0 | 0.049 | 0 |  | --> | C11 ex BALLYMOTE | BALLYMOTE: T41 | SLIGO |  | 54.0546 | -8.5999
MV/LV Substation BA***804 | 10 kV | 400V(3ph) & 230V(single ph) | LV | 50 kVA :Pole Substation | 0.05 | --> | 0.05 | 0.04 | 1 |  | --> | 0.047 | 0 | 0 | 0 | 0 | 0 | 0 | Constrained,otherwise capacity available =51kW. | --> | C15 ex KILCLOHER | KILCLOHER: T42 | DUNGARVAN |  | 52.1038 | -7.7729
MV/LV Substation BA***804 | 20 kV | 400V(3ph) & 230V(single ph) | LV | 50 kVA :Pole Substation | 0.05 | --> | 0.05 | 0 | 0 | Constrained,otherwise capacity available =45kVA. | --> | 0.047 | 0 | 0 | 0 | 0 | 0.05 | 0 |  | --> | E14 ex BALLINROBE | BALLINROBE: T421∥T422 | DALTON |  | 53.7226 | -9.1745
MV/LV Substation BA***804Y | 10 kV | 400V(3ph) & 230V(single ph) | LV | 1000 kVA :Building Structure | 1 | --> | 1 | 0 | 0 | Constrained,otherwise capacity available =500kVA. | --> | 0.95 | 0 | 0 | 0 | 0 | 0.5 | 0 |  | --> | C17 ex CARRIGSHANE | CARRIGSHANE: T41 | MIDLETON |  | 51.8923 | -8.164
MV/LV Substation BA***805X | 20 kV | 400V(3ph) & 230V(single ph) | LV | 200 kVA :Pole Substation | 0.2 | --> | 0.2 | 0.142 | 26.7 |  | --> | 0.19 | 0 | 0 | 0 | 0.008 | 0.2 | 0 |  | --> | E21 ex WEXFORD | WEXFORD: T121∥T122 | WEXFORD |  | 52.3936 | -6.3948
MV/LV Substation BA***805X | 10 kV | 400V(3ph) & 230V(single ph) | LV | 50 kVA :Pole Substation | 0.05 | --> | 0.05 | 0 | 0 | Constrained,otherwise capacity available =35kVA. | --> | 0.047 | 0 | 0 | 0 | 0 | 0.051 | 0 |  | --> | C13 ex BUTTEVANT | BUTTEVANT: T41∥T42 | MALLOW |  | 52.1831 | -8.6725
MV/LV Substation BA***805Z | 20 kV | 400V(3ph) & 230V(single ph) | LV | 50 kVA :Pole Substation | 0.05 | --> | 0.05 | 0.05 | 1 |  | --> | 0.047 | 0 | 0 | 0 | 0 | 0 | 0 | Constrained,otherwise capacity available =49kW. | --> | E19 ex SHILLELAGH | SHILLELAGH: T421∥T422 | CARLOW |  | 52.6958 | -6.5451
MV/LV Substation BA***806 | 10 kV | 400V(3ph) & 230V(single ph) | LV | 50 kVA :Pole Substation | 0.05 | --> | 0.05 | 0.038 | 2.4 |  | --> | 0.047 | 0 | 0 | 0 | 0 | 0 | 0 | Constrained,otherwise capacity available =51kW. | --> | C12 ex TINAHASK | TINAHASK: T41∥T42 | ARKLOW |  | 52.7481 | -6.1995
MV/LV Substation BA***806 | 20 kV | 400V(3ph) & 230V(single ph) | LV | 50 kVA :Pole Substation | 0.05 | --> | 0.05 | 0.018 | 5.6 |  | --> | 0.047 | 0 | 0 | 0 | 0.042 | 0.009 | 0 |  | --> | E13 ex CRANE | CRANE: T122 | CRANE |  | 52.5191 | -6.5235
MV/LV Substation BA***807 | 20 kV | 400V(3ph) & 230V(single ph) | LV | 200 kVA :Pole Substation | 0.2 | --> | 0.2 | 0.169 | 1.2 |  | --> | 0.19 | 0 | 0 | 0 | 0 | 0 | 0 | Constrained,otherwise capacity available =204kW. | --> | E14 ex BUNCRANA | BUNCRANA: T421∥T422 | TRILLICK |  | 55.1438 | -7.4482
MV/LV Substation BA***807X | 10 kV | 400V(3ph) & 230V(single ph) | LV | 100 kVA :Pole Substation | 0.1 | --> | 0.1 | 0.098 | 8.3 |  | --> | 0.095 | 0 | 0 | 0 | 0 | 0.1 | 0 |  | --> | C19 ex BALLYBEG | BALLYBEG: T101 | CARRICKMINES |  | 53.0135 | -6.1421
MV/LV Substation BA***808 | 10 kV | 400V(3ph) & 230V(single ph) | LV | 630 kVA :Building Structure | 0.63 | --> | 0.63 | 0.386 | 6.1 |  | --> | 0.598 | 0 | 0 | 0 | 0 | 0.5 | 0 |  | --> | C23 ex BEDFORD ROW | BEDFORD ROW: T43 | FRANCIS STREET |  | 53.3467 | -6.2593
MV/LV Substation BA***808Y | 20 kV | 400V(3ph) & 230V(single ph) | LV | 50 kVA :Pole Substation | 0.05 | --> | 0.05 | 0 | 0 | Constrained,otherwise capacity available =37kVA. | --> | 0.047 | 0 | 0 | 0 | 0 | 0 | 0 | Constrained,otherwise capacity available =51kW. | --> | E17 ex PORTLAOISE | PORTLAOISE: T423∥T424 | PORTLAOISE |  | 52.9526 | -7.3147
MV/LV Substation BA***809 | 10 kV | 400V(3ph) & 230V(single ph) | LV | 50 kVA :Pole Substation | 0.05 | --> | 0.05 | 0.032 | 1 |  | --> | 0.047 | 0 | 0 | 0 | 0 | 0 | 0 | Constrained,otherwise capacity available =51kW. | --> | C15 ex KILCLOHER | KILCLOHER: T42 | DUNGARVAN |  | 52.0881 | -7.7658
MV/LV Substation BA***809X | 20 kV | 400V(3ph) & 230V(single ph) | LV | 50 kVA :Pole Substation | 0.05 | --> | 0.05 | 0 | 0 | Constrained,otherwise capacity available =40kVA. | --> | 0.047 | 0 | 0 | 0 | 0 | 0.051 | 0 |  | --> | E12 ex BALLINROBE | BALLINROBE: T421∥T422 | DALTON |  | 53.6179 | -9.2299
MV/LV Substation BA***810Z | 20 kV | 400V(3ph) & 230V(single ph) | LV | 200 kVA :Kiosk Substation | 0.2 | --> | 0.2 | 0 | 0 | Constrained,otherwise capacity available =180kVA. | --> | 0.19 | 0 | 0 | 0 | 0.01 | 0.192 | 0 |  | --> | E18 ex GLASMORE | GLASMORE: T422 | GLASMORE |  | 53.5176 | -6.2674
MV/LV Substation BA***811X | 20 kV | 400V(3ph) & 230V(single ph) | LV | 100 kVA :Pole Substation | 0.1 | --> | 0.1 | 0 | 0 | Constrained,otherwise capacity available =90kVA. | --> | 0.095 | 0 | 0 | 0 | 0 | 0.101 | 0 |  | --> | E20 ex EDENDERRY | EDENDERRY: T421∥T422 | BLAKE |  | 53.3273 | -7.1214
MV/LV Substation BA***811X | 20 kV | 400V(3ph) & 230V(single ph) | LV | 200 kVA :Pole Substation | 0.2 | --> | 0.2 | 0 | 0 | Constrained,otherwise capacity available =183kVA. | --> | 0.19 | 0 | 0 | 0 | 0 | 0.202 | 0 |  | --> | E15 ex GLENAMADDY | GLENAMADDY: T422 | ATHLONE |  | 53.6797 | -8.5711
MV/LV Substation BA***813Y | 10 kV | 400V(3ph) & 230V(single ph) | LV | 400 kVA :Kiosk Substation | 0.4 | --> | 0.4 | 0 | 0 | Constrained,otherwise capacity available =318kVA. | --> | 0.38 | 0 | 0 | 0 | 0.007 | 0 | 0 | Constrained,otherwise capacity available =405kW. | --> | C16 ex MOUNTMELLICK | MOUNTMELLICK: T41∥T42 | PORTLAOISE |  | 53.1213 | -7.3148
MV/LV Substation BA***814 | 10 kV | 400V(3ph) & 230V(single ph) | LV | 50 kVA :Pole Substation | 0.05 | --> | 0.05 | 0 | 0 | Constrained,otherwise capacity available =4kVA. | --> | 0.047 | 0 | 0 | 0 | 0 | 0.056 | 0 |  | --> | C13 ex BUTTEVANT | BUTTEVANT: T41∥T42 | MALLOW |  | 52.2009 | -8.6718
MV/LV Substation BA***814 | 10 kV | 400V(3ph) & 230V(single ph) | LV | 50 kVA :Pole Substation | 0.05 | --> | 0.05 | 0 | 0 | Constrained,otherwise capacity available =30kVA. | --> | 0.047 | 0 | 0 | 0 | 0.003 | 0.049 | 0 |  | --> | C21 ex LITTLE BRAY | LITTLE BRAY: T41 | FASSAROE |  | 53.2061 | -6.1492
MV/LV Substation BA***815 | 10 kV | 400V(3ph) & 230V(single ph) | LV | 50 kVA :Pole Substation | 0.05 | --> | 0.05 | 0.047 | 25.1 |  | --> | 0.047 | 0 | 0 | 0 | 0 | 0.049 | 0 |  | --> | C22 ex ARKLOW | ARKLOW: T101∥T102 | ARKLOW |  | 52.8005 | -6.1725
MV/LV Substation BA***815X | 10 kV | 400V(3ph) & 230V(single ph) | LV | 50 kVA :Pole Substation | 0.05 | --> | 0.05 | 0.048 | 3.3 |  | --> | 0.047 | 0 | 0 | 0 | 0 | 0.049 | 0 |  | --> | E11 ex KNOCKMULLEN | KNOCKMULLEN: T421 | GREAT ISLAND |  | 52.4186 | -6.8921
MV/LV Substation BA***815X | 10 kV | 400V(3ph) & 230V(single ph) | LV | 100 kVA :Pole Substation | 0.1 | --> | 0.1 | 0 | 0 | Constrained,otherwise capacity available =81kVA. | --> | 0.095 | 0 | 0 | 0 | 0.011 | 0 | 0 | Constrained,otherwise capacity available =90kW. | --> | C14 ex PORTLAOISE | PORTLAOISE: T42 | PORTLAOISE |  | 53.0434 | -7.2732
MV/LV Substation BA***816Y | 20 kV | 400V(3ph) & 230V(single ph) | LV | 100 kVA :Pole Substation | 0.1 | --> | 0.1 | 0 | 0 | Constrained,otherwise capacity available =77kVA. | --> | 0.095 | 0 | 0 | 0 | 0 | 0.103 | 0 |  | --> | E17 ex ACADEMY STREET | ACADEMY STREET: T421∥T422 | NAVAN |  | 53.6002 | -6.6984
MV/LV Substation BA***817 | 10 kV | 400V(3ph) & 230V(single ph) | LV | 50 kVA :Pole Substation | 0.05 | --> | 0.05 | 0 | 0 | Constrained,otherwise capacity available =37kVA. | --> | 0.047 | 0 | 0 | 0 | 0.002 | 0.048 | 0 |  | --> | C18 ex BALLYBAILIE | BALLYBAILIE: T41 | DUNDALK |  | 53.8759 | -6.5316
MV/LV Substation BA***817 | 10 kV | 400V(3ph) & 230V(single ph) | LV | 50 kVA :Pole Substation | 0.05 | --> | 0.05 | 0.033 | 1.4 |  | --> | 0.047 | 0 | 0 | 0 | 0 | 0 | 0 | Constrained,otherwise capacity available =51kW. | --> | C11 ex DEERPARK | DEERPARK: T41∥T42 | BALLYDINE |  | 52.3216 | -7.4509
MV/LV Substation BA***817X | 20 kV | 400V(3ph) & 230V(single ph) | LV | 400 kVA :Kiosk Substation | 0.4 | --> | 0.4 | 0.278 | 6.3 |  | --> | 0.38 | 0 | 0 | 0 | 0 | 0 | 0 | Constrained,otherwise capacity available =418kW. | --> | E11 ex BAGENALSTOWN | BAGENALSTOWN: T421∥T422 | CARLOW |  | 52.6971 | -6.976
MV/LV Substation BA***817Y | 20 kV | 400V(3ph) & 230V(single ph) | LV | 50 kVA :Pole Substation | 0.05 | --> | 0.05 | 0.029 | 4.1 |  | --> | 0.047 | 0 | 0 | 0 | 0 | 0 | 0 | Constrained,otherwise capacity available =52kW. | --> | E12 ex CHARLEVILLE | CHARLEVILLE: T422 | CHARLEVILLE |  | 52.3484 | -8.6672
MV/LV Substation BA***818 | 20 kV | 400V(3ph) & 230V(single ph) | LV | 50 kVA :Pole Substation | 0.05 | --> | 0.05 | 0.038 | 1.3 |  | --> | 0.047 | 0 | 0 | 0 | 0.007 | 0.043 | 0 |  | --> | E14 ex KILCARRAGH | KILCARRAGH: T421∥T422 | BUTLERSTOWN |  | 52.1872 | -7.0756
MV/LV Substation BA***818X | 20 kV | 400V(3ph) & 230V(single ph) | LV | 200 kVA :Pole Substation | 0.2 | --> | 0.2 | 0.164 | 5.6 |  | --> | 0.19 | 0 | 0 | 0 | 0 | 0.205 | 0 |  | --> | E13 ex CRANE | CRANE: T122 | CRANE |  | 52.478 | -6.4177
MV/LV Substation BA***819 | 20 kV | 400V(3ph) & 230V(single ph) | LV | 50 kVA :Pole Substation | 0.05 | --> | 0.05 | 0.031 | 1.6 |  | --> | 0.047 | 0 | 0 | 0 | 0 | 0.051 | 0 |  | --> | E17 ex INCH | INCH: T421∥T422 | OUGHTRAGH |  | 52.2512 | -10.0357
MV/LV Substation BA***819 | 10 kV | 400V(3ph) & 230V(single ph) | LV | 100 kVA :Pole Substation | 0.1 | --> | 0.1 | 0.092 | 3.4 |  | --> | 0.095 | 0 | 0 | 0 | 0 | 0.1 | 0 |  | --> | C15 ex CAUSEWAY | CAUSEWAY: T41∥T42 | TRALEE |  | 52.3766 | -9.7538
MV/LV Substation BA***819X | 20 kV | 400V(3ph) & 230V(single ph) | LV | 50 kVA :Pole Substation | 0.05 | --> | 0.05 | 0 | 0 | Constrained,otherwise capacity available =43kVA. | --> | 0.047 | 0 | 0 | 0 | 0 | 0.05 | 0 |  | --> | E16 ex ACADEMY STREET | ACADEMY STREET: T421∥T422 | NAVAN |  | 53.5943 | -6.6755
MV/LV Substation BA***819X | 20 kV | 400V(3ph) & 230V(single ph) | LV | 50 kVA :Pole Substation | 0.05 | --> | 0.05 | 0.043 | 5.6 |  | --> | 0.047 | 0 | 0 | 0 | 0 | 0.05 | 0 |  | --> | E18 ex CRANE | CRANE: T122 | CRANE |  | 52.5163 | -6.3448
MV/LV Substation BA***820 | 10 kV | 400V(3ph) & 230V(single ph) | LV | 100 kVA :Pole Substation | 0.1 | --> | 0.1 | 0.06 | 4 |  | --> | 0.095 | 0 | 0 | 0 | 0 | 0.106 | 0 |  | --> | C11 ex DUNMANWAY | DUNMANWAY: T43 | DUNMANWAY |  | 51.7216 | -9.1008
MV/LV Substation BA***820Y | 20 kV | 400V(3ph) & 230V(single ph) | LV | 200 kVA :Pole Substation | 0.2 | --> | 0.2 | 0.17 | 2.7 |  | --> | 0.19 | 0 | 0 | 0 | 0 | 0.204 | 0 |  | --> | E17 ex LONGFORD | LONGFORD: T421 | RICHMOND |  | 53.777 | -7.6553
MV/LV Substation BA***820Y | 20 kV | 400V(3ph) & 230V(single ph) | LV | 200 kVA :Pole Substation | 0.2 | --> | 0.2 | 0.2 | 3.2 |  | --> | 0.19 | 0 | 0 | 0 | 0.078 | 0.117 | 0 |  | --> | C12 ex ATHY | ATHY: T102 | ATHY |  | 52.986 | -6.904
MV/LV Substation BA***821X | 10 kV | 400V(3ph) & 230V(single ph) | LV | 200 kVA :Pole Substation | 0.2 | --> | 0.2 | 0 | 0 | Constrained,otherwise capacity available =192kVA. | --> | 0.19 | 0 | 0 | 0 | 0 | 0 | 0 | Constrained,otherwise capacity available =200kW. | --> | C11 ex KANTURK | KANTURK: T41∥T42 | GLENLARA |  | 52.1791 | -8.794
MV/LV Substation BA***821Z | 20 kV | 400V(3ph) & 230V(single ph) | LV | 50 kVA :Pole Substation | 0.05 | --> | 0.05 | 0.037 | 26.7 |  | --> | 0.047 | 0 | 0 | 0 | 0.008 | 0.042 | 0 |  | --> | E21 ex WEXFORD | WEXFORD: T121∥T122 | WEXFORD |  | 52.4152 | -6.4142
MV/LV Substation BA***822 | 20 kV | 400V(3ph) & 230V(single ph) | LV | 50 kVA :Pole Substation | 0.05 | --> | 0.05 | 0.026 | 3 |  | --> | 0.047 | 0 | 0 | 0 | 0.039 | 0 | 0 | Constrained,otherwise capacity available =11kW. | --> | E17 ex WINDSOR | WINDSOR: T421∥T422 | CASTLEBAR |  | 53.8131 | -9.1555
MV/LV Substation BA***822 | 20 kV | 400V(3ph) & 230V(single ph) | LV | 50 kVA :Pole Substation | 0.05 | --> | 0.05 | 0.047 | 7.4 |  | --> | 0.047 | 0 | 0 | 0 | 0 | 0.049 | 0 |  | --> | E22 ex BANOGE | BANOGE: T122 | BANOGE |  | 52.6212 | -6.3915
MV/LV Substation BA***823 | 10 kV | 400V(3ph) & 230V(single ph) | LV | 50 kVA :Pole Substation | 0.05 | --> | 0.05 | 0.013 | 1.9 |  | --> | 0.047 | 0 | 0 | 0 | 0 | 0.054 | 0 |  | --> | C22 ex ROSCOMMON | ROSCOMMON: T42 | LANESBORO |  | 53.6762 | -8.0135
MV/LV Substation BA***823 | 10 kV | 400V(3ph) & 230V(single ph) | LV | 100 kVA :Pole Substation | 0.1 | --> | 0.1 | 0.079 | 3.4 |  | --> | 0.095 | 0 | 0 | 0 | 0 | 0.103 | 0 |  | --> | C15 ex CAUSEWAY | CAUSEWAY: T41∥T42 | TRALEE |  | 52.3662 | -9.7294
MV/LV Substation BA***825 | 20 kV | 400V(3ph) & 230V(single ph) | LV | 50 kVA :Pole Substation | 0.05 | --> | 0.05 | 0 | 0 | Constrained,otherwise capacity available =41kVA. | --> | 0.047 | 0 | 0 | 0 | 0 | 0 | 0 | Constrained,otherwise capacity available =50kW. | --> | C15 ex CLOONLOUGH | CLOONLOUGH: T41∥T42 | BARRYMORE |  | 52.2351 | -8.3625
MV/LV Substation BA***825 | 20 kV | 400V(3ph) & 230V(single ph) | LV | 200 kVA :Kiosk Substation | 0.2 | --> | 0.2 | 0.121 | 3.3 |  | --> | 0.19 | 0 | 0 | 0 | 0.025 | 0.185 | 0 |  | --> | E17 ex BIRDHILL | BIRDHILL: T421 | ARDNACRUSHA |  | 52.8156 | -8.4452
MV/LV Substation BA***825Y | 10 kV | 400V(3ph) & 230V(single ph) | LV | 50 kVA :Pole Substation | 0.05 | --> | 0.05 | 0 | 0 | Constrained,otherwise capacity available =22kVA. | --> | 0.047 | 0 | 0 | 0 | 0 | 0 | 0 | Constrained,otherwise capacity available =53kW. | --> | C32 ex CLOYNE | CLOYNE: T41 | MIDLETON |  | 51.8092 | -8.1431
MV/LV Substation BA***826 | 20 kV | 400V(3ph) & 230V(single ph) | LV | 50 kVA :Pole Substation | 0.05 | --> | 0.05 | 0.045 | 1.6 |  | --> | 0.047 | 0 | 0 | 0 | 0 | 0.05 | 0 |  | --> | E17 ex DINGLE | DINGLE: T421 | OUGHTRAGH |  | 52.146 | -10.2789
MV/LV Substation BA***826 | 10 kV | 400V(3ph) & 230V(single ph) | LV | 400 kVA :Kiosk Substation | 0.4 | --> | 0.4 | 0 | 0 | Constrained,otherwise capacity available =355kVA. | --> | 0.38 | 0 | 0 | 0 | 0.005 | 0.401 | 0 |  | --> | C13 ex GLASNEVIN | GLASNEVIN: T41 | FINGLAS |  | 53.3798 | -6.2718
MV/LV Substation BA***827 | 20 kV | 400V(3ph) & 230V(single ph) | LV | 50 kVA :Pole Substation | 0.05 | --> | 0.05 | 0.037 | 3.3 |  | --> | 0.047 | 0 | 0 | 0 | 0.012 | 0.038 | 0 |  | --> | E17 ex BIRDHILL | BIRDHILL: T421 | ARDNACRUSHA |  | 52.8114 | -8.4341
MV/LV Substation BA***827X | 20 kV | 400V(3ph) & 230V(single ph) | LV | 50 kVA :Pole Substation | 0.05 | --> | 0.05 | 0.044 | 2.5 |  | --> | 0.047 | 0 | 0 | 0 | 0.007 | 0 | 0 | Constrained,otherwise capacity available =42kW. | --> | E19 ex TULLOW | TULLOW: T421 | CARLOW |  | 52.8119 | -6.6252
MV/LV Substation BA***829 | 10 kV | 400V(3ph) & 230V(single ph) | LV | 50 kVA :Pole Substation | 0.05 | --> | 0.05 | 0 | 0 | Constrained,otherwise capacity available =38kVA. | --> | 0.047 | 0 | 0 | 0 | 0 | 0.051 | 0 |  | --> | C11 ex WOODFORD | WOODFORD: T41∥T42 | KNOCKEARAGH |  | 52.0551 | -9.4813
MV/LV Substation BA***830 | 10 kV | 400V(3ph) & 230V(single ph) | LV | 50 kVA :Pole Substation | 0.05 | --> | 0.05 | 0 | 0 | Constrained,otherwise capacity available =39kVA. | --> | 0.047 | 0 | 0 | 0 | 0 | 0.051 | 0 |  | --> | C18 ex BUTTEVANT | BUTTEVANT: T41∥T42 | MALLOW |  | 52.2677 | -8.7485
MV/LV Substation BA***831 | 20 kV | 400V(3ph) & 230V(single ph) | LV | 100 kVA :Pole Substation | 0.1 | --> | 0.1 | 0 | 0 | Constrained,otherwise capacity available =83kVA. | --> | 0.095 | 0 | 0 | 0 | 0 | 0.102 | 0 |  | --> | E12 ex BALLINROBE | BALLINROBE: T421∥T422 | DALTON |  | 53.6278 | -9.2182
MV/LV Substation BA***832 | 10 kV | 400V(3ph) & 230V(single ph) | LV | 50 kVA :Pole Substation | 0.05 | --> | 0.05 | 0.042 | 0.4 |  | --> | 0.047 | 0 | 0 | 0 | 0.003 | 0 | 0 | Constrained,otherwise capacity available =47kW. | --> | C16 ex GARRYSPILLANE | GARRYSPILLANE: T41 | TIPPERARY |  | 52.4139 | -8.434
MV/LV Substation BA***832 | 20 kV | 400V(3ph) & 230V(single ph) | LV | 200 kVA :Pole Substation | 0.2 | --> | 0.2 | 0.135 | 1.6 |  | --> | 0.19 | 0 | 0 | 0 | 0.011 | 0.198 | 0 |  | --> | E16 ex GURRANEBANE | GURRANEBANE: T421∥T422 | OUGHTRAGH |  | 51.826 | -10.171
MV/LV Substation BA***832X | 10 kV | 400V(3ph) & 230V(single ph) | LV | 200 kVA :Building Structure | 0.2 | --> | 0.2 | 0.074 | 1.7 |  | --> | 0.19 | 0 | 0 | 0 | 0 | 0.219 | 0 |  | --> | C26 ex BISHOPSTOWN | BISHOPSTOWN: T42 | KILBARRY |  | 51.8914 | -8.5931
MV/LV Substation BA***833 | 10 kV | 400V(3ph) & 230V(single ph) | LV | 200 kVA :Pole Substation | 0.2 | --> | 0.2 | 0 | 0 | Constrained,otherwise capacity available =200kVA. | --> | 0.19 | 0 | 0 | 0 | 0 | 0.2 | 0 |  | --> | C18 ex BUTTEVANT | BUTTEVANT: T41∥T42 | MALLOW |  | 52.2818 | -8.6886
MV/LV Substation BA***833 | 10 kV | 400V(3ph) & 230V(single ph) | LV | 100 kVA :Pole Substation | 0.1 | --> | 0.1 | 0.096 | 1.4 |  | --> | 0.095 | 0 | 0 | 0 | 0 | 0 | 0 | Constrained,otherwise capacity available =100kW. | --> | C11 ex DEERPARK | DEERPARK: T41∥T42 | BALLYDINE |  | 52.3102 | -7.4822
MV/LV Substation BA***833X | 20 kV | 400V(3ph) & 230V(single ph) | LV | 50 kVA :Pole Substation | 0.05 | --> | 0.05 | 0.025 | 9 |  | --> | 0.047 | 0 | 0 | 0 | 0 | 0.053 | 0 |  | --> | C24 ex MULLINGAR | MULLINGAR: T102 | MULLINGAR |  | 53.6153 | -7.3873
MV/LV Substation BA***833X | 20 kV | 400V(3ph) & 230V(single ph) | LV | 50 kVA :Pole Substation | 0.05 | --> | 0.05 | 0.05 | 3.2 |  | --> | 0.047 | 0 | 0 | 0 | 0 | 0.049 | 0 |  | --> | C12 ex ATHY | ATHY: T102 | ATHY |  | 53.0092 | -6.8135
MV/LV Substation BA***834Z | 10 kV | 400V(3ph) & 230V(single ph) | LV | 100 kVA :Pole Substation | 0.1 | --> | 0.1 | 0 | 0 | Constrained,otherwise capacity available =98kVA. | --> | 0.095 | 0 | 0 | 0 | 0 | 0.1 | 0 |  | --> | C14 ex GORESBRIDGE | GORESBRIDGE: T41∥T42 | KILKENNY |  | 52.6248 | -6.9933
MV/LV Substation BA***835Z | 20 kV | 400V(3ph) & 230V(single ph) | LV | 630 kVA :Building Structure | 0.63 | --> | 0.63 | 0.5 | 10.9 |  | --> | 0.598 | 0 | 0 | 0 | 0 | 0.5 | 0 |  | --> | E11 ex COOLROE | COOLROE: T121 | COOLROE |  | 51.8893 | -8.5888
MV/LV Substation BA***835Z | 20 kV | 400V(3ph) & 230V(single ph) | LV | 100 kVA :Pole Substation | 0.1 | --> | 0.1 | 0.097 | 6.3 |  | --> | 0.095 | 0 | 0 | 0 | 0 | 0 | 0 | Constrained,otherwise capacity available =100kW. | --> | E18 ex BAGENALSTOWN | BAGENALSTOWN: T421∥T422 | CARLOW |  | 52.7055 | -6.9113
MV/LV Substation BA***836 | 20 kV | 400V(3ph) & 230V(single ph) | LV | 100 kVA :Pole Substation | 0.1 | --> | 0.1 | 0.056 | 2 |  | --> | 0.095 | 0 | 0 | 0 | 0.003 | 0.103 | 0 |  | --> | E15 ex BALLYCONNELL | BALLYCONNELL: T421∥T422 | GORTAWEE |  | 54.1174 | -7.5443
MV/LV Substation BA***836 | 10 kV | 400V(3ph) & 230V(single ph) | LV | 50 kVA :Pole Substation | 0.05 | --> | 0.05 | 0 | 0 | Constrained,otherwise capacity available =46kVA. | --> | 0.047 | 0 | 0 | 0 | 0 | 0.049 | 0 |  | --> | C16 ex MORRISTOWN | MORRISTOWN: T41∥T42 | NEWBRIDGE |  | 53.2166 | -6.864
MV/LV Substation BA***836X | 20 kV | 400V(3ph) & 230V(single ph) | LV | 50 kVA :Pole Substation | 0.05 | --> | 0.05 | 0.039 | 9 |  | --> | 0.047 | 0 | 0 | 0 | 0 | 0.051 | 0 |  | --> | C24 ex MULLINGAR | MULLINGAR: T102 | MULLINGAR |  | 53.6151 | -7.4528
MV/LV Substation BA***836Y | 10 kV | 400V(3ph) & 230V(single ph) | LV | 400 kVA :Kiosk Substation | 0.4 | --> | 0.4 | 0.318 | 1.6 |  | --> | 0.38 | 0 | 0 | 0 | 0.005 | 0.407 | 0 |  | --> | C12 ex SRAH | SRAH: T41∥T42 | THORNSBERRY |  | 53.2876 | -7.5015
MV/LV Substation BA***837 | 10 kV | 400V(3ph) & 230V(single ph) | LV | 50 kVA :Pole Substation | 0.05 | --> | 0.05 | 0.05 | 3.8 |  | --> | 0.047 | 0 | 0 | 0 | 0 | 0.049 | 0 |  | --> | C19 ex KINGSCOURT | KINGSCOURT: T41 | MEATH HILL |  | 53.8642 | -6.7822
MV/LV Substation BA***837Y | 10 kV | 400V(3ph) & 230V(single ph) | LV | 200 kVA :Kiosk Substation | 0.2 | --> | 0.2 | 0.161 | 1.6 |  | --> | 0.19 | 0 | 0 | 0 | 0.002 | 0.203 | 0 |  | --> | C12 ex SRAH | SRAH: T41∥T42 | THORNSBERRY |  | 53.2881 | -7.5042
MV/LV Substation BA***838 | 10 kV | 400V(3ph) & 230V(single ph) | LV | 50 kVA :Pole Substation | 0.05 | --> | 0.05 | 0 | 0 | Constrained,otherwise capacity available =44kVA. | --> | 0.047 | 0 | 0 | 0 | 0.004 | 0.046 | 0 |  | --> | C16 ex ATHENRY | ATHENRY: T41∥T42 | GALWAY 110KV |  | 53.2886 | -8.7382
MV/LV Substation BA***838X | 20 kV | 400V(3ph) & 230V(single ph) | LV | 50 kVA :Pole Substation | 0.05 | --> | 0.05 | 0.038 | 5.6 |  | --> | 0.047 | 0 | 0 | 0 | 0 | 0.051 | 0 |  | --> | E18 ex CRANE | CRANE: T122 | CRANE |  | 52.4887 | -6.2941
MV/LV Substation BA***838X | 10 kV | 400V(3ph) & 230V(single ph) | LV | 50 kVA :Pole Substation | 0.05 | --> | 0.05 | 0.05 | 8.9 |  | --> | 0.047 | 0 | 0 | 0 | 0 | 0.049 | 0 |  | --> | C12 ex CARROWBEG | CARROWBEG: T41∥T42 | CARROWBEG |  | 53.7845 | -9.479
MV/LV Substation BA***838Y | 20 kV | 400V(3ph) & 230V(single ph) | LV | 400 kVA :Kiosk Substation | 0.4 | --> | 0.4 | 0 | 0 | Constrained,otherwise capacity available =248kVA. | --> | 0.38 | 0 | 0 | 0 | 0.066 | 0.353 | 0 |  | --> | E20 ex BALTINGLASS | BALTINGLASS: T421∥T422 | STRATFORD |  | 52.9411 | -6.7105
MV/LV Substation BA***839X | 10 kV | 400V(3ph) & 230V(single ph) | LV | 400 kVA :Building Structure | 0.4 | --> | 0.4 | 0.175 | 3.5 |  | --> | 0.38 | 0 | 0 | 0 | 0 | 0.434 | 0 |  | --> | C22 ex FORTUNESTOWN | FORTUNESTOWN: T102 | INCHICORE 220KV |  | 53.2932 | -6.4431
MV/LV Substation BA***839X | 20 kV | 400V(3ph) & 230V(single ph) | LV | 50 kVA :Pole Substation | 0.05 | --> | 0.05 | 0.031 | 6.3 |  | --> | 0.047 | 0 | 0 | 0 | 0 | 0 | 0 | Constrained,otherwise capacity available =51kW. | --> | E17 ex BAGENALSTOWN | BAGENALSTOWN: T421∥T422 | CARLOW |  | 52.7344 | -6.9875
MV/LV Substation BA***840 | 20 kV | 400V(3ph) & 230V(single ph) | LV | 200 kVA :Pole Substation | 0.2 | --> | 0.2 | 0.178 | 6 |  | --> | 0.19 | 0 | 0 | 0 | 0 | 0 | 0 | Constrained,otherwise capacity available =203kW. | --> | E21 ex ABBEYFEALE | ABBEYFEALE: T421 | TRIEN |  | 52.3954 | -9.2503
MV/LV Substation BA***840 | 20 kV | 400V(3ph) & 230V(single ph) | LV | 50 kVA :Pole Substation | 0.05 | --> | 0.05 | 0.05 | 1.6 |  | --> | 0.047 | 0 | 0 | 0 | 0 | 0.049 | 0 |  | --> | E12 ex DINGLE | DINGLE: T422 | OUGHTRAGH |  | 52.1582 | -10.2854
MV/LV Substation BA***840 | 10 kV | 400V(3ph) & 230V(single ph) | LV | 50 kVA :Pole Substation | 0.05 | --> | 0.05 | 0.05 | 3.7 |  | --> | 0.047 | 0 | 0 | 0 | 0 | 0 | 0 | Constrained,otherwise capacity available =49kW. | --> | E19 ex FOXHOLE | FOXHOLE: T421∥T422 | DUNGARVAN |  | 52.0057 | -7.8878
MV/LV Substation BA***840X | 20 kV | 400V(3ph) & 230V(single ph) | LV | 50 kVA :Pole Substation | 0.05 | --> | 0.05 | 0 | 0 | Constrained,otherwise capacity available =47kVA. | --> | 0.047 | 0 | 0 | 0 | 0 | 0 | 0 | Constrained,otherwise capacity available =49kW. | --> | C15 ex CLOONLOUGH | CLOONLOUGH: T41∥T42 | BARRYMORE |  | 52.237 | -8.3383
MV/LV Substation BA***840X | 10 kV | 400V(3ph) & 230V(single ph) | LV | 400 kVA :Building Structure | 0.4 | --> | 0.4 | 0.05 | 3.5 |  | --> | 0.38 | 0 | 0 | 0 | 0.07 | 0.378 | 0 |  | --> | C22 ex FORTUNESTOWN | FORTUNESTOWN: T102 | INCHICORE 220KV |  | 53.2959 | -6.4414
MV/LV Substation BA***840Z | 10 kV | 400V(3ph) & 230V(single ph) | LV | 200 kVA :Kiosk Substation | 0.2 | --> | 0.2 | 0 | 0 | Constrained,otherwise capacity available =106kVA. | --> | 0.19 | 0 | 0 | 0 | 0.007 | 0.206 | 0 |  | --> | C16 ex MORRISTOWN | MORRISTOWN: T41∥T42 | NEWBRIDGE |  | 53.197 | -6.7889
MV/LV Substation BA***843 | 20 kV | 400V(3ph) & 230V(single ph) | LV | 400 kVA :Kiosk Substation | 0.4 | --> | 0.4 | 0.144 | 1.6 |  | --> | 0.38 | 0 | 0 | 0 | 0.019 | 0.418 | 0 |  | --> | E15 ex GURRANEBANE | GURRANEBANE: T421∥T422 | OUGHTRAGH |  | 51.9472 | -10.226
MV/LV Substation BA***844 | 20 kV | 400V(3ph) & 230V(single ph) | LV | 50 kVA :Pole Substation | 0.05 | --> | 0.05 | 0 | 0 | Constrained,otherwise capacity available =35kVA. | --> | 0.047 | 0 | 0 | 0 | 0.003 | 0.048 | 0 |  | --> | E23 ex BALTRASNA | BALTRASNA: T121 | BALTRASNA |  | 53.5632 | -6.3556
MV/LV Substation BA***845 | 20 kV | 400V(3ph) & 230V(single ph) | LV | 200 kVA :Pole Substation | 0.2 | --> | 0.2 | 0.176 | 3.2 |  | --> | 0.19 | 0 | 0 | 0 | 0.007 | 0.195 | 0 |  | --> | C16 ex BOYLE | BOYLE: T41∥T42 | CARRICK ON SHANNON |  | 54.0269 | -8.336
MV/LV Substation BA***845 | 10 kV | 400V(3ph) & 230V(single ph) | LV | 50 kVA :Pole Substation | 0.05 | --> | 0.05 | 0 | 0 | Constrained,otherwise capacity available =19kVA. | --> | 0.047 | 0 | 0 | 0 | 0.004 | 0.049 | 0 |  | --> | C17 ex CARRICKMINES | CARRICKMINES: T41 | CARRICKMINES |  | 53.2393 | -6.2222
MV/LV Substation BA***845X | 20 kV | 400V(3ph) & 230V(single ph) | LV | 50 kVA :Pole Substation | 0.05 | --> | 0.05 | 0 | 0 | Constrained,otherwise capacity available =48kVA. | --> | 0.047 | 0 | 0 | 0 | 0.003 | 0.046 | 0 |  | --> | E16 ex ACADEMY STREET | ACADEMY STREET: T421∥T422 | NAVAN |  | 53.6294 | -6.6783
MV/LV Substation BA***845Y | 20 kV | 400V(3ph) & 230V(single ph) | LV | 50 kVA :Pole Substation | 0.05 | --> | 0.05 | 0.046 | 3.2 |  | --> | 0.047 | 0 | 0 | 0 | 0 | 0.049 | 0 |  | --> | E64 ex ATHY | ATHY: T102 | ATHY |  | 53.0221 | -7.0772
MV/LV Substation BA***846 | 20 kV | 400V(3ph) & 230V(single ph) | LV | 200 kVA :Pole Substation | 0.2 | --> | 0.2 | 0.178 | 2.8 |  | --> | 0.19 | 0 | 0 | 0 | 0 | 0 | 0 | Constrained,otherwise capacity available =203kW. | --> | C21 ex LEE BRIDGE | LEE BRIDGE: T41 | MACROOM |  | 51.9378 | -9.15
MV/LV Substation BA***849X | 20 kV | 400V(3ph) & 230V(single ph) | LV | 50 kVA :Pole Substation | 0.05 | --> | 0.05 | 0 | 0 | Constrained,otherwise capacity available =39kVA. | --> | 0.047 | 0 | 0 | 0 | 0 | 0 | 0 | Constrained,otherwise capacity available =51kW. | --> | E20 ex BIRR | BIRR: T422 | DALLOW |  | 53.015 | -8.0317
MV/LV Substation BA***849Z | 10 kV | 400V(3ph) & 230V(single ph) | LV | 50 kVA :Pole Substation | 0.05 | --> | 0.05 | 0.038 | 2.8 |  | --> | 0.047 | 0 | 0 | 0 | 0.007 | 0.043 | 0 |  | --> | C19 ex CLONARD | CLONARD: T41∥T42 | WEXFORD |  | 52.2932 | -6.4723
MV/LV Substation BA***850 | 20 kV | 400V(3ph) & 230V(single ph) | LV | 200 kVA :Pole Substation | 0.2 | --> | 0.2 | 0.144 | 5.6 |  | --> | 0.19 | 0 | 0 | 0 | 0 | 0.208 | 0 |  | --> | E13 ex CRANE | CRANE: T122 | CRANE |  | 52.48 | -6.4244
MV/LV Substation BA***850X | 10 kV | 400V(3ph) & 230V(single ph) | LV | 50 kVA :Pole Substation | 0.05 | --> | 0.05 | 0.043 | 5 |  | --> | 0.047 | 0 | 0 | 0 | 0 | 0.05 | 0 |  | --> | C28 ex GALWAY 110KV | GALWAY 110KV: T102 | GALWAY 110KV |  | 53.3102 | -9.0192
MV/LV Substation BA***851 | 20 kV | 400V(3ph) & 230V(single ph) | LV | 50 kVA :Pole Substation | 0.05 | --> | 0.05 | 0.042 | 1.6 |  | --> | 0.047 | 0 | 0 | 0 | 0 | 0.05 | 0 |  | --> | E18 ex GURRANEBANE | GURRANEBANE: T421∥T422 | OUGHTRAGH |  | 51.8208 | -10.2754
MV/LV Substation BA***852X | 20 kV | 400V(3ph) & 230V(single ph) | LV | 50 kVA :Pole Substation | 0.05 | --> | 0.05 | 0.049 | 2.1 |  | --> | 0.047 | 0 | 0 | 0 | 0.004 | 0.045 | 0 |  | --> | E17 ex KILROSS ROAD | KILROSS ROAD: T421 | TIPPERARY |  | 52.4133 | -8.2123
MV/LV Substation BA***853Z | 20 kV | 400V(3ph) & 230V(single ph) | LV | 630 kVA :Building Structure | 0.63 | --> | 0.63 | 0 | 0 | Constrained,otherwise capacity available =500kVA. | --> | 0.598 | 0 | 0 | 0 | 0 | 0.5 | 0 |  | --> | C11 ex KILDARE | KILDARE: T41∥T42 | NEWBRIDGE |  | 53.1589 | -7.0397
MV/LV Substation BA***854 | 20 kV | 400V(3ph) & 230V(single ph) | LV | 200 kVA :Pole Substation | 0.2 | --> | 0.2 | 0.139 | 6.9 |  | --> | 0.19 | 0 | 0 | 0 | 0.007 | 0 | 0 | Constrained,otherwise capacity available =202kW. | --> | C17 ex BALLYSHANNON | BALLYSHANNON: T41∥T42 | CATHALEENS FALL |  | 54.5778 | -8.1231
MV/LV Substation BA***854 | 20 kV | 400V(3ph) & 230V(single ph) | LV | 100 kVA :Pole Substation | 0.1 | --> | 0.1 | 0.084 | 1.6 |  | --> | 0.095 | 0 | 0 | 0 | 0 | 0.102 | 0 |  | --> | E12 ex DINGLE | DINGLE: T422 | OUGHTRAGH |  | 52.1551 | -10.2895
MV/LV Substation BA***854 | 20 kV | 400V(3ph) & 230V(single ph) | LV | 50 kVA :Pole Substation | 0.05 | --> | 0.05 | 0.05 | 0.8 |  | --> | 0.047 | 0 | 0 | 0 | 0 | 0.049 | 0 |  | --> | E17 ex RATHMORE | RATHMORE: T421 | KNOCKEARAGH |  | 52.0609 | -9.1301
MV/LV Substation BA***854Y | 20 kV | 400V(3ph) & 230V(single ph) | LV | 50 kVA :Pole Substation | 0.05 | --> | 0.05 | 0 | 0 | Constrained,otherwise capacity available =47kVA. | --> | 0.047 | 0 | 0 | 0 | 0 | 0 | 0 | Constrained,otherwise capacity available =49kW. | --> | E13 ex ABBEYLEIX | ABBEYLEIX: T422 | PORTLAOISE |  | 52.9469 | -7.2998
MV/LV Substation BA***855X | 20 kV | 400V(3ph) & 230V(single ph) | LV | 200 kVA :Pole Substation | 0.2 | --> | 0.2 | 0 | 0 | Constrained,otherwise capacity available =115kVA. | --> | 0.19 | 0 | 0 | 0 | 0 | 0.213 | 0 |  | --> | E13 ex BALTINGLASS | BALTINGLASS: T421∥T422 | STRATFORD |  | 52.9373 | -6.7012
MV/LV Substation BA***856X | 20 kV | 400V(3ph) & 230V(single ph) | LV | 50 kVA :Pole Substation | 0.05 | --> | 0.05 | 0 | 0 | Constrained,otherwise capacity available =39kVA. | --> | 0.047 | 0 | 0 | 0 | 0 | 0 | 0 | Constrained,otherwise capacity available =51kW. | --> | E13 ex ABBEYLEIX | ABBEYLEIX: T422 | PORTLAOISE |  | 52.9101 | -7.3109
MV/LV Substation BA***856Z | 10 kV | 400V(3ph) & 230V(single ph) | LV | 50 kVA :Pole Substation | 0.05 | --> | 0.05 | 0.042 | 3.2 |  | --> | 0.047 | 0 | 0 | 0 | 0 | 0.05 | 0 |  | --> | C20 ex MCDONAGH | MCDONAGH: T42 | KILKENNY |  | 52.7114 | -7.104
MV/LV Substation BA***857 | 20 kV | 400V(3ph) & 230V(single ph) | LV | 50 kVA :Pole Substation | 0.05 | --> | 0.05 | 0 | 0.9 |  | --> | 0.047 | 0 | 0 | 0 | 0 | 0 | 0 | Constrained,otherwise capacity available =57kW. | --> | E23 ex ATHBOY | ATHBOY: T423 | NAVAN |  | 53.53 | -6.9603
MV/LV Substation BA***857X | 10 kV | 400V(3ph) & 230V(single ph) | LV | 50 kVA :Pole Substation | 0.05 | --> | 0.05 | 0.048 | 1.2 |  | --> | 0.047 | 0 | 0 | 0 | 0 | 0 | 0 | Constrained,otherwise capacity available =49kW. | --> | C20 ex KNOCKAPHUNTA | KNOCKAPHUNTA: T41∥T42 | CASTLEBAR |  | 53.8071 | -9.2061
MV/LV Substation BA***857X | 20 kV | 400V(3ph) & 230V(single ph) | LV | 50 kVA :Pole Substation | 0.05 | --> | 0.05 | 0 | 0 | Constrained,otherwise capacity available =48kVA. | --> | 0.047 | 0 | 0 | 0 | 0 | 0.049 | 0 |  | --> | E20 ex EDENDERRY | EDENDERRY: T421∥T422 | BLAKE |  | 53.2947 | -7.0875
MV/LV Substation BA***857X | 20 kV | 400V(3ph) & 230V(single ph) | LV | 50 kVA :Pole Substation | 0.05 | --> | 0.05 | 0 | 0 | Constrained,otherwise capacity available =46kVA. | --> | 0.047 | 0 | 0 | 0 | 0 | 0 | 0 | Constrained,otherwise capacity available =49kW. | --> | E13 ex ABBEYLEIX | ABBEYLEIX: T422 | PORTLAOISE |  | 52.9557 | -7.3023
MV/LV Substation BA***858 | 10 kV | 400V(3ph) & 230V(single ph) | LV | 100 kVA :Pole Substation | 0.1 | --> | 0.1 | 0 | 0 | Constrained,otherwise capacity available =91kVA. | --> | 0.095 | 0 | 0 | 0 | 0.007 | 0.093 | 0 |  | --> | C20 ex TERMONFECKIN ROAD | TERMONFECKIN ROAD: T41∥T42 | DRYBRIDGE |  | 53.7415 | -6.2778
MV/LV Substation BA***858 | 10 kV | 400V(3ph) & 230V(single ph) | LV | 50 kVA :Pole Substation | 0.05 | --> | 0.05 | 0 | 0 | Constrained,otherwise capacity available =48kVA. | --> | 0.047 | 0 | 0 | 0 | 0 | 0.049 | 0 |  | --> | C30 ex CLAREGALWAY | CLAREGALWAY: T42 | GALWAY 110KV |  | 53.3671 | -9.0541
MV/LV Substation BA***859 | 10 kV | 400V(3ph) & 230V(single ph) | LV | 50 kVA :Pole Substation | 0.05 | --> | 0.05 | 0 | 0 | Constrained,otherwise capacity available =39kVA. | --> | 0.047 | 0 | 0 | 0 | 0 | 0.051 | 0 |  | --> | C20 ex TERMONFECKIN ROAD | TERMONFECKIN ROAD: T41∥T42 | DRYBRIDGE |  | 53.7345 | -6.2796
MV/LV Substation BA***860 | 10 kV | 400V(3ph) & 230V(single ph) | LV | 50 kVA :Pole Substation | 0.05 | --> | 0.05 | 0.029 | 1.4 |  | --> | 0.047 | 0 | 0 | 0 | 0 | 0 | 0 | Constrained,otherwise capacity available =52kW. | --> | C20 ex POLLERTON | POLLERTON: T42 | CARLOW |  | 52.8374 | -6.874
MV/LV Substation BA***860X | 20 kV | 400V(3ph) & 230V(single ph) | LV | 50 kVA :Pole Substation | 0.05 | --> | 0.05 | 0.046 | 3.8 |  | --> | 0.047 | 0 | 0 | 0 | 0 | 0.049 | 0 |  | --> | E14 ex ERRIGAL | ERRIGAL: T422 | SHANKILL |  | 54.0137 | -6.9932
MV/LV Substation BA***860X | 20 kV | 400V(3ph) & 230V(single ph) | LV | 200 kVA :Pole Substation | 0.2 | --> | 0.2 | 0.187 | 5.6 |  | --> | 0.19 | 0 | 0 | 0 | 0.005 | 0.196 | 0 |  | --> | E18 ex CRANE | CRANE: T122 | CRANE |  | 52.4504 | -6.3426
MV/LV Substation BA***862Y | 10 kV | 400V(3ph) & 230V(single ph) | LV | 200 kVA :Pole Substation | 0.2 | --> | 0.2 | 0.11 | 0.1 |  | --> | 0.19 | 0 | 0 | 0 | 0.007 | 0 | 0 | Constrained,otherwise capacity available =206kW. | --> | C16 ex CREGG ROAD | CREGG ROAD: T41∥T42 | BALLYDINE |  | 52.3484 | -7.3902
MV/LV Substation BA***863 | 20 kV | 400V(3ph) & 230V(single ph) | LV | 50 kVA :Pole Substation | 0.05 | --> | 0.05 | 0.048 | 1.6 |  | --> | 0.047 | 0 | 0 | 0 | 0 | 0.049 | 0 |  | --> | E15 ex DINGLE | DINGLE: T421 | OUGHTRAGH |  | 52.1266 | -10.3938
MV/LV Substation BA***864 | 10 kV | 400V(3ph) & 230V(single ph) | LV | 100 kVA :Pole Substation | 0.1 | --> | 0.1 | 0.083 | 7.3 |  | --> | 0.095 | 0 | 0 | 0 | 0 | 0.102 | 0 |  | --> | C19 ex GARRYCASTLE | GARRYCASTLE: T41 | ATHLONE |  | 53.3502 | -7.8476
MV/LV Substation BA***864 | 10 kV | 400V(3ph) & 230V(single ph) | LV | 50 kVA :Pole Substation | 0.05 | --> | 0.05 | 0.034 | 2.2 |  | --> | 0.047 | 0 | 0 | 0 | 0 | 0.051 | 0 |  | --> | C17 ex MALLOW | MALLOW: T41 | MALLOW |  | 52.1529 | -8.61
MV/LV Substation BA***866 | 10 kV | 400V(3ph) & 230V(single ph) | LV | 50 kVA :Pole Substation | 0.05 | --> | 0.05 | 0.045 | 2.6 |  | --> | 0.047 | 0 | 0 | 0 | 0 | 0.05 | 0 |  | --> | C15 ex CLIFDEN | CLIFDEN: T41∥T42 | GALWAY 110KV |  | 53.4284 | -10.0934
MV/LV Substation BA***866Y | 10 kV | 400V(3ph) & 230V(single ph) | LV | 50 kVA :Pole Substation | 0.05 | --> | 0.05 | 0.041 | 2.2 |  | --> | 0.047 | 0 | 0 | 0 | 0.003 | 0.047 | 0 |  | --> | E15 ex CLONROCHE | CLONROCHE: T421∥T422 | WEXFORD |  | 52.4615 | -6.8349
MV/LV Substation BA***868 | 20 kV | 400V(3ph) & 230V(single ph) | LV | 50 kVA :Pole Substation | 0.05 | --> | 0.05 | 0.04 | 1.4 |  | --> | 0.047 | 0 | 0 | 0 | 0 | 0.051 | 0 |  | --> | E20 ex GARRANACANTY | GARRANACANTY: T422 | TIPPERARY |  | 52.5353 | -8.0027
MV/LV Substation BA***868Y | 10 kV | 400V(3ph) & 230V(single ph) | LV | 50 kVA :Pole Substation | 0.05 | --> | 0.05 | 0.047 | 4.8 |  | --> | 0.047 | 0 | 0 | 0 | 0 | 0.049 | 0 |  | --> | C23 ex ATHY | ATHY: T101 | ATHY |  | 52.9547 | -6.9831
MV/LV Substation BA***869Z | 20 kV | 400V(3ph) & 230V(single ph) | LV | 1000 kVA :Building Structure | 1 | --> | 1 | 0.5 | 12.9 |  | --> | 0.95 | 0 | 0 | 0 | 0.003 | 0.5 | 0 |  | --> | E18 ex COOLROE | COOLROE: T122 | COOLROE |  | 51.8886 | -8.5863
MV/LV Substation BA***870X | 10 kV | 400V(3ph) & 230V(single ph) | LV | 100 kVA :Pole Substation | 0.1 | --> | 0.1 | 0.041 | 0.1 |  | --> | 0.095 | 0 | 0 | 0 | 0.008 | 0 | 0 | Constrained,otherwise capacity available =100kW. | --> | C23 ex CREGG ROAD | CREGG ROAD: T41∥T42 | BALLYDINE |  | 52.3801 | -7.3559
MV/LV Substation BA***870X | 10 kV | 400V(3ph) & 230V(single ph) | LV | 50 kVA :Pole Substation | 0.05 | --> | 0.05 | 0.049 | 2.3 |  | --> | 0.047 | 0 | 0 | 0 | 0 | 0.049 | 0 |  | --> | C11 ex CASTLECOMER | CASTLECOMER: T41∥T42 | BALLYRAGGET |  | 52.7833 | -7.2111
MV/LV Substation BA***870X | 20 kV | 400V(3ph) & 230V(single ph) | LV | 100 kVA :Pole Substation | 0.1 | --> | 0.1 | 0.094 | 6.9 |  | --> | 0.095 | 0 | 0 | 0 | 0 | 0 | 0 | Constrained,otherwise capacity available =100kW. | --> | E17 ex SPRINGS | SPRINGS: T421∥T422 | DUNGARVAN |  | 52.088 | -7.568
MV/LV Substation BA***870Z | 20 kV | 400V(3ph) & 230V(single ph) | LV | 1000 kVA :Building Structure | 1 | --> | 1 | 0.5 | 12.9 |  | --> | 0.95 | 0 | 0 | 0 | 0 | 0.5 | 0 |  | --> | E18 ex COOLROE | COOLROE: T122 | COOLROE |  | 51.8896 | -8.5864
MV/LV Substation BA***872 | 20 kV | 400V(3ph) & 230V(single ph) | LV | 50 kVA :Pole Substation | 0.05 | --> | 0.05 | 0 | 0 | Constrained,otherwise capacity available =36kVA. | --> | 0.047 | 0 | 0 | 0 | 0 | 0.051 | 0 |  | --> | C16 ex KILSHANNY | KILSHANNY: T42 | CAHIR |  | 52.2082 | -8.0885
MV/LV Substation BA***872Y | 20 kV | 400V(3ph) & 230V(single ph) | LV | 50 kVA :Pole Substation | 0.05 | --> | 0.05 | 0.048 | 26.7 |  | --> | 0.047 | 0 | 0 | 0 | 0 | 0.049 | 0 |  | --> | E17 ex WEXFORD | WEXFORD: T121∥T122 | WEXFORD |  | 52.2684 | -6.6645
MV/LV Substation BA***873 | 10 kV | 400V(3ph) & 230V(single ph) | LV | 50 kVA :Pole Substation | 0.05 | --> | 0.05 | 0.049 | 3.4 |  | --> | 0.047 | 0 | 0 | 0 | 0 | 0.049 | 0 |  | --> | C15 ex CAUSEWAY | CAUSEWAY: T41∥T42 | TRALEE |  | 52.3572 | -9.721
MV/LV Substation BA***874 | 10 kV | 400V(3ph) & 230V(single ph) | LV | 400 kVA :Kiosk Substation | 0.4 | --> | 0.4 | 0.282 | 11.3 |  | --> | 0.38 | 0 | 0 | 0 | 0 | 0.417 | 0 |  | --> | C20 ex ENNIS | ENNIS: T102 | ENNIS |  | 52.8451 | -8.9834
MV/LV Substation BA***874X | 10 kV | 400V(3ph) & 230V(single ph) | LV | 50 kVA :Pole Substation | 0.05 | --> | 0.05 | 0 | 0 | Constrained,otherwise capacity available =43kVA. | --> | 0.047 | 0 | 0 | 0 | 0 | 0.05 | 0 |  | --> | C22 ex CARRIGTWOHILL | CARRIGTWOHILL: T42 | COW CROSS |  | 51.8984 | -8.2381
MV/LV Substation BA***875 | 20 kV | 400V(3ph) & 230V(single ph) | LV | 200 kVA :Pole Substation | 0.2 | --> | 0.2 | 0.17 | 5.1 |  | --> | 0.19 | 0 | 0 | 0 | 0 | 0.204 | 0 |  | --> | E16 ex BALLYBUNION | BALLYBUNION: T421∥T422 | TRIEN |  | 52.5038 | -9.5775
MV/LV Substation BA***875 | 10 kV | 400V(3ph) & 230V(single ph) | LV | 50 kVA :Pole Substation | 0.05 | --> | 0.05 | 0.025 | 0 | Constrained,otherwise capacity available =44kVA. | --> | 0.047 | 0 | 0 | 0 | 0.008 | 0 | 0 | Constrained,otherwise capacity available =41kW. | --> | C16 ex TOOMEVARA | TOOMEVARA: T42 | NENAGH |  | 52.8727 | -7.9891
MV/LV Substation BA***875 | 20 kV | 400V(3ph) & 230V(single ph) | LV | 50 kVA :Pole Substation | 0.05 | --> | 0.05 | 0 | 0 | Constrained,otherwise capacity available =50kVA. | --> | 0.047 | 0 | 0 | 0 | 0 | 0.049 | 0 |  | --> | E21 ex DALTON | DALTON: T421∥T422 | DALTON |  | 53.7624 | -9.0455
MV/LV Substation BA***875 | 20 kV | 400V(3ph) & 230V(single ph) | LV | 50 kVA :Pole Substation | 0.05 | --> | 0.05 | 0 | 0 | Constrained,otherwise capacity available =45kVA. | --> | 0.047 | 0 | 0 | 0 | 0 | 0.05 | 0 |  | --> | C22 ex ENNISTYMON | ENNISTYMON: T41∥T42 | ENNIS |  | 52.9927 | -9.2832
MV/LV Substation BA***875X | 10 kV | 400V(3ph) & 230V(single ph) | LV | 400 kVA :Building Structure | 0.4 | --> | 0.4 | 0.348 | 9.2 |  | --> | 0.38 | 0 | 0 | 0 | 0 | 0.407 | 0 |  | --> | C14 ex TRABEG | TRABEG: T101 | TRABEG |  | 51.8754 | -8.4732
MV/LV Substation BA***876 | 20 kV | 400V(3ph) & 230V(single ph) | LV | 200 kVA :Kiosk Substation | 0.2 | --> | 0.2 | 0.182 | 3.2 |  | --> | 0.19 | 0 | 0 | 0 | 0 | 0 | 0 | Constrained,otherwise capacity available =202kW. | --> | E12 ex BANGOR ERRIS | BANGOR ERRIS: T421 | BELLACORICK |  | 54.1411 | -9.7482
MV/LV Substation BA***876X | 10 kV | 400V(3ph) & 230V(single ph) | LV | 50 kVA :Pole Substation | 0.05 | --> | 0.05 | 0.035 | 3.9 |  | --> | 0.047 | 0 | 0 | 0 | 0 | 0.051 | 0 |  | --> | C22 ex ROSS CARBERY | ROSS CARBERY: T41∥T42 | DUNMANWAY |  | 51.5925 | -9.0697
MV/LV Substation BA***877 | 10 kV | 400V(3ph) & 230V(single ph) | LV | 50 kVA :Pole Substation | 0.05 | --> | 0.05 | 0.044 | 7.3 |  | --> | 0.047 | 0 | 0 | 0 | 0 | 0.05 | 0 |  | --> | C19 ex GARRYCASTLE | GARRYCASTLE: T41 | ATHLONE |  | 53.3233 | -7.9225
MV/LV Substation BA***878 | 20 kV | 400V(3ph) & 230V(single ph) | LV | 100 kVA :Pole Substation | 0.1 | --> | 0.1 | 0.082 | 25.4 |  | --> | 0.095 | 0 | 0 | 0 | 0.003 | 0 | 0 | Constrained,otherwise capacity available =99kW. | --> | E13 ex DUNFIRTH | DUNFIRTH: T122 | DUNFIRTH |  | 53.3967 | -6.7104
MV/LV Substation BA***878 | 10 kV | 400V(3ph) & 230V(single ph) | LV | 1000 kVA :Building Structure | 1 | --> | 1 | 0.5 | 5 |  | --> | 0.95 | 0 | 0 | 0 | 0 | 0.5 | 0 |  | --> | C26 ex GALWAY 110KV | GALWAY 110KV: T102 | GALWAY 110KV |  | 53.291 | -9.0046
MV/LV Substation BA***878X | 10 kV | 400V(3ph) & 230V(single ph) | LV | 50 kVA :Pole Substation | 0.05 | --> | 0.05 | 0.043 | 2.6 |  | --> | 0.047 | 0 | 0 | 0 | 0 | 0.05 | 0 |  | --> | C15 ex CLIFDEN | CLIFDEN: T41∥T42 | GALWAY 110KV |  | 53.4211 | -10.0649
MV/LV Substation BA***878X | 10 kV | 400V(3ph) & 230V(single ph) | LV | 100 kVA :Pole Substation | 0.1 | --> | 0.1 | 0.082 | 3.1 |  | --> | 0.095 | 0 | 0 | 0 | 0 | 0.102 | 0 |  | --> | C19 ex ERRIGAL | ERRIGAL: T41 | SHANKILL |  | 54.0586 | -6.9881
MV/LV Substation BA***879 | 20 kV | 400V(3ph) & 230V(single ph) | LV | 50 kVA :Pole Substation | 0.05 | --> | 0.05 | 0.045 | 5.6 |  | --> | 0.047 | 0 | 0 | 0 | 0 | 0.05 | 0 |  | --> | E13 ex CRANE | CRANE: T122 | CRANE |  | 52.4318 | -6.4545
MV/LV Substation BA***879X | 10 kV | 400V(3ph) & 230V(single ph) | LV | 100 kVA :Pole Substation | 0.1 | --> | 0.1 | 0.095 | 0.1 |  | --> | 0.095 | 0 | 0 | 0 | 0 | 0 | 0 | Constrained,otherwise capacity available =100kW. | --> | C16 ex CREGG ROAD | CREGG ROAD: T41∥T42 | BALLYDINE |  | 52.3464 | -7.3901
MV/LV Substation BA***879X | 10 kV | 400V(3ph) & 230V(single ph) | LV | 50 kVA :Pole Substation | 0.05 | --> | 0.05 | 0.04 | 1.2 |  | --> | 0.047 | 0 | 0 | 0 | 0.011 | 0 | 0 | Constrained,otherwise capacity available =39kW. | --> | C20 ex KNOCKAPHUNTA | KNOCKAPHUNTA: T41∥T42 | CASTLEBAR |  | 53.8492 | -9.27
MV/LV Substation BA***880X | 20 kV | 400V(3ph) & 230V(single ph) | LV | 50 kVA :Pole Substation | 0.05 | --> | 0.05 | 0.045 | 7.4 |  | --> | 0.047 | 0 | 0 | 0 | 0.007 | 0.042 | 0 |  | --> | E22 ex BANOGE | BANOGE: T122 | BANOGE |  | 52.6434 | -6.3193
MV/LV Substation BA***881 | 10 kV | 400V(3ph) & 230V(single ph) | LV | 50 kVA :Pole Substation | 0.05 | --> | 0.05 | 0.048 | 2.7 |  | --> | 0.047 | 0 | 0 | 0 | 0 | 0.049 | 0 |  | --> | C11 ex CALLAN | CALLAN: T41∥T42 | KILKENNY |  | 52.608 | -7.4
MV/LV Substation BA***882 | 10 kV | 400V(3ph) & 230V(single ph) | LV | 50 kVA :Pole Substation | 0.05 | --> | 0.05 | 0 | 0 | Constrained,otherwise capacity available =36kVA. | --> | 0.047 | 0 | 0 | 0 | 0 | 0 | 0 | Constrained,otherwise capacity available =51kW. | --> | C11 ex GARDEN CITY | GARDEN CITY: T41∥T42 | ARKLOW |  | 52.6789 | -6.204
MV/LV Substation BA***882 | 20 kV | 400V(3ph) & 230V(single ph) | LV | 50 kVA :Pole Substation | 0.05 | --> | 0.05 | 0.02 | 3.7 |  | --> | 0.047 | 0 | 0 | 0 | 0 | 0.054 | 0 |  | --> | E21 ex CLARA | CLARA: T421 | THORNSBERRY |  | 53.3963 | -7.6865
MV/LV Substation BA***883 | 20 kV | 400V(3ph) & 230V(single ph) | LV | 50 kVA :Pole Substation | 0.05 | --> | 0.05 | 0 | 0 | Constrained,otherwise capacity available =48kVA. | --> | 0.047 | 0 | 0 | 0 | 0 | 0.049 | 0 |  | --> | C22 ex ENNISTYMON | ENNISTYMON: T41∥T42 | ENNIS |  | 52.9865 | -9.2296
MV/LV Substation BA***884 | 20 kV | 400V(3ph) & 230V(single ph) | LV | 100 kVA :Pole Substation | 0.1 | --> | 0.1 | 0.087 | 3.7 |  | --> | 0.095 | 0 | 0 | 0 | 0.003 | 0 | 0 | Constrained,otherwise capacity available =98kW. | --> | E18 ex FOXHOLE | FOXHOLE: T421∥T422 | DUNGARVAN |  | 52.0051 | -7.8197
MV/LV Substation BA***884X | 10 kV | 400V(3ph) & 230V(single ph) | LV | 50 kVA :Pole Substation | 0.05 | --> | 0.05 | 0.049 | 2.4 |  | --> | 0.047 | 0 | 0 | 0 | 0 | 0.049 | 0 |  | --> | C12 ex BALLYMAHON | BALLYMAHON: T41∥T42 | ATHLONE |  | 53.5774 | -7.9461
MV/LV Substation BA***885 | 20 kV | 400V(3ph) & 230V(single ph) | LV | 50 kVA :Pole Substation | 0.05 | --> | 0.05 | 0 | 0 | Constrained,otherwise capacity available =39kVA. | --> | 0.047 | 0 | 0 | 0 | 0 | 0.051 | 0 |  | --> | E17 ex BALTINGLASS | BALTINGLASS: T421∥T422 | STRATFORD |  | 52.8746 | -6.5781
MV/LV Substation BA***885X | 20 kV | 400V(3ph) & 230V(single ph) | LV | 630 kVA :Building Structure | 0.63 | --> | 0.63 | 0 | 0 | Constrained,otherwise capacity available =500kVA. | --> | 0.598 | 0 | 0 | 0 | 0 | 0 | 0 | Constrained,otherwise capacity available =500kW. | --> | E19 ex PORTLAOISE | PORTLAOISE: T423∥T424 | PORTLAOISE |  | 53.0315 | -7.2518
MV/LV Substation BA***885X | 20 kV | 400V(3ph) & 230V(single ph) | LV | 50 kVA :Pole Substation | 0.05 | --> | 0.05 | 0 | 0 | Constrained,otherwise capacity available =43kVA. | --> | 0.047 | 0 | 0 | 0 | 0.003 | 0 | 0 | Constrained,otherwise capacity available =47kW. | --> | C15 ex CLOONLOUGH | CLOONLOUGH: T41∥T42 | BARRYMORE |  | 52.256 | -8.4634
MV/LV Substation BA***885Y | 10 kV | 400V(3ph) & 230V(single ph) | LV | 400 kVA :Kiosk Substation | 0.4 | --> | 0.4 | 0 | 0 | Constrained,otherwise capacity available =359kVA. | --> | 0.38 | 0 | 0 | 0 | 0 | 0.406 | 0 |  | --> | C18 ex BALLINACURRA | BALLINACURRA: T42 | LIMERICK |  | 52.6531 | -8.6339
MV/LV Substation BA***886 | 10 kV | 400V(3ph) & 230V(single ph) | LV | 50 kVA :Pole Substation | 0.05 | --> | 0.05 | 0.046 | 3.9 |  | --> | 0.047 | 0 | 0 | 0 | 0 | 0.049 | 0 |  | --> | C21 ex GALWAY 110KV | GALWAY 110KV: T103 | GALWAY 110KV |  | 53.2877 | -8.993
MV/LV Substation BA***887 | 20 kV | 400V(3ph) & 230V(single ph) | LV | 50 kVA :Pole Substation | 0.05 | --> | 0.05 | 0.041 | 4.1 |  | --> | 0.047 | 0 | 0 | 0 | 0 | 0 | 0 | Constrained,otherwise capacity available =50kW. | --> | E11 ex CHARLEVILLE | CHARLEVILLE: T422 | CHARLEVILLE |  | 52.326 | -8.6679
MV/LV Substation BA***887 | 20 kV | 400V(3ph) & 230V(single ph) | LV | 50 kVA :Pole Substation | 0.05 | --> | 0.05 | 0.027 | 25.4 |  | --> | 0.047 | 0 | 0 | 0 | 0.003 | 0 | 0 | Constrained,otherwise capacity available =49kW. | --> | E13 ex DUNFIRTH | DUNFIRTH: T122 | DUNFIRTH |  | 53.3876 | -6.7212
MV/LV Substation BA***888X | 10 kV | 400V(3ph) & 230V(single ph) | LV | 630 kVA :Building Structure | 0.63 | --> | 0.63 | 0.5 | 2.2 |  | --> | 0.598 | 0 | 0 | 0 | 0 | 0.5 | 0 |  | --> | C11 ex MALLOW | MALLOW: T41 | MALLOW |  | 52.13 | -8.6418
MV/LV Substation BA***890 | 10 kV | 400V(3ph) & 230V(single ph) | LV | 50 kVA :Pole Substation | 0.05 | --> | 0.05 | 0 | 0 | Constrained,otherwise capacity available =9kVA. | --> | 0.047 | 0 | 0 | 0 | 0 | 0.055 | 0 |  | --> | C11 ex CLONAKILTY | CLONAKILTY: T41∥T42 | DUNMANWAY |  | 51.6713 | -8.8556
MV/LV Substation BA***891 | 20 kV | 400V(3ph) & 230V(single ph) | LV | 200 kVA :Kiosk Substation | 0.2 | --> | 0.2 | 0.006 | 3.2 |  | --> | 0.19 | 0 | 0 | 0 | 0.012 | 0 | 0 | Constrained,otherwise capacity available =215kW. | --> | E12 ex BANGOR ERRIS | BANGOR ERRIS: T421 | BELLACORICK |  | 54.1441 | -9.7432
MV/LV Substation BA***893 | 20 kV | 400V(3ph) & 230V(single ph) | LV | 50 kVA :Pole Substation | 0.05 | --> | 0.05 | 0.04 | 5.6 |  | --> | 0.047 | 0 | 0 | 0 | 0 | 0.051 | 0 |  | --> | E17 ex CRANE | CRANE: T122 | CRANE |  | 52.5504 | -6.4638
MV/LV Substation BA***893X | 10 kV | 400V(3ph) & 230V(single ph) | LV | 50 kVA :Pole Substation | 0.05 | --> | 0.05 | 0 | 0 | Constrained,otherwise capacity available =41kVA. | --> | 0.047 | 0 | 0 | 0 | 0 | 0 | 0 | Constrained,otherwise capacity available =50kW. | --> | C20 ex CLOONLOUGH | CLOONLOUGH: T41∥T42 | BARRYMORE |  | 52.2574 | -8.2564
MV/LV Substation BA***894 | 10 kV | 400V(3ph) & 230V(single ph) | LV | 50 kVA :Pole Substation | 0.05 | --> | 0.05 | 0 | 0 | Constrained,otherwise capacity available =19kVA. | --> | 0.047 | 0 | 0 | 0 | 0 | 0 | 0 | Constrained,otherwise capacity available =54kW. | --> | C11 ex GARDEN CITY | GARDEN CITY: T41∥T42 | ARKLOW |  | 52.698 | -6.3447
MV/LV Substation BA***894 | 20 kV | 400V(3ph) & 230V(single ph) | LV | 50 kVA :Pole Substation | 0.05 | --> | 0.05 | 0.012 | 5.6 |  | --> | 0.047 | 0 | 0 | 0 | 0 | 0.054 | 0 |  | --> | E17 ex CRANE | CRANE: T122 | CRANE |  | 52.5499 | -6.4656
MV/LV Substation BA***894 | 20 kV | 400V(3ph) & 230V(single ph) | LV | 100 kVA :Pole Substation | 0.1 | --> | 0.1 | 0 | 0 | Constrained,otherwise capacity available =82kVA. | --> | 0.095 | 0 | 0 | 0 | 0 | 0 | 0 | Constrained,otherwise capacity available =102kW. | --> | E11 ex LUMCLOON | LUMCLOON: T421∥T422 | DALLOW |  | 53.222 | -7.8879
MV/LV Substation BA***894 | 20 kV | 400V(3ph) & 230V(single ph) | LV | 50 kVA :Pole Substation | 0.05 | --> | 0.05 | 0.048 | 4.1 |  | --> | 0.047 | 0 | 0 | 0 | 0 | 0 | 0 | Constrained,otherwise capacity available =49kW. | --> | E13 ex CHARLEVILLE | CHARLEVILLE: T422 | CHARLEVILLE |  | 52.315 | -8.7041
MV/LV Substation BA***895 | 20 kV | 400V(3ph) & 230V(single ph) | LV | 50 kVA :Pole Substation | 0.05 | --> | 0.05 | 0.04 | 15.6 |  | --> | 0.047 | 0 | 0 | 0 | 0 | 0.051 | 0 |  | --> | C22 ex STEPHENSTOWN | STEPHENSTOWN: T102 | FINGLAS |  | 53.6206 | -6.2256
MV/LV Substation BA***895X | 10 kV | 400V(3ph) & 230V(single ph) | LV | 50 kVA :Pole Substation | 0.05 | --> | 0.05 | 0.039 | 6 |  | --> | 0.047 | 0 | 0 | 0 | 0 | 0.051 | 0 |  | --> | C14 ex MALLOW | MALLOW: T42 | MALLOW |  | 52.1728 | -8.6675
MV/LV Substation BA***896 | 20 kV | 400V(3ph) & 230V(single ph) | LV | 45 kVA :Pole Substation | 0.045 | --> | 0.045 | 0.045 | 1.7 |  | --> | 0.042 | 0 | 0 | 0 | 0 | 0.044 | 0 |  | --> | E15 ex GORT | GORT: T41∥T42 | ENNIS |  | 53.1259 | -8.795
MV/LV Substation BA***896X | 20 kV | 400V(3ph) & 230V(single ph) | LV | 400 kVA :Kiosk Substation | 0.4 | --> | 0.4 | 0.357 | 1.1 |  | --> | 0.38 | 0 | 0 | 0 | 0 | 0.406 | 0 |  | --> | E23 ex LAWLESSTOWN | LAWLESSTOWN: T421 | DOON |  | 52.4138 | -7.7589
MV/LV Substation BA***896X | 20 kV | 400V(3ph) & 230V(single ph) | LV | 400 kVA :Building Structure | 0.4 | --> | 0.4 | 0.388 | 3.2 |  | --> | 0.38 | 0 | 0 | 0 | 0 | 0.401 | 0 |  | --> | E64 ex ATHY | ATHY: T102 | ATHY |  | 53.0339 | -7.0865
MV/LV Substation BA***896Y | 10 kV | 400V(3ph) & 230V(single ph) | LV | 50 kVA :Pole Substation | 0.05 | --> | 0.05 | 0.05 | 1.6 |  | --> | 0.047 | 0 | 0 | 0 | 0 | 0.049 | 0 |  | --> | C19 ex SALLINS | SALLINS: T41 | GRIFFINRATH |  | 53.2571 | -6.7069
MV/LV Substation BA***897 | 20 kV | 400V(3ph) & 230V(single ph) | LV | 50 kVA :Pole Substation | 0.05 | --> | 0.05 | 0 | 0 | Constrained,otherwise capacity available =49kVA. | --> | 0.047 | 0 | 0 | 0 | 0 | 0.049 | 0 |  | --> | E11 ex KILCOLGAN | KILCOLGAN: T421 | GALWAY 110KV |  | 53.1828 | -8.9087
MV/LV Substation BA***897X | 10 kV | 400V(3ph) & 230V(single ph) | LV | 50 kVA :Pole Substation | 0.05 | --> | 0.05 | 0.05 | 2.6 |  | --> | 0.047 | 0 | 0 | 0 | 0 | 0.049 | 0 |  | --> | C19 ex RECESS | RECESS: T41 | GALWAY 110KV |  | 53.4573 | -9.8223
MV/LV Substation BA***897X | 10 kV | 400V(3ph) & 230V(single ph) | LV | 50 kVA :Pole Substation | 0.05 | --> | 0.05 | 0.045 | 1.5 |  | --> | 0.047 | 0 | 0 | 0 | 0 | 0.05 | 0 |  | --> | C17 ex ROSCOMMON | ROSCOMMON: T41 | LANESBORO |  | 53.6027 | -8.1852
MV/LV Substation BA***897X | 10 kV | 400V(3ph) & 230V(single ph) | LV | 200 kVA :Kiosk Substation | 0.2 | --> | 0.2 | 0.092 | 5.1 |  | --> | 0.19 | 0 | 0 | 0 | 0.006 | 0.209 | 0 |  | --> | C12 ex LLOYD | LLOYD: T41∥T42 | NAVAN |  | 53.7225 | -6.8846
MV/LV Substation BA***897X | 10 kV | 400V(3ph) & 230V(single ph) | LV | 100 kVA :Pole Substation | 0.1 | --> | 0.1 | 0.053 | 5.6 |  | --> | 0.095 | 0 | 0 | 0 | 0.011 | 0.095 | 0 |  | --> | C12 ex PURCELLS INCH | PURCELLS INCH: T42 | KILKENNY |  | 52.5931 | -7.1769
MV/LV Substation BA***898 | 10 kV | 400V(3ph) & 230V(single ph) | LV | 50 kVA :Pole Substation | 0.05 | --> | 0.05 | 0.017 | 11.5 |  | --> | 0.047 | 0 | 0 | 0 | 0.008 | 0.045 | 0 |  | --> | C22 ex BALLYBEG | BALLYBEG: T102 | CARRICKMINES |  | 52.9806 | -6.0629
MV/LV Substation BA***898Y | 10 kV | 400V(3ph) & 230V(single ph) | LV | 50 kVA :Pole Substation | 0.05 | --> | 0.05 | 0.05 | 4.6 |  | --> | 0.047 | 0 | 0 | 0 | 0 | 0.049 | 0 |  | --> | E16 ex BALLYRAGGET | BALLYRAGGET: T421∥T422 | BALLYRAGGET |  | 52.8404 | -7.3902
MV/LV Substation BA***899 | 20 kV | 400V(3ph) & 230V(single ph) | LV | 100 kVA :Pole Substation | 0.1 | --> | 0.1 | 0.088 | 4.1 |  | --> | 0.095 | 0 | 0 | 0 | 0.004 | 0 | 0 | Constrained,otherwise capacity available =97kW. | --> | E13 ex CHARLEVILLE | CHARLEVILLE: T422 | CHARLEVILLE |  | 52.3107 | -8.6759
MV/LV Substation BA***900 | 10 kV | 400V(3ph) & 230V(single ph) | LV | 50 kVA :Pole Substation | 0.05 | --> | 0.05 | 0 | 0 | Constrained,otherwise capacity available =43kVA. | --> | 0.047 | 0 | 0 | 0 | 0 | 0.05 | 0 |  | --> | C20 ex COOLCORCORAN | COOLCORCORAN: T41∥T42 | KNOCKEARAGH |  | 52.0859 | -9.4774
MV/LV Substation BA***901 | 20 kV | 400V(3ph) & 230V(single ph) | LV | 50 kVA :Pole Substation | 0.05 | --> | 0.05 | 0 | 0 | Constrained,otherwise capacity available =48kVA. | --> | 0.047 | 0 | 0 | 0 | 0 | 0 | 0 | Constrained,otherwise capacity available =49kW. | --> | C15 ex MOUNTRATH | MOUNTRATH: T41∥T42 | PORTLAOISE |  | 52.8781 | -7.4598
MV/LV Substation BA***902 | 10 kV | 400V(3ph) & 230V(single ph) | LV | 100 kVA :Pole Substation | 0.1 | --> | 0.1 | 0 | 0 | Constrained,otherwise capacity available =75kVA. | --> | 0.095 | 0 | 0 | 0 | 0 | 0.103 | 0 |  | --> | C20 ex TERMONFECKIN ROAD | TERMONFECKIN ROAD: T41∥T42 | DRYBRIDGE |  | 53.7369 | -6.2756
MV/LV Substation BA***902Y | 10 kV | 400V(3ph) & 230V(single ph) | LV | 50 kVA :Pole Substation | 0.05 | --> | 0.05 | 0.05 | 1.5 |  | --> | 0.047 | 0 | 0 | 0 | 0 | 0.049 | 0 |  | --> | C11 ex MOUNT MISERY | MOUNT MISERY: T41 | WATERFORD |  | 52.2882 | -7.152
MV/LV Substation BA***903 | 20 kV | 400V(3ph) & 230V(single ph) | LV | 50 kVA :Pole Substation | 0.05 | --> | 0.05 | 0.039 | 1.8 |  | --> | 0.047 | 0 | 0 | 0 | 0 | 0.051 | 0 |  | --> | E16 ex CURRALEIGH | CURRALEIGH: T421∥T422 | KILBARRY |  | 51.9836 | -8.7477
MV/LV Substation BA***903X | 10 kV | 400V(3ph) & 230V(single ph) | LV | 100 kVA :Pole Substation | 0.1 | --> | 0.1 | 0 | 0 | Constrained,otherwise capacity available =100kVA. | --> | 0.095 | 0 | 0 | 0 | 0 | 0.1 | 0 |  | --> | C11 ex CLONAKILTY | CLONAKILTY: T41∥T42 | DUNMANWAY |  | 51.674 | -8.858
MV/LV Substation BA***903X | 10 kV | 400V(3ph) & 230V(single ph) | LV | 50 kVA :Pole Substation | 0.05 | --> | 0.05 | 0.041 | 0.1 |  | --> | 0.047 | 0 | 0 | 0 | 0 | 0 | 0 | Constrained,otherwise capacity available =50kW. | --> | C11 ex RATHDRUM | RATHDRUM: T42 | ARKLOW |  | 52.8731 | -6.2211
MV/LV Substation BA***903X | 10 kV | 400V(3ph) & 230V(single ph) | LV | 100 kVA :Building Structure | 0.1 | --> | 0.1 | 0.003 | 1.1 |  | --> | 0.095 | 0 | 0 | 0 | 0 | 0.114 | 0 |  | --> | C15 ex CAHIRCALLA | CAHIRCALLA: T41∥T42 | ENNIS |  | 52.7834 | -8.9309
MV/LV Substation BA***903Z | 10 kV | 400V(3ph) & 230V(single ph) | LV | 100 kVA :Pole Substation | 0.1 | --> | 0.1 | 0 | 0 | Constrained,otherwise capacity available =54kVA. | --> | 0.095 | 0 | 0 | 0 | 0.012 | 0.094 | 0 |  | --> | C18 ex BLAKE | BLAKE: T41∥T42 | BLAKE |  | 53.2421 | -6.8537
MV/LV Substation BA***904X | 20 kV | 400V(3ph) & 230V(single ph) | LV | 50 kVA :Pole Substation | 0.05 | --> | 0.05 | 0.033 | 4.1 |  | --> | 0.047 | 0 | 0 | 0 | 0 | 0 | 0 | Constrained,otherwise capacity available =51kW. | --> | E11 ex CHARLEVILLE | CHARLEVILLE: T422 | CHARLEVILLE |  | 52.4779 | -8.6989
MV/LV Substation BA***905 | 20 kV | 400V(3ph) & 230V(single ph) | LV | 100 kVA :Pole Substation | 0.1 | --> | 0.1 | 0.082 | 1.1 |  | --> | 0.095 | 0 | 0 | 0 | 0.004 | 0.098 | 0 |  | --> | E23 ex LAWLESSTOWN | LAWLESSTOWN: T421 | DOON |  | 52.2676 | -7.7208
MV/LV Substation BA***905 | 10 kV | 400V(3ph) & 230V(single ph) | LV | 50 kVA :Pole Substation | 0.05 | --> | 0.05 | 0 | 0 | Constrained,otherwise capacity available =40kVA. | --> | 0.047 | 0 | 0 | 0 | 0 | 0.051 | 0 |  | --> | C39 ex COLLEGE PARK | COLLEGE PARK: T103 | COLLEGE PARK |  | 53.4492 | -6.3792
MV/LV Substation BA***906X | 20 kV | 400V(3ph) & 230V(single ph) | LV | 200 kVA :Kiosk Substation | 0.2 | --> | 0.2 | 0.187 | 1.2 |  | --> | 0.19 | 0 | 0 | 0 | 0.004 | 0.197 | 0 |  | --> | E16 ex BALLYDEHOB | BALLYDEHOB: T421 | DUNMANWAY |  | 51.4972 | -9.7138
MV/LV Substation BA***906Z | 10 kV | 400V(3ph) & 230V(single ph) | LV | 200 kVA :Pole Substation | 0.2 | --> | 0.2 | 0.2 | 3.2 |  | --> | 0.19 | 0 | 0 | 0 | 0 | 0.2 | 0 |  | --> | C14 ex MCDONAGH | MCDONAGH: T42 | KILKENNY |  | 52.6384 | -7.1606
MV/LV Substation BA***907 | 20 kV | 400V(3ph) & 230V(single ph) | LV | 200 kVA :Pole Substation | 0.2 | --> | 0.2 | 0 | 0 | Constrained,otherwise capacity available =195kVA. | --> | 0.19 | 0 | 0 | 0 | 0 | 0.2 | 0 |  | --> | E47 ex CLAREGALWAY | CLAREGALWAY: T421 | GALWAY 110KV |  | 53.4247 | -8.8106
MV/LV Substation BA***907 | 10 kV | 400V(3ph) & 230V(single ph) | LV | 200 kVA :Pole Substation | 0.2 | --> | 0.2 | 0.134 | 3.7 |  | --> | 0.19 | 0 | 0 | 0 | 0 | 0.21 | 0 |  | --> | C11 ex BALLINASLOE | BALLINASLOE: T41∥T42 | SOMERSET |  | 53.3317 | -8.2196
MV/LV Substation BA***907X | 20 kV | 400V(3ph) & 230V(single ph) | LV | 50 kVA :Pole Substation | 0.05 | --> | 0.05 | 0.006 | 9 |  | --> | 0.047 | 0 | 0 | 0 | 0.003 | 0.052 | 0 |  | --> | C24 ex MULLINGAR | MULLINGAR: T102 | MULLINGAR |  | 53.6274 | -7.4678
MV/LV Substation BA***908 | 20 kV | 400V(3ph) & 230V(single ph) | LV | 100 kVA :Pole Substation | 0.1 | --> | 0.1 | 0 | 0 | Constrained,otherwise capacity available =67kVA. | --> | 0.095 | 0 | 0 | 0 | 0.031 | 0.072 | 0 |  | --> | E17 ex BALTINGLASS | BALTINGLASS: T421∥T422 | STRATFORD |  | 52.9002 | -6.6111
MV/LV Substation BA***908 | 20 kV | 400V(3ph) & 230V(single ph) | LV | 50 kVA :Pole Substation | 0.05 | --> | 0.05 | 0 | 0 | Constrained,otherwise capacity available =48kVA. | --> | 0.047 | 0 | 0 | 0 | 0 | 0 | 0 | Constrained,otherwise capacity available =49kW. | --> | C15 ex KANTURK | KANTURK: T41∥T42 | GLENLARA |  | 52.16 | -8.8357
MV/LV Substation BA***908Y | 20 kV | 400V(3ph) & 230V(single ph) | LV | 200 kVA :Kiosk Substation | 0.2 | --> | 0.2 | 0 | 0 | Constrained,otherwise capacity available =127kVA. | --> | 0.19 | 0 | 0 | 0 | 0 | 0.21 | 0 |  | --> | E15 ex DULEEK | DULEEK: T421∥T422 | DRYBRIDGE |  | 53.6541 | -6.4268
MV/LV Substation BA***909X | 20 kV | 400V(3ph) & 230V(single ph) | LV | 200 kVA :Pole Substation | 0.2 | --> | 0.2 | 0.198 | 5.6 |  | --> | 0.19 | 0 | 0 | 0 | 0.003 | 0.196 | 0 |  | --> | E18 ex CRANE | CRANE: T122 | CRANE |  | 52.4838 | -6.2955
MV/LV Substation BA***909X | 10 kV | 400V(3ph) & 230V(single ph) | LV | 630 kVA :Building Structure | 0.63 | --> | 0.63 | 0.5 | 11.2 |  | --> | 0.598 | 0 | 0 | 0 | 0 | 0.5 | 0 |  | --> | C19 ex CABRA | CABRA: T102 | FINGLAS |  | 53.3738 | -6.2956
MV/LV Substation BA***910X | 10 kV | 400V(3ph) & 230V(single ph) | LV | 400 kVA :Building Structure | 0.4 | --> | 0.4 | 0.306 | 5.8 |  | --> | 0.38 | 0 | 0 | 0 | 0 | 0.414 | 0 |  | --> | C19 ex WHITESTOWN | WHITESTOWN: T41 | COOKSTOWN |  | 53.2781 | -6.379
MV/LV Substation BA***911 | 20 kV | 400V(3ph) & 230V(single ph) | LV | 200 kVA :Pole Substation | 0.2 | --> | 0.2 | 0 | 0 | Constrained,otherwise capacity available =156kVA. | --> | 0.19 | 0 | 0 | 0 | 0.039 | 0.165 | 0 |  | --> | E15 ex BRUFF | BRUFF: T421 | LIMERICK |  | 52.5666 | -8.5075
MV/LV Substation BA***911 | 10 kV | 400V(3ph) & 230V(single ph) | LV | 100 kVA :Pole Substation | 0.1 | --> | 0.1 | 0.046 | 2.5 |  | --> | 0.095 | 0 | 0 | 0 | 0 | 0.107 | 0 |  | --> | C16 ex KILCULLEN | KILCULLEN: T42 | STRATFORD |  | 53.123 | -6.8298
MV/LV Substation BA***911X | 20 kV | 400V(3ph) & 230V(single ph) | LV | 50 kVA :Pole Substation | 0.05 | --> | 0.05 | 0 | 0 | Constrained,otherwise capacity available =50kVA. | --> | 0.047 | 0 | 0 | 0 | 0 | 0 | 0 | Constrained,otherwise capacity available =49kW. | --> | E13 ex ABBEYLEIX | ABBEYLEIX: T422 | PORTLAOISE |  | 53.0018 | -7.2916
MV/LV Substation BA***912 | 10 kV | 400V(3ph) & 230V(single ph) | LV | 200 kVA :Pole Substation | 0.2 | --> | 0.2 | 0.159 | 2 |  | --> | 0.19 | 0 | 0 | 0 | 0.007 | 0.198 | 0 |  | --> | C17 ex BALLYTIVNAN | BALLYTIVNAN: T41 | SLIGO |  | 54.2973 | -8.4967
MV/LV Substation BA***912X | 20 kV | 400V(3ph) & 230V(single ph) | LV | 50 kVA :Pole Substation | 0.05 | --> | 0.05 | 0.046 | 9 |  | --> | 0.047 | 0 | 0 | 0 | 0 | 0.049 | 0 |  | --> | C24 ex MULLINGAR | MULLINGAR: T102 | MULLINGAR |  | 53.6302 | -7.4701
MV/LV Substation BA***913 | 10 kV | 400V(3ph) & 230V(single ph) | LV | 200 kVA :Pole Substation | 0.2 | --> | 0.2 | 0.145 | 3.8 |  | --> | 0.19 | 0 | 0 | 0 | 0 | 0.208 | 0 |  | --> | C17 ex KINGSCOURT | KINGSCOURT: T41 | MEATH HILL |  | 53.9013 | -6.6959
MV/LV Substation BA***914 | 20 kV | 400V(3ph) & 230V(single ph) | LV | 100 kVA :Pole Substation | 0.1 | --> | 0.1 | 0.061 | 3.7 |  | --> | 0.095 | 0 | 0 | 0 | 0 | 0.105 | 0 |  | --> | E21 ex CLARA | CLARA: T421 | THORNSBERRY |  | 53.3464 | -7.7146
MV/LV Substation BA***914 | 20 kV | 400V(3ph) & 230V(single ph) | LV | 50 kVA :Pole Substation | 0.05 | --> | 0.05 | 0.05 | 0.9 |  | --> | 0.047 | 0 | 0 | 0 | 0 | 0.049 | 0 |  | --> | C14 ex CARRAROE | CARRAROE: T42 | SCREEB |  | 53.2567 | -9.5336
MV/LV Substation BA***914 | 20 kV | 400V(3ph) & 230V(single ph) | LV | 50 kVA :Pole Substation | 0.05 | --> | 0.05 | 0.038 | 6.9 |  | --> | 0.047 | 0 | 0 | 0 | 0 | 0 | 0 | Constrained,otherwise capacity available =51kW. | --> | E17 ex SPRINGS | SPRINGS: T421∥T422 | DUNGARVAN |  | 52.1074 | -7.5691
MV/LV Substation BA***915X | 10 kV | 400V(3ph) & 230V(single ph) | LV | 200 kVA :Pole Substation | 0.2 | --> | 0.2 | 0.165 | 4.8 |  | --> | 0.19 | 0 | 0 | 0 | 0.039 | 0.164 | 0 |  | --> | C21 ex ATHY | ATHY: T101 | ATHY |  | 53.0178 | -7.1165
MV/LV Substation BA***915Z | 20 kV | 400V(3ph) & 230V(single ph) | LV | 100 kVA :Pole Substation | 0.1 | --> | 0.1 | 0.1 | 1.5 |  | --> | 0.095 | 0 | 0 | 0 | 0 | 0.1 | 0 |  | --> | E15 ex BEALISTOWN | BEALISTOWN: T421∥T422 | GREAT ISLAND |  | 52.2548 | -6.7263
MV/LV Substation BA***917 | 20 kV | 400V(3ph) & 230V(single ph) | LV | 50 kVA :Pole Substation | 0.05 | --> | 0.05 | 0 | 0 | Constrained,otherwise capacity available =50kVA. | --> | 0.047 | 0 | 0 | 0 | 0 | 0.049 | 0 |  | --> | C11 ex LOUGHSHINNY | LOUGHSHINNY: T41 | GLASMORE |  | 53.5443 | -6.1754
MV/LV Substation BA***917X | 10 kV | 400V(3ph) & 230V(single ph) | LV | 100 kVA :Pole Substation | 0.1 | --> | 0.1 | 0.044 | 2.8 |  | --> | 0.095 | 0 | 0 | 0 | 0 | 0.108 | 0 |  | --> | C19 ex CLONARD | CLONARD: T41∥T42 | WEXFORD |  | 52.2809 | -6.4671
MV/LV Substation BA***918 | 20 kV | 400V(3ph) & 230V(single ph) | LV | 50 kVA :Pole Substation | 0.05 | --> | 0.05 | 0.045 | 3.2 |  | --> | 0.047 | 0 | 0 | 0 | 0 | 0.05 | 0 |  | --> | E62 ex ATHY | ATHY: T102 | ATHY |  | 53.0013 | -6.95
MV/LV Substation BA***918X | 20 kV | 400V(3ph) & 230V(single ph) | LV | 50 kVA :Pole Substation | 0.05 | --> | 0.05 | 0.035 | 7.5 |  | --> | 0.047 | 0 | 0 | 0 | 0.003 | 0.048 | 0 |  | --> | C06 ex AHANE | AHANE: T102 | AHANE |  | 52.6914 | -8.5108
MV/LV Substation BA***919 | 10 kV | 400V(3ph) & 230V(single ph) | LV | 100 kVA :Pole Substation | 0.1 | --> | 0.1 | 0.09 | 1 |  | --> | 0.095 | 0 | 0 | 0 | 0.022 | 0 | 0 | Constrained,otherwise capacity available =78kW. | --> | C16 ex KILCLOHER | KILCLOHER: T42 | DUNGARVAN |  | 52.1331 | -7.8115
MV/LV Substation BA***919Y | 20 kV | 400V(3ph) & 230V(single ph) | LV | 50 kVA :Pole Substation | 0.05 | --> | 0.05 | 0.05 | 3.7 |  | --> | 0.047 | 0 | 0 | 0 | 0 | 0.049 | 0 |  | --> | E15 ex JENKINSTOWN | JENKINSTOWN: T421∥T422 | DUNDALK |  | 54.0402 | -6.376
MV/LV Substation BA***920X | 10 kV | 400V(3ph) & 230V(single ph) | LV | 100 kVA :Pole Substation | 0.1 | --> | 0.1 | 0.093 | 8.3 |  | --> | 0.095 | 0 | 0 | 0 | 0.004 | 0.096 | 0 |  | --> | C23 ex BALLYBEG | BALLYBEG: T101 | CARRICKMINES |  | 52.9162 | -6.1127
MV/LV Substation BA***920X | 10 kV | 400V(3ph) & 230V(single ph) | LV | 50 kVA :Pole Substation | 0.05 | --> | 0.05 | 0 | 0 | Constrained,otherwise capacity available =45kVA. | --> | 0.047 | 0 | 0 | 0 | 0.004 | 0.046 | 0 |  | --> | C21 ex KILMONEY | KILMONEY: T41∥T42 | TRABEG |  | 51.7586 | -8.3336
MV/LV Substation BA***921 | 10 kV | 400V(3ph) & 230V(single ph) | LV | 400 kVA :Kiosk Substation | 0.4 | --> | 0.4 | 0.282 | 2.7 |  | --> | 0.38 | 0 | 0 | 0 | 0.003 | 0.414 | 0 |  | --> | C17 ex WHITEHALL | WHITEHALL: T41 | FINGLAS |  | 53.384 | -6.2756
MV/LV Substation BA***921X | 10 kV | 400V(3ph) & 230V(single ph) | LV | 50 kVA :Pole Substation | 0.05 | --> | 0.05 | 0.042 | 3.3 |  | --> | 0.047 | 0 | 0 | 0 | 0 | 0.05 | 0 |  | --> | E11 ex KNOCKMULLEN | KNOCKMULLEN: T421 | GREAT ISLAND |  | 52.447 | -6.8684
MV/LV Substation BA***923 | 10 kV | 400V(3ph) & 230V(single ph) | LV | 100 kVA :Pole Substation | 0.1 | --> | 0.1 | 0.091 | 11.5 |  | --> | 0.095 | 0 | 0 | 0 | 0.003 | 0.097 | 0 |  | --> | C18 ex BALLYBEG | BALLYBEG: T102 | CARRICKMINES |  | 52.9553 | -6.175
MV/LV Substation BA***923 | 20 kV | 400V(3ph) & 230V(single ph) | LV | 50 kVA :Pole Substation | 0.05 | --> | 0.05 | 0.044 | 8.5 |  | --> | 0.047 | 0 | 0 | 0 | 0 | 0.05 | 0 |  | --> | C14 ex ARDGEEHA | ARDGEEHA: T41∥T42 | DOON |  | 52.4263 | -7.7028
MV/LV Substation BA***923Z | 10 kV | 400V(3ph) & 230V(single ph) | LV | 50 kVA :Pole Substation | 0.05 | --> | 0.05 | 0.05 | 1.4 |  | --> | 0.047 | 0 | 0 | 0 | 0 | 0.049 | 0 |  | --> | C21 ex BALLINDERRY | BALLINDERRY: T41 | MULLINGAR |  | 53.5159 | -7.3283
MV/LV Substation BA***924 | 20 kV | 400V(3ph) & 230V(single ph) | LV | 50 kVA :Pole Substation | 0.05 | --> | 0.05 | 0.045 | 0.8 |  | --> | 0.047 | 0 | 0 | 0 | 0 | 0 | 0 | Constrained,otherwise capacity available =50kW. | --> | E17 ex KILMACTHOMAS | KILMACTHOMAS: T421∥T422 | DUNGARVAN |  | 52.2586 | -7.4018
MV/LV Substation BA***924 | 10 kV | 400V(3ph) & 230V(single ph) | LV | 50 kVA :Pole Substation | 0.05 | --> | 0.05 | 0.036 | 0.7 |  | --> | 0.047 | 0 | 0 | 0 | 0 | 0 | 0 | Constrained,otherwise capacity available =51kW. | --> | C12 ex KILMAGIG | KILMAGIG: T42 | ARKLOW |  | 52.8661 | -6.2244
MV/LV Substation BA***924X | 10 kV | 400V(3ph) & 230V(single ph) | LV | 400 kVA :Kiosk Substation | 0.4 | --> | 0.4 | 0.317 | 0.8 |  | --> | 0.38 | 0 | 0 | 0 | 0.011 | 0.401 | 0 |  | --> | C11 ex KILSHANNY | KILSHANNY: T41 | CAHIR |  | 52.2729 | -8.269
MV/LV Substation BA***924X | 20 kV | 400V(3ph) & 230V(single ph) | LV | 100 kVA :Pole Substation | 0.1 | --> | 0.1 | 0.074 | 1.6 |  | --> | 0.095 | 0 | 0 | 0 | 0 | 0 | 0 | Constrained,otherwise capacity available =103kW. | --> | E21 ex CASTLETOWNBERE | CASTLETOWNBERE: T421 | BALLYLICKY |  | 51.6595 | -9.8341
MV/LV Substation BA***924X | 20 kV | 400V(3ph) & 230V(single ph) | LV | 50 kVA :Pole Substation | 0.05 | --> | 0.05 | 0 | 0 | Constrained,otherwise capacity available =47kVA. | --> | 0.047 | 0 | 0 | 0 | 0 | 0.049 | 0 |  | --> | C21 ex TERMONFECKIN ROAD | TERMONFECKIN ROAD: T41∥T42 | DRYBRIDGE |  | 53.7748 | -6.2724
MV/LV Substation BA***925 | 10 kV | 400V(3ph) & 230V(single ph) | LV | 200 kVA :Pole Substation | 0.2 | --> | 0.2 | 0.078 | 3.6 |  | --> | 0.19 | 0 | 0 | 0 | 0 | 0.218 | 0 |  | --> | C17 ex CASTLEREA | CASTLEREA: T41∥T42 | CARRICK ON SHANNON |  | 53.7662 | -8.4844
MV/LV Substation BA***925X | 20 kV | 400V(3ph) & 230V(single ph) | LV | 50 kVA :Pole Substation | 0.05 | --> | 0.05 | 0 | 0 | Constrained,otherwise capacity available =50kVA. | --> | 0.047 | 0 | 0 | 0 | 0 | 0.049 | 0 |  | --> | C14 ex MILFORD (NR) | MILFORD (NR): T41∥T42 | LETTERKENNY |  | 55.1942 | -7.7278
MV/LV Substation BA***925X | 10 kV | 400V(3ph) & 230V(single ph) | LV | 400 kVA :Kiosk Substation | 0.4 | --> | 0.4 | 0.248 | 2.8 |  | --> | 0.38 | 0 | 0 | 0 | 0.023 | 0 | 0 | Constrained,otherwise capacity available =399kW. | --> | C11 ex LEE BRIDGE | LEE BRIDGE: T41 | MACROOM |  | 51.9063 | -8.9588
MV/LV Substation BA***927 | 10 kV | 400V(3ph) & 230V(single ph) | LV | 100 kVA :Pole Substation | 0.1 | --> | 0.1 | 0.087 | 25.1 |  | --> | 0.095 | 0 | 0 | 0 | 0 | 0.101 | 0 |  | --> | C22 ex ARKLOW | ARKLOW: T101∥T102 | ARKLOW |  | 52.7951 | -6.1894
MV/LV Substation BA***928 | 10 kV | 400V(3ph) & 230V(single ph) | LV | 50 kVA :Pole Substation | 0.05 | --> | 0.05 | 0 | 0 | Constrained,otherwise capacity available =18kVA. | --> | 0.047 | 0 | 0 | 0 | 0 | 0.054 | 0 |  | --> | C30 ex KINSALE | KINSALE: T41∥T42 | BANDON |  | 51.7119 | -8.6282
MV/LV Substation BA***929 | 20 kV | 400V(3ph) & 230V(single ph) | LV | 50 kVA :Pole Substation | 0.05 | --> | 0.05 | 0 | 0 | Constrained,otherwise capacity available =29kVA. | --> | 0.047 | 0 | 0 | 0 | 0 | 0.052 | 0 |  | --> | E18 ex GLASMORE | GLASMORE: T422 | GLASMORE |  | 53.518 | -6.2621
MV/LV Substation BA***929Y | 20 kV | 400V(3ph) & 230V(single ph) | LV | 50 kVA :Pole Substation | 0.05 | --> | 0.05 | 0.048 | 4 |  | --> | 0.047 | 0 | 0 | 0 | 0 | 0.049 | 0 |  | --> | E13 ex KILLINICK | KILLINICK: T421∥T422 | WEXFORD |  | 52.1975 | -6.3639
MV/LV Substation BA***930 | 20 kV | 400V(3ph) & 230V(single ph) | LV | 50 kVA :Pole Substation | 0.05 | --> | 0.05 | 0.046 | 2.6 |  | --> | 0.047 | 0 | 0 | 0 | 0 | 0.049 | 0 |  | --> | E21 ex ATHENRY | ATHENRY: T423 | GALWAY 110KV |  | 53.3248 | -8.7249
MV/LV Substation BA***930Y | 10 kV | 400V(3ph) & 230V(single ph) | LV | 100 kVA :Pole Substation | 0.1 | --> | 0.1 | 0.1 | 4.8 |  | --> | 0.095 | 0 | 0 | 0 | 0 | 0.1 | 0 |  | --> | C21 ex ATHY | ATHY: T101 | ATHY |  | 52.9837 | -7.0859
MV/LV Substation BA***930Y | 10 kV | 400V(3ph) & 230V(single ph) | LV | 200 kVA :Pole Substation | 0.2 | --> | 0.2 | 0.098 | 1.5 |  | --> | 0.19 | 0 | 0 | 0 | 0 | 0.215 | 0 |  | --> | E17 ex BEALISTOWN | BEALISTOWN: T421∥T422 | GREAT ISLAND |  | 52.2616 | -6.862
MV/LV Substation BA***931 | 20 kV | 400V(3ph) & 230V(single ph) | LV | 400 kVA :Kiosk Substation | 0.4 | --> | 0.4 | 0 | 0 | Constrained,otherwise capacity available =358kVA. | --> | 0.38 | 0 | 0 | 0 | 0 | 0.406 | 0 |  | --> | C15 ex BALLYHAUNIS | BALLYHAUNIS: T41∥T42 | DALTON |  | 53.7455 | -8.6419
MV/LV Substation BA***931Y | 10 kV | 400V(3ph) & 230V(single ph) | LV | 630 kVA :Building Structure | 0.63 | --> | 0.63 | 0.34 | 0.3 | Constrained,otherwise capacity available =500kVA. | --> | 0.598 | 0 | 0 | 0 | 0 | 0.5 | 0 |  | --> | C14 ex ATHLONE | ATHLONE: T42 | ATHLONE |  | 53.4224 | -7.9469
MV/LV Substation BA***932 | 20 kV | 400V(3ph) & 230V(single ph) | LV | 50 kVA :Pole Substation | 0.05 | --> | 0.05 | 0.041 | 1.1 |  | --> | 0.047 | 0 | 0 | 0 | 0 | 0.05 | 0 |  | --> | E19 ex LAWLESSTOWN | LAWLESSTOWN: T421 | DOON |  | 52.4353 | -7.7311
MV/LV Substation BA***932X | 10 kV | 400V(3ph) & 230V(single ph) | LV | 50 kVA :Pole Substation | 0.05 | --> | 0.05 | 0.05 | 0.8 |  | --> | 0.047 | 0 | 0 | 0 | 0 | 0.049 | 0 |  | --> | C18 ex BALLYMOTE | BALLYMOTE: T41 | SLIGO |  | 54.0871 | -8.5294
MV/LV Substation BA***933 | 10 kV | 400V(3ph) & 230V(single ph) | LV | 50 kVA :Pole Substation | 0.05 | --> | 0.05 | 0 | 0 | Constrained,otherwise capacity available =39kVA. | --> | 0.047 | 0 | 0 | 0 | 0 | 0.051 | 0 |  | --> | C17 ex BALLYGAR | BALLYGAR: T41 | ATHLONE |  | 53.5207 | -8.3392
MV/LV Substation BA***934 | 10 kV | 400V(3ph) & 230V(single ph) | LV | 200 kVA :Pole Substation | 0.2 | --> | 0.2 | 0.157 | 4.9 |  | --> | 0.19 | 0 | 0 | 0 | 0 | 0.206 | 0 |  | --> | C11 ex BALLINCOLLIG | BALLINCOLLIG: T41 | KILBARRY |  | 51.8461 | -8.5464
MV/LV Substation BA***934X | 20 kV | 400V(3ph) & 230V(single ph) | LV | 50 kVA :Pole Substation | 0.05 | --> | 0.05 | 0.05 | 2.1 |  | --> | 0.047 | 0 | 0 | 0 | 0 | 0.049 | 0 |  | --> | E17 ex KILROSS ROAD | KILROSS ROAD: T421 | TIPPERARY |  | 52.4589 | -8.2233
MV/LV Substation BA***935 | 10 kV | 400V(3ph) & 230V(single ph) | LV | 50 kVA :Pole Substation | 0.05 | --> | 0.05 | 0.038 | 25.1 |  | --> | 0.047 | 0 | 0 | 0 | 0.003 | 0.047 | 0 |  | --> | C18 ex ARKLOW | ARKLOW: T101∥T102 | ARKLOW |  | 52.8885 | -6.1106
MV/LV Substation BA***935 | 20 kV | 400V(3ph) & 230V(single ph) | LV | 400 kVA :Kiosk Substation | 0.4 | --> | 0.4 | 0.326 | 3.7 |  | --> | 0.38 | 0 | 0 | 0 | 0.013 | 0 | 0 | Constrained,otherwise capacity available =397kW. | --> | E14 ex FOXHOLE | FOXHOLE: T421∥T422 | DUNGARVAN |  | 51.9525 | -7.8542
MV/LV Substation BA***935X | 10 kV | 400V(3ph) & 230V(single ph) | LV | 50 kVA :Pole Substation | 0.05 | --> | 0.05 | 0.05 | 0.7 |  | --> | 0.047 | 0 | 0 | 0 | 0 | 0.049 | 0 |  | --> | C30 ex ACADEMY STREET | ACADEMY STREET: T44 | NAVAN |  | 53.6508 | -6.6553
MV/LV Substation BA***936 | 10 kV | 400V(3ph) & 230V(single ph) | LV | 50 kVA :Pole Substation | 0.05 | --> | 0.05 | 0.047 | 3.4 |  | --> | 0.047 | 0 | 0 | 0 | 0 | 0.049 | 0 |  | --> | C14 ex CAUSEWAY | CAUSEWAY: T41∥T42 | TRALEE |  | 52.4393 | -9.7004
MV/LV Substation BA***936X | 10 kV | 400V(3ph) & 230V(single ph) | LV | 630 kVA :Kiosk Substation | 0.63 | --> | 0.63 | 0.232 | 0.8 |  | --> | 0.598 | 0 | 0 | 0 | 0 | 0.5 | 0 |  | --> | C18 ex KNOCKMULLEN | KNOCKMULLEN: T42 | GREAT ISLAND |  | 52.3953 | -6.9435
MV/LV Substation BA***939 | 10 kV | 400V(3ph) & 230V(single ph) | LV | 200 kVA :Kiosk Substation | 0.2 | --> | 0.2 | 0.165 | 9.8 |  | --> | 0.19 | 0 | 0 | 0 | 0.01 | 0.194 | 0 |  | --> | C12 ex KILCOOLE | KILCOOLE: T41∥T42 | FASSAROE |  | 53.1015 | -6.0596
MV/LV Substation BA***939X | 20 kV | 400V(3ph) & 230V(single ph) | LV | 50 kVA :Pole Substation | 0.05 | --> | 0.05 | 0 | 0 | Constrained,otherwise capacity available =46kVA. | --> | 0.047 | 0 | 0 | 0 | 0 | 0 | 0 | Constrained,otherwise capacity available =49kW. | --> | E12 ex BIRR | BIRR: T422 | DALLOW |  | 53.0872 | -7.7245
MV/LV Substation BA***939Y | 10 kV | 400V(3ph) & 230V(single ph) | LV | 50 kVA :Pole Substation | 0.05 | --> | 0.05 | 0.05 | 3.6 |  | --> | 0.047 | 0 | 0 | 0 | 0 | 0.049 | 0 |  | --> | C21 ex CASTLEREA | CASTLEREA: T41∥T42 | CARRICK ON SHANNON |  | 53.6899 | -8.4666
MV/LV Substation BA***940 | 20 kV | 400V(3ph) & 230V(single ph) | LV | 50 kVA :Pole Substation | 0.05 | --> | 0.05 | 0.012 | 3.3 |  | --> | 0.047 | 0 | 0 | 0 | 0 | 0.054 | 0 |  | --> | E12 ex BIRDHILL | BIRDHILL: T422 | ARDNACRUSHA |  | 52.792 | -8.4329
MV/LV Substation BA***941 | 10 kV | 400V(3ph) & 230V(single ph) | LV | 50 kVA :Pole Substation | 0.05 | --> | 0.05 | 0.026 | 4.9 |  | --> | 0.047 | 0 | 0 | 0 | 0 | 0.052 | 0 |  | --> | C11 ex BALLINCOLLIG | BALLINCOLLIG: T41 | KILBARRY |  | 51.8385 | -8.6095
MV/LV Substation BA***941X | 20 kV | 400V(3ph) & 230V(single ph) | LV | 50 kVA :Pole Substation | 0.05 | --> | 0.05 | 0.042 | 0.8 |  | --> | 0.047 | 0 | 0 | 0 | 0 | 0 | 0 | Constrained,otherwise capacity available =50kW. | --> | E12 ex KILMACTHOMAS | KILMACTHOMAS: T421∥T422 | DUNGARVAN |  | 52.2205 | -7.3748
MV/LV Substation BA***942 | 20 kV | 400V(3ph) & 230V(single ph) | LV | 50 kVA :Pole Substation | 0.05 | --> | 0.05 | 0 | 1.2 |  | --> | 0.047 | 0 | 0 | 0 | 0 | 0 | 0 | Constrained,otherwise capacity available =56kW. | --> | C21 ex KNOCKAPHUNTA | KNOCKAPHUNTA: T41∥T42 | CASTLEBAR |  | 53.7949 | -9.3156
MV/LV Substation BA***942X | 20 kV | 400V(3ph) & 230V(single ph) | LV | 50 kVA :Pole Substation | 0.05 | --> | 0.05 | 0.05 | 2 |  | --> | 0.047 | 0 | 0 | 0 | 0 | 0.049 | 0 |  | --> | E17 ex BALLYCONNELL | BALLYCONNELL: T421∥T422 | GORTAWEE |  | 54.1219 | -7.6793
MV/LV Substation BA***942Y | 10 kV | 400V(3ph) & 230V(single ph) | LV | 50 kVA :Pole Substation | 0.05 | --> | 0.05 | 0.039 | 0.9 |  | --> | 0.047 | 0 | 0 | 0 | 0.003 | 0 | 0 | Constrained,otherwise capacity available =47kW. | --> | C15 ex BANTRY | BANTRY: T41∥T42 | BALLYLICKY |  | 51.7264 | -9.4478
MV/LV Substation BA***943X | 20 kV | 400V(3ph) & 230V(single ph) | LV | 50 kVA :Pole Substation | 0.05 | --> | 0.05 | 0.049 | 1.3 |  | --> | 0.047 | 0 | 0 | 0 | 0 | 0.049 | 0 |  | --> | E11 ex KILCARRAGH | KILCARRAGH: T421∥T422 | BUTLERSTOWN |  | 52.2357 | -7.0391
MV/LV Substation BA***944 | 20 kV | 400V(3ph) & 230V(single ph) | LV | 200 kVA :Pole Substation | 0.2 | --> | 0.2 | 0.103 | 5.6 |  | --> | 0.19 | 0 | 0 | 0 | 0.028 | 0 | 0 | Constrained,otherwise capacity available =185kW. | --> | E13 ex BLESSINGTON | BLESSINGTON: T421 | KILTEEL |  | 53.1328 | -6.6098
MV/LV Substation BA***944X | 10 kV | 400V(3ph) & 230V(single ph) | LV | 50 kVA :Pole Substation | 0.05 | --> | 0.05 | 0 | 0 | Constrained,otherwise capacity available =41kVA. | --> | 0.047 | 0 | 0 | 0 | 0.024 | 0 | 0 | Constrained,otherwise capacity available =25kW. | --> | C11 ex KANTURK | KANTURK: T41∥T42 | GLENLARA |  | 52.2059 | -8.8464
MV/LV Substation BA***945 | 10 kV | 400V(3ph) & 230V(single ph) | LV | 150 kVA :Pole Substation | 0.15 | --> | 0.15 | 0 | 0 | Constrained,otherwise capacity available =140kVA. | --> | 0.142 | 0 | 0 | 0 | 0 | 0.151 | 0 |  | --> | C13 ex MALAHIDE | MALAHIDE: T41 | GLASMORE |  | 53.4228 | -6.1778
MV/LV Substation BA***945 | 10 kV | 400V(3ph) & 230V(single ph) | LV | 400 kVA :Kiosk Substation | 0.4 | --> | 0.4 | 0 | 0 | Constrained,otherwise capacity available =263kVA. | --> | 0.38 | 0 | 0 | 0 | 0.056 | 0.362 | 0 |  | --> | C17 ex CARRICKMINES | CARRICKMINES: T41 | CARRICKMINES |  | 53.2579 | -6.188
MV/LV Substation BA***945X | 10 kV | 400V(3ph) & 230V(single ph) | LV | 50 kVA :Pole Substation | 0.05 | --> | 0.05 | 0 | 0 | Constrained,otherwise capacity available =50kVA. | --> | 0.047 | 0 | 0 | 0 | 0 | 0.049 | 0 |  | --> | C19 ex CARRICKMACROSS | CARRICKMACROSS: T41 | MEATH HILL |  | 53.9352 | -6.7882
MV/LV Substation BA***945X | 20 kV | 400V(3ph) & 230V(single ph) | LV | 50 kVA :Pole Substation | 0.05 | --> | 0.05 | 0.033 | 5.6 |  | --> | 0.047 | 0 | 0 | 0 | 0.011 | 0.04 | 0 |  | --> | E13 ex CRANE | CRANE: T122 | CRANE |  | 52.4362 | -6.4628
MV/LV Substation BA***946 | 10 kV | 400V(3ph) & 230V(single ph) | LV | 50 kVA :Pole Substation | 0.05 | --> | 0.05 | 0 | 0 | Constrained,otherwise capacity available =48kVA. | --> | 0.047 | 0 | 0 | 0 | 0 | 0.049 | 0 |  | --> | C30 ex KINSALE | KINSALE: T41∥T42 | BANDON |  | 51.6715 | -8.6087
MV/LV Substation BA***947 | 10 kV | 400V(3ph) & 230V(single ph) | LV | 50 kVA :Pole Substation | 0.05 | --> | 0.05 | 0 | 0 | Constrained,otherwise capacity available =16kVA. | --> | 0.047 | 0 | 0 | 0 | 0 | 0.054 | 0 |  | --> | C12 ex BRUFF | BRUFF: T42 | LIMERICK |  | 52.5188 | -8.4177
MV/LV Substation BA***948 | 10 kV | 400V(3ph) & 230V(single ph) | LV | 400 kVA :Kiosk Substation | 0.4 | --> | 0.4 | 0 | 0 | Constrained,otherwise capacity available =349kVA. | --> | 0.38 | 0 | 0 | 0 | 0 | 0.407 | 0 |  | --> | C12 ex WOODFORD | WOODFORD: T41∥T42 | KNOCKEARAGH |  | 52.0588 | -9.3391
MV/LV Substation BA***948X | 10 kV | 400V(3ph) & 230V(single ph) | LV | 1000 kVA :Building Structure | 1 | --> | 1 | 0.5 | 4.4 |  | --> | 0.95 | 0 | 0 | 0 | 0 | 0.5 | 0 |  | --> | C12 ex TYMON | TYMON: T42 | COOKSTOWN |  | 53.3059 | -6.352
MV/LV Substation BA***949 | 20 kV | 400V(3ph) & 230V(single ph) | LV | 50 kVA :Pole Substation | 0.05 | --> | 0.05 | 0 | 0.3 |  | --> | 0.047 | 0 | 0 | 0 | 0.004 | 0.053 | 0 |  | --> | C17 ex TUAM NORTH | TUAM NORTH: T41∥T42 | CLOON |  | 53.4802 | -8.7197
MV/LV Substation BA***950 | 10 kV | 400V(3ph) & 230V(single ph) | LV | 400 kVA :Building Structure | 0.4 | --> | 0.4 | 0 | 0 | Constrained,otherwise capacity available =164kVA. | --> | 0.38 | 0 | 0 | 0 | 0.014 | 0.421 | 0 |  | --> | C17 ex NEWMARKET (DR) | NEWMARKET (DR): T41 | FRANCIS STREET |  | 53.3427 | -6.2734
MV/LV Substation BA***950 | 20 kV | 400V(3ph) & 230V(single ph) | LV | 50 kVA :Pole Substation | 0.05 | --> | 0.05 | 0 | 0 | Constrained,otherwise capacity available =24kVA. | --> | 0.047 | 0 | 0 | 0 | 0.011 | 0.041 | 0 |  | --> | C11 ex RAHEEN | RAHEEN: T41 | LIMERICK |  | 52.606 | -8.6982
MV/LV Substation BA***950X | 10 kV | 400V(3ph) & 230V(single ph) | LV | 200 kVA :Kiosk Substation | 0.2 | --> | 0.2 | 0.139 | 5.9 |  | --> | 0.19 | 0 | 0 | 0 | 0 | 0.209 | 0 |  | --> | C13 ex BANDON | BANDON: T101 | BANDON |  | 51.7348 | -8.7572
MV/LV Substation BA***950X | 10 kV | 400V(3ph) & 230V(single ph) | LV | 50 kVA :Pole Substation | 0.05 | --> | 0.05 | 0.037 | 3.2 |  | --> | 0.047 | 0 | 0 | 0 | 0.008 | 0.042 | 0 |  | --> | C20 ex MCDONAGH | MCDONAGH: T42 | KILKENNY |  | 52.6843 | -7.1678
MV/LV Substation BA***951 | 20 kV | 400V(3ph) & 230V(single ph) | LV | 100 kVA :Pole Substation | 0.1 | --> | 0.1 | 0 | 0 | Constrained,otherwise capacity available =99kVA. | --> | 0.095 | 0 | 0 | 0 | 0 | 0.1 | 0 |  | --> | E14 ex BALLINROBE | BALLINROBE: T421∥T422 | DALTON |  | 53.6863 | -9.1767
MV/LV Substation BA***951 | 10 kV | 400V(3ph) & 230V(single ph) | LV | 400 kVA :Kiosk Substation | 0.4 | --> | 0.4 | 0 | 0 | Constrained,otherwise capacity available =345kVA. | --> | 0.38 | 0 | 0 | 0 | 0.013 | 0.395 | 0 |  | --> | C12 ex WOODFORD | WOODFORD: T41∥T42 | KNOCKEARAGH |  | 52.0593 | -9.3395
MV/LV Substation BA***951 | 20 kV | 400V(3ph) & 230V(single ph) | LV | 50 kVA :Pole Substation | 0.05 | --> | 0.05 | 0.014 | 5.6 |  | --> | 0.047 | 0 | 0 | 0 | 0.005 | 0.049 | 0 |  | --> | E17 ex CRANE | CRANE: T122 | CRANE |  | 52.5415 | -6.3442
MV/LV Substation BA***952 | 20 kV | 400V(3ph) & 230V(single ph) | LV | 100 kVA :Pole Substation | 0.1 | --> | 0.1 | 0.07 | 3.7 |  | --> | 0.095 | 0 | 0 | 0 | 0 | 0.104 | 0 |  | --> | E21 ex CLARA | CLARA: T421 | THORNSBERRY |  | 53.3381 | -7.7329
MV/LV Substation BA***952 | 10 kV | 400V(3ph) & 230V(single ph) | LV | 100 kVA :Pole Substation | 0.1 | --> | 0.1 | 0.082 | 1.4 |  | --> | 0.095 | 0 | 0 | 0 | 0.007 | 0 | 0 | Constrained,otherwise capacity available =95kW. | --> | C16 ex DEERPARK | DEERPARK: T41∥T42 | BALLYDINE |  | 52.3931 | -7.5487
MV/LV Substation BA***952Y | 10 kV | 400V(3ph) & 230V(single ph) | LV | 50 kVA :Pole Substation | 0.05 | --> | 0.05 | 0.049 | 1.5 |  | --> | 0.047 | 0 | 0 | 0 | 0 | 0.049 | 0 |  | --> | E17 ex BEALISTOWN | BEALISTOWN: T421∥T422 | GREAT ISLAND |  | 52.2111 | -6.8637
MV/LV Substation BA***953 | 20 kV | 400V(3ph) & 230V(single ph) | LV | 50 kVA :Pole Substation | 0.05 | --> | 0.05 | 0 | 0 | Constrained,otherwise capacity available =16kVA. | --> | 0.047 | 0 | 0 | 0 | 0.003 | 0.05 | 0 |  | --> | E12 ex BALLINROBE | BALLINROBE: T421∥T422 | DALTON |  | 53.6178 | -9.2282
MV/LV Substation BA***953 | 10 kV | 400V(3ph) & 230V(single ph) | LV | 200 kVA :Pole Substation | 0.2 | --> | 0.2 | 0.193 | 7.5 |  | --> | 0.19 | 0 | 0 | 0 | 0 | 0.2 | 0 |  | --> | C18 ex CARRICKMINES | CARRICKMINES: T42 | CARRICKMINES |  | 53.2551 | -6.2318
MV/LV Substation BA***953Y | 10 kV | 400V(3ph) & 230V(single ph) | LV | 50 kVA :Pole Substation | 0.05 | --> | 0.05 | 0.03 | 0.9 |  | --> | 0.047 | 0 | 0 | 0 | 0 | 0 | 0 | Constrained,otherwise capacity available =52kW. | --> | C16 ex BANTRY | BANTRY: T41∥T42 | BALLYLICKY |  | 51.6771 | -9.4641
MV/LV Substation BA***954X | 10 kV | 400V(3ph) & 230V(single ph) | LV | 50 kVA :Pole Substation | 0.05 | --> | 0.05 | 0.048 | 1.7 |  | --> | 0.047 | 0 | 0 | 0 | 0 | 0.049 | 0 |  | --> | C18 ex GORT | GORT: T41∥T42 | ENNIS |  | 53.0452 | -8.8394
MV/LV Substation BA***954Y | 20 kV | 400V(3ph) & 230V(single ph) | LV | 50 kVA :Pole Substation | 0.05 | --> | 0.05 | 0 | 0 | Constrained,otherwise capacity available =50kVA. | --> | 0.047 | 0 | 0 | 0 | 0 | 0.049 | 0 |  | --> | E16 ex ACADEMY STREET | ACADEMY STREET: T421∥T422 | NAVAN |  | 53.6202 | -6.6908
MV/LV Substation BA***955 | 10 kV | 400V(3ph) & 230V(single ph) | LV | 200 kVA :Pole Substation | 0.2 | --> | 0.2 | 0.148 | 3.6 |  | --> | 0.19 | 0 | 0 | 0 | 0.003 | 0.204 | 0 |  | --> | C21 ex CASTLEREA | CASTLEREA: T41∥T42 | CARRICK ON SHANNON |  | 53.6935 | -8.4629
MV/LV Substation BA***955X | 10 kV | 400V(3ph) & 230V(single ph) | LV | 630 kVA :Building Structure | 0.63 | --> | 0.63 | 0.5 | 3.9 |  | --> | 0.598 | 0 | 0 | 0 | 0 | 0.5 | 0 |  | --> | C17 ex GALWAY 110KV | GALWAY 110KV: T103 | GALWAY 110KV |  | 53.2943 | -9.0132
MV/LV Substation BA***958 | 20 kV | 400V(3ph) & 230V(single ph) | LV | 50 kVA :Pole Substation | 0.05 | --> | 0.05 | 0.039 | 7.4 |  | --> | 0.047 | 0 | 0 | 0 | 0 | 0.051 | 0 |  | --> | E22 ex BANOGE | BANOGE: T122 | BANOGE |  | 52.6239 | -6.3735
MV/LV Substation BA***959X | 20 kV | 400V(3ph) & 230V(single ph) | LV | 50 kVA :Pole Substation | 0.05 | --> | 0.05 | 0.05 | 2.2 |  | --> | 0.047 | 0 | 0 | 0 | 0 | 0.049 | 0 |  | --> | E18 ex CLONROCHE | CLONROCHE: T421∥T422 | WEXFORD |  | 52.4396 | -6.6498
MV/LV Substation BA***960 | 20 kV | 400V(3ph) & 230V(single ph) | LV | 100 kVA :Pole Substation | 0.1 | --> | 0.1 | 0.092 | 1.5 |  | --> | 0.095 | 0 | 0 | 0 | 0 | 0.1 | 0 |  | --> | E15 ex BEALISTOWN | BEALISTOWN: T421∥T422 | GREAT ISLAND |  | 52.2872 | -6.8453
MV/LV Substation BA***961 | 20 kV | 400V(3ph) & 230V(single ph) | LV | 50 kVA :Pole Substation | 0.05 | --> | 0.05 | 0 | 0 | Constrained,otherwise capacity available =40kVA. | --> | 0.047 | 0 | 0 | 0 | 0 | 0.051 | 0 |  | --> | E17 ex BALTINGLASS | BALTINGLASS: T421∥T422 | STRATFORD |  | 52.9342 | -6.6375
MV/LV Substation BA***962Y | 20 kV | 400V(3ph) & 230V(single ph) | LV | 100 kVA :Pole Substation | 0.1 | --> | 0.1 | 0.07 | 1.2 |  | --> | 0.095 | 0 | 0 | 0 | 0 | 0.104 | 0 |  | --> | E11 ex BALLYDEHOB | BALLYDEHOB: T421 | DUNMANWAY |  | 51.5648 | -9.456
MV/LV Substation BA***963 | 20 kV | 400V(3ph) & 230V(single ph) | LV | 50 kVA :Pole Substation | 0.05 | --> | 0.05 | 0.048 | 6.9 |  | --> | 0.047 | 0 | 0 | 0 | 0 | 0 | 0 | Constrained,otherwise capacity available =49kW. | --> | E17 ex SPRINGS | SPRINGS: T421∥T422 | DUNGARVAN |  | 52.1069 | -7.6781
MV/LV Substation BA***964 | 20 kV | 400V(3ph) & 230V(single ph) | LV | 50 kVA :Pole Substation | 0.05 | --> | 0.05 | 0 | 0 | Constrained,otherwise capacity available =38kVA. | --> | 0.047 | 0 | 0 | 0 | 0.003 | 0.047 | 0 |  | --> | E18 ex PATRICKSWELL | PATRICKSWELL: T421∥T422 | LIMERICK |  | 52.5844 | -8.6831
MV/LV Substation BA***964 | 10 kV | 400V(3ph) & 230V(single ph) | LV | 200 kVA :Pole Substation | 0.2 | --> | 0.2 | 0.157 | 5.5 |  | --> | 0.19 | 0 | 0 | 0 | 0 | 0 | 0 | Constrained,otherwise capacity available =206kW. | --> | C22 ex ENNISKEANE | ENNISKEANE: T41∥T42 | BANDON |  | 51.7347 | -8.9519
MV/LV Substation BA***964 | 10 kV | 400V(3ph) & 230V(single ph) | LV | 100 kVA :Pole Substation | 0.1 | --> | 0.1 | 0.08 | 6 |  | --> | 0.095 | 0 | 0 | 0 | 0.003 | 0.099 | 0 |  | --> | C12 ex MALLOW | MALLOW: T42 | MALLOW |  | 52.1366 | -8.5947
MV/LV Substation BA***965X | 20 kV | 400V(3ph) & 230V(single ph) | LV | 100 kVA :Pole Substation | 0.1 | --> | 0.1 | 0.075 | 4 |  | --> | 0.095 | 0 | 0 | 0 | 0 | 0.103 | 0 |  | --> | E12 ex KILLINICK | KILLINICK: T421∥T422 | WEXFORD |  | 52.2438 | -6.3947
MV/LV Substation BA***965X | 20 kV | 400V(3ph) & 230V(single ph) | LV | 630 kVA :Building Structure | 0.63 | --> | 0.63 | 0.483 | 1.4 |  | --> | 0.598 | 0 | 0 | 0 | 0.023 | 0.5 | 0 |  | --> | E18 ex GARRANACANTY | GARRANACANTY: T422 | TIPPERARY |  | 52.5019 | -8.2167
MV/LV Substation BA***966 | 20 kV | 400V(3ph) & 230V(single ph) | LV | 50 kVA :Pole Substation | 0.05 | --> | 0.05 | 0.047 | 5.6 |  | --> | 0.047 | 0 | 0 | 0 | 0 | 0.049 | 0 |  | --> | E17 ex CRANE | CRANE: T122 | CRANE |  | 52.5364 | -6.3387
MV/LV Substation BA***967 | 20 kV | 400V(3ph) & 230V(single ph) | LV | 50 kVA :Pole Substation | 0.05 | --> | 0.05 | 0.048 | 1.5 |  | --> | 0.047 | 0 | 0 | 0 | 0 | 0.049 | 0 |  | --> | C21 ex TRAMORE | TRAMORE: T41 | BUTLERSTOWN |  | 52.145 | -7.2787
MV/LV Substation BA***968 | 10 kV | 400V(3ph) & 230V(single ph) | LV | 200 kVA :Pole Substation | 0.2 | --> | 0.2 | 0 | 0 | Constrained,otherwise capacity available =186kVA. | --> | 0.19 | 0 | 0 | 0 | 0.015 | 0 | 0 | Constrained,otherwise capacity available =185kW. | --> | C17 ex COLLIGAN | COLLIGAN: T41 | DUNGARVAN |  | 52.0906 | -7.661
MV/LV Substation BA***968 | 10 kV | 400V(3ph) & 230V(single ph) | LV | 200 kVA :Pole Substation | 0.2 | --> | 0.2 | 0.156 | 0.9 |  | --> | 0.19 | 0 | 0 | 0 | 0 | 0 | 0 | Constrained,otherwise capacity available =206kW. | --> | C15 ex BANTRY | BANTRY: T41∥T42 | BALLYLICKY |  | 51.7245 | -9.4387
MV/LV Substation BA***968X | 10 kV | 400V(3ph) & 230V(single ph) | LV | 50 kVA :Pole Substation | 0.05 | --> | 0.05 | 0.034 | 0.1 |  | --> | 0.047 | 0 | 0 | 0 | 0 | 0 | 0 | Constrained,otherwise capacity available =51kW. | --> | C11 ex RATHDRUM | RATHDRUM: T42 | ARKLOW |  | 52.9083 | -6.2699
MV/LV Substation BA***968X | 20 kV | 400V(3ph) & 230V(single ph) | LV | 50 kVA :Pole Substation | 0.05 | --> | 0.05 | 0.042 | 5.3 |  | --> | 0.047 | 0 | 0 | 0 | 0 | 0.05 | 0 |  | --> | E16 ex BUSH | BUSH: T421∥T422 | DUNDALK |  | 54.0106 | -6.1346
MV/LV Substation BA***968X | 20 kV | 400V(3ph) & 230V(single ph) | LV | 200 kVA :Kiosk Substation | 0.2 | --> | 0.2 | 0.161 | 6.3 |  | --> | 0.19 | 0 | 0 | 0 | 0.007 | 0 | 0 | Constrained,otherwise capacity available =198kW. | --> | E17 ex BAGENALSTOWN | BAGENALSTOWN: T421∥T422 | CARLOW |  | 52.7344 | -6.9843
MV/LV Substation BA***969 | 20 kV | 400V(3ph) & 230V(single ph) | LV | 200 kVA :Pole Substation | 0.2 | --> | 0.2 | 0 | 0 | Constrained,otherwise capacity available =42kVA. | --> | 0.19 | 0 | 0 | 0 | 0.093 | 0.121 | 0 |  | --> | E17 ex DULEEK | DULEEK: T421∥T422 | DRYBRIDGE |  | 53.6214 | -6.4899
MV/LV Substation BA***969 | 20 kV | 400V(3ph) & 230V(single ph) | LV | 100 kVA :Pole Substation | 0.1 | --> | 0.1 | 0.082 | 2.2 |  | --> | 0.095 | 0 | 0 | 0 | 0 | 0 | 0 | Constrained,otherwise capacity available =102kW. | --> | E17 ex BALLYMACARRY | BALLYMACARRY: T421 | TRILLICK |  | 55.1204 | -7.4554
MV/LV Substation BA***969X | 10 kV | 400V(3ph) & 230V(single ph) | LV | 200 kVA :Pole Substation | 0.2 | --> | 0.2 | 0.168 | 3.9 |  | --> | 0.19 | 0 | 0 | 0 | 0.004 | 0.2 | 0 |  | --> | C21 ex ROSS CARBERY | ROSS CARBERY: T41∥T42 | DUNMANWAY |  | 51.6755 | -9.0264
MV/LV Substation BA***969Y | 10 kV | 400V(3ph) & 230V(single ph) | LV | 630 kVA :Building Structure | 0.63 | --> | 0.63 | 0.378 | 6.8 |  | --> | 0.598 | 0 | 0 | 0 | 0 | 0.5 | 0 |  | --> | C25 ex LIBERTY STREET | LIBERTY STREET: T101 | LIBERTY STREET |  | 51.9006 | -8.4799
MV/LV Substation BA***970X | 10 kV | 400V(3ph) & 230V(single ph) | LV | 400 kVA :Building Structure | 0.4 | --> | 0.4 | 0.336 | 5 |  | --> | 0.38 | 0 | 0 | 0 | 0 | 0.409 | 0 |  | --> | C26 ex GALWAY 110KV | GALWAY 110KV: T102 | GALWAY 110KV |  | 53.2901 | -9.0097
MV/LV Substation BA***971 | 10 kV | 400V(3ph) & 230V(single ph) | LV | 50 kVA :Pole Substation | 0.05 | --> | 0.05 | 0.041 | 0.9 |  | --> | 0.047 | 0 | 0 | 0 | 0.003 | 0 | 0 | Constrained,otherwise capacity available =47kW. | --> | C15 ex BANTRY | BANTRY: T41∥T42 | BALLYLICKY |  | 51.7234 | -9.4331
MV/LV Substation BA***971 | 20 kV | 400V(3ph) & 230V(single ph) | LV | 200 kVA :Pole Substation | 0.2 | --> | 0.2 | 0.195 | 7.4 |  | --> | 0.19 | 0 | 0 | 0 | 0.003 | 0.197 | 0 |  | --> | E22 ex BANOGE | BANOGE: T122 | BANOGE |  | 52.6265 | -6.4008
MV/LV Substation BA***973 | 10 kV | 400V(3ph) & 230V(single ph) | LV | 200 kVA :Pole Substation | 0.2 | --> | 0.2 | 0 | 0 | Constrained,otherwise capacity available =119kVA. | --> | 0.19 | 0 | 0 | 0 | 0 | 0.212 | 0 |  | --> | C30 ex KINSALE | KINSALE: T41∥T42 | BANDON |  | 51.6657 | -8.5963
MV/LV Substation BA***973X | 10 kV | 400V(3ph) & 230V(single ph) | LV | 400 kVA :Kiosk Substation | 0.4 | --> | 0.4 | 0.327 | 3.4 |  | --> | 0.38 | 0 | 0 | 0 | 0 | 0.411 | 0 |  | --> | C16 ex MAYFIELD | MAYFIELD: T42 | KILBARRY |  | 51.9175 | -8.4286
MV/LV Substation BA***973Z | 10 kV | 400V(3ph) & 230V(single ph) | LV | 50 kVA :Pole Substation | 0.05 | --> | 0.05 | 0 | 0 | Constrained,otherwise capacity available =33kVA. | --> | 0.047 | 0 | 0 | 0 | 0.011 | 0.04 | 0 |  | --> | C21 ex KILMONEY | KILMONEY: T41∥T42 | TRABEG |  | 51.738 | -8.3498
MV/LV Substation BA***974 | 10 kV | 400V(3ph) & 230V(single ph) | LV | 200 kVA :Pole Substation | 0.2 | --> | 0.2 | 0 | 0 | Constrained,otherwise capacity available =53kVA. | --> | 0.19 | 0 | 0 | 0 | 0.008 | 0.213 | 0 |  | --> | C30 ex KINSALE | KINSALE: T41∥T42 | BANDON |  | 51.6662 | -8.5946
MV/LV Substation BA***974X | 20 kV | 400V(3ph) & 230V(single ph) | LV | 50 kVA :Pole Substation | 0.05 | --> | 0.05 | 0.049 | 0.9 |  | --> | 0.047 | 0 | 0 | 0 | 0 | 0.049 | 0 |  | --> | C14 ex CARRAROE | CARRAROE: T42 | SCREEB |  | 53.2398 | -9.5005
MV/LV Substation BA***976 | 10 kV | 400V(3ph) & 230V(single ph) | LV | 400 kVA :Kiosk Substation | 0.4 | --> | 0.4 | 0.21 | 0.8 |  | --> | 0.38 | 0 | 0 | 0 | 0.156 | 0.265 | 0 |  | --> | C12 ex BALLYBEGGAN | BALLYBEGGAN: T43∥T44 | TRALEE |  | 52.2606 | -9.6596
MV/LV Substation BA***976 | 10 kV | 400V(3ph) & 230V(single ph) | LV | 50 kVA :Pole Substation | 0.05 | --> | 0.05 | 0.036 | 0.7 |  | --> | 0.047 | 0 | 0 | 0 | 0 | 0 | 0 | Constrained,otherwise capacity available =51kW. | --> | C15 ex KILMARTIN | KILMARTIN: T41 | ARKLOW |  | 53.0542 | -6.0889
MV/LV Substation BA***976Y | 20 kV | 400V(3ph) & 230V(single ph) | LV | 50 kVA :Pole Substation | 0.05 | --> | 0.05 | 0.046 | 7.7 |  | --> | 0.047 | 0 | 0 | 0 | 0 | 0 | 0 | Constrained,otherwise capacity available =49kW. | --> | E12 ex CHURCHTOWN | CHURCHTOWN: T422 | RATHKEALE |  | 52.4349 | -9.0862
MV/LV Substation BA***977 | 20 kV | 400V(3ph) & 230V(single ph) | LV | 50 kVA :Pole Substation | 0.05 | --> | 0.05 | 0 | 0 | Constrained,otherwise capacity available =20kVA. | --> | 0.047 | 0 | 0 | 0 | 0.009 | 0.044 | 0 |  | --> | E20 ex BALTINGLASS | BALTINGLASS: T421∥T422 | STRATFORD |  | 52.9455 | -6.7065
MV/LV Substation BA***977Z | 10 kV | 400V(3ph) & 230V(single ph) | LV | 50 kVA :Pole Substation | 0.05 | --> | 0.05 | 0.037 | 4.9 |  | --> | 0.047 | 0 | 0 | 0 | 0 | 0.051 | 0 |  | --> | C11 ex BALLINCOLLIG | BALLINCOLLIG: T41 | KILBARRY |  | 51.8624 | -8.6245
MV/LV Substation BA***978 | 20 kV | 400V(3ph) & 230V(single ph) | LV | 50 kVA :Pole Substation | 0.05 | --> | 0.05 | 0.041 | 1.5 |  | --> | 0.047 | 0 | 0 | 0 | 0 | 0.05 | 0 |  | --> | C21 ex TRAMORE | TRAMORE: T41 | BUTLERSTOWN |  | 52.1598 | -7.3711
MV/LV Substation BA***978X | 10 kV | 400V(3ph) & 230V(single ph) | LV | 630 kVA :Building Structure | 0.63 | --> | 0.63 | 0.5 | 4.4 |  | --> | 0.598 | 0 | 0 | 0 | 0 | 0.5 | 0 |  | --> | C12 ex TYMON | TYMON: T42 | COOKSTOWN |  | 53.3057 | -6.3493
MV/LV Substation BA***979 | 10 kV | 400V(3ph) & 230V(single ph) | LV | 50 kVA :Pole Substation | 0.05 | --> | 0.05 | 0.044 | 0.8 |  | --> | 0.047 | 0 | 0 | 0 | 0 | 0.05 | 0 |  | --> | C18 ex BALLYMOTE | BALLYMOTE: T41 | SLIGO |  | 54.0835 | -8.5197
MV/LV Substation BA***979 | 20 kV | 400V(3ph) & 230V(single ph) | LV | 50 kVA :Pole Substation | 0.05 | --> | 0.05 | 0.047 | 4.7 |  | --> | 0.047 | 0 | 0 | 0 | 0 | 0.049 | 0 |  | --> | E13 ex EDGEWORTHSTOWN | EDGEWORTHSTOWN: T421∥T422 | RICHMOND |  | 53.7588 | -7.4936
MV/LV Substation BA***979 | 10 kV | 400V(3ph) & 230V(single ph) | LV | 50 kVA :Pole Substation | 0.05 | --> | 0.05 | 0 | 0 | Constrained,otherwise capacity available =43kVA. | --> | 0.047 | 0 | 0 | 0 | 0 | 0.05 | 0 |  | --> | C11 ex NAAS | NAAS: T41 | NEWBRIDGE |  | 53.173 | -6.6264
MV/LV Substation BA***980 | 20 kV | 400V(3ph) & 230V(single ph) | LV | 50 kVA :Pole Substation | 0.05 | --> | 0.05 | 0.022 | 2.6 |  | --> | 0.047 | 0 | 0 | 0 | 0.003 | 0.05 | 0 |  | --> | E19 ex KILCOCK | KILCOCK: T421 | GRIFFINRATH |  | 53.3523 | -6.6828
MV/LV Substation BA***980X | 20 kV | 400V(3ph) & 230V(single ph) | LV | 100 kVA :Pole Substation | 0.1 | --> | 0.1 | 0.094 | 6.3 |  | --> | 0.095 | 0 | 0 | 0 | 0 | 0 | 0 | Constrained,otherwise capacity available =100kW. | --> | E13 ex BAGENALSTOWN | BAGENALSTOWN: T421∥T422 | CARLOW |  | 52.7112 | -6.7472
MV/LV Substation BA***980X | 10 kV | 400V(3ph) & 230V(single ph) | LV | 400 kVA :Kiosk Substation | 0.4 | --> | 0.4 | 0.397 | 11.3 |  | --> | 0.38 | 0 | 0 | 0 | 0 | 0.4 | 0 |  | --> | C12 ex ENNIS | ENNIS: T102 | ENNIS |  | 52.8548 | -8.9692
MV/LV Substation BA***981 | 20 kV | 400V(3ph) & 230V(single ph) | LV | 200 kVA :Pole Substation | 0.2 | --> | 0.2 | 0.177 | 5.2 |  | --> | 0.19 | 0 | 0 | 0 | 0 | 0.203 | 0 |  | --> | E18 ex WHITECHURCH | WHITECHURCH: T422 | KILBARRY |  | 52.0047 | -8.6246
MV/LV Substation BA***981 | 20 kV | 400V(3ph) & 230V(single ph) | LV | 50 kVA :Pole Substation | 0.05 | --> | 0.05 | 0.046 | 2.2 |  | --> | 0.047 | 0 | 0 | 0 | 0 | 0.049 | 0 |  | --> | E16 ex CLONROCHE | CLONROCHE: T421∥T422 | WEXFORD |  | 52.5051 | -6.7227
MV/LV Substation BA***982 | 10 kV | 400V(3ph) & 230V(single ph) | LV | 50 kVA :Pole Substation | 0.05 | --> | 0.05 | 0.023 | 8.3 |  | --> | 0.047 | 0 | 0 | 0 | 0 | 0.053 | 0 |  | --> | C19 ex BALLYBEG | BALLYBEG: T101 | CARRICKMINES |  | 53.0179 | -6.143
MV/LV Substation BA***982Y | 10 kV | 400V(3ph) & 230V(single ph) | LV | 400 kVA :Kiosk Substation | 0.4 | --> | 0.4 | 0 | 0 | Constrained,otherwise capacity available =320kVA. | --> | 0.38 | 0 | 0 | 0 | 0.013 | 0 | 0 | Constrained,otherwise capacity available =398kW. | --> | C22 ex PORTLAOISE | PORTLAOISE: T42 | PORTLAOISE |  | 53.1099 | -7.1378
MV/LV Substation BA***983 | 20 kV | 400V(3ph) & 230V(single ph) | LV | 200 kVA :Pole Substation | 0.2 | --> | 0.2 | 0.2 | 2.6 |  | --> | 0.19 | 0 | 0 | 0 | 0 | 0.2 | 0 |  | --> | E19 ex KILCOCK | KILCOCK: T421 | GRIFFINRATH |  | 53.353 | -6.6673
MV/LV Substation BA***984 | 20 kV | 400V(3ph) & 230V(single ph) | LV | 50 kVA :Pole Substation | 0.05 | --> | 0.05 | 0.049 | 1.7 |  | --> | 0.047 | 0 | 0 | 0 | 0 | 0.049 | 0 |  | --> | C18 ex NEWTOWNCUNNINGHAM | NEWTOWNCUNNINGHAM: T41∥T42 | LETTERKENNY |  | 55.0549 | -7.3982
MV/LV Substation BA***984 | 20 kV | 400V(3ph) & 230V(single ph) | LV | 200 kVA :Pole Substation | 0.2 | --> | 0.2 | 0.13 | 2.6 |  | --> | 0.19 | 0 | 0 | 0 | 0 | 0.21 | 0 |  | --> | E19 ex KILCOCK | KILCOCK: T421 | GRIFFINRATH |  | 53.3496 | -6.6923
MV/LV Substation BA***985 | 20 kV | 400V(3ph) & 230V(single ph) | LV | 50 kVA :Pole Substation | 0.05 | --> | 0.05 | 0 | 0 | Constrained,otherwise capacity available =50kVA. | --> | 0.047 | 0 | 0 | 0 | 0 | 0.049 | 0 |  | --> | C14 ex MILFORD (NR) | MILFORD (NR): T41∥T42 | LETTERKENNY |  | 55.2507 | -7.75
MV/LV Substation BA***986 | 10 kV | 400V(3ph) & 230V(single ph) | LV | 100 kVA :Pole Substation | 0.1 | --> | 0.1 | 0.075 | 3.7 |  | --> | 0.095 | 0 | 0 | 0 | 0 | 0.103 | 0 |  | --> | C18 ex SALLINS | SALLINS: T42 | GRIFFINRATH |  | 53.3069 | -6.7107
MV/LV Substation BA***987 | 20 kV | 400V(3ph) & 230V(single ph) | LV | 50 kVA :Pole Substation | 0.05 | --> | 0.05 | 0.038 | 7.4 |  | --> | 0.047 | 0 | 0 | 0 | 0 | 0.051 | 0 |  | --> | E19 ex BANOGE | BANOGE: T122 | BANOGE |  | 52.604 | -6.3134
MV/LV Substation BA***987X | 10 kV | 400V(3ph) & 230V(single ph) | LV | 200 kVA :Pole Substation | 0.2 | --> | 0.2 | 0.159 | 11.5 |  | --> | 0.19 | 0 | 0 | 0 | 0.01 | 0.195 | 0 |  | --> | C18 ex BALLYBEG | BALLYBEG: T102 | CARRICKMINES |  | 52.9692 | -6.1442
MV/LV Substation BA***987X | 20 kV | 400V(3ph) & 230V(single ph) | LV | 200 kVA :Pole Substation | 0.2 | --> | 0.2 | 0 | 0 | Constrained,otherwise capacity available =160kVA. | --> | 0.19 | 0 | 0 | 0 | 0.002 | 0.204 | 0 |  | --> | E17 ex BALTINGLASS | BALTINGLASS: T421∥T422 | STRATFORD |  | 52.8846 | -6.699
MV/LV Substation BA***987Z | 10 kV | 400V(3ph) & 230V(single ph) | LV | 50 kVA :Pole Substation | 0.05 | --> | 0.05 | 0 | 0 | Constrained,otherwise capacity available =40kVA. | --> | 0.047 | 0 | 0 | 0 | 0 | 0.051 | 0 |  | --> | C17 ex DOUGLAS | DOUGLAS: T42 | TRABEG |  | 51.851 | -8.4505
MV/LV Substation BA***989 | 20 kV | 400V(3ph) & 230V(single ph) | LV | 50 kVA :Pole Substation | 0.05 | --> | 0.05 | 0.05 | 2 |  | --> | 0.047 | 0 | 0 | 0 | 0 | 0.049 | 0 |  | --> | E17 ex BALLYCONNELL | BALLYCONNELL: T421∥T422 | GORTAWEE |  | 54.1204 | -7.6716
MV/LV Substation BA***990Y | 20 kV | 400V(3ph) & 230V(single ph) | LV | 100 kVA :Pole Substation | 0.1 | --> | 0.1 | 0.069 | 0.3 |  | --> | 0.095 | 0 | 0 | 0 | 0.007 | 0.097 | 0 |  | --> | C17 ex TUAM NORTH | TUAM NORTH: T41∥T42 | CLOON |  | 53.4821 | -8.7238
MV/LV Substation BA***991X | 10 kV | 400V(3ph) & 230V(single ph) | LV | 200 kVA :Pole Substation | 0.2 | --> | 0.2 | 0.19 | 4.9 |  | --> | 0.19 | 0 | 0 | 0 | 0 | 0.201 | 0 |  | --> | C11 ex BALLINCOLLIG | BALLINCOLLIG: T41 | KILBARRY |  | 51.8362 | -8.6302
MV/LV Substation BA***991Y | 20 kV | 400V(3ph) & 230V(single ph) | LV | 50 kVA :Pole Substation | 0.05 | --> | 0.05 | 0.047 | 0.3 |  | --> | 0.047 | 0 | 0 | 0 | 0 | 0.049 | 0 |  | --> | C17 ex TUAM NORTH | TUAM NORTH: T41∥T42 | CLOON |  | 53.4772 | -8.7203
MV/LV Substation BA***991Y | 10 kV | 400V(3ph) & 230V(single ph) | LV | 100 kVA :Pole Substation | 0.1 | --> | 0.1 | 0.083 | 1.5 |  | --> | 0.095 | 0 | 0 | 0 | 0 | 0.102 | 0 |  | --> | E16 ex BEALISTOWN | BEALISTOWN: T421∥T422 | GREAT ISLAND |  | 52.2176 | -6.9181
MV/LV Substation BA***992 | 10 kV | 400V(3ph) & 230V(single ph) | LV | 400 kVA :Building Structure | 0.4 | --> | 0.4 | 0 | 0 | Constrained,otherwise capacity available =400kVA. | --> | 0.38 | 0 | 0 | 0 | 0 | 0.4 | 0 |  | --> | C18 ex CASTLEISLAND | CASTLEISLAND: T41∥T42 | TRALEE |  | 52.2457 | -9.5253
MV/LV Substation BA***992Y | 10 kV | 400V(3ph) & 230V(single ph) | LV | 400 kVA :Building Structure | 0.4 | --> | 0.4 | 0.4 | 2.8 |  | --> | 0.38 | 0 | 0 | 0 | 0 | 0.4 | 0 |  | --> | C13 ex CORBALLY | CORBALLY: T41∥T42 | ARDNACRUSHA |  | 52.667 | -8.6202
MV/LV Substation BA***993 | 20 kV | 400V(3ph) & 230V(single ph) | LV | 100 kVA :Pole Substation | 0.1 | --> | 0.1 | 0 | 0 | Constrained,otherwise capacity available =63kVA. | --> | 0.095 | 0 | 0 | 0 | 0 | 0.105 | 0 |  | --> | E18 ex DALTON | DALTON: T421∥T422 | DALTON |  | 53.6753 | -8.9656
MV/LV Substation BA***993 | 20 kV | 400V(3ph) & 230V(single ph) | LV | 50 kVA :Pole Substation | 0.05 | --> | 0.05 | 0.023 | 11.3 |  | --> | 0.047 | 0 | 0 | 0 | 0 | 0.053 | 0 |  | --> | C14 ex SINGLAND | SINGLAND: T102 | SINGLAND |  | 52.5945 | -8.5473
MV/LV Substation BA***994 | 10 kV | 400V(3ph) & 230V(single ph) | LV | 50 kVA :Pole Substation | 0.05 | --> | 0.05 | 0 | 0 | Constrained,otherwise capacity available =22kVA. | --> | 0.047 | 0 | 0 | 0 | 0 | 0.053 | 0 |  | --> | C20 ex BALLYGAR | BALLYGAR: T42 | ATHLONE |  | 53.5259 | -8.3545
MV/LV Substation BA***994 | 10 kV | 400V(3ph) & 230V(single ph) | LV | 200 kVA :Kiosk Substation | 0.2 | --> | 0.2 | 0.162 | 5 |  | --> | 0.19 | 0 | 0 | 0 | 0.004 | 0.201 | 0 |  | --> | C21 ex BALLYRICKARD | BALLYRICKARD: T41∥T42 | TRALEE |  | 52.269 | -9.7209
MV/LV Substation BA***995 | 20 kV | 400V(3ph) & 230V(single ph) | LV | 100 kVA :Pole Substation | 0.1 | --> | 0.1 | 0.056 | 1.5 |  | --> | 0.095 | 0 | 0 | 0 | 0 | 0.106 | 0 |  | --> | C21 ex TRAMORE | TRAMORE: T41 | BUTLERSTOWN |  | 52.1529 | -7.284
MV/LV Substation BA***996 | 20 kV | 400V(3ph) & 230V(single ph) | LV | 50 kVA :Pole Substation | 0.05 | --> | 0.05 | 0 | 0 | Constrained,otherwise capacity available =33kVA. | --> | 0.047 | 0 | 0 | 0 | 0 | 0 | 0 | Constrained,otherwise capacity available =51kW. | --> | C18 ex PORTARLINGTON | PORTARLINGTON: T41∥T42 | PORTLAOISE |  | 53.2441 | -7.3259
MV/LV Substation BA***997X | 20 kV | 400V(3ph) & 230V(single ph) | LV | 100 kVA :Pole Substation | 0.1 | --> | 0.1 | 0.086 | 6.3 |  | --> | 0.095 | 0 | 0 | 0 | 0.007 | 0 | 0 | Constrained,otherwise capacity available =94kW. | --> | E17 ex BAGENALSTOWN | BAGENALSTOWN: T421∥T422 | CARLOW |  | 52.7414 | -6.9639
MV/LV Substation BA***998 | 20 kV | 400V(3ph) & 230V(single ph) | LV | 50 kVA :Pole Substation | 0.05 | --> | 0.05 | 0 | 0 | Constrained,otherwise capacity available =48kVA. | --> | 0.047 | 0 | 0 | 0 | 0 | 0 | 0 | Constrained,otherwise capacity available =49kW. | --> | E20 ex ROSCREA | ROSCREA: T42 | IKERRIN |  | 52.9442 | -7.5916
MV/LV Substation BA***998Z | 20 kV | 400V(3ph) & 230V(single ph) | LV | 400 kVA :Kiosk Substation | 0.4 | --> | 0.4 | 0.398 | 8.5 |  | --> | 0.38 | 0 | 0 | 0 | 0 | 0.4 | 0 |  | --> | C25 ex MULLINGAR | MULLINGAR: T101 | MULLINGAR |  | 53.5802 | -7.5261
MV/LV Substation BA***999 | 20 kV | 400V(3ph) & 230V(single ph) | LV | 200 kVA :Pole Substation | 0.2 | --> | 0.2 | 0 | 0 | Constrained,otherwise capacity available =101kVA. | --> | 0.19 | 0 | 0 | 0 | 0 | 0 | 0 | Constrained,otherwise capacity available =210kW. | --> | C13 ex CLOYNE | CLOYNE: T41 | MIDLETON |  | 51.8654 | -8.0719
MV/LV Substation BA***999 | 10 kV | 400V(3ph) & 230V(single ph) | LV | 630 kVA :Building Structure | 0.63 | --> | 0.63 | 0.161 | 2.7 |  | --> | 0.598 | 0 | 0 | 0 | 0 | 0.5 | 0 |  | --> | C16 ex BALLYARD | BALLYARD: T41∥T42 | TRALEE |  | 52.2699 | -9.7048
MV/LV Substation BA***999X | 10 kV | 400V(3ph) & 230V(single ph) | LV | 100 kVA :Pole Substation | 0.1 | --> | 0.1 | 0.069 | 0.1 | Constrained,otherwise capacity available =73kVA. | --> | 0.095 | 0 | 0 | 0 | 0.007 | 0 | 0 | Constrained,otherwise capacity available =96kW. | --> | C16 ex RATHDRUM | RATHDRUM: T42 | ARKLOW |  | 52.9321 | -6.2963
MV/LV Substation BA***999X | 20 kV | 400V(3ph) & 230V(single ph) | LV | 100 kVA :Pole Substation | 0.1 | --> | 0.1 | 0 | 0 | Constrained,otherwise capacity available =85kVA. | --> | 0.095 | 0 | 0 | 0 | 0.007 | 0.095 | 0 |  | --> | E20 ex EDENDERRY | EDENDERRY: T421∥T422 | BLAKE |  | 53.3156 | -7.1211
MV/LV Substation BB***4099 | 10 kV | 400V(3ph) & 230V(single ph) | LV | 50 kVA :Pole Substation | 0.05 | --> | 0.05 | 0.05 | 1.7 |  | --> | 0.047 | 0 | 0 | 0 | 0 | 0 | 0 | Constrained,otherwise capacity available =49kW. | --> | C14 ex BALLYBAY | BALLYBAY: T41∥T42 | LISDRUM |  | 54.1218 | -6.9051
MV/LV Substation BB***4123 | 10 kV | 400V(3ph) & 230V(single ph) | LV | 50 kVA :Pole Substation | 0.05 | --> | 0.05 | 0.05 | 4.3 |  | --> | 0.047 | 0 | 0 | 0 | 0 | 0.049 | 0 |  | --> | C19 ex BAILIEBORO | BAILIEBORO: T41∥T42 | MEATH HILL |  | 53.8965 | -6.9692
MV/LV Substation BB***4196 | 10 kV | 400V(3ph) & 230V(single ph) | LV | 630 kVA :Building Structure | 0.63 | --> | 0.63 | 0.5 | 11.1 |  | --> | 0.598 | 0 | 0 | 0 | 0 | 0.5 | 0 |  | --> | C11 ex FORTUNESTOWN | FORTUNESTOWN: T101 | INCHICORE 220KV |  | 53.2938 | -6.4314
MV/LV Substation BB***926 | 20 kV | 400V(3ph) & 230V(single ph) | LV | 50 kVA :Pole Substation | 0.05 | --> | 0.05 | 0.042 | 5.1 |  | --> | 0.047 | 0 | 0 | 0 | 0 | 0.05 | 0 |  | --> | E16 ex BALLYBUNION | BALLYBUNION: T421∥T422 | TRIEN |  | 52.4954 | -9.6569
MV/LV Substation BC***514Z | 10 kV | 400V(3ph) & 230V(single ph) | LV | 200 kVA :Kiosk Substation | 0.2 | --> | 0.2 | 0 | 0 | Constrained,otherwise capacity available =54kVA. | --> | 0.19 | 0 | 0 | 0 | 0 | 0 | 0 | Constrained,otherwise capacity available =221kW. | --> | C18 ex BALLYCOOLIN | BALLYCOOLIN: T42 | FINGLAS |  | 53.4089 | -6.3657
MV/LV Substation BC***515Z | 10 kV | 400V(3ph) & 230V(single ph) | LV | 200 kVA :Kiosk Substation | 0.2 | --> | 0.2 | 0 | 0 | Constrained,otherwise capacity available =200kVA. | --> | 0.19 | 0 | 0 | 0 | 0 | 0 | 0 | Constrained,otherwise capacity available =200kW. | --> | C18 ex BALLYCOOLIN | BALLYCOOLIN: T42 | FINGLAS |  | 53.4099 | -6.3679
MV/LV Substation BC***551Z | 10 kV | 400V(3ph) & 230V(single ph) | LV | 400 kVA :Building Structure | 0.4 | --> | 0.4 | 0 | 0 | Constrained,otherwise capacity available =400kVA. | --> | 0.38 | 0 | 0 | 0 | 0 | 0 | 0 | Constrained,otherwise capacity available =400kW. | --> | C18 ex BALLYCOOLIN | BALLYCOOLIN: T42 | FINGLAS |  | 53.4099 | -6.3662
MV/LV Substation BC***747X | 20 kV | 400V(3ph) & 230V(single ph) | LV | 100 kVA :Pole Substation | 0.1 | --> | 0.1 | 0.085 | 1.5 |  | --> | 0.095 | 0 | 0 | 0 | 0 | 0.102 | 0 |  | --> | E18 ex ACHILL | ACHILL: T422 | CARROWBEG |  | 53.9706 | -9.7384
MV/LV Substation BD***155 | 10 kV | 400V(3ph) & 230V(single ph) | LV | 100 kVA :Pole Substation | 0.1 | --> | 0.1 | 0.092 | 3.9 |  | --> | 0.095 | 0 | 0 | 0 | 0 | 0.1 | 0 |  | --> | C17 ex BALLYJAMESDUFF | BALLYJAMESDUFF: T41 | SHANKILL |  | 53.8657 | -7.2098
MV/LV Substation BD***230X | 10 kV | 400V(3ph) & 230V(single ph) | LV | 630 kVA :Kiosk Substation | 0.63 | --> | 0.63 | 0 | 0 | Constrained,otherwise capacity available =500kVA. | --> | 0.598 | 0 | 0 | 0 | 0 | 0.5 | 0 |  | --> | C15 ex BALLAGHADERREEN | BALLAGHADERREEN: T41∥T42 | TONROE |  | 53.8961 | -8.5677
MV/LV Substation BE***001X | 10 kV | 400V(3ph) & 230V(single ph) | LV | 630 kVA :Kiosk Substation | 0.63 | --> | 0.63 | 0 | 0 | Constrained,otherwise capacity available =500kVA. | --> | 0.598 | 0 | 0 | 0 | 0 | 0.5 | 0 |  | --> | C12 ex MERVILLE | MERVILLE: T42 | FINGLAS |  | 53.3821 | -6.3082
MV/LV Substation BE***002X | 20 kV | 400V(3ph) & 230V(single ph) | LV | 50 kVA :Pole Substation | 0.05 | --> | 0.05 | 0.038 | 2.4 |  | --> | 0.047 | 0 | 0 | 0 | 0 | 0.051 | 0 |  | --> | C22 ex BUSHFIELD | BUSHFIELD: T42 | ATHLONE |  | 53.4336 | -7.8425
MV/LV Substation BE***002X | 10 kV | 400V(3ph) & 230V(single ph) | LV | 630 kVA :Kiosk Substation | 0.63 | --> | 0.63 | 0 | 0 | Constrained,otherwise capacity available =500kVA. | --> | 0.598 | 0 | 0 | 0 | 0 | 0.5 | 0 |  | --> | C12 ex MERVILLE | MERVILLE: T42 | FINGLAS |  | 53.3821 | -6.3095
MV/LV Substation BE***004 | 10 kV | 400V(3ph) & 230V(single ph) | LV | 200 kVA :Pole Substation | 0.2 | --> | 0.2 | 0.189 | 3.1 |  | --> | 0.19 | 0 | 0 | 0 | 0 | 0.201 | 0 |  | --> | C19 ex ERRIGAL | ERRIGAL: T41 | SHANKILL |  | 54.0865 | -7.0664
MV/LV Substation BE***004 | 10 kV | 400V(3ph) & 230V(single ph) | LV | 200 kVA :Pole Substation | 0.2 | --> | 0.2 | 0.099 | 0.3 |  | --> | 0.19 | 0 | 0 | 0 | 0.007 | 0 | 0 | Constrained,otherwise capacity available =208kW. | --> | C13 ex DRUMBEAR | DRUMBEAR: T41∥T42 | LISDRUM |  | 54.2358 | -6.9714
MV/LV Substation BE***005 | 10 kV | 400V(3ph) & 230V(single ph) | LV | 50 kVA :Pole Substation | 0.05 | --> | 0.05 | 0.044 | 0.3 |  | --> | 0.047 | 0 | 0 | 0 | 0 | 0.05 | 0 |  | --> | C21 ex NENAGH | NENAGH: T41 | NENAGH |  | 52.8719 | -8.2325
MV/LV Substation BE***005Y | 10 kV | 400V(3ph) & 230V(single ph) | LV | 630 kVA :Building Structure | 0.63 | --> | 0.63 | 0.5 | 3.4 |  | --> | 0.598 | 0 | 0 | 0 | 0 | 0.5 | 0 |  | --> | C11 ex COOLOCK | COOLOCK: T41 | FINGLAS |  | 53.3974 | -6.1899
MV/LV Substation BE***006 | 10 kV | 400V(3ph) & 230V(single ph) | LV | 400 kVA :Building Structure | 0.4 | --> | 0.4 | 0.095 | 8.9 |  | --> | 0.38 | 0 | 0 | 0 | 0 | 0.445 | 0 |  | --> | C11 ex CARROWBEG | CARROWBEG: T41∥T42 | CARROWBEG |  | 53.8084 | -9.5352
MV/LV Substation BE***006Y | 10 kV | 400V(3ph) & 230V(single ph) | LV | 100 kVA :Pole Substation | 0.1 | --> | 0.1 | 0.065 | 2.2 |  | --> | 0.095 | 0 | 0 | 0 | 0.004 | 0.101 | 0 |  | --> | C23 ex KELLS | KELLS: T41∥T42 | NAVAN |  | 53.7182 | -6.8722
MV/LV Substation BE***008 | 10 kV | 400V(3ph) & 230V(single ph) | LV | 400 kVA :Kiosk Substation | 0.4 | --> | 0.4 | 0.248 | 1.5 |  | --> | 0.38 | 0 | 0 | 0 | 0.003 | 0 | 0 | Constrained,otherwise capacity available =420kW. | --> | C19 ex TURLOUGH ROAD | TURLOUGH ROAD: T43 | CASTLEBAR |  | 53.8577 | -9.3042
MV/LV Substation BE***008X | 10 kV | 400V(3ph) & 230V(single ph) | LV | 400 kVA :Building Structure | 0.4 | --> | 0.4 | 0.312 | 5.7 |  | --> | 0.38 | 0 | 0 | 0 | 0 | 0.413 | 0 |  | --> | C14 ex DEANSGRANGE | DEANSGRANGE: T42 | CARRICKMINES |  | 53.2794 | -6.1855
MV/LV Substation BE***009 | 10 kV | 400V(3ph) & 230V(single ph) | LV | 50 kVA :Pole Substation | 0.05 | --> | 0.05 | 0.034 | 0.5 |  | --> | 0.047 | 0 | 0 | 0 | 0 | 0.051 | 0 |  | --> | C12 ex CHARLESTOWN | CHARLESTOWN: T41 | TONROE |  | 53.9678 | -8.7948
MV/LV Substation BE***009Y | 20 kV | 400V(3ph) & 230V(single ph) | LV | 50 kVA :Pole Substation | 0.05 | --> | 0.05 | 0.048 | 5.3 |  | --> | 0.047 | 0 | 0 | 0 | 0 | 0.049 | 0 |  | --> | E18 ex BUSH | BUSH: T421∥T422 | DUNDALK |  | 54.0088 | -6.2315
MV/LV Substation BE***010 | 20 kV | 400V(3ph) & 230V(single ph) | LV | 200 kVA :Kiosk Substation | 0.2 | --> | 0.2 | 0 | 0 | Constrained,otherwise capacity available =1kVA. | --> | 0.19 | 0 | 0 | 0 | 0.01 | 0.218 | 0 |  | --> | E16 ex JULIANSTOWN | JULIANSTOWN: T421∥T422 | DRYBRIDGE |  | 53.6814 | -6.2395
MV/LV Substation BE***010Y | 10 kV | 400V(3ph) & 230V(single ph) | LV | 400 kVA :Building Structure | 0.4 | --> | 0.4 | 0.306 | 10.6 |  | --> | 0.38 | 0 | 0 | 0 | 0.024 | 0.388 | 0 |  | --> | C30 ex WATERFORD IND EST | WATERFORD IND EST: T42∥T44 | BUTLERSTOWN |  | 52.2541 | -7.1364
MV/LV Substation BE***012 | 10 kV | 400V(3ph) & 230V(single ph) | LV | 400 kVA :Kiosk Substation | 0.4 | --> | 0.4 | 0 | 0 | Constrained,otherwise capacity available =310kVA. | --> | 0.38 | 0 | 0 | 0 | 0.009 | 0.404 | 0 |  | --> | C22 ex OLDBAWN | OLDBAWN: T42 | COOKSTOWN |  | 53.271 | -6.3375
MV/LV Substation BE***012Z | 10 kV | 400V(3ph) & 230V(single ph) | LV | 200 kVA :Kiosk Substation | 0.2 | --> | 0.2 | 0.198 | 3.2 |  | --> | 0.19 | 0 | 0 | 0 | 0 | 0.2 | 0 |  | --> | C20 ex ATHY | ATHY: T102 | ATHY |  | 53.0004 | -6.9857
MV/LV Substation BE***013Z | 10 kV | 400V(3ph) & 230V(single ph) | LV | 400 kVA :Building Structure | 0.4 | --> | 0.4 | 0.011 | 3.4 |  | --> | 0.38 | 0 | 0 | 0 | 0 | 0.457 | 0 |  | --> | C21 ex COOLOCK | COOLOCK: T41 | FINGLAS |  | 53.3943 | -6.1964
MV/LV Substation BE***014 | 10 kV | 400V(3ph) & 230V(single ph) | LV | 400 kVA :Kiosk Substation | 0.4 | --> | 0.4 | 0.278 | 5.5 |  | --> | 0.38 | 0 | 0 | 0 | 0.023 | 0.394 | 0 |  | --> | C13 ex MCDONAGH | MCDONAGH: T41 | KILKENNY |  | 52.6636 | -7.2371
MV/LV Substation BE***014Y | 20 kV | 400V(3ph) & 230V(single ph) | LV | 200 kVA :Kiosk Substation | 0.2 | --> | 0.2 | 0.172 | 6.3 |  | --> | 0.19 | 0 | 0 | 0 | 0.009 | 0 | 0 | Constrained,otherwise capacity available =194kW. | --> | E12 ex BAGENALSTOWN | BAGENALSTOWN: T421∥T422 | CARLOW |  | 52.7017 | -6.9664
MV/LV Substation BE***015 | 10 kV | 400V(3ph) & 230V(single ph) | LV | 200 kVA :Kiosk Substation | 0.2 | --> | 0.2 | 0 | 0 | Constrained,otherwise capacity available =70kVA. | --> | 0.19 | 0 | 0 | 0 | 0.016 | 0 | 0 | Constrained,otherwise capacity available =202kW. | --> | C15 ex PALLAS | PALLAS: T41∥T42 | PORTLAOISE |  | 53.0439 | -7.3128
MV/LV Substation BE***015X | 10 kV | 400V(3ph) & 230V(single ph) | LV | 200 kVA :Kiosk Substation | 0.2 | --> | 0.2 | 0.068 | 4.4 |  | --> | 0.19 | 0 | 0 | 0 | 0 | 0.219 | 0 |  | --> | C20 ex TYMON | TYMON: T42 | COOKSTOWN |  | 53.2972 | -6.3539
MV/LV Substation BE***016 | 10 kV | 400V(3ph) & 230V(single ph) | LV | 400 kVA :Building Structure | 0.4 | --> | 0.4 | 0 | 0 | Constrained,otherwise capacity available =277kVA. | --> | 0.38 | 0 | 0 | 0 | 0.01 | 0 | 0 | Constrained,otherwise capacity available =408kW. | --> | C14 ex BELLFIELD | BELLFIELD: T41∥T42 | CRANE |  | 52.5059 | -6.5765
MV/LV Substation BE***017 | 10 kV | 400V(3ph) & 230V(single ph) | LV | 400 kVA :Kiosk Substation | 0.4 | --> | 0.4 | 0.315 | 2.9 |  | --> | 0.38 | 0 | 0 | 0 | 0.023 | 0.389 | 0 |  | --> | C20 ex SUTTON | SUTTON: T42 | GRANGE (DR) |  | 53.3742 | -6.0952
MV/LV Substation BE***017Z | 10 kV | 400V(3ph) & 230V(single ph) | LV | 200 kVA :Kiosk Substation | 0.2 | --> | 0.2 | 0.138 | 9.7 |  | --> | 0.19 | 0 | 0 | 0 | 0 | 0.209 | 0 |  | --> | C24 ex ARTANE | ARTANE: T102 | FINGLAS |  | 53.3863 | -6.2295
MV/LV Substation BE***018Z | 10 kV | 400V(3ph) & 230V(single ph) | LV | 200 kVA :Kiosk Substation | 0.2 | --> | 0.2 | 0.133 | 9.7 |  | --> | 0.19 | 0 | 0 | 0 | 0.007 | 0.202 | 0 |  | --> | C24 ex ARTANE | ARTANE: T102 | FINGLAS |  | 53.3881 | -6.2291
MV/LV Substation BE***019 | 10 kV | 400V(3ph) & 230V(single ph) | LV | 630 kVA :Kiosk Substation | 0.63 | --> | 0.63 | 0.452 | 11.1 |  | --> | 0.598 | 0 | 0 | 0 | 0.004 | 0.5 | 0 |  | --> | C19 ex FORTUNESTOWN | FORTUNESTOWN: T101 | INCHICORE 220KV |  | 53.2777 | -6.4163
MV/LV Substation BE***020 | 10 kV | 400V(3ph) & 230V(single ph) | LV | 630 kVA :Kiosk Substation | 0.63 | --> | 0.63 | 0.5 | 11.1 |  | --> | 0.598 | 0 | 0 | 0 | 0.003 | 0.5 | 0 |  | --> | C19 ex FORTUNESTOWN | FORTUNESTOWN: T101 | INCHICORE 220KV |  | 53.2778 | -6.4144
MV/LV Substation BE***021 | 10 kV | 400V(3ph) & 230V(single ph) | LV | 630 kVA :Kiosk Substation | 0.63 | --> | 0.63 | 0.5 | 11.1 |  | --> | 0.598 | 0 | 0 | 0 | 0 | 0.5 | 0 |  | --> | C19 ex FORTUNESTOWN | FORTUNESTOWN: T101 | INCHICORE 220KV |  | 53.2764 | -6.413
MV/LV Substation BE***022 | 10 kV | 400V(3ph) & 230V(single ph) | LV | 630 kVA :Kiosk Substation | 0.63 | --> | 0.63 | 0.5 | 11.1 |  | --> | 0.598 | 0 | 0 | 0 | 0 | 0.5 | 0 |  | --> | C19 ex FORTUNESTOWN | FORTUNESTOWN: T101 | INCHICORE 220KV |  | 53.2759 | -6.4117
MV/LV Substation BE***024 | 10 kV | 400V(3ph) & 230V(single ph) | LV | 200 kVA :Kiosk Substation | 0.2 | --> | 0.2 | 0.179 | 0.3 |  | --> | 0.19 | 0 | 0 | 0 | 0 | 0.203 | 0 |  | --> | C17 ex TUAM NORTH | TUAM NORTH: T41∥T42 | CLOON |  | 53.5227 | -8.862
MV/LV Substation BE***025Y | 20 kV | 400V(3ph) & 230V(single ph) | LV | 50 kVA :Pole Substation | 0.05 | --> | 0.05 | 0.05 | 2 |  | --> | 0.047 | 0 | 0 | 0 | 0 | 0.049 | 0 |  | --> | E17 ex BALLYCONNELL | BALLYCONNELL: T421∥T422 | GORTAWEE |  | 54.0863 | -7.6241
MV/LV Substation BE***026 | 20 kV | 400V(3ph) & 230V(single ph) | LV | 200 kVA :Kiosk Substation | 0.2 | --> | 0.2 | 0.094 | 3.3 |  | --> | 0.19 | 0 | 0 | 0 | 0.008 | 0.207 | 0 |  | --> | E21 ex CRATLOE | CRATLOE: T421∥T422 | ARDNACRUSHA |  | 52.743 | -8.7803
MV/LV Substation BE***027 | 10 kV | 400V(3ph) & 230V(single ph) | LV | 200 kVA :Pole Substation | 0.2 | --> | 0.2 | 0 | 0 | Constrained,otherwise capacity available =179kVA. | --> | 0.19 | 0 | 0 | 0 | 0 | 0.203 | 0 |  | --> | C18 ex CLONES | CLONES: T41∥T42 | SHANKILL |  | 54.1744 | -7.2384
MV/LV Substation BE***027Y | 20 kV | 400V(3ph) & 230V(single ph) | LV | 400 kVA :Kiosk Substation | 0.4 | --> | 0.4 | 0 | 0 | Constrained,otherwise capacity available =340kVA. | --> | 0.38 | 0 | 0 | 0 | 0.017 | 0 | 0 | Constrained,otherwise capacity available =391kW. | --> | C15 ex CLOONLOUGH | CLOONLOUGH: T41∥T42 | BARRYMORE |  | 52.2479 | -8.4292
MV/LV Substation BE***030 | 10 kV | 400V(3ph) & 230V(single ph) | LV | 200 kVA :Pole Substation | 0.2 | --> | 0.2 | 0.114 | 25.1 |  | --> | 0.19 | 0 | 0 | 0 | 0.003 | 0.209 | 0 |  | --> | C19 ex ARKLOW | ARKLOW: T101∥T102 | ARKLOW |  | 52.8077 | -6.1398
MV/LV Substation BE***030 | 10 kV | 400V(3ph) & 230V(single ph) | LV | 200 kVA :Pole Substation | 0.2 | --> | 0.2 | 0 | 0 | Constrained,otherwise capacity available =120kVA. | --> | 0.19 | 0 | 0 | 0 | 0.021 | 0.19 | 0 |  | --> | C12 ex COBH | COBH: T41∥T42 | COW CROSS |  | 51.8542 | -8.2929
MV/LV Substation BE***031 | 10 kV | 400V(3ph) & 230V(single ph) | LV | 50 kVA :Pole Substation | 0.05 | --> | 0.05 | 0.042 | 4.3 |  | --> | 0.047 | 0 | 0 | 0 | 0 | 0.05 | 0 |  | --> | C19 ex BAILIEBORO | BAILIEBORO: T41∥T42 | MEATH HILL |  | 53.8945 | -7.0584
MV/LV Substation BE***032X | 10 kV | 400V(3ph) & 230V(single ph) | LV | 400 kVA :Kiosk Substation | 0.4 | --> | 0.4 | 0.372 | 0.7 |  | --> | 0.38 | 0 | 0 | 0 | 0 | 0.403 | 0 |  | --> | C23 ex GLENTIES | GLENTIES: T41 | BINBANE |  | 54.7629 | -8.4104
MV/LV Substation BE***034 | 20 kV | 400V(3ph) & 230V(single ph) | LV | 400 kVA :Kiosk Substation | 0.4 | --> | 0.4 | 0.161 | 1.3 |  | --> | 0.38 | 0 | 0 | 0 | 0.011 | 0.424 | 0 |  | --> | E13 ex KILCARRAGH | KILCARRAGH: T421∥T422 | BUTLERSTOWN |  | 52.1563 | -6.995
MV/LV Substation BE***034Z | 10 kV | 400V(3ph) & 230V(single ph) | LV | 630 kVA :Building Structure | 0.63 | --> | 0.63 | 0 | 0 | Constrained,otherwise capacity available =500kVA. | --> | 0.598 | 0 | 0 | 0 | 0 | 0.5 | 0 |  | --> | C39 ex COLLEGE PARK | COLLEGE PARK: T103 | COLLEGE PARK |  | 53.412 | -6.3721
MV/LV Substation BE***035Y | 10 kV | 400V(3ph) & 230V(single ph) | LV | 400 kVA :Kiosk Substation | 0.4 | --> | 0.4 | 0 | 0 | Constrained,otherwise capacity available =201kVA. | --> | 0.38 | 0 | 0 | 0 | 0.023 | 0.405 | 0 |  | --> | C23 ex MACETOWN | MACETOWN: T101 | MACETOWN |  | 53.4131 | -6.4683
MV/LV Substation BE***035Y | 10 kV | 400V(3ph) & 230V(single ph) | LV | 400 kVA :Kiosk Substation | 0.4 | --> | 0.4 | 0.016 | 0 | Constrained,otherwise capacity available =213kVA. | --> | 0.38 | 0 | 0 | 0 | 0.035 | 0.391 | 0 |  | --> | C14 ex SWORDS | SWORDS: T42 | GLASMORE |  | 53.4618 | -6.2494
MV/LV Substation BE***039 | 10 kV | 400V(3ph) & 230V(single ph) | LV | 400 kVA :Kiosk Substation | 0.4 | --> | 0.4 | 0.237 | 2.8 |  | --> | 0.38 | 0 | 0 | 0 | 0.011 | 0.413 | 0 |  | --> | C15 ex CLONARD | CLONARD: T41∥T42 | WEXFORD |  | 52.3327 | -6.4803
MV/LV Substation BE***039Z | 20 kV | 400V(3ph) & 230V(single ph) | LV | 200 kVA :Kiosk Substation | 0.2 | --> | 0.2 | 0 | 0 | Constrained,otherwise capacity available =105kVA. | --> | 0.19 | 0 | 0 | 0 | 0.003 | 0.211 | 0 |  | --> | C14 ex KILDARE | KILDARE: T41∥T42 | NEWBRIDGE |  | 53.2179 | -6.9882
MV/LV Substation BE***042Z | 10 kV | 400V(3ph) & 230V(single ph) | LV | 400 kVA :Kiosk Substation | 0.4 | --> | 0.4 | 0 | 0 | Constrained,otherwise capacity available =311kVA. | --> | 0.38 | 0 | 0 | 0 | 0.002 | 0.411 | 0 |  | --> | C14 ex SANTRY | SANTRY: T42 | FINGLAS |  | 53.391 | -6.229
MV/LV Substation BE***043Z | 10 kV | 400V(3ph) & 230V(single ph) | LV | 200 kVA :Kiosk Substation | 0.2 | --> | 0.2 | 0 | 0 | Constrained,otherwise capacity available =140kVA. | --> | 0.19 | 0 | 0 | 0 | 0.021 | 0.187 | 0 |  | --> | C14 ex SANTRY | SANTRY: T42 | FINGLAS |  | 53.3907 | -6.2316
MV/LV Substation BE***044X | 10 kV | 400V(3ph) & 230V(single ph) | LV | 1000 kVA :Building Structure | 1 | --> | 1 | 0.5 | 4.7 |  | --> | 0.95 | 0 | 0 | 0 | 0 | 0.5 | 0 |  | --> | C18 ex DUN LAOGHAIRE | DUN LAOGHAIRE: T42 | BLACKROCK |  | 53.2959 | -6.1434
MV/LV Substation BE***045X | 20 kV | 400V(3ph) & 230V(single ph) | LV | 400 kVA :Kiosk Substation | 0.4 | --> | 0.4 | 0.277 | 0.9 |  | --> | 0.38 | 0 | 0 | 0 | 0.008 | 0 | 0 | Constrained,otherwise capacity available =410kW. | --> | E23 ex ATHBOY | ATHBOY: T423 | NAVAN |  | 53.533 | -6.9668
MV/LV Substation BE***047Y | 10 kV | 400V(3ph) & 230V(single ph) | LV | 200 kVA :Kiosk Substation | 0.2 | --> | 0.2 | 0 | 0 | Constrained,otherwise capacity available =103kVA. | --> | 0.19 | 0 | 0 | 0 | 0.024 | 0.189 | 0 |  | --> | C23 ex MACETOWN | MACETOWN: T101 | MACETOWN |  | 53.412 | -6.4707
MV/LV Substation BE***049 | 10 kV | 400V(3ph) & 230V(single ph) | LV | 400 kVA :Kiosk Substation | 0.4 | --> | 0.4 | 0 | 0 | Constrained,otherwise capacity available =398kVA. | --> | 0.38 | 0 | 0 | 0 | 0 | 0.4 | 0 |  | --> | C22 ex OLDBAWN | OLDBAWN: T42 | COOKSTOWN |  | 53.2699 | -6.3353
MV/LV Substation BE***050 | 10 kV | 400V(3ph) & 230V(single ph) | LV | 630 kVA :Building Structure | 0.63 | --> | 0.63 | 0.352 | 6.1 |  | --> | 0.598 | 0 | 0 | 0 | 0.01 | 0.5 | 0 |  | --> | C32 ex INCHICORE CENTRAL | INCHICORE CENTRAL: T43 | INCHICORE 220KV |  | 53.3332 | -6.3111
MV/LV Substation BE***053 | 10 kV | 400V(3ph) & 230V(single ph) | LV | 400 kVA :Kiosk Substation | 0.4 | --> | 0.4 | 0.231 | 4.4 |  | --> | 0.38 | 0 | 0 | 0 | 0.049 | 0.373 | 0 |  | --> | C11 ex HOWTH JUNCTION | HOWTH JUNCTION: T41 | GRANGE (DR) |  | 53.3783 | -6.1597
MV/LV Substation BE***054 | 10 kV | 400V(3ph) & 230V(single ph) | LV | 200 kVA :Kiosk Substation | 0.2 | --> | 0.2 | 0.127 | 2.9 |  | --> | 0.19 | 0 | 0 | 0 | 0.024 | 0.185 | 0 |  | --> | C16 ex COES ROAD | COES ROAD: T41∥T42 | DUNDALK |  | 54.0001 | -6.3889
MV/LV Substation BE***056 | 10 kV | 400V(3ph) & 230V(single ph) | LV | 100 kVA :Pole Substation | 0.1 | --> | 0.1 | 0.07 | 0.6 |  | --> | 0.095 | 0 | 0 | 0 | 0.003 | 0.101 | 0 |  | --> | C18 ex ATHBOY | ATHBOY: T42 | NAVAN |  | 53.6205 | -6.9184
MV/LV Substation BE***056X | 20 kV | 400V(3ph) & 230V(single ph) | LV | 50 kVA :Pole Substation | 0.05 | --> | 0.05 | 0.048 | 1.6 |  | --> | 0.047 | 0 | 0 | 0 | 0 | 0 | 0 | Constrained,otherwise capacity available =49kW. | --> | E11 ex CASTLETOWNBERE | CASTLETOWNBERE: T421 | BALLYLICKY |  | 51.6885 | -9.9517
MV/LV Substation BE***058 | 20 kV | 400V(3ph) & 230V(single ph) | LV | 200 kVA :Kiosk Substation | 0.2 | --> | 0.2 | 0.133 | 1 |  | --> | 0.19 | 0 | 0 | 0 | 0.006 | 0.203 | 0 |  | --> | E11 ex BALLYHALE | BALLYHALE: T421 | KILKENNY |  | 52.5268 | -7.1381
MV/LV Substation BE***058 | 10 kV | 400V(3ph) & 230V(single ph) | LV | 200 kVA :Kiosk Substation | 0.2 | --> | 0.2 | 0.089 | 1.4 |  | --> | 0.19 | 0 | 0 | 0 | 0.031 | 0.184 | 0 |  | --> | C17 ex BALLINDERRY | BALLINDERRY: T41 | MULLINGAR |  | 53.5273 | -7.3229
MV/LV Substation BE***058 | 20 kV | 400V(3ph) & 230V(single ph) | LV | 100 kVA :Pole Substation | 0.1 | --> | 0.1 | 0 | 0 | Constrained,otherwise capacity available =48kVA. | --> | 0.095 | 0 | 0 | 0 | 0.015 | 0.091 | 0 |  | --> | E16 ex JULIANSTOWN | JULIANSTOWN: T421∥T422 | DRYBRIDGE |  | 53.7023 | -6.2474
MV/LV Substation BE***058X | 10 kV | 400V(3ph) & 230V(single ph) | LV | 630 kVA :Kiosk Substation | 0.63 | --> | 0.63 | 0 | 2.5 |  | --> | 0.598 | 0 | 0 | 0 | 0 | 0.5 | 0 |  | --> | C19 ex CENTRAL PARK | CENTRAL PARK: T101 | CARRICKMINES |  | 53.2711 | -6.2063
MV/LV Substation BE***058Z | 20 kV | 400V(3ph) & 230V(single ph) | LV | 50 kVA :Pole Substation | 0.05 | --> | 0.05 | 0.05 | 0.3 |  | --> | 0.047 | 0 | 0 | 0 | 0 | 0.049 | 0 |  | --> | C23 ex TUAM NORTH | TUAM NORTH: T41∥T42 | CLOON |  | 53.5753 | -8.9683
MV/LV Substation BE***059 | 10 kV | 400V(3ph) & 230V(single ph) | LV | 630 kVA :Building Structure | 0.63 | --> | 0.63 | 0 | 0 | Constrained,otherwise capacity available =411kVA. | --> | 0.598 | 0 | 0 | 0 | 0.011 | 0.5 | 0 |  | --> | C23 ex ATHLONE | ATHLONE: T41 | ATHLONE |  | 53.4297 | -7.9382
MV/LV Substation BE***060 | 10 kV | 400V(3ph) & 230V(single ph) | LV | 400 kVA :Kiosk Substation | 0.4 | --> | 0.4 | 0.261 | 2.4 |  | --> | 0.38 | 0 | 0 | 0 | 0.048 | 0.37 | 0 |  | --> | C14 ex DUNDRUM | DUNDRUM: T42 | BLACKROCK |  | 53.2916 | -6.2548
MV/LV Substation BE***061 | 10 kV | 400V(3ph) & 230V(single ph) | LV | 50 kVA :Pole Substation | 0.05 | --> | 0.05 | 0.025 | 3.4 |  | --> | 0.047 | 0 | 0 | 0 | 0 | 0.053 | 0 |  | --> | C14 ex CAUSEWAY | CAUSEWAY: T41∥T42 | TRALEE |  | 52.4517 | -9.6669
MV/LV Substation BE***061Z | 20 kV | 400V(3ph) & 230V(single ph) | LV | 200 kVA :Kiosk Substation | 0.2 | --> | 0.2 | 0 | 0 | Constrained,otherwise capacity available =99kVA. | --> | 0.19 | 0 | 0 | 0 | 0.017 | 0.197 | 0 |  | --> | E20 ex GLASMORE | GLASMORE: T422 | GLASMORE |  | 53.4905 | -6.1567
MV/LV Substation BE***062 | 10 kV | 400V(3ph) & 230V(single ph) | LV | 400 kVA :Kiosk Substation | 0.4 | --> | 0.4 | 0.292 | 9.8 |  | --> | 0.38 | 0 | 0 | 0 | 0.021 | 0.394 | 0 |  | --> | C12 ex KILCOOLE | KILCOOLE: T41∥T42 | FASSAROE |  | 53.1055 | -6.062
MV/LV Substation BE***062 | 10 kV | 400V(3ph) & 230V(single ph) | LV | 100 kVA :Pole Substation | 0.1 | --> | 0.1 | 0.069 | 1.4 |  | --> | 0.095 | 0 | 0 | 0 | 0.021 | 0.082 | 0 |  | --> | C17 ex BALLINDERRY | BALLINDERRY: T41 | MULLINGAR |  | 53.5302 | -7.3205
MV/LV Substation BE***068Y | 10 kV | 400V(3ph) & 230V(single ph) | LV | 400 kVA :Kiosk Substation | 0.4 | --> | 0.4 | 0.348 | 3.4 |  | --> | 0.38 | 0 | 0 | 0 | 0 | 0.407 | 0 |  | --> | C16 ex TRAMORE | TRAMORE: T42 | BUTLERSTOWN |  | 52.1595 | -7.1479
MV/LV Substation BE***070 | 10 kV | 400V(3ph) & 230V(single ph) | LV | 630 kVA :Kiosk Substation | 0.63 | --> | 0.63 | 0.484 | 9.8 |  | --> | 0.598 | 0 | 0 | 0 | 0.017 | 0.5 | 0 |  | --> | C12 ex KILCOOLE | KILCOOLE: T41∥T42 | FASSAROE |  | 53.1036 | -6.0623
MV/LV Substation BE***070X | 20 kV | 400V(3ph) & 230V(single ph) | LV | 200 kVA :Kiosk Substation | 0.2 | --> | 0.2 | 0 | 0 | Constrained,otherwise capacity available =172kVA. | --> | 0.19 | 0 | 0 | 0 | 0 | 0.203 | 0 |  | --> | E15 ex MANORHAMILTON | MANORHAMILTON: T422 | SLIGO |  | 54.2919 | -7.8764
MV/LV Substation BE***071 | 10 kV | 400V(3ph) & 230V(single ph) | LV | 1000 kVA :Building Structure | 1 | --> | 1 | 0.5 | 2.7 |  | --> | 0.95 | 0 | 0 | 0 | 0.048 | 0.5 | 0 |  | --> | C12 ex GREENHILLS | GREENHILLS: T42 | INCHICORE 220KV |  | 53.3158 | -6.3252
MV/LV Substation BE***072 | 10 kV | 400V(3ph) & 230V(single ph) | LV | 1000 kVA :Kiosk Substation | 1 | --> | 1 | 0.5 | 5.6 |  | --> | 0.95 | 0 | 0 | 0 | 0.013 | 0.5 | 0 |  | --> | C16 ex MILLTOWN (DR) | MILLTOWN (DR): T102 | INCHICORE 220KV |  | 53.3202 | -6.2598
MV/LV Substation BE***073X | 10 kV | 400V(3ph) & 230V(single ph) | LV | 400 kVA :Kiosk Substation | 0.4 | --> | 0.4 | 0.345 | 2.7 |  | --> | 0.38 | 0 | 0 | 0 | 0.013 | 0.395 | 0 |  | --> | C20 ex BALLYARD | BALLYARD: T41∥T42 | TRALEE |  | 52.2574 | -9.6991
MV/LV Substation BE***074Y | 20 kV | 400V(3ph) & 230V(single ph) | LV | 50 kVA :Pole Substation | 0.05 | --> | 0.05 | 0 | 0 | Constrained,otherwise capacity available =45kVA. | --> | 0.047 | 0 | 0 | 0 | 0 | 0.05 | 0 |  | --> | E17 ex DRUMLINE | DRUMLINE: T421∥T422 | DRUMLINE |  | 52.7784 | -8.7284
MV/LV Substation BE***075 | 10 kV | 400V(3ph) & 230V(single ph) | LV | 400 kVA :Kiosk Substation | 0.4 | --> | 0.4 | 0.253 | 2.5 |  | --> | 0.38 | 0 | 0 | 0 | 0.032 | 0.388 | 0 |  | --> | C11 ex GREYSTONES | GREYSTONES: T41 | FASSAROE |  | 53.1431 | -6.084
MV/LV Substation BE***076Z | 10 kV | 400V(3ph) & 230V(single ph) | LV | 200 kVA :Kiosk Substation | 0.2 | --> | 0.2 | 0 | 0 | Constrained,otherwise capacity available =58kVA. | --> | 0.19 | 0 | 0 | 0 | 0.024 | 0.195 | 0 |  | --> | C11 ex MORRISTOWN | MORRISTOWN: T41∥T42 | NEWBRIDGE |  | 53.1684 | -6.8057
MV/LV Substation BE***077 | 10 kV | 400V(3ph) & 230V(single ph) | LV | 400 kVA :Kiosk Substation | 0.4 | --> | 0.4 | 0 | 0 | Constrained,otherwise capacity available =227kVA. | --> | 0.38 | 0 | 0 | 0 | 0.006 | 0 | 0 | Constrained,otherwise capacity available =419kW. | --> | C13 ex FERMOY NORTH | FERMOY NORTH: T41∥T42 | BARRYMORE |  | 52.147 | -8.2763
MV/LV Substation BE***078 | 10 kV | 400V(3ph) & 230V(single ph) | LV | 400 kVA :Kiosk Substation | 0.4 | --> | 0.4 | 0 | 0 | Constrained,otherwise capacity available =333kVA. | --> | 0.38 | 0 | 0 | 0 | 0.003 | 0 | 0 | Constrained,otherwise capacity available =407kW. | --> | C13 ex FERMOY NORTH | FERMOY NORTH: T41∥T42 | BARRYMORE |  | 52.1456 | -8.2703
MV/LV Substation BE***079X | 10 kV | 400V(3ph) & 230V(single ph) | LV | 100 kVA :Pole Substation | 0.1 | --> | 0.1 | 0.066 | 0.3 |  | --> | 0.095 | 0 | 0 | 0 | 0.014 | 0.089 | 0 |  | --> | C23 ex NENAGH | NENAGH: T41 | NENAGH |  | 52.8523 | -8.2081
MV/LV Substation BE***081 | 10 kV | 400V(3ph) & 230V(single ph) | LV | 100 kVA :Pole Substation | 0.1 | --> | 0.1 | 0 | 0 | Constrained,otherwise capacity available =42kVA. | --> | 0.095 | 0 | 0 | 0 | 0.006 | 0 | 0 | Constrained,otherwise capacity available =102kW. | --> | C11 ex POLLERTON | POLLERTON: T41 | CARLOW |  | 52.8438 | -6.9026
MV/LV Substation BE***081X | 10 kV | 400V(3ph) & 230V(single ph) | LV | 630 kVA :Building Structure | 0.63 | --> | 0.63 | 0.5 | 1.1 |  | --> | 0.598 | 0 | 0 | 0 | 0 | 0.5 | 0 |  | --> | C19 ex BELFIELD | BELFIELD: T41 | BLACKROCK |  | 53.3039 | -6.2151
MV/LV Substation BE***082X | 10 kV | 400V(3ph) & 230V(single ph) | LV | 400 kVA :Kiosk Substation | 0.4 | --> | 0.4 | 0.346 | 4.3 |  | --> | 0.38 | 0 | 0 | 0 | 0.005 | 0.402 | 0 |  | --> | C26 ex BAILIEBORO | BAILIEBORO: T41∥T42 | MEATH HILL |  | 53.9216 | -6.9744
MV/LV Substation BE***082X | 10 kV | 400V(3ph) & 230V(single ph) | LV | 630 kVA :Building Structure | 0.63 | --> | 0.63 | 0.5 | 1.1 |  | --> | 0.598 | 0 | 0 | 0 | 0 | 0.5 | 0 |  | --> | C19 ex BELFIELD | BELFIELD: T41 | BLACKROCK |  | 53.3047 | -6.2152
MV/LV Substation BE***084X | 10 kV | 400V(3ph) & 230V(single ph) | LV | 1000 kVA :Building Structure | 1 | --> | 1 | 0.5 | 3 |  | --> | 0.95 | 0 | 0 | 0 | 0 | 0.5 | 0 |  | --> | C20 ex SANDYFORD | SANDYFORD: T42 | CARRICKMINES |  | 53.2753 | -6.2194
MV/LV Substation BE***085 | 10 kV | 400V(3ph) & 230V(single ph) | LV | 400 kVA :Kiosk Substation | 0.4 | --> | 0.4 | 0 | 0 | Constrained,otherwise capacity available =234kVA. | --> | 0.38 | 0 | 0 | 0 | 0.038 | 0.385 | 0 |  | --> | C16 ex DOUGLAS | DOUGLAS: T41 | TRABEG |  | 51.8916 | -8.4286
MV/LV Substation BE***085 | 10 kV | 400V(3ph) & 230V(single ph) | LV | 630 kVA :Building Structure | 0.63 | --> | 0.63 | 0 | 0 | Constrained,otherwise capacity available =500kVA. | --> | 0.598 | 0 | 0 | 0 | 0 | 0.5 | 0 |  | --> | C17 ex CARRIGSHANE | CARRIGSHANE: T41 | MIDLETON |  | 51.8973 | -8.1617
MV/LV Substation BE***089 | 10 kV | 400V(3ph) & 230V(single ph) | LV | 630 kVA :Kiosk Substation | 0.63 | --> | 0.63 | 0.5 | 1.5 |  | --> | 0.598 | 0 | 0 | 0 | 0.007 | 0.5 | 0 |  | --> | C23 ex TRAMORE | TRAMORE: T41 | BUTLERSTOWN |  | 52.1682 | -7.1388
MV/LV Substation BE***089 | 10 kV | 400V(3ph) & 230V(single ph) | LV | 630 kVA :Kiosk Substation | 0.63 | --> | 0.63 | 0.5 | 4.7 |  | --> | 0.598 | 0 | 0 | 0 | 0.003 | 0.5 | 0 |  | --> | C11 ex OAKFIELD | OAKFIELD: T41 | SLIGO |  | 54.2662 | -8.4909
MV/LV Substation BE***091 | 10 kV | 400V(3ph) & 230V(single ph) | LV | 630 kVA :Building Structure | 0.63 | --> | 0.63 | 0 | 0 | Constrained,otherwise capacity available =500kVA. | --> | 0.598 | 0 | 0 | 0 | 0 | 0.5 | 0 |  | --> | C15 ex TERMONFECKIN ROAD | TERMONFECKIN ROAD: T41∥T42 | DRYBRIDGE |  | 53.7153 | -6.3467
MV/LV Substation BE***091X | 20 kV | 400V(3ph) & 230V(single ph) | LV | 100 kVA :Pole Substation | 0.1 | --> | 0.1 | 0.08 | 7.4 |  | --> | 0.095 | 0 | 0 | 0 | 0.003 | 0 | 0 | Constrained,otherwise capacity available =99kW. | --> | E14 ex ARIGNA | ARIGNA: T121 | ARIGNA |  | 54.0188 | -7.9468
MV/LV Substation BE***095 | 10 kV | 400V(3ph) & 230V(single ph) | LV | 630 kVA :Building Structure | 0.63 | --> | 0.63 | 0.448 | 5 |  | --> | 0.598 | 0 | 0 | 0 | 0.002 | 0.5 | 0 |  | --> | C17 ex POTTERY ROAD | POTTERY ROAD: T101 | CARRICKMINES |  | 53.2735 | -6.1411
MV/LV Substation BE***096X | 20 kV | 400V(3ph) & 230V(single ph) | LV | 400 kVA :Kiosk Substation | 0.4 | --> | 0.4 | 0 | 0 | Constrained,otherwise capacity available =343kVA. | --> | 0.38 | 0 | 0 | 0 | 0.01 | 0.398 | 0 |  | --> | C21 ex MILFORD (NR) | MILFORD (NR): T41∥T42 | LETTERKENNY |  | 55.1952 | -7.8334
MV/LV Substation BE***096X | 10 kV | 400V(3ph) & 230V(single ph) | LV | 200 kVA :Pole Substation | 0.2 | --> | 0.2 | 0.148 | 0.6 |  | --> | 0.19 | 0 | 0 | 0 | 0 | 0.207 | 0 |  | --> | C19 ex CLONDALKIN | CLONDALKIN: T41 | INCHICORE 220KV |  | 53.3034 | -6.3887
MV/LV Substation BE***099Z | 20 kV | 400V(3ph) & 230V(single ph) | LV | 400 kVA :Kiosk Substation | 0.4 | --> | 0.4 | 0 | 0 | Constrained,otherwise capacity available =336kVA. | --> | 0.38 | 0 | 0 | 0 | 0.003 | 0.406 | 0 |  | --> | E17 ex ACADEMY STREET | ACADEMY STREET: T421∥T422 | NAVAN |  | 53.5626 | -6.664
MV/LV Substation BE***100Z | 20 kV | 400V(3ph) & 230V(single ph) | LV | 200 kVA :Kiosk Substation | 0.2 | --> | 0.2 | 0 | 0 | Constrained,otherwise capacity available =145kVA. | --> | 0.19 | 0 | 0 | 0 | 0.006 | 0.202 | 0 |  | --> | E17 ex ACADEMY STREET | ACADEMY STREET: T421∥T422 | NAVAN |  | 53.5617 | -6.6615
MV/LV Substation BE***101 | 10 kV | 400V(3ph) & 230V(single ph) | LV | 630 kVA :Building Structure | 0.63 | --> | 0.63 | 0.468 | 11.1 |  | --> | 0.598 | 0 | 0 | 0 | 0 | 0.5 | 0 |  | --> | C19 ex FORTUNESTOWN | FORTUNESTOWN: T101 | INCHICORE 220KV |  | 53.2775 | -6.4188
MV/LV Substation BE***102 | 10 kV | 400V(3ph) & 230V(single ph) | LV | 400 kVA :Building Structure | 0.4 | --> | 0.4 | 0 | 3.4 |  | --> | 0.38 | 0 | 0 | 0 | 0.024 | 0.439 | 0 |  | --> | C12 ex DONNYBROOK | DONNYBROOK: T42 | MILLTOWN (DR) |  | 53.3143 | -6.2318
MV/LV Substation BE***102 | 10 kV | 400V(3ph) & 230V(single ph) | LV | 400 kVA :Kiosk Substation | 0.4 | --> | 0.4 | 0 | 0 | Constrained,otherwise capacity available =360kVA. | --> | 0.38 | 0 | 0 | 0 | 0.003 | 0.403 | 0 |  | --> | C12 ex CRANMORE | CRANMORE: T41∥T42 | SLIGO |  | 54.2646 | -8.4635
MV/LV Substation BE***103 | 10 kV | 400V(3ph) & 230V(single ph) | LV | 400 kVA :Building Structure | 0.4 | --> | 0.4 | 0 | 7.1 |  | --> | 0.38 | 0 | 0 | 0 | 0 | 0.452 | 0 |  | --> | C14 ex PEMBROKE | PEMBROKE: T41∥T43 | RINGSEND |  | 53.3364 | -6.2365
MV/LV Substation BE***108Y | 20 kV | 400V(3ph) & 230V(single ph) | LV | 200 kVA :Pole Substation | 0.2 | --> | 0.2 | 0 | 0 | Constrained,otherwise capacity available =112kVA. | --> | 0.19 | 0 | 0 | 0 | 0 | 0.213 | 0 |  | --> | E20 ex BALTINGLASS | BALTINGLASS: T421∥T422 | STRATFORD |  | 52.9426 | -6.8209
MV/LV Substation BE***111X | 10 kV | 400V(3ph) & 230V(single ph) | LV | 200 kVA :Kiosk Substation | 0.2 | --> | 0.2 | 0.13 | 4.9 |  | --> | 0.19 | 0 | 0 | 0 | 0.003 | 0.207 | 0 |  | --> | C21 ex BALLINCOLLIG | BALLINCOLLIG: T41 | KILBARRY |  | 51.8849 | -8.5889
MV/LV Substation BE***114 | 10 kV | 400V(3ph) & 230V(single ph) | LV | 200 kVA :Pole Substation | 0.2 | --> | 0.2 | 0.141 | 4.9 |  | --> | 0.19 | 0 | 0 | 0 | 0.003 | 0.205 | 0 |  | --> | C14 ex DUNDALK | DUNDALK: T42 | DUNDALK |  | 54.0065 | -6.4208
MV/LV Substation BE***117 | 10 kV | 400V(3ph) & 230V(single ph) | LV | 400 kVA :Kiosk Substation | 0.4 | --> | 0.4 | 0.305 | 1.2 |  | --> | 0.38 | 0 | 0 | 0 | 0.01 | 0.404 | 0 |  | --> | C11 ex ABBEYLAND | ABBEYLAND: T41 | NAVAN |  | 53.6422 | -6.6916
MV/LV Substation BE***118 | 10 kV | 400V(3ph) & 230V(single ph) | LV | 200 kVA :Pole Substation | 0.2 | --> | 0.2 | 0.057 | 0.5 |  | --> | 0.19 | 0 | 0 | 0 | 0 | 0.221 | 0 |  | --> | C12 ex CHARLESTOWN | CHARLESTOWN: T41 | TONROE |  | 53.966 | -8.7943
MV/LV Substation BE***124 | 10 kV | 400V(3ph) & 230V(single ph) | LV | 1000 kVA :Building Structure | 1 | --> | 1 | 0.5 | 4.6 |  | --> | 0.95 | 0 | 0 | 0 | 0 | 0.5 | 0 |  | --> | C14 ex LIBERTY STREET | LIBERTY STREET: T102 | LIBERTY STREET |  | 51.897 | -8.4771
MV/LV Substation BE***124X | 10 kV | 400V(3ph) & 230V(single ph) | LV | 400 kVA :Kiosk Substation | 0.4 | --> | 0.4 | 0.342 | 0.5 |  | --> | 0.38 | 0 | 0 | 0 | 0.003 | 0.405 | 0 |  | --> | C12 ex CHARLESTOWN | CHARLESTOWN: T41 | TONROE |  | 53.9689 | -8.7975
MV/LV Substation BE***125Y | 10 kV | 400V(3ph) & 230V(single ph) | LV | 400 kVA :Kiosk Substation | 0.4 | --> | 0.4 | 0.28 | 0.9 |  | --> | 0.38 | 0 | 0 | 0 | 0.097 | 0.316 | 0 |  | --> | C20 ex RATHMULLAN | RATHMULLAN: T42 | DRYBRIDGE |  | 53.7055 | -6.3291
MV/LV Substation BE***126 | 20 kV | 400V(3ph) & 230V(single ph) | LV | 50 kVA :Pole Substation | 0.05 | --> | 0.05 | 0 | 0 | Constrained,otherwise capacity available =45kVA. | --> | 0.047 | 0 | 0 | 0 | 0 | 0.05 | 0 |  | --> | E17 ex ACADEMY STREET | ACADEMY STREET: T421∥T422 | NAVAN |  | 53.6061 | -6.7167
MV/LV Substation BE***127X | 20 kV | 400V(3ph) & 230V(single ph) | LV | 50 kVA :Pole Substation | 0.05 | --> | 0.05 | 0.031 | 2.4 |  | --> | 0.047 | 0 | 0 | 0 | 0.007 | 0.044 | 0 |  | --> | C22 ex BUSHFIELD | BUSHFIELD: T42 | ATHLONE |  | 53.4338 | -7.8426
MV/LV Substation BE***128 | 10 kV | 400V(3ph) & 230V(single ph) | LV | 400 kVA :Kiosk Substation | 0.4 | --> | 0.4 | 0 | 0 | Constrained,otherwise capacity available =309kVA. | --> | 0.38 | 0 | 0 | 0 | 0.008 | 0.405 | 0 |  | --> | C13 ex DOCK ROAD | DOCK ROAD: T41∥T42 | LIMERICK |  | 52.6387 | -8.6658
MV/LV Substation BE***132 | 10 kV | 400V(3ph) & 230V(single ph) | LV | 1000 kVA :Building Structure | 1 | --> | 1 | 0.435 | 6.8 |  | --> | 0.95 | 0 | 0 | 0 | 0.019 | 0.5 | 0 |  | --> | C23 ex LIBERTY STREET | LIBERTY STREET: T101 | LIBERTY STREET |  | 51.8979 | -8.4681
MV/LV Substation BE***133 | 10 kV | 400V(3ph) & 230V(single ph) | LV | 630 kVA :Kiosk Substation | 0.63 | --> | 0.63 | 0.5 | 11.1 |  | --> | 0.598 | 0 | 0 | 0 | 0 | 0.5 | 0 |  | --> | C19 ex FORTUNESTOWN | FORTUNESTOWN: T101 | INCHICORE 220KV |  | 53.2757 | -6.4154
MV/LV Substation BE***133X | 10 kV | 400V(3ph) & 230V(single ph) | LV | 400 kVA :Kiosk Substation | 0.4 | --> | 0.4 | 0.285 | 4.2 |  | --> | 0.38 | 0 | 0 | 0 | 0.009 | 0.408 | 0 |  | --> | C22 ex HOWTH JUNCTION | HOWTH JUNCTION: T42 | GRANGE (DR) |  | 53.3849 | -6.1693
MV/LV Substation BE***134X | 10 kV | 400V(3ph) & 230V(single ph) | LV | 50 kVA :Pole Substation | 0.05 | --> | 0.05 | 0 | 0 | Constrained,otherwise capacity available =24kVA. | --> | 0.047 | 0 | 0 | 0 | 0.008 | 0.044 | 0 |  | --> | C15 ex KILMONEY | KILMONEY: T41∥T42 | TRABEG |  | 51.745 | -8.4936
MV/LV Substation BE***135 | 20 kV | 400V(3ph) & 230V(single ph) | LV | 50 kVA :Pole Substation | 0.05 | --> | 0.05 | 0 | 0 | Constrained,otherwise capacity available =27kVA. | --> | 0.047 | 0 | 0 | 0 | 0.007 | 0.045 | 0 |  | --> | E18 ex GLASMORE | GLASMORE: T422 | GLASMORE |  | 53.5067 | -6.2671
MV/LV Substation BE***137 | 10 kV | 400V(3ph) & 230V(single ph) | LV | 400 kVA :Kiosk Substation | 0.4 | --> | 0.4 | 0.331 | 3.3 |  | --> | 0.38 | 0 | 0 | 0 | 0.014 | 0 | 0 | Constrained,otherwise capacity available =395kW. | --> | C18 ex PALMERSTOWN | PALMERSTOWN: T42 | FINGLAS |  | 53.3507 | -6.3533
MV/LV Substation BE***137X | 10 kV | 400V(3ph) & 230V(single ph) | LV | 400 kVA :Kiosk Substation | 0.4 | --> | 0.4 | 0.286 | 7.5 |  | --> | 0.38 | 0 | 0 | 0 | 0.01 | 0.406 | 0 |  | --> | C18 ex CARRICKMINES | CARRICKMINES: T42 | CARRICKMINES |  | 53.2576 | -6.2185
MV/LV Substation BE***137Y | 10 kV | 400V(3ph) & 230V(single ph) | LV | 200 kVA :Pole Substation | 0.2 | --> | 0.2 | 0 | 0 | Constrained,otherwise capacity available =119kVA. | --> | 0.19 | 0 | 0 | 0 | 0 | 0.212 | 0 |  | --> | C22 ex TERMONFECKIN ROAD | TERMONFECKIN ROAD: T41∥T42 | DRYBRIDGE |  | 53.725 | -6.3322
MV/LV Substation BE***137Y | 20 kV | 400V(3ph) & 230V(single ph) | LV | 50 kVA :Pole Substation | 0.05 | --> | 0.05 | 0 | 0 | Constrained,otherwise capacity available =32kVA. | --> | 0.047 | 0 | 0 | 0 | 0 | 0.051 | 0 |  | --> | E20 ex BALTINGLASS | BALTINGLASS: T421∥T422 | STRATFORD |  | 52.9576 | -6.8316
MV/LV Substation BE***138 | 10 kV | 400V(3ph) & 230V(single ph) | LV | 200 kVA :Pole Substation | 0.2 | --> | 0.2 | 0.108 | 2 |  | --> | 0.19 | 0 | 0 | 0 | 0 | 0.213 | 0 |  | --> | C11 ex BALLYTIVNAN | BALLYTIVNAN: T41 | SLIGO |  | 54.2836 | -8.4692
MV/LV Substation BE***144 | 20 kV | 400V(3ph) & 230V(single ph) | LV | 50 kVA :Pole Substation | 0.05 | --> | 0.05 | 0.032 | 2.6 |  | --> | 0.047 | 0 | 0 | 0 | 0.003 | 0.048 | 0 |  | --> | E13 ex KILCOCK | KILCOCK: T421 | GRIFFINRATH |  | 53.5038 | -6.5896
MV/LV Substation BE***145Y | 10 kV | 400V(3ph) & 230V(single ph) | LV | 100 kVA :Pole Substation | 0.1 | --> | 0.1 | 0.091 | 0.1 |  | --> | 0.095 | 0 | 0 | 0 | 0 | 0 | 0 | Constrained,otherwise capacity available =100kW. | --> | C23 ex CREGG ROAD | CREGG ROAD: T41∥T42 | BALLYDINE |  | 52.3704 | -7.3354
MV/LV Substation BE***146X | 10 kV | 400V(3ph) & 230V(single ph) | LV | 1000 kVA :Kiosk Substation | 1 | --> | 1 | 0.5 | 1.1 |  | --> | 0.95 | 0 | 0 | 0 | 0 | 0.5 | 0 |  | --> | C17 ex BREWERY ROAD | BREWERY ROAD: T41 | CARRICKMINES |  | 53.2766 | -6.2187
MV/LV Substation BE***147Y | 10 kV | 400V(3ph) & 230V(single ph) | LV | 200 kVA :Pole Substation | 0.2 | --> | 0.2 | 0 | 0 | Constrained,otherwise capacity available =187kVA. | --> | 0.19 | 0 | 0 | 0 | 0 | 0.201 | 0 |  | --> | C21 ex CARRICKMACROSS | CARRICKMACROSS: T41 | MEATH HILL |  | 53.9761 | -6.7224
MV/LV Substation BE***148X | 10 kV | 400V(3ph) & 230V(single ph) | LV | 400 kVA :Kiosk Substation | 0.4 | --> | 0.4 | 0.253 | 11.5 |  | --> | 0.38 | 0 | 0 | 0 | 0.001 | 0.421 | 0 |  | --> | C14 ex CENTRAL PARK | CENTRAL PARK: T102 | CARRICKMINES |  | 53.2828 | -6.189
MV/LV Substation BE***149Y | 10 kV | 400V(3ph) & 230V(single ph) | LV | 50 kVA :Pole Substation | 0.05 | --> | 0.05 | 0 | 0 | Constrained,otherwise capacity available =24kVA. | --> | 0.047 | 0 | 0 | 0 | 0 | 0 | 0 | Constrained,otherwise capacity available =53kW. | --> | C12 ex ROSCREA | ROSCREA: T42 | IKERRIN |  | 52.9587 | -7.7767
MV/LV Substation BE***150X | 10 kV | 400V(3ph) & 230V(single ph) | LV | 1000 kVA :Building Structure | 1 | --> | 1 | 0.273 | 0.7 |  | --> | 0.95 | 0 | 0 | 0 | 0.03 | 0.5 | 0 |  | --> | C19 ex GLOUCESTER PLACE | GLOUCESTER PLACE: T41 | MCDERMOTT |  | 53.3574 | -6.2588
MV/LV Substation BE***150X | 10 kV | 400V(3ph) & 230V(single ph) | LV | 400 kVA :Kiosk Substation | 0.4 | --> | 0.4 | 0.268 | 7.5 |  | --> | 0.38 | 0 | 0 | 0 | 0.015 | 0.404 | 0 |  | --> | C14 ex CARRICKMINES | CARRICKMINES: T42 | CARRICKMINES |  | 53.2603 | -6.2184
MV/LV Substation BE***151 | 10 kV | 400V(3ph) & 230V(single ph) | LV | 630 kVA :Building Structure | 0.63 | --> | 0.63 | 0.5 | 2.7 |  | --> | 0.598 | 0 | 0 | 0 | 0.007 | 0.5 | 0 |  | --> | C18 ex GREENHILLS | GREENHILLS: T42 | INCHICORE 220KV |  | 53.3137 | -6.3363
MV/LV Substation BE***151X | 10 kV | 400V(3ph) & 230V(single ph) | LV | 400 kVA :Kiosk Substation | 0.4 | --> | 0.4 | 0.339 | 7.5 |  | --> | 0.38 | 0 | 0 | 0 | 0.004 | 0.405 | 0 |  | --> | C14 ex CARRICKMINES | CARRICKMINES: T42 | CARRICKMINES |  | 53.2587 | -6.2186
MV/LV Substation BE***151Z | 10 kV | 400V(3ph) & 230V(single ph) | LV | 200 kVA :Kiosk Substation | 0.2 | --> | 0.2 | 0.174 | 4.2 |  | --> | 0.19 | 0 | 0 | 0 | 0.006 | 0.197 | 0 |  | --> | C22 ex HOWTH JUNCTION | HOWTH JUNCTION: T42 | GRANGE (DR) |  | 53.3844 | -6.1713
MV/LV Substation BE***155Y | 20 kV | 400V(3ph) & 230V(single ph) | LV | 400 kVA :Kiosk Substation | 0.4 | --> | 0.4 | 0 | 0 | Constrained,otherwise capacity available =268kVA. | --> | 0.38 | 0 | 0 | 0 | 0.019 | 0.4 | 0 |  | --> | E20 ex GLASMORE | GLASMORE: T422 | GLASMORE |  | 53.4886 | -6.1597
MV/LV Substation BE***157 | 10 kV | 400V(3ph) & 230V(single ph) | LV | 50 kVA :Pole Substation | 0.05 | --> | 0.05 | 0.039 | 2.3 |  | --> | 0.047 | 0 | 0 | 0 | 0 | 0 | 0 | Constrained,otherwise capacity available =51kW. | --> | C15 ex GLENGOOLE | GLENGOOLE: T41 | THURLES |  | 52.713 | -7.5435
MV/LV Substation BE***158Y | 10 kV | 400V(3ph) & 230V(single ph) | LV | 400 kVA :Kiosk Substation | 0.4 | --> | 0.4 | 0.063 | 0.1 | Constrained,otherwise capacity available =245kVA. | --> | 0.38 | 0 | 0 | 0 | 0.081 | 0.338 | 0 |  | --> | C21 ex CASTLETROY | CASTLETROY: T41∥T42 | ARDNACRUSHA |  | 52.6592 | -8.5465
MV/LV Substation BE***160 | 10 kV | 400V(3ph) & 230V(single ph) | LV | 200 kVA :Kiosk Substation | 0.2 | --> | 0.2 | 0 | 0 | Constrained,otherwise capacity available =69kVA. | --> | 0.19 | 0 | 0 | 0 | 0.01 | 0 | 0 | Constrained,otherwise capacity available =209kW. | --> | C11 ex POLLERTON | POLLERTON: T41 | CARLOW |  | 52.8471 | -6.901
MV/LV Substation BE***160 | 10 kV | 400V(3ph) & 230V(single ph) | LV | 400 kVA :Kiosk Substation | 0.4 | --> | 0.4 | 0.319 | 2.5 |  | --> | 0.38 | 0 | 0 | 0 | 0.018 | 0.393 | 0 |  | --> | C17 ex GREYSTONES | GREYSTONES: T41 | FASSAROE |  | 53.1449 | -6.0699
MV/LV Substation BE***160 | 10 kV | 400V(3ph) & 230V(single ph) | LV | 400 kVA :Building Structure | 0.4 | --> | 0.4 | 0.252 | 1.7 |  | --> | 0.38 | 0 | 0 | 0 | 0.024 | 0.397 | 0 |  | --> | C22 ex BISHOPSTOWN | BISHOPSTOWN: T42 | KILBARRY |  | 51.8757 | -8.5348
MV/LV Substation BE***160 | 20 kV | 400V(3ph) & 230V(single ph) | LV | 100 kVA :Pole Substation | 0.1 | --> | 0.1 | 0.094 | 26.7 |  | --> | 0.095 | 0 | 0 | 0 | 0.007 | 0.093 | 0 |  | --> | E21 ex WEXFORD | WEXFORD: T121∥T122 | WEXFORD |  | 52.4004 | -6.3607
MV/LV Substation BE***164 | 10 kV | 400V(3ph) & 230V(single ph) | LV | 200 kVA :Pole Substation | 0.2 | --> | 0.2 | 0.182 | 1.6 |  | --> | 0.19 | 0 | 0 | 0 | 0.042 | 0.158 | 0 |  | --> | C12 ex SRAH | SRAH: T41∥T42 | THORNSBERRY |  | 53.2959 | -7.5205
MV/LV Substation BE***164X | 10 kV | 400V(3ph) & 230V(single ph) | LV | 200 kVA :Kiosk Substation | 0.2 | --> | 0.2 | 0.134 | 2.1 |  | --> | 0.19 | 0 | 0 | 0 | 0 | 0.21 | 0 |  | --> | C12 ex KILSARAN | KILSARAN: T42 | DRYBRIDGE |  | 53.8963 | -6.3921
MV/LV Substation BE***166 | 10 kV | 400V(3ph) & 230V(single ph) | LV | 400 kVA :Kiosk Substation | 0.4 | --> | 0.4 | 0 | 0 | Constrained,otherwise capacity available =318kVA. | --> | 0.38 | 0 | 0 | 0 | 0 | 0.412 | 0 |  | --> | C11 ex MORRISTOWN | MORRISTOWN: T41∥T42 | NEWBRIDGE |  | 53.1776 | -6.8166
MV/LV Substation BE***166Z | 10 kV | 400V(3ph) & 230V(single ph) | LV | 400 kVA :Kiosk Substation | 0.4 | --> | 0.4 | 0.336 | 1.2 |  | --> | 0.38 | 0 | 0 | 0 | 0.007 | 0.402 | 0 |  | --> | C17 ex ABBEYLAND | ABBEYLAND: T41 | NAVAN |  | 53.6598 | -6.6829
MV/LV Substation BE***170 | 10 kV | 400V(3ph) & 230V(single ph) | LV | 400 kVA :Building Structure | 0.4 | --> | 0.4 | 0.295 | 0.7 |  | --> | 0.38 | 0 | 0 | 0 | 0 | 0.416 | 0 |  | --> | C32 ex ACADEMY STREET | ACADEMY STREET: T44 | NAVAN |  | 53.6431 | -6.6979
MV/LV Substation BE***171 | 10 kV | 400V(3ph) & 230V(single ph) | LV | 200 kVA :Kiosk Substation | 0.2 | --> | 0.2 | 0 | 0 | Constrained,otherwise capacity available =142kVA. | --> | 0.19 | 0 | 0 | 0 | 0.003 | 0.205 | 0 |  | --> | C18 ex KINSALE | KINSALE: T41∥T42 | BANDON |  | 51.7361 | -8.4823
MV/LV Substation BE***177X | 20 kV | 400V(3ph) & 230V(single ph) | LV | 50 kVA :Pole Substation | 0.05 | --> | 0.05 | 0.046 | 0.8 |  | --> | 0.047 | 0 | 0 | 0 | 0 | 0 | 0 | Constrained,otherwise capacity available =49kW. | --> | E17 ex CARNDONAGH | CARNDONAGH: T421∥T422 | TRILLICK |  | 55.275 | -7.2552
MV/LV Substation BE***179 | 20 kV | 400V(3ph) & 230V(single ph) | LV | 100 kVA :Pole Substation | 0.1 | --> | 0.1 | 0 | 0 | Constrained,otherwise capacity available =75kVA. | --> | 0.095 | 0 | 0 | 0 | 0.003 | 0 | 0 | Constrained,otherwise capacity available =100kW. | --> | E11 ex BEALNABLATH | BEALNABLATH: T421 | BANDON |  | 51.8413 | -8.8343
MV/LV Substation BE***179Y | 10 kV | 400V(3ph) & 230V(single ph) | LV | 50 kVA :Pole Substation | 0.05 | --> | 0.05 | 0 | 0 | Constrained,otherwise capacity available =44kVA. | --> | 0.047 | 0 | 0 | 0 | 0 | 0.05 | 0 |  | --> | C18 ex CAVAN | CAVAN: T42 | SHANKILL |  | 54.001 | -7.364
MV/LV Substation BE***181 | 10 kV | 400V(3ph) & 230V(single ph) | LV | 400 kVA :Kiosk Substation | 0.4 | --> | 0.4 | 0.339 | 1.8 |  | --> | 0.38 | 0 | 0 | 0 | 0.02 | 0.388 | 0 |  | --> | C25 ex DUNDRUM | DUNDRUM: T41 | BLACKROCK |  | 53.2856 | -6.2549
MV/LV Substation BE***181Z | 20 kV | 400V(3ph) & 230V(single ph) | LV | 630 kVA :Building Structure | 0.63 | --> | 0.63 | 0 | 0 | Constrained,otherwise capacity available =466kVA. | --> | 0.598 | 0 | 0 | 0 | 0.014 | 0.5 | 0 |  | --> | E16 ex JULIANSTOWN | JULIANSTOWN: T421∥T422 | DRYBRIDGE |  | 53.6969 | -6.2488
MV/LV Substation BE***182 | 10 kV | 400V(3ph) & 230V(single ph) | LV | 100 kVA :Pole Substation | 0.1 | --> | 0.1 | 0.063 | 4.1 |  | --> | 0.095 | 0 | 0 | 0 | 0.011 | 0.093 | 0 |  | --> | C21 ex MARSHES | MARSHES: T41 | DUNDALK |  | 53.9622 | -6.3693
MV/LV Substation BE***183 | 10 kV | 400V(3ph) & 230V(single ph) | LV | 400 kVA :Kiosk Substation | 0.4 | --> | 0.4 | 0.342 | 7.5 |  | --> | 0.38 | 0 | 0 | 0 | 0.009 | 0.399 | 0 |  | --> | C18 ex CARRICKMINES | CARRICKMINES: T42 | CARRICKMINES |  | 53.2544 | -6.2174
MV/LV Substation BE***183X | 10 kV | 400V(3ph) & 230V(single ph) | LV | 400 kVA :Building Structure | 0.4 | --> | 0.4 | 0.229 | 13.1 |  | --> | 0.38 | 0 | 0 | 0 | 0 | 0.411 | 0 |  | --> | C20 ex POTTERY ROAD | POTTERY ROAD: T102 | CARRICKMINES |  | 53.2676 | -6.1489
MV/LV Substation BE***183X | 10 kV | 400V(3ph) & 230V(single ph) | LV | 630 kVA :Building Structure | 0.63 | --> | 0.63 | 0.5 | 3 |  | --> | 0.598 | 0 | 0 | 0 | 0 | 0.5 | 0 |  | --> | C20 ex SANDYFORD | SANDYFORD: T42 | CARRICKMINES |  | 53.2764 | -6.2207
MV/LV Substation BE***184 | 10 kV | 400V(3ph) & 230V(single ph) | LV | 630 kVA :Kiosk Substation | 0.63 | --> | 0.63 | 0.5 | 1.5 |  | --> | 0.598 | 0 | 0 | 0 | 0.003 | 0.5 | 0 |  | --> | C12 ex MOUNT MISERY | MOUNT MISERY: T41 | WATERFORD |  | 52.2702 | -7.0983
MV/LV Substation BE***184Y | 20 kV | 400V(3ph) & 230V(single ph) | LV | 50 kVA :Pole Substation | 0.05 | --> | 0.05 | 0 | 0 | Constrained,otherwise capacity available =50kVA. | --> | 0.047 | 0 | 0 | 0 | 0 | 0.049 | 0 |  | --> | E18 ex JULIANSTOWN | JULIANSTOWN: T421∥T422 | DRYBRIDGE |  | 53.6863 | -6.3427
MV/LV Substation BE***185X | 10 kV | 400V(3ph) & 230V(single ph) | LV | 200 kVA :Pole Substation | 0.2 | --> | 0.2 | 0 | 0 | Constrained,otherwise capacity available =133kVA. | --> | 0.19 | 0 | 0 | 0 | 0.007 | 0 | 0 | Constrained,otherwise capacity available =202kW. | --> | C20 ex PORTLAOISE | PORTLAOISE: T42 | PORTLAOISE |  | 53.0322 | -7.2761
MV/LV Substation BE***188Z | 10 kV | 400V(3ph) & 230V(single ph) | LV | 400 kVA :Kiosk Substation | 0.4 | --> | 0.4 | 0 | 0 | Constrained,otherwise capacity available =265kVA. | --> | 0.38 | 0 | 0 | 0 | 0.028 | 0 | 0 | Constrained,otherwise capacity available =391kW. | --> | C16 ex PALLAS | PALLAS: T41∥T42 | PORTLAOISE |  | 53.0316 | -7.3269
MV/LV Substation BE***189 | 10 kV | 400V(3ph) & 230V(single ph) | LV | 100 kVA :Pole Substation | 0.1 | --> | 0.1 | 0 | 0 | Constrained,otherwise capacity available =61kVA. | --> | 0.095 | 0 | 0 | 0 | 0.006 | 0.099 | 0 |  | --> | C13 ex COBH | COBH: T41∥T42 | COW CROSS |  | 51.8868 | -8.3044
MV/LV Substation BE***189Z | 10 kV | 400V(3ph) & 230V(single ph) | LV | 200 kVA :Kiosk Substation | 0.2 | --> | 0.2 | 0 | 0 | Constrained,otherwise capacity available =200kVA. | --> | 0.19 | 0 | 0 | 0 | 0 | 0 | 0 | Constrained,otherwise capacity available =200kW. | --> | C16 ex PALLAS | PALLAS: T41∥T42 | PORTLAOISE |  | 53.0317 | -7.3291
MV/LV Substation BE***191X | 10 kV | 400V(3ph) & 230V(single ph) | LV | 200 kVA :Kiosk Substation | 0.2 | --> | 0.2 | 0.103 | 5.1 |  | --> | 0.19 | 0 | 0 | 0 | 0.032 | 0 | 0 | Constrained,otherwise capacity available =180kW. | --> | C18 ex CASTLEKNOCK | CASTLEKNOCK: T41∥T42 | FINGLAS |  | 53.3773 | -6.3616
MV/LV Substation BE***194 | 10 kV | 400V(3ph) & 230V(single ph) | LV | 630 kVA :Building Structure | 0.63 | --> | 0.63 | 0.5 | 4.5 |  | --> | 0.598 | 0 | 0 | 0 | 0 | 0.5 | 0 |  | --> | C22 ex COOLOCK | COOLOCK: T42 | FINGLAS |  | 53.3932 | -6.1954
MV/LV Substation BE***196 | 20 kV | 400V(3ph) & 230V(single ph) | LV | 400 kVA :Kiosk Substation | 0.4 | --> | 0.4 | 0 | 0 | Constrained,otherwise capacity available =243kVA. | --> | 0.38 | 0 | 0 | 0 | 0.019 | 0.404 | 0 |  | --> | E16 ex JULIANSTOWN | JULIANSTOWN: T421∥T422 | DRYBRIDGE |  | 53.6789 | -6.241
MV/LV Substation BE***201Y | 20 kV | 400V(3ph) & 230V(single ph) | LV | 200 kVA :Kiosk Substation | 0.2 | --> | 0.2 | 0 | 0 | Constrained,otherwise capacity available =124kVA. | --> | 0.19 | 0 | 0 | 0 | 0.054 | 0.154 | 0 |  | --> | E11 ex GLASMORE | GLASMORE: T421 | GLASMORE |  | 53.4954 | -6.1478
MV/LV Substation BE***203X | 10 kV | 400V(3ph) & 230V(single ph) | LV | 200 kVA :Pole Substation | 0.2 | --> | 0.2 | 0 | 0 | Constrained,otherwise capacity available =177kVA. | --> | 0.19 | 0 | 0 | 0 | 0 | 0.203 | 0 |  | --> | C16 ex BALLAGHADERREEN | BALLAGHADERREEN: T41∥T42 | TONROE |  | 53.9027 | -8.5899
MV/LV Substation BE***209 | 10 kV | 400V(3ph) & 230V(single ph) | LV | 50 kVA :Pole Substation | 0.05 | --> | 0.05 | 0.034 | 4 |  | --> | 0.047 | 0 | 0 | 0 | 0.003 | 0.048 | 0 |  | --> | C20 ex OAKFIELD | OAKFIELD: T42 | SLIGO |  | 54.2694 | -8.5964
MV/LV Substation BE***209 | 10 kV | 400V(3ph) & 230V(single ph) | LV | 100 kVA :Pole Substation | 0.1 | --> | 0.1 | 0 | 0 | Constrained,otherwise capacity available =95kVA. | --> | 0.095 | 0 | 0 | 0 | 0 | 0.1 | 0 |  | --> | C13 ex COBH | COBH: T41∥T42 | COW CROSS |  | 51.8693 | -8.2922
MV/LV Substation BE***211X | 10 kV | 400V(3ph) & 230V(single ph) | LV | 1000 kVA :Building Structure | 1 | --> | 1 | 0.5 | 11.5 |  | --> | 0.95 | 0 | 0 | 0 | 0 | 0.5 | 0 |  | --> | C14 ex CENTRAL PARK | CENTRAL PARK: T102 | CARRICKMINES |  | 53.2814 | -6.1908
MV/LV Substation BE***212X | 20 kV | 400V(3ph) & 230V(single ph) | LV | 200 kVA :Pole Substation | 0.2 | --> | 0.2 | 0.005 | 0 | Constrained,otherwise capacity available =152kVA. | --> | 0.19 | 0 | 0 | 0 | 0.003 | 0.203 | 0 |  | --> | E11 ex FINEA | FINEA: T421∥T422 | SHANKILL |  | 53.7784 | -7.5043
MV/LV Substation BE***212X | 20 kV | 400V(3ph) & 230V(single ph) | LV | 50 kVA :Pole Substation | 0.05 | --> | 0.05 | 0.042 | 3.7 |  | --> | 0.047 | 0 | 0 | 0 | 0 | 0.05 | 0 |  | --> | E18 ex JENKINSTOWN | JENKINSTOWN: T421∥T422 | DUNDALK |  | 54.0187 | -6.3018
MV/LV Substation BE***214 | 10 kV | 400V(3ph) & 230V(single ph) | LV | 400 kVA :Kiosk Substation | 0.4 | --> | 0.4 | 0.264 | 9 |  | --> | 0.38 | 0 | 0 | 0 | 0.032 | 0.387 | 0 |  | --> | C19 ex SINGLAND | SINGLAND: T101 | SINGLAND |  | 52.6619 | -8.5716
MV/LV Substation BE***215Y | 20 kV | 400V(3ph) & 230V(single ph) | LV | 100 kVA :Pole Substation | 0.1 | --> | 0.1 | 0.075 | 3.7 |  | --> | 0.095 | 0 | 0 | 0 | 0 | 0.103 | 0 |  | --> | E12 ex JENKINSTOWN | JENKINSTOWN: T421∥T422 | DUNDALK |  | 54.012 | -6.3464
MV/LV Substation BE***216 | 20 kV | 400V(3ph) & 230V(single ph) | LV | 50 kVA :Pole Substation | 0.05 | --> | 0.05 | 0.049 | 3.7 |  | --> | 0.047 | 0 | 0 | 0 | 0 | 0.049 | 0 |  | --> | E21 ex CLARA | CLARA: T421 | THORNSBERRY |  | 53.3362 | -7.7266
MV/LV Substation BE***217X | 10 kV | 400V(3ph) & 230V(single ph) | LV | 400 kVA :Kiosk Substation | 0.4 | --> | 0.4 | 0 | 0 | Constrained,otherwise capacity available =273kVA. | --> | 0.38 | 0 | 0 | 0 | 0.047 | 0.37 | 0 |  | --> | C15 ex MALAHIDE | MALAHIDE: T41 | GLASMORE |  | 53.4286 | -6.1309
MV/LV Substation BE***217Y | 20 kV | 400V(3ph) & 230V(single ph) | LV | 100 kVA :Pole Substation | 0.1 | --> | 0.1 | 0 | 0 | Constrained,otherwise capacity available =89kVA. | --> | 0.095 | 0 | 0 | 0 | 0.004 | 0.097 | 0 |  | --> | E17 ex CAVAN | CAVAN: T421 | SHANKILL |  | 54.0448 | -7.3794
MV/LV Substation BE***218X | 10 kV | 400V(3ph) & 230V(single ph) | LV | 630 kVA :Kiosk Substation | 0.63 | --> | 0.63 | 0 | 0 | Constrained,otherwise capacity available =500kVA. | --> | 0.598 | 0 | 0 | 0 | 0.028 | 0.5 | 0 |  | --> | C11 ex GRANGE (DR) | GRANGE (DR): T41 | GRANGE (DR) |  | 53.3948 | -6.1479
MV/LV Substation BE***223 | 10 kV | 400V(3ph) & 230V(single ph) | LV | 400 kVA :Kiosk Substation | 0.4 | --> | 0.4 | 0 | 0 | Constrained,otherwise capacity available =292kVA. | --> | 0.38 | 0 | 0 | 0 | 0.014 | 0.401 | 0 |  | --> | C16 ex SAGGART | SAGGART: T41∥T42 | GRANGE CASTLE |  | 53.282 | -6.4612
MV/LV Substation BE***225X | 10 kV | 400V(3ph) & 230V(single ph) | LV | 200 kVA :Kiosk Substation | 0.2 | --> | 0.2 | 0.137 | 1.6 |  | --> | 0.19 | 0 | 0 | 0 | 0.003 | 0.206 | 0 |  | --> | C20 ex CAHIR | CAHIR: T42 | CAHIR |  | 52.3704 | -7.9329
MV/LV Substation BE***226 | 10 kV | 400V(3ph) & 230V(single ph) | LV | 50 kVA :Pole Substation | 0.05 | --> | 0.05 | 0.041 | 1.6 |  | --> | 0.047 | 0 | 0 | 0 | 0 | 0.05 | 0 |  | --> | C20 ex CAHIR | CAHIR: T42 | CAHIR |  | 52.3829 | -7.9388
MV/LV Substation BE***226X | 10 kV | 400V(3ph) & 230V(single ph) | LV | 400 kVA :Kiosk Substation | 0.4 | --> | 0.4 | 0.33 | 7.3 |  | --> | 0.38 | 0 | 0 | 0 | 0.008 | 0.402 | 0 |  | --> | C29 ex PELLETSTOWN | PELLETSTOWN: T101 | FINGLAS |  | 53.3717 | -6.3311
MV/LV Substation BE***227Z | 20 kV | 400V(3ph) & 230V(single ph) | LV | 100 kVA :Pole Substation | 0.1 | --> | 0.1 | 0.022 | 5.3 |  | --> | 0.095 | 0 | 0 | 0 | 0 | 0.111 | 0 |  | --> | C18 ex SMEARLA | SMEARLA: T42 | TRIEN |  | 52.4058 | -9.4805
MV/LV Substation BE***229X | 10 kV | 400V(3ph) & 230V(single ph) | LV | 1000 kVA :Building Structure | 1 | --> | 1 | 0.5 | 1.1 |  | --> | 0.95 | 0 | 0 | 0 | 0 | 0.5 | 0 |  | --> | C17 ex BREWERY ROAD | BREWERY ROAD: T41 | CARRICKMINES |  | 53.2766 | -6.2188
MV/LV Substation BE***231 | 10 kV | 400V(3ph) & 230V(single ph) | LV | 400 kVA :Kiosk Substation | 0.4 | --> | 0.4 | 0.307 | 4.6 |  | --> | 0.38 | 0 | 0 | 0 | 0.034 | 0.378 | 0 |  | --> | C11 ex BALLINCLEA | BALLINCLEA: T41 | CHERRYWOOD |  | 53.2754 | -6.127
MV/LV Substation BE***234 | 10 kV | 400V(3ph) & 230V(single ph) | LV | 400 kVA :Kiosk Substation | 0.4 | --> | 0.4 | 0.261 | 2 |  | --> | 0.38 | 0 | 0 | 0 | 0.021 | 0.398 | 0 |  | --> | C16 ex KENMARE | KENMARE: T42 | KNOCKEARAGH |  | 51.8774 | -9.5835
MV/LV Substation BE***238Z | 20 kV | 400V(3ph) & 230V(single ph) | LV | 200 kVA :Pole Substation | 0.2 | --> | 0.2 | 0.181 | 3.9 |  | --> | 0.19 | 0 | 0 | 0 | 0.002 | 0 | 0 | Constrained,otherwise capacity available =200kW. | --> | E12 ex ASHBOURNE | ASHBOURNE: T422 | FINGLAS |  | 53.5069 | -6.4553
MV/LV Substation BE***239X | 10 kV | 400V(3ph) & 230V(single ph) | LV | 400 kVA :Kiosk Substation | 0.4 | --> | 0.4 | 0.34 | 5.9 |  | --> | 0.38 | 0 | 0 | 0 | 0.003 | 0.406 | 0 |  | --> | C22 ex BALLINCOLLIG | BALLINCOLLIG: T42 | KILBARRY |  | 51.8867 | -8.6004
MV/LV Substation BE***239X | 10 kV | 400V(3ph) & 230V(single ph) | LV | 1000 kVA :Building Structure | 1 | --> | 1 | 0.214 | 4.8 |  | --> | 0.95 | 0 | 0 | 0 | 0 | 0.5 | 0 |  | --> | C20 ex BREWERY ROAD | BREWERY ROAD: T42 | CARRICKMINES |  | 53.2776 | -6.2159
MV/LV Substation BE***240 | 10 kV | 400V(3ph) & 230V(single ph) | LV | 50 kVA :Pole Substation | 0.05 | --> | 0.05 | 0.025 | 0 | Constrained,otherwise capacity available =36kVA. | --> | 0.047 | 0 | 0 | 0 | 0 | 0 | 0 | Constrained,otherwise capacity available =51kW. | --> | C15 ex TOOMEVARA | TOOMEVARA: T42 | NENAGH |  | 52.9731 | -8.0278
MV/LV Substation BE***240X | 10 kV | 400V(3ph) & 230V(single ph) | LV | 1000 kVA :Building Structure | 1 | --> | 1 | 0.5 | 4.8 |  | --> | 0.95 | 0 | 0 | 0 | 0 | 0.5 | 0 |  | --> | C20 ex BREWERY ROAD | BREWERY ROAD: T42 | CARRICKMINES |  | 53.2773 | -6.2152
MV/LV Substation BE***241X | 10 kV | 400V(3ph) & 230V(single ph) | LV | 1000 kVA :Building Structure | 1 | --> | 1 | 0.5 | 4.8 |  | --> | 0.95 | 0 | 0 | 0 | 0 | 0.5 | 0 |  | --> | C20 ex BREWERY ROAD | BREWERY ROAD: T42 | CARRICKMINES |  | 53.2773 | -6.2152
MV/LV Substation BE***242 | 20 kV | 400V(3ph) & 230V(single ph) | LV | 50 kVA :Pole Substation | 0.05 | --> | 0.05 | 0 | 0 | Constrained,otherwise capacity available =36kVA. | --> | 0.047 | 0 | 0 | 0 | 0 | 0 | 0 | Constrained,otherwise capacity available =51kW. | --> | E12 ex LUMCLOON | LUMCLOON: T421∥T422 | DALLOW |  | 53.2468 | -7.8887
MV/LV Substation BE***242X | 10 kV | 400V(3ph) & 230V(single ph) | LV | 1000 kVA :Building Structure | 1 | --> | 1 | 0.5 | 4.8 |  | --> | 0.95 | 0 | 0 | 0 | 0 | 0.5 | 0 |  | --> | C20 ex BREWERY ROAD | BREWERY ROAD: T42 | CARRICKMINES |  | 53.2773 | -6.2154
MV/LV Substation BE***243 | 10 kV | 400V(3ph) & 230V(single ph) | LV | 50 kVA :Pole Substation | 0.05 | --> | 0.05 | 0.048 | 2.3 |  | --> | 0.047 | 0 | 0 | 0 | 0 | 0.049 | 0 |  | --> | C14 ex RINEANNA | RINEANNA: T41 | DRUMLINE |  | 52.7832 | -8.8995
MV/LV Substation BE***243X | 10 kV | 400V(3ph) & 230V(single ph) | LV | 1000 kVA :Building Structure | 1 | --> | 1 | 0.5 | 4.8 |  | --> | 0.95 | 0 | 0 | 0 | 0 | 0.5 | 0 |  | --> | C20 ex BREWERY ROAD | BREWERY ROAD: T42 | CARRICKMINES |  | 53.2772 | -6.2154
MV/LV Substation BE***244X | 10 kV | 400V(3ph) & 230V(single ph) | LV | 1000 kVA :Building Structure | 1 | --> | 1 | 0.5 | 4.8 |  | --> | 0.95 | 0 | 0 | 0 | 0 | 0.5 | 0 |  | --> | C20 ex BREWERY ROAD | BREWERY ROAD: T42 | CARRICKMINES |  | 53.2782 | -6.217
MV/LV Substation BE***247 | 20 kV | 400V(3ph) & 230V(single ph) | LV | 200 kVA :Pole Substation | 0.2 | --> | 0.2 | 0 | 0 | Constrained,otherwise capacity available =180kVA. | --> | 0.19 | 0 | 0 | 0 | 0.003 | 0 | 0 | Constrained,otherwise capacity available =200kW. | --> | E12 ex LUMCLOON | LUMCLOON: T421∥T422 | DALLOW |  | 53.2542 | -7.8958
MV/LV Substation BE***250 | 10 kV | 400V(3ph) & 230V(single ph) | LV | 200 kVA :Kiosk Substation | 0.2 | --> | 0.2 | 0.13 | 5 |  | --> | 0.19 | 0 | 0 | 0 | 0.008 | 0.202 | 0 |  | --> | C24 ex GALWAY 110KV | GALWAY 110KV: T102 | GALWAY 110KV |  | 53.2726 | -9.0117
MV/LV Substation BE***250 | 20 kV | 400V(3ph) & 230V(single ph) | LV | 50 kVA :Pole Substation | 0.05 | --> | 0.05 | 0 | 0 | Constrained,otherwise capacity available =1kVA. | --> | 0.047 | 0 | 0 | 0 | 0.005 | 0 | 0 | Constrained,otherwise capacity available =50kW. | --> | E12 ex LUMCLOON | LUMCLOON: T421∥T422 | DALLOW |  | 53.2559 | -7.8928
MV/LV Substation BE***253 | 20 kV | 400V(3ph) & 230V(single ph) | LV | 100 kVA :Pole Substation | 0.1 | --> | 0.1 | 0.1 | 1.1 |  | --> | 0.095 | 0 | 0 | 0 | 0 | 0.1 | 0 |  | --> | E19 ex LAWLESSTOWN | LAWLESSTOWN: T421 | DOON |  | 52.5303 | -7.7535
MV/LV Substation BE***255 | 10 kV | 400V(3ph) & 230V(single ph) | LV | 400 kVA :Kiosk Substation | 0.4 | --> | 0.4 | 0.309 | 5.6 |  | --> | 0.38 | 0 | 0 | 0 | 0.012 | 0.401 | 0 |  | --> | C12 ex PURCELLS INCH | PURCELLS INCH: T42 | KILKENNY |  | 52.5922 | -7.1834
MV/LV Substation BE***256X | 20 kV | 400V(3ph) & 230V(single ph) | LV | 50 kVA :Pole Substation | 0.05 | --> | 0.05 | 0.034 | 0.4 |  | --> | 0.047 | 0 | 0 | 0 | 0.009 | 0.042 | 0 |  | --> | E31 ex TRIM | TRIM: T421 | NAVAN |  | 53.572 | -6.9018
MV/LV Substation BE***257X | 10 kV | 400V(3ph) & 230V(single ph) | LV | 630 kVA :Building Structure | 0.63 | --> | 0.63 | 0 | 0 | Constrained,otherwise capacity available =500kVA. | --> | 0.598 | 0 | 0 | 0 | 0 | 0.5 | 0 |  | --> | C14 ex MERVILLE | MERVILLE: T42 | FINGLAS |  | 53.3786 | -6.2884
MV/LV Substation BE***257Y | 10 kV | 400V(3ph) & 230V(single ph) | LV | 200 kVA :Kiosk Substation | 0.2 | --> | 0.2 | 0 | 0 | Constrained,otherwise capacity available =152kVA. | --> | 0.19 | 0 | 0 | 0 | 0.007 | 0 | 0 | Constrained,otherwise capacity available =199kW. | --> | C19 ex PALLAS | PALLAS: T41∥T42 | PORTLAOISE |  | 53.037 | -7.3033
MV/LV Substation BE***259 | 20 kV | 400V(3ph) & 230V(single ph) | LV | 50 kVA :Pole Substation | 0.05 | --> | 0.05 | 0.043 | 4.7 |  | --> | 0.047 | 0 | 0 | 0 | 0.003 | 0.047 | 0 |  | --> | E17 ex EDGEWORTHSTOWN | EDGEWORTHSTOWN: T421∥T422 | RICHMOND |  | 53.6834 | -7.7182
MV/LV Substation BE***261 | 10 kV | 400V(3ph) & 230V(single ph) | LV | 400 kVA :Kiosk Substation | 0.4 | --> | 0.4 | 0.198 | 13.1 |  | --> | 0.38 | 0 | 0 | 0 | 0.057 | 0.37 | 0 |  | --> | C14 ex POTTERY ROAD | POTTERY ROAD: T102 | CARRICKMINES |  | 53.2732 | -6.1641
MV/LV Substation BE***261Y | 10 kV | 400V(3ph) & 230V(single ph) | LV | 50 kVA :Pole Substation | 0.05 | --> | 0.05 | 0.027 | 3.1 |  | --> | 0.047 | 0 | 0 | 0 | 0 | 0.052 | 0 |  | --> | C17 ex ERRIGAL | ERRIGAL: T41 | SHANKILL |  | 54.0815 | -7.08
MV/LV Substation BE***262 | 10 kV | 400V(3ph) & 230V(single ph) | LV | 400 kVA :Kiosk Substation | 0.4 | --> | 0.4 | 0.27 | 13.1 |  | --> | 0.38 | 0 | 0 | 0 | 0.05 | 0.367 | 0 |  | --> | C14 ex POTTERY ROAD | POTTERY ROAD: T102 | CARRICKMINES |  | 53.2709 | -6.1637
MV/LV Substation BE***264X | 10 kV | 400V(3ph) & 230V(single ph) | LV | 200 kVA :Kiosk Substation | 0.2 | --> | 0.2 | 0.178 | 2.1 |  | --> | 0.19 | 0 | 0 | 0 | 0 | 0.203 | 0 |  | --> | C12 ex KILSARAN | KILSARAN: T42 | DRYBRIDGE |  | 53.8959 | -6.3885
MV/LV Substation BE***265Z | 20 kV | 400V(3ph) & 230V(single ph) | LV | 630 kVA :Kiosk Substation | 0.63 | --> | 0.63 | 0 | 0 | Constrained,otherwise capacity available =500kVA. | --> | 0.598 | 0 | 0 | 0 | 0.01 | 0.5 | 0 |  | --> | E20 ex GLASMORE | GLASMORE: T422 | GLASMORE |  | 53.4891 | -6.1527
MV/LV Substation BE***266 | 10 kV | 400V(3ph) & 230V(single ph) | LV | 400 kVA :Building Structure | 0.4 | --> | 0.4 | 0.175 | 11.2 |  | --> | 0.38 | 0 | 0 | 0 | 0.007 | 0.427 | 0 |  | --> | C21 ex ARTANE | ARTANE: T101 | FINGLAS |  | 53.3816 | -6.2381
MV/LV Substation BE***266X | 20 kV | 400V(3ph) & 230V(single ph) | LV | 50 kVA :Pole Substation | 0.05 | --> | 0.05 | 0 | 0 | Constrained,otherwise capacity available =49kVA. | --> | 0.047 | 0 | 0 | 0 | 0 | 0.049 | 0 |  | --> | E17 ex DALTON | DALTON: T421∥T422 | DALTON |  | 53.7567 | -8.8506
MV/LV Substation BE***267 | 10 kV | 400V(3ph) & 230V(single ph) | LV | 630 kVA :Building Structure | 0.63 | --> | 0.63 | 0.5 | 5 |  | --> | 0.598 | 0 | 0 | 0 | 0 | 0.5 | 0 |  | --> | C11 ex BALLYRICKARD | BALLYRICKARD: T41∥T42 | TRALEE |  | 52.2833 | -9.7086
MV/LV Substation BE***267X | 20 kV | 400V(3ph) & 230V(single ph) | LV | 50 kVA :Pole Substation | 0.05 | --> | 0.05 | 0 | 0 | Constrained,otherwise capacity available =50kVA. | --> | 0.047 | 0 | 0 | 0 | 0 | 0.049 | 0 |  | --> | E17 ex DALTON | DALTON: T421∥T422 | DALTON |  | 53.767 | -8.8506
MV/LV Substation BE***269X | 10 kV | 400V(3ph) & 230V(single ph) | LV | 400 kVA :Kiosk Substation | 0.4 | --> | 0.4 | 0 | 0 | Constrained,otherwise capacity available =269kVA. | --> | 0.38 | 0 | 0 | 0 | 0 | 0.42 | 0 |  | --> | C22 ex GRANGE (DR) | GRANGE (DR): T42 | GRANGE (DR) |  | 53.4036 | -6.1972
MV/LV Substation BE***269X | 10 kV | 400V(3ph) & 230V(single ph) | LV | 200 kVA :Kiosk Substation | 0.2 | --> | 0.2 | 0 | 0 | Constrained,otherwise capacity available =140kVA. | --> | 0.19 | 0 | 0 | 0 | 0 | 0.209 | 0 |  | --> | C20 ex POPPINTREE | POPPINTREE: T102 | FINGLAS |  | 53.4005 | -6.2808
MV/LV Substation BE***270X | 10 kV | 400V(3ph) & 230V(single ph) | LV | 50 kVA :Pole Substation | 0.05 | --> | 0.05 | 0.044 | 5.2 |  | --> | 0.047 | 0 | 0 | 0 | 0 | 0.05 | 0 |  | --> | C11 ex KILFLYNN | KILFLYNN: T41∥T42 | TRALEE |  | 52.3143 | -9.6968
MV/LV Substation BE***272Y | 20 kV | 400V(3ph) & 230V(single ph) | LV | 400 kVA :Kiosk Substation | 0.4 | --> | 0.4 | 0 | 0 | Constrained,otherwise capacity available =263kVA. | --> | 0.38 | 0 | 0 | 0 | 0.024 | 0.395 | 0 |  | --> | E16 ex JULIANSTOWN | JULIANSTOWN: T421∥T422 | DRYBRIDGE |  | 53.688 | -6.2432
MV/LV Substation BE***273X | 20 kV | 400V(3ph) & 230V(single ph) | LV | 400 kVA :Kiosk Substation | 0.4 | --> | 0.4 | 0 | 0 | Constrained,otherwise capacity available =261kVA. | --> | 0.38 | 0 | 0 | 0 | 0.028 | 0.391 | 0 |  | --> | C22 ex ATHLONE | ATHLONE: T41 | ATHLONE |  | 53.4249 | -7.9796
MV/LV Substation BE***274Z | 10 kV | 400V(3ph) & 230V(single ph) | LV | 400 kVA :Kiosk Substation | 0.4 | --> | 0.4 | 0 | 0 | Constrained,otherwise capacity available =274kVA. | --> | 0.38 | 0 | 0 | 0 | 0.008 | 0.411 | 0 |  | --> | C39 ex COLLEGE PARK | COLLEGE PARK: T103 | COLLEGE PARK |  | 53.4222 | -6.3855
MV/LV Substation BE***276 | 10 kV | 400V(3ph) & 230V(single ph) | LV | 200 kVA :Pole Substation | 0.2 | --> | 0.2 | 0.136 | 3 |  | --> | 0.19 | 0 | 0 | 0 | 0.014 | 0.194 | 0 |  | --> | C18 ex SANDYFORD | SANDYFORD: T42 | CARRICKMINES |  | 53.2708 | -6.2216
MV/LV Substation BE***277 | 10 kV | 400V(3ph) & 230V(single ph) | LV | 400 kVA :Kiosk Substation | 0.4 | --> | 0.4 | 0 | 0 | Constrained,otherwise capacity available =279kVA. | --> | 0.38 | 0 | 0 | 0 | 0.015 | 0.402 | 0 |  | --> | C22 ex POPPINTREE | POPPINTREE: T102 | FINGLAS |  | 53.39 | -6.2794
MV/LV Substation BE***281 | 10 kV | 400V(3ph) & 230V(single ph) | LV | 200 kVA :Building Structure | 0.2 | --> | 0.2 | 0.134 | 0.9 |  | --> | 0.19 | 0 | 0 | 0 | 0 | 0 | 0 | Constrained,otherwise capacity available =210kW. | --> | C18 ex MILLTOWN MALBAY | MILLTOWN MALBAY: T42 | TULLABRACK |  | 52.8559 | -9.3965
MV/LV Substation BE***281Y | 10 kV | 400V(3ph) & 230V(single ph) | LV | 400 kVA :Building Structure | 0.4 | --> | 0.4 | 0 | 0 | Constrained,otherwise capacity available =300kVA. | --> | 0.38 | 0 | 0 | 0 | 0 | 0.415 | 0 |  | --> | C22 ex MIDLETON | MIDLETON: T102 | MIDLETON |  | 51.9085 | -8.1822
MV/LV Substation BE***282X | 10 kV | 400V(3ph) & 230V(single ph) | LV | 200 kVA :Kiosk Substation | 0.2 | --> | 0.2 | 0.122 | 4.9 |  | --> | 0.19 | 0 | 0 | 0 | 0 | 0.211 | 0 |  | --> | C17 ex KILMORE | KILMORE: T101 | FINGLAS |  | 53.4015 | -6.1968
MV/LV Substation BE***283X | 10 kV | 400V(3ph) & 230V(single ph) | LV | 400 kVA :Kiosk Substation | 0.4 | --> | 0.4 | 0.325 | 4.9 |  | --> | 0.38 | 0 | 0 | 0 | 0.003 | 0.408 | 0 |  | --> | C17 ex KILMORE | KILMORE: T101 | FINGLAS |  | 53.4006 | -6.1966
MV/LV Substation BE***283Y | 10 kV | 400V(3ph) & 230V(single ph) | LV | 200 kVA :Kiosk Substation | 0.2 | --> | 0.2 | 0 | 0 | Constrained,otherwise capacity available =146kVA. | --> | 0.19 | 0 | 0 | 0 | 0.01 | 0 | 0 | Constrained,otherwise capacity available =197kW. | --> | C14 ex BELLFIELD | BELLFIELD: T41∥T42 | CRANE |  | 52.5089 | -6.5823
MV/LV Substation BE***286Y | 10 kV | 400V(3ph) & 230V(single ph) | LV | 200 kVA :Pole Substation | 0.2 | --> | 0.2 | 0.171 | 0.3 |  | --> | 0.19 | 0 | 0 | 0 | 0.001 | 0 | 0 | Constrained,otherwise capacity available =202kW. | --> | C19 ex DRUMBEAR | DRUMBEAR: T41∥T42 | LISDRUM |  | 54.2337 | -6.973
MV/LV Substation BE***288 | 20 kV | 400V(3ph) & 230V(single ph) | LV | 50 kVA :Pole Substation | 0.05 | --> | 0.05 | 0.046 | 2.8 |  | --> | 0.047 | 0 | 0 | 0 | 0 | 0.049 | 0 |  | --> | C12 ex CARRIGLAWN | CARRIGLAWN: T41∥T42 | WEXFORD |  | 52.3699 | -6.3972
MV/LV Substation BE***288X | 10 kV | 400V(3ph) & 230V(single ph) | LV | 1000 kVA :Building Structure | 1 | --> | 1 | 0.5 | 7.5 |  | --> | 0.95 | 0 | 0 | 0 | 0 | 0.5 | 0 |  | --> | C14 ex CARRICKMINES | CARRICKMINES: T42 | CARRICKMINES |  | 53.261 | -6.2202
MV/LV Substation BE***289 | 10 kV | 400V(3ph) & 230V(single ph) | LV | 400 kVA :Kiosk Substation | 0.4 | --> | 0.4 | 0.295 | 3.3 |  | --> | 0.38 | 0 | 0 | 0 | 0.014 | 0 | 0 | Constrained,otherwise capacity available =401kW. | --> | C18 ex PALMERSTOWN | PALMERSTOWN: T42 | FINGLAS |  | 53.353 | -6.3521
MV/LV Substation BE***289 | 20 kV | 400V(3ph) & 230V(single ph) | LV | 50 kVA :Pole Substation | 0.05 | --> | 0.05 | 0.041 | 5.4 |  | --> | 0.047 | 0 | 0 | 0 | 0 | 0.05 | 0 |  | --> | E11 ex ARDNAREE | ARDNAREE: T421 | MOY |  | 54.1168 | -9.0951
MV/LV Substation BE***289Z | 10 kV | 400V(3ph) & 230V(single ph) | LV | 400 kVA :Kiosk Substation | 0.4 | --> | 0.4 | 0 | 0 | Constrained,otherwise capacity available =251kVA. | --> | 0.38 | 0 | 0 | 0 | 0.012 | 0.409 | 0 |  | --> | C22 ex MACETOWN | MACETOWN: T102 | MACETOWN |  | 53.4046 | -6.4359
MV/LV Substation BE***290Z | 10 kV | 400V(3ph) & 230V(single ph) | LV | 400 kVA :Kiosk Substation | 0.4 | --> | 0.4 | 0 | 0 | Constrained,otherwise capacity available =277kVA. | --> | 0.38 | 0 | 0 | 0 | 0.01 | 0.408 | 0 |  | --> | C22 ex MACETOWN | MACETOWN: T102 | MACETOWN |  | 53.4023 | -6.4384
MV/LV Substation BE***291Z | 10 kV | 400V(3ph) & 230V(single ph) | LV | 200 kVA :Kiosk Substation | 0.2 | --> | 0.2 | 0 | 0 | Constrained,otherwise capacity available =134kVA. | --> | 0.19 | 0 | 0 | 0 | 0 | 0.21 | 0 |  | --> | C22 ex MACETOWN | MACETOWN: T102 | MACETOWN |  | 53.401 | -6.4388
MV/LV Substation BE***292X | 10 kV | 400V(3ph) & 230V(single ph) | LV | 200 kVA :Kiosk Substation | 0.2 | --> | 0.2 | 0.2 | 6 |  | --> | 0.19 | 0 | 0 | 0 | 0 | 0 | 0 | Constrained,otherwise capacity available =200kW. | --> | E15 ex ABBEYFEALE | ABBEYFEALE: T421 | TRIEN |  | 52.3837 | -9.2933
MV/LV Substation BE***293X | 10 kV | 400V(3ph) & 230V(single ph) | LV | 630 kVA :Building Structure | 0.63 | --> | 0.63 | 0.5 | 7.5 |  | --> | 0.598 | 0 | 0 | 0 | 0 | 0.5 | 0 |  | --> | C14 ex CARRICKMINES | CARRICKMINES: T42 | CARRICKMINES |  | 53.2617 | -6.2216
MV/LV Substation BE***293Z | 10 kV | 400V(3ph) & 230V(single ph) | LV | 100 kVA :Pole Substation | 0.1 | --> | 0.1 | 0.096 | 0.7 |  | --> | 0.095 | 0 | 0 | 0 | 0 | 0.1 | 0 |  | --> | C17 ex AGHAMORE | AGHAMORE: T42 | LANESBORO |  | 53.7104 | -7.8985
MV/LV Substation BE***293Z | 10 kV | 400V(3ph) & 230V(single ph) | LV | 400 kVA :Kiosk Substation | 0.4 | --> | 0.4 | 0.374 | 1.2 |  | --> | 0.38 | 0 | 0 | 0 | 0.004 | 0 | 0 | Constrained,otherwise capacity available =399kW. | --> | C15 ex ROSBERCON | ROSBERCON: T42 | WATERFORD |  | 52.3977 | -6.9562
MV/LV Substation BE***294Y | 10 kV | 400V(3ph) & 230V(single ph) | LV | 200 kVA :Kiosk Substation | 0.2 | --> | 0.2 | 0.086 | 2.9 |  | --> | 0.19 | 0 | 0 | 0 | 0.013 | 0.203 | 0 |  | --> | C16 ex COES ROAD | COES ROAD: T41∥T42 | DUNDALK |  | 53.9986 | -6.3878
MV/LV Substation BE***296X | 10 kV | 400V(3ph) & 230V(single ph) | LV | 1000 kVA :Building Structure | 1 | --> | 1 | 0.5 | 4.8 |  | --> | 0.95 | 0 | 0 | 0 | 0 | 0.5 | 0 |  | --> | C20 ex BREWERY ROAD | BREWERY ROAD: T42 | CARRICKMINES |  | 53.2782 | -6.2171
MV/LV Substation BE***296Y | 20 kV | 400V(3ph) & 230V(single ph) | LV | 50 kVA :Pole Substation | 0.05 | --> | 0.05 | 0 | 0 | Constrained,otherwise capacity available =44kVA. | --> | 0.047 | 0 | 0 | 0 | 0 | 0.05 | 0 |  | --> | C21 ex MACETOWN | MACETOWN: T101 | MACETOWN |  | 53.4477 | -6.5027
MV/LV Substation BE***298 | 10 kV | 400V(3ph) & 230V(single ph) | LV | 50 kVA :Pole Substation | 0.05 | --> | 0.05 | 0.049 | 3.2 |  | --> | 0.047 | 0 | 0 | 0 | 0 | 0.049 | 0 |  | --> | C26 ex ATHY | ATHY: T102 | ATHY |  | 53.0122 | -6.9978
MV/LV Substation BE***299Z | 10 kV | 400V(3ph) & 230V(single ph) | LV | 630 kVA :Kiosk Substation | 0.63 | --> | 0.63 | 0 | 0 | Constrained,otherwise capacity available =457kVA. | --> | 0.598 | 0 | 0 | 0 | 0.053 | 0.5 | 0 |  | --> | C15 ex LUCAN EAST | LUCAN EAST: T41∥T42 | GRANGE CASTLE |  | 53.3565 | -6.4362
MV/LV Substation BE***300 | 10 kV | 400V(3ph) & 230V(single ph) | LV | 200 kVA :Kiosk Substation | 0.2 | --> | 0.2 | 0.129 | 5.4 |  | --> | 0.19 | 0 | 0 | 0 | 0.005 | 0.205 | 0 |  | --> | C12 ex TRIMMS LANE | TRIMMS LANE: T42 | SALTHILL |  | 53.2639 | -9.0636
MV/LV Substation BE***300Z | 10 kV | 400V(3ph) & 230V(single ph) | LV | 400 kVA :Kiosk Substation | 0.4 | --> | 0.4 | 0 | 0 | Constrained,otherwise capacity available =255kVA. | --> | 0.38 | 0 | 0 | 0 | 0.024 | 0.397 | 0 |  | --> | C15 ex LUCAN EAST | LUCAN EAST: T41∥T42 | GRANGE CASTLE |  | 53.3536 | -6.4373
MV/LV Substation BE***303X | 10 kV | 400V(3ph) & 230V(single ph) | LV | 50 kVA :Pole Substation | 0.05 | --> | 0.05 | 0.049 | 0.9 |  | --> | 0.047 | 0 | 0 | 0 | 0 | 0.049 | 0 |  | --> | C11 ex BRAY | BRAY: T41 | FASSAROE |  | 53.1957 | -6.1433
MV/LV Substation BE***305X | 10 kV | 400V(3ph) & 230V(single ph) | LV | 200 kVA :Kiosk Substation | 0.2 | --> | 0.2 | 0.157 | 9.9 |  | --> | 0.19 | 0 | 0 | 0 | 0 | 0.206 | 0 |  | --> | C18 ex CONVOY | CONVOY: T41∥T42 | LETTERKENNY |  | 54.8642 | -7.6528
MV/LV Substation BE***305Y | 20 kV | 400V(3ph) & 230V(single ph) | LV | 200 kVA :Kiosk Substation | 0.2 | --> | 0.2 | 0 | 0 | Constrained,otherwise capacity available =131kVA. | --> | 0.19 | 0 | 0 | 0 | 0 | 0.21 | 0 |  | --> | E17 ex BELVIEW | BELVIEW: T421 | WATERFORD |  | 52.2677 | -7.033
MV/LV Substation BE***307 | 10 kV | 400V(3ph) & 230V(single ph) | LV | 630 kVA :Building Structure | 0.63 | --> | 0.63 | 0 | 0 | Constrained,otherwise capacity available =500kVA. | --> | 0.598 | 0 | 0 | 0 | 0 | 0.5 | 0 |  | --> | C12 ex MERVILLE | MERVILLE: T42 | FINGLAS |  | 53.3821 | -6.3053
MV/LV Substation BE***307X | 10 kV | 400V(3ph) & 230V(single ph) | LV | 50 kVA :Pole Substation | 0.05 | --> | 0.05 | 0.047 | 6.4 |  | --> | 0.047 | 0 | 0 | 0 | 0 | 0.049 | 0 |  | --> | C14 ex AGHAGAD | AGHAGAD: T41∥T42 | SLIGO |  | 54.3473 | -8.4887
MV/LV Substation BE***311X | 10 kV | 400V(3ph) & 230V(single ph) | LV | 1000 kVA :Building Structure | 1 | --> | 1 | 0.5 | 4.8 |  | --> | 0.95 | 0 | 0 | 0 | 0 | 0.5 | 0 |  | --> | C20 ex BREWERY ROAD | BREWERY ROAD: T42 | CARRICKMINES |  | 53.278 | -6.2174
MV/LV Substation BE***312X | 10 kV | 400V(3ph) & 230V(single ph) | LV | 1000 kVA :Building Structure | 1 | --> | 1 | 0.5 | 4.8 |  | --> | 0.95 | 0 | 0 | 0 | 0 | 0.5 | 0 |  | --> | C20 ex BREWERY ROAD | BREWERY ROAD: T42 | CARRICKMINES |  | 53.2779 | -6.2174
MV/LV Substation BE***313X | 10 kV | 400V(3ph) & 230V(single ph) | LV | 630 kVA :Kiosk Substation | 0.63 | --> | 0.63 | 0.5 | 0.7 |  | --> | 0.598 | 0 | 0 | 0 | 0 | 0.5 | 0 |  | --> | C11 ex FINISKLIN | FINISKLIN: T41∥T42 | SLIGO |  | 54.2777 | -8.4872
MV/LV Substation BE***315Y | 10 kV | 400V(3ph) & 230V(single ph) | LV | 400 kVA :Kiosk Substation | 0.4 | --> | 0.4 | 0.309 | 1.5 |  | --> | 0.38 | 0 | 0 | 0 | 0.004 | 0.409 | 0 |  | --> | C12 ex MOUNT MISERY | MOUNT MISERY: T41 | WATERFORD |  | 52.2684 | -7.0937
MV/LV Substation BE***319Z | 20 kV | 400V(3ph) & 230V(single ph) | LV | 400 kVA :Building Structure | 0.4 | --> | 0.4 | 0 | 0 | Constrained,otherwise capacity available =305kVA. | --> | 0.38 | 0 | 0 | 0 | 0 | 0.414 | 0 |  | --> | E16 ex JULIANSTOWN | JULIANSTOWN: T421∥T422 | DRYBRIDGE |  | 53.6964 | -6.248
MV/LV Substation BE***322 | 20 kV | 400V(3ph) & 230V(single ph) | LV | 100 kVA :Pole Substation | 0.1 | --> | 0.1 | 0 | 0 | Constrained,otherwise capacity available =58kVA. | --> | 0.095 | 0 | 0 | 0 | 0.003 | 0.103 | 0 |  | --> | E18 ex JULIANSTOWN | JULIANSTOWN: T421∥T422 | DRYBRIDGE |  | 53.6438 | -6.3451
MV/LV Substation BE***327 | 10 kV | 400V(3ph) & 230V(single ph) | LV | 630 kVA :Kiosk Substation | 0.63 | --> | 0.63 | 0.5 | 4.6 |  | --> | 0.598 | 0 | 0 | 0 | 0.025 | 0.5 | 0 |  | --> | C19 ex BALLINCLEA | BALLINCLEA: T41 | CHERRYWOOD |  | 53.2682 | -6.1371
MV/LV Substation BE***327X | 10 kV | 400V(3ph) & 230V(single ph) | LV | 200 kVA :Pole Substation | 0.2 | --> | 0.2 | 0.132 | 5.6 |  | --> | 0.19 | 0 | 0 | 0 | 0.045 | 0.162 | 0 |  | --> | C12 ex PURCELLS INCH | PURCELLS INCH: T42 | KILKENNY |  | 52.5899 | -7.1853
MV/LV Substation BE***330X | 10 kV | 400V(3ph) & 230V(single ph) | LV | 400 kVA :Kiosk Substation | 0.4 | --> | 0.4 | 0.263 | 9.8 |  | --> | 0.38 | 0 | 0 | 0 | 0.035 | 0.384 | 0 |  | --> | C22 ex COOKSTOWN | COOKSTOWN: T102 | CARRICKMINES |  | 53.2993 | -6.3799
MV/LV Substation BE***332Y | 10 kV | 400V(3ph) & 230V(single ph) | LV | 400 kVA :Kiosk Substation | 0.4 | --> | 0.4 | 0.255 | 9.2 |  | --> | 0.38 | 0 | 0 | 0 | 0.024 | 0.397 | 0 |  | --> | C18 ex TRABEG | TRABEG: T101 | TRABEG |  | 51.8656 | -8.4608
MV/LV Substation BE***332Z | 10 kV | 400V(3ph) & 230V(single ph) | LV | 400 kVA :Kiosk Substation | 0.4 | --> | 0.4 | 0 | 0 | Constrained,otherwise capacity available =283kVA. | --> | 0.38 | 0 | 0 | 0 | 0 | 0.417 | 0 |  | --> | C39 ex COLLEGE PARK | COLLEGE PARK: T103 | COLLEGE PARK |  | 53.4226 | -6.3882
MV/LV Substation BE***332Z | 10 kV | 400V(3ph) & 230V(single ph) | LV | 200 kVA :Kiosk Substation | 0.2 | --> | 0.2 | 0.151 | 0.8 |  | --> | 0.19 | 0 | 0 | 0 | 0.01 | 0.196 | 0 |  | --> | C18 ex KNOCKMULLEN | KNOCKMULLEN: T42 | GREAT ISLAND |  | 52.388 | -6.9482
MV/LV Substation BE***333Z | 10 kV | 400V(3ph) & 230V(single ph) | LV | 200 kVA :Kiosk Substation | 0.2 | --> | 0.2 | 0 | 0 | Constrained,otherwise capacity available =145kVA. | --> | 0.19 | 0 | 0 | 0 | 0 | 0.208 | 0 |  | --> | C39 ex COLLEGE PARK | COLLEGE PARK: T103 | COLLEGE PARK |  | 53.4178 | -6.3869
MV/LV Substation BE***335 | 10 kV | 400V(3ph) & 230V(single ph) | LV | 400 kVA :Kiosk Substation | 0.4 | --> | 0.4 | 0.292 | 0.3 |  | --> | 0.38 | 0 | 0 | 0 | 0.022 | 0.393 | 0 |  | --> | C15 ex TUAM NORTH | TUAM NORTH: T41∥T42 | CLOON |  | 53.5104 | -8.8708
MV/LV Substation BE***336 | 10 kV | 400V(3ph) & 230V(single ph) | LV | 630 kVA :Building Structure | 0.63 | --> | 0.63 | 0.214 | 0.8 |  | --> | 0.598 | 0 | 0 | 0 | 0.026 | 0.5 | 0 |  | --> | C14 ex GARVILLE AVENUE | GARVILLE AVENUE: T42 | MILLTOWN (DR) |  | 53.3151 | -6.2709
MV/LV Substation BE***336 | 10 kV | 400V(3ph) & 230V(single ph) | LV | 400 kVA :Kiosk Substation | 0.4 | --> | 0.4 | 0.241 | 9.7 |  | --> | 0.38 | 0 | 0 | 0 | 0.02 | 0.403 | 0 |  | --> | C20 ex ARTANE | ARTANE: T102 | FINGLAS |  | 53.3854 | -6.2193
MV/LV Substation BE***341 | 10 kV | 400V(3ph) & 230V(single ph) | LV | 50 kVA :Pole Substation | 0.05 | --> | 0.05 | 0 | 0 | Constrained,otherwise capacity available =47kVA. | --> | 0.047 | 0 | 0 | 0 | 0 | 0 | 0 | Constrained,otherwise capacity available =49kW. | --> | C11 ex MOUNTRATH | MOUNTRATH: T41∥T42 | PORTLAOISE |  | 52.99 | -7.4849
MV/LV Substation BE***345 | 10 kV | 400V(3ph) & 230V(single ph) | LV | 400 kVA :Kiosk Substation | 0.4 | --> | 0.4 | 0.233 | 0.9 |  | --> | 0.38 | 0 | 0 | 0 | 0.014 | 0.41 | 0 |  | --> | C20 ex FAIRHILL | FAIRHILL: T42 | KILBARRY |  | 51.9048 | -8.4633
MV/LV Substation BE***345X | 10 kV | 400V(3ph) & 230V(single ph) | LV | 630 kVA :Building Structure | 0.63 | --> | 0.63 | 0.5 | 1.5 |  | --> | 0.598 | 0 | 0 | 0 | 0 | 0.5 | 0 |  | --> | C12 ex GLOUCESTER PLACE | GLOUCESTER PLACE: T42 | MCDERMOTT |  | 53.3526 | -6.2499
MV/LV Substation BE***346 | 10 kV | 400V(3ph) & 230V(single ph) | LV | 200 kVA :Pole Substation | 0.2 | --> | 0.2 | 0.19 | 1.6 |  | --> | 0.19 | 0 | 0 | 0 | 0 | 0.201 | 0 |  | --> | C12 ex SRAH | SRAH: T41∥T42 | THORNSBERRY |  | 53.2968 | -7.5203
MV/LV Substation BE***349X | 10 kV | 400V(3ph) & 230V(single ph) | LV | 50 kVA :Pole Substation | 0.05 | --> | 0.05 | 0.006 | 0 |  | --> | 0.047 | 0 | 0 | 0 | 0 | 0.055 | 0 |  | --> | C16 ex GRAIGUENAMANAGH | GRAIGUENAMANAGH: T41∥T42 | KILKENNY |  | 52.4863 | -7.0557
MV/LV Substation BE***357Z | 10 kV | 400V(3ph) & 230V(single ph) | LV | 630 kVA :Kiosk Substation | 0.63 | --> | 0.63 | 0 | 0 | Constrained,otherwise capacity available =500kVA. | --> | 0.598 | 0 | 0 | 0 | 0.01 | 0.5 | 0 |  | --> | C21 ex GRANGE (DR) | GRANGE (DR): T41 | GRANGE (DR) |  | 53.401 | -6.1531
MV/LV Substation BE***358Y | 10 kV | 400V(3ph) & 230V(single ph) | LV | 50 kVA :Pole Substation | 0.05 | --> | 0.05 | 0.01 | 0.7 |  | --> | 0.047 | 0 | 0 | 0 | 0.003 | 0.052 | 0 |  | --> | C32 ex ACADEMY STREET | ACADEMY STREET: T44 | NAVAN |  | 53.6448 | -6.6911
MV/LV Substation BE***359Z | 10 kV | 400V(3ph) & 230V(single ph) | LV | 400 kVA :Building Structure | 0.4 | --> | 0.4 | 0 | 0 | Constrained,otherwise capacity available =396kVA. | --> | 0.38 | 0 | 0 | 0 | 0 | 0.4 | 0 |  | --> | C21 ex GRANGE (DR) | GRANGE (DR): T41 | GRANGE (DR) |  | 53.4019 | -6.1517
MV/LV Substation BE***360Z | 10 kV | 400V(3ph) & 230V(single ph) | LV | 400 kVA :Building Structure | 0.4 | --> | 0.4 | 0 | 0 | Constrained,otherwise capacity available =218kVA. | --> | 0.38 | 0 | 0 | 0 | 0 | 0.427 | 0 |  | --> | C21 ex GRANGE (DR) | GRANGE (DR): T41 | GRANGE (DR) |  | 53.4023 | -6.1528
MV/LV Substation BE***361 | 10 kV | 400V(3ph) & 230V(single ph) | LV | 100 kVA :Pole Substation | 0.1 | --> | 0.1 | 0 | 0 | Constrained,otherwise capacity available =70kVA. | --> | 0.095 | 0 | 0 | 0 | 0 | 0.104 | 0 |  | --> | C11 ex ATHENRY | ATHENRY: T41∥T42 | GALWAY 110KV |  | 53.2748 | -8.8842
MV/LV Substation BE***362 | 10 kV | 400V(3ph) & 230V(single ph) | LV | 630 kVA :Kiosk Substation | 0.63 | --> | 0.63 | 0 | 0 | Constrained,otherwise capacity available =467kVA. | --> | 0.598 | 0 | 0 | 0 | 0.009 | 0.5 | 0 |  | --> | C20 ex POPPINTREE | POPPINTREE: T102 | FINGLAS |  | 53.3992 | -6.2776
MV/LV Substation BE***363 | 10 kV | 400V(3ph) & 230V(single ph) | LV | 630 kVA :Kiosk Substation | 0.63 | --> | 0.63 | 0 | 0 | Constrained,otherwise capacity available =483kVA. | --> | 0.598 | 0 | 0 | 0 | 0.005 | 0.5 | 0 |  | --> | C20 ex POPPINTREE | POPPINTREE: T102 | FINGLAS |  | 53.4014 | -6.2818
MV/LV Substation BE***364Z | 10 kV | 400V(3ph) & 230V(single ph) | LV | 400 kVA :Building Structure | 0.4 | --> | 0.4 | 0.4 | 1.6 |  | --> | 0.38 | 0 | 0 | 0 | 0 | 0 | 0 | Constrained,otherwise capacity available =400kW. | --> | C20 ex CLONSHAUGH | CLONSHAUGH: T41 | FINGLAS |  | 53.4122 | -6.2184
MV/LV Substation BE***366Z | 10 kV | 400V(3ph) & 230V(single ph) | LV | 630 kVA :Kiosk Substation | 0.63 | --> | 0.63 | 0 | 0 | Constrained,otherwise capacity available =374kVA. | --> | 0.598 | 0 | 0 | 0 | 0.031 | 0.5 | 0 |  | --> | C22 ex POPPINTREE | POPPINTREE: T102 | FINGLAS |  | 53.3889 | -6.2832
MV/LV Substation BE***369X | 10 kV | 400V(3ph) & 230V(single ph) | LV | 400 kVA :Kiosk Substation | 0.4 | --> | 0.4 | 0 | 0 | Constrained,otherwise capacity available =400kVA. | --> | 0.38 | 0 | 0 | 0 | 0 | 0 | 0 | Constrained,otherwise capacity available =400kW. | --> | C14 ex PORTLAOISE | PORTLAOISE: T42 | PORTLAOISE |  | 53.0381 | -7.2818
MV/LV Substation BE***374X | 10 kV | 400V(3ph) & 230V(single ph) | LV | 400 kVA :Kiosk Substation | 0.4 | --> | 0.4 | 0.305 | 9.7 |  | --> | 0.38 | 0 | 0 | 0 | 0.027 | 0.386 | 0 |  | --> | C30 ex ARTANE | ARTANE: T102 | FINGLAS |  | 53.3754 | -6.1846
MV/LV Substation BE***374Z | 10 kV | 400V(3ph) & 230V(single ph) | LV | 400 kVA :Kiosk Substation | 0.4 | --> | 0.4 | 0.286 | 1.4 |  | --> | 0.38 | 0 | 0 | 0 | 0.003 | 0.414 | 0 |  | --> | C21 ex BALLINDERRY | BALLINDERRY: T41 | MULLINGAR |  | 53.5124 | -7.3374
MV/LV Substation BE***375Z | 10 kV | 400V(3ph) & 230V(single ph) | LV | 200 kVA :Kiosk Substation | 0.2 | --> | 0.2 | 0.186 | 1.4 |  | --> | 0.19 | 0 | 0 | 0 | 0 | 0.201 | 0 |  | --> | C21 ex BALLINDERRY | BALLINDERRY: T41 | MULLINGAR |  | 53.5137 | -7.339
MV/LV Substation BE***376Y | 20 kV | 400V(3ph) & 230V(single ph) | LV | 100 kVA :Pole Substation | 0.1 | --> | 0.1 | 0.089 | 5.6 |  | --> | 0.095 | 0 | 0 | 0 | 0 | 0.101 | 0 |  | --> | E13 ex CRANE | CRANE: T122 | CRANE |  | 52.481 | -6.4309
MV/LV Substation BE***382 | 10 kV | 400V(3ph) & 230V(single ph) | LV | 400 kVA :Kiosk Substation | 0.4 | --> | 0.4 | 0.199 | 11.2 |  | --> | 0.38 | 0 | 0 | 0 | 0.007 | 0.423 | 0 |  | --> | C17 ex ARTANE | ARTANE: T101 | FINGLAS |  | 53.3895 | -6.2001
MV/LV Substation BE***382X | 10 kV | 400V(3ph) & 230V(single ph) | LV | 1000 kVA :Building Structure | 1 | --> | 1 | 0.5 | 2.9 |  | --> | 0.95 | 0 | 0 | 0 | 0 | 0.5 | 0 |  | --> | C18 ex WOLFE TONE STREET | WOLFE TONE STREET: T102 | FINGLAS |  | 53.3582 | -6.268
MV/LV Substation BE***386X | 10 kV | 400V(3ph) & 230V(single ph) | LV | 50 kVA :Pole Substation | 0.05 | --> | 0.05 | 0.048 | 5.7 |  | --> | 0.047 | 0 | 0 | 0 | 0 | 0.049 | 0 |  | --> | E18 ex MOY | MOY: T421∥T422 | MOY |  | 54.1297 | -9.1474
MV/LV Substation BE***388X | 10 kV | 400V(3ph) & 230V(single ph) | LV | 400 kVA :Kiosk Substation | 0.4 | --> | 0.4 | 0.388 | 2.7 |  | --> | 0.38 | 0 | 0 | 0 | 0 | 0.401 | 0 |  | --> | C11 ex BALLYARD | BALLYARD: T41∥T42 | TRALEE |  | 52.2569 | -9.7042
MV/LV Substation BE***391Y | 10 kV | 400V(3ph) & 230V(single ph) | LV | 1000 kVA :Building Structure | 1 | --> | 1 | 0 | 0 | Constrained,otherwise capacity available =500kVA. | --> | 0.95 | 0 | 0 | 0 | 0.012 | 0.5 | 0 |  | --> | C13 ex ROCHES STREET | ROCHES STREET: T41 | LIMERICK |  | 52.6639 | -8.6277
MV/LV Substation BE***394Z | 10 kV | 400V(3ph) & 230V(single ph) | LV | 200 kVA :Kiosk Substation | 0.2 | --> | 0.2 | 0 | 0 | Constrained,otherwise capacity available =162kVA. | --> | 0.19 | 0 | 0 | 0 | 0 | 0.205 | 0 |  | --> | C39 ex COLLEGE PARK | COLLEGE PARK: T103 | COLLEGE PARK |  | 53.4226 | -6.3906
MV/LV Substation BE***397 | 20 kV | 400V(3ph) & 230V(single ph) | LV | 630 kVA :Kiosk Substation | 0.63 | --> | 0.63 | 0 | 0 | Constrained,otherwise capacity available =491kVA. | --> | 0.598 | 0 | 0 | 0 | 0.015 | 0.5 | 0 |  | --> | E18 ex MANORHAMILTON | MANORHAMILTON: T422 | SLIGO |  | 54.306 | -8.1745
MV/LV Substation BE***397Z | 10 kV | 400V(3ph) & 230V(single ph) | LV | 200 kVA :Kiosk Substation | 0.2 | --> | 0.2 | 0 | 0 | Constrained,otherwise capacity available =145kVA. | --> | 0.19 | 0 | 0 | 0 | 0.003 | 0.205 | 0 |  | --> | C39 ex COLLEGE PARK | COLLEGE PARK: T103 | COLLEGE PARK |  | 53.4182 | -6.3888
MV/LV Substation BE***4002 | 10 kV | 400V(3ph) & 230V(single ph) | LV | 100 kVA :Pole Substation | 0.1 | --> | 0.1 | 0.072 | 5.7 |  | --> | 0.095 | 0 | 0 | 0 | 0.007 | 0.096 | 0 |  | --> | E18 ex MOY | MOY: T421∥T422 | MOY |  | 54.1221 | -9.1486
MV/LV Substation BE***4016 | 10 kV | 400V(3ph) & 230V(single ph) | LV | 100 kVA :Pole Substation | 0.1 | --> | 0.1 | 0.1 | 0.3 |  | --> | 0.095 | 0 | 0 | 0 | 0 | 0.1 | 0 |  | --> | C16 ex TUAM NORTH | TUAM NORTH: T41∥T42 | CLOON |  | 53.4886 | -8.9196
MV/LV Substation BE***4018 | 20 kV | 400V(3ph) & 230V(single ph) | LV | 50 kVA :Pole Substation | 0.05 | --> | 0.05 | 0 | 0 | Constrained,otherwise capacity available =35kVA. | --> | 0.047 | 0 | 0 | 0 | 0.012 | 0.039 | 0 |  | --> | E18 ex GLASMORE | GLASMORE: T422 | GLASMORE |  | 53.541 | -6.2454
MV/LV Substation BE***4023 | 10 kV | 400V(3ph) & 230V(single ph) | LV | 50 kVA :Pole Substation | 0.05 | --> | 0.05 | 0.026 | 6.9 |  | --> | 0.047 | 0 | 0 | 0 | 0 | 0 | 0 | Constrained,otherwise capacity available =52kW. | --> | C15 ex BALLYSHANNON | BALLYSHANNON: T41∥T42 | CATHALEENS FALL |  | 54.4999 | -8.1797
MV/LV Substation BE***4026 | 10 kV | 400V(3ph) & 230V(single ph) | LV | 400 kVA :Kiosk Substation | 0.4 | --> | 0.4 | 0 | 0 | Constrained,otherwise capacity available =351kVA. | --> | 0.38 | 0 | 0 | 0 | 0 | 0 | 0 | Constrained,otherwise capacity available =407kW. | --> | C17 ex BELLFIELD | BELLFIELD: T41∥T42 | CRANE |  | 52.5041 | -6.5768
MV/LV Substation BE***4027 | 10 kV | 400V(3ph) & 230V(single ph) | LV | 400 kVA :Kiosk Substation | 0.4 | --> | 0.4 | 0 | 0 | Constrained,otherwise capacity available =380kVA. | --> | 0.38 | 0 | 0 | 0 | 0 | 0.403 | 0 |  | --> | C13 ex COBH | COBH: T41∥T42 | COW CROSS |  | 51.8765 | -8.3298
MV/LV Substation BE***403 | 10 kV | 400V(3ph) & 230V(single ph) | LV | 200 kVA :Pole Substation | 0.2 | --> | 0.2 | 0.123 | 0.9 |  | --> | 0.19 | 0 | 0 | 0 | 0 | 0 | 0 | Constrained,otherwise capacity available =211kW. | --> | C18 ex MILLTOWN MALBAY | MILLTOWN MALBAY: T42 | TULLABRACK |  | 52.8375 | -9.4291
MV/LV Substation BE***403X | 20 kV | 400V(3ph) & 230V(single ph) | LV | 50 kVA :Pole Substation | 0.05 | --> | 0.05 | 0 | 0 | Constrained,otherwise capacity available =45kVA. | --> | 0.047 | 0 | 0 | 0 | 0 | 0.05 | 0 |  | --> | E12 ex BALTINGLASS | BALTINGLASS: T421∥T422 | STRATFORD |  | 53.0232 | -6.6994
MV/LV Substation BE***4040 | 10 kV | 400V(3ph) & 230V(single ph) | LV | 50 kVA :Pole Substation | 0.05 | --> | 0.05 | 0 | 0 | Constrained,otherwise capacity available =50kVA. | --> | 0.047 | 0 | 0 | 0 | 0 | 0.049 | 0 |  | --> | C17 ex DOUGLAS | DOUGLAS: T42 | TRABEG |  | 51.8547 | -8.4638
MV/LV Substation BE***4043 | 20 kV | 400V(3ph) & 230V(single ph) | LV | 50 kVA :Pole Substation | 0.05 | --> | 0.05 | 0 | 0 | Constrained,otherwise capacity available =50kVA. | --> | 0.047 | 0 | 0 | 0 | 0 | 0.049 | 0 |  | --> | E18 ex GLASMORE | GLASMORE: T422 | GLASMORE |  | 53.5419 | -6.2469
MV/LV Substation BE***4045 | 20 kV | 400V(3ph) & 230V(single ph) | LV | 50 kVA :Pole Substation | 0.05 | --> | 0.05 | 0 | 0 | Constrained,otherwise capacity available =50kVA. | --> | 0.047 | 0 | 0 | 0 | 0 | 0.049 | 0 |  | --> | E17 ex DALTON | DALTON: T421∥T422 | DALTON |  | 53.7668 | -8.8459
MV/LV Substation BE***4045 | 10 kV | 400V(3ph) & 230V(single ph) | LV | 50 kVA :Pole Substation | 0.05 | --> | 0.05 | 0.039 | 3.4 |  | --> | 0.047 | 0 | 0 | 0 | 0.021 | 0.028 | 0 |  | --> | C15 ex STICKILLEN | STICKILLEN: T41∥T42 | DRYBRIDGE |  | 53.7974 | -6.6597
MV/LV Substation BE***4046 | 10 kV | 400V(3ph) & 230V(single ph) | LV | 400 kVA :Kiosk Substation | 0.4 | --> | 0.4 | 0.285 | 7.5 |  | --> | 0.38 | 0 | 0 | 0 | 0.023 | 0.393 | 0 |  | --> | C14 ex CARRICKMINES | CARRICKMINES: T42 | CARRICKMINES |  | 53.259 | -6.2163
MV/LV Substation BE***404X | 20 kV | 400V(3ph) & 230V(single ph) | LV | 50 kVA :Pole Substation | 0.05 | --> | 0.05 | 0 | 0 | Constrained,otherwise capacity available =35kVA. | --> | 0.047 | 0 | 0 | 0 | 0 | 0.051 | 0 |  | --> | E20 ex GLASMORE | GLASMORE: T422 | GLASMORE |  | 53.4976 | -6.1511
MV/LV Substation BE***404Y | 10 kV | 400V(3ph) & 230V(single ph) | LV | 400 kVA :Kiosk Substation | 0.4 | --> | 0.4 | 0.328 | 2.8 |  | --> | 0.38 | 0 | 0 | 0 | 0 | 0.411 | 0 |  | --> | C15 ex CLONARD | CLONARD: T41∥T42 | WEXFORD |  | 52.3357 | -6.4795
MV/LV Substation BE***4054 | 10 kV | 400V(3ph) & 230V(single ph) | LV | 200 kVA :Pole Substation | 0.2 | --> | 0.2 | 0 | 0 | Constrained,otherwise capacity available =200kVA. | --> | 0.19 | 0 | 0 | 0 | 0 | 0.2 | 0 |  | --> | C14 ex GREYSTONES | GREYSTONES: T42 | FASSAROE |  | 53.1611 | -6.0989
MV/LV Substation BE***4068 | 10 kV | 400V(3ph) & 230V(single ph) | LV | 400 kVA :Kiosk Substation | 0.4 | --> | 0.4 | 0.281 | 0.9 |  | --> | 0.38 | 0 | 0 | 0 | 0.047 | 0.368 | 0 |  | --> | C13 ex BRAY | BRAY: T41 | FASSAROE |  | 53.1983 | -6.1154
MV/LV Substation BE***4069 | 10 kV | 400V(3ph) & 230V(single ph) | LV | 50 kVA :Pole Substation | 0.05 | --> | 0.05 | 0.05 | 3.9 |  | --> | 0.047 | 0 | 0 | 0 | 0 | 0 | 0 | Constrained,otherwise capacity available =49kW. | --> | C13 ex DERRYBEG | DERRYBEG: T41∥T42 | ARDNAGAPPARY |  | 55.0058 | -8.396
MV/LV Substation BE***406X | 10 kV | 400V(3ph) & 230V(single ph) | LV | 50 kVA :Pole Substation | 0.05 | --> | 0.05 | 0 | 0 | Constrained,otherwise capacity available =41kVA. | --> | 0.047 | 0 | 0 | 0 | 0 | 0.05 | 0 |  | --> | C18 ex MIDLETON | MIDLETON: T102 | MIDLETON |  | 51.9906 | -8.2601
MV/LV Substation BE***407 | 20 kV | 400V(3ph) & 230V(single ph) | LV | 50 kVA :Pole Substation | 0.05 | --> | 0.05 | 0.046 | 1.1 |  | --> | 0.047 | 0 | 0 | 0 | 0 | 0 | 0 | Constrained,otherwise capacity available =49kW. | --> | E17 ex BELMULLET | BELMULLET: T421 | BELLACORICK |  | 54.2168 | -10.0307
MV/LV Substation BE***4079 | 10 kV | 400V(3ph) & 230V(single ph) | LV | 400 kVA :Kiosk Substation | 0.4 | --> | 0.4 | 0.4 | 4.2 |  | --> | 0.38 | 0 | 0 | 0 | 0 | 0.4 | 0 |  | --> | C18 ex LOUGHLINSTOWN | LOUGHLINSTOWN: T42 | CARRICKMINES |  | 53.2486 | -6.1592
MV/LV Substation BE***4083 | 10 kV | 400V(3ph) & 230V(single ph) | LV | 630 kVA :Kiosk Substation | 0.63 | --> | 0.63 | 0 | 0 | Constrained,otherwise capacity available =500kVA. | --> | 0.598 | 0 | 0 | 0 | 0 | 0.5 | 0 |  | --> | C22 ex GREYSTONES | GREYSTONES: T42 | FASSAROE |  | 53.1359 | -6.0963
MV/LV Substation BE***4100 | 10 kV | 400V(3ph) & 230V(single ph) | LV | 400 kVA :Kiosk Substation | 0.4 | --> | 0.4 | 0.354 | 4.4 |  | --> | 0.38 | 0 | 0 | 0 | 0.002 | 0.405 | 0 |  | --> | C11 ex HOWTH JUNCTION | HOWTH JUNCTION: T41 | GRANGE (DR) |  | 53.3766 | -6.1638
MV/LV Substation BE***4104 | 10 kV | 400V(3ph) & 230V(single ph) | LV | 50 kVA :Pole Substation | 0.05 | --> | 0.05 | 0 | 0 | Constrained,otherwise capacity available =50kVA. | --> | 0.047 | 0 | 0 | 0 | 0 | 0.049 | 0 |  | --> | C21 ex TERMONFECKIN ROAD | TERMONFECKIN ROAD: T41∥T42 | DRYBRIDGE |  | 53.7416 | -6.3113
MV/LV Substation BE***4105 | 10 kV | 400V(3ph) & 230V(single ph) | LV | 100 kVA :Pole Substation | 0.1 | --> | 0.1 | 0.1 | 4.8 |  | --> | 0.095 | 0 | 0 | 0 | 0 | 0.1 | 0 |  | --> | C21 ex ATHY | ATHY: T101 | ATHY |  | 52.9999 | -7.0959
MV/LV Substation BE***4108 | 10 kV | 400V(3ph) & 230V(single ph) | LV | 630 kVA :Kiosk Substation | 0.63 | --> | 0.63 | 0.5 | 1.7 |  | --> | 0.598 | 0 | 0 | 0 | 0 | 0.5 | 0 |  | --> | C19 ex PEMBROKE | PEMBROKE: T42 | RINGSEND |  | 53.3287 | -6.214
MV/LV Substation BE***410X | 10 kV | 400V(3ph) & 230V(single ph) | LV | 630 kVA :Kiosk Substation | 0.63 | --> | 0.63 | 0 | 0 | Constrained,otherwise capacity available =500kVA. | --> | 0.598 | 0 | 0 | 0 | 0 | 0.5 | 0 |  | --> | C14 ex CLONTARF | CLONTARF: T42 | FINGLAS |  | 53.3677 | -6.1918
MV/LV Substation BE***4112 | 20 kV | 400V(3ph) & 230V(single ph) | LV | 630 kVA :Building Structure | 0.63 | --> | 0.63 | 0.329 | 3.7 |  | --> | 0.598 | 0 | 0 | 0 | 0 | 0.5 | 0 |  | --> | E12 ex JENKINSTOWN | JENKINSTOWN: T421∥T422 | DUNDALK |  | 54.0129 | -6.3439
MV/LV Substation BE***4114 | 10 kV | 400V(3ph) & 230V(single ph) | LV | 630 kVA :Kiosk Substation | 0.63 | --> | 0.63 | 0.362 | 2.4 |  | --> | 0.598 | 0 | 0 | 0 | 0.088 | 0.5 | 0 |  | --> | C14 ex MOUNT MERRION | MOUNT MERRION: T42 | CARRICKMINES |  | 53.312 | -6.2034
MV/LV Substation BE***4117 | 10 kV | 400V(3ph) & 230V(single ph) | LV | 400 kVA :Kiosk Substation | 0.4 | --> | 0.4 | 0.4 | 4.8 |  | --> | 0.38 | 0 | 0 | 0 | 0 | 0.4 | 0 |  | --> | C18 ex BREWERY ROAD | BREWERY ROAD: T42 | CARRICKMINES |  | 53.2864 | -6.2082
MV/LV Substation BE***4122 | 10 kV | 400V(3ph) & 230V(single ph) | LV | 50 kVA :Pole Substation | 0.05 | --> | 0.05 | 0.05 | 2 |  | --> | 0.047 | 0 | 0 | 0 | 0 | 0.049 | 0 |  | --> | C20 ex CARRICKMACROSS | CARRICKMACROSS: T42 | MEATH HILL |  | 53.9779 | -6.855
MV/LV Substation BE***4122 | 10 kV | 400V(3ph) & 230V(single ph) | LV | 50 kVA :Pole Substation | 0.05 | --> | 0.05 | 0.05 | 3.1 |  | --> | 0.047 | 0 | 0 | 0 | 0 | 0.049 | 0 |  | --> | C19 ex ERRIGAL | ERRIGAL: T41 | SHANKILL |  | 54.0806 | -7.0891
MV/LV Substation BE***4123 | 10 kV | 400V(3ph) & 230V(single ph) | LV | 400 kVA :Kiosk Substation | 0.4 | --> | 0.4 | 0 | 0 | Constrained,otherwise capacity available =347kVA. | --> | 0.38 | 0 | 0 | 0 | 0.082 | 0.321 | 0 |  | --> | C22 ex MACETOWN | MACETOWN: T102 | MACETOWN |  | 53.3929 | -6.4463
MV/LV Substation BE***4124 | 20 kV | 400V(3ph) & 230V(single ph) | LV | 400 kVA :Kiosk Substation | 0.4 | --> | 0.4 | 0 | 0 | Constrained,otherwise capacity available =180kVA. | --> | 0.38 | 0 | 0 | 0 | 0.046 | 0.385 | 0 |  | --> | E20 ex GLASMORE | GLASMORE: T422 | GLASMORE |  | 53.49 | -6.162
MV/LV Substation BE***4124 | 10 kV | 400V(3ph) & 230V(single ph) | LV | 400 kVA :Kiosk Substation | 0.4 | --> | 0.4 | 0 | 0 | Constrained,otherwise capacity available =375kVA. | --> | 0.38 | 0 | 0 | 0 | 0.036 | 0.366 | 0 |  | --> | C22 ex MACETOWN | MACETOWN: T102 | MACETOWN |  | 53.3911 | -6.4482
MV/LV Substation BE***4125 | 10 kV | 400V(3ph) & 230V(single ph) | LV | 630 kVA :Kiosk Substation | 0.63 | --> | 0.63 | 0.5 | 4.2 |  | --> | 0.598 | 0 | 0 | 0 | 0 | 0.5 | 0 |  | --> | C18 ex LOUGHLINSTOWN | LOUGHLINSTOWN: T42 | CARRICKMINES |  | 53.2543 | -6.1457
MV/LV Substation BE***4125 | 10 kV | 400V(3ph) & 230V(single ph) | LV | 400 kVA :Kiosk Substation | 0.4 | --> | 0.4 | 0.137 | 0.1 | Constrained,otherwise capacity available =400kVA. | --> | 0.38 | 0 | 0 | 0 | 0 | 0.4 | 0 |  | --> | C17 ex SANDYFORD | SANDYFORD: T41 | CARRICKMINES |  | 53.2648 | -6.2058
MV/LV Substation BE***4135 | 20 kV | 400V(3ph) & 230V(single ph) | LV | 50 kVA :Pole Substation | 0.05 | --> | 0.05 | 0 | 0 | Constrained,otherwise capacity available =50kVA. | --> | 0.047 | 0 | 0 | 0 | 0 | 0.049 | 0 |  | --> | E17 ex CREAGH | CREAGH: T421∥T422 | ATHLONE |  | 53.3174 | -8.2272
MV/LV Substation BE***4141 | 10 kV | 400V(3ph) & 230V(single ph) | LV | 400 kVA :Kiosk Substation | 0.4 | --> | 0.4 | 0.4 | 11.5 |  | --> | 0.38 | 0 | 0 | 0 | 0 | 0.4 | 0 |  | --> | C14 ex CENTRAL PARK | CENTRAL PARK: T102 | CARRICKMINES |  | 53.2822 | -6.1895
MV/LV Substation BE***4148 | 10 kV | 400V(3ph) & 230V(single ph) | LV | 400 kVA :Kiosk Substation | 0.4 | --> | 0.4 | 0.378 | 0.8 |  | --> | 0.38 | 0 | 0 | 0 | 0.031 | 0.37 | 0 |  | --> | C12 ex BALLYBEGGAN | BALLYBEGGAN: T43∥T44 | TRALEE |  | 52.2657 | -9.6722
MV/LV Substation BE***4151 | 10 kV | 400V(3ph) & 230V(single ph) | LV | 400 kVA :Building Structure | 0.4 | --> | 0.4 | 0 | 0 | Constrained,otherwise capacity available =334kVA. | --> | 0.38 | 0 | 0 | 0 | 0 | 0.41 | 0 |  | --> | C39 ex COLLEGE PARK | COLLEGE PARK: T103 | COLLEGE PARK |  | 53.4141 | -6.3928
MV/LV Substation BE***416Y | 20 kV | 400V(3ph) & 230V(single ph) | LV | 100 kVA :Pole Substation | 0.1 | --> | 0.1 | 0.096 | 1 |  | --> | 0.095 | 0 | 0 | 0 | 0 | 0.1 | 0 |  | --> | E14 ex RANDALSTOWN | RANDALSTOWN: T422 | NAVAN |  | 53.7806 | -6.7018
MV/LV Substation BE***4172 | 10 kV | 400V(3ph) & 230V(single ph) | LV | 630 kVA :Kiosk Substation | 0.63 | --> | 0.63 | 0.5 | 5 |  | --> | 0.598 | 0 | 0 | 0 | 0 | 0.5 | 0 |  | --> | C21 ex OLDBAWN | OLDBAWN: T41 | COOKSTOWN |  | 53.2693 | -6.3656
MV/LV Substation BE***4183 | 10 kV | 400V(3ph) & 230V(single ph) | LV | 630 kVA :Kiosk Substation | 0.63 | --> | 0.63 | 0.5 | 2.4 |  | --> | 0.598 | 0 | 0 | 0 | 0 | 0.5 | 0 |  | --> | C18 ex DUNDRUM | DUNDRUM: T42 | BLACKROCK |  | 53.3036 | -6.2352
MV/LV Substation BE***4183 | 20 kV | 400V(3ph) & 230V(single ph) | LV | 50 kVA :Pole Substation | 0.05 | --> | 0.05 | 0 | 0 | Constrained,otherwise capacity available =50kVA. | --> | 0.047 | 0 | 0 | 0 | 0 | 0.049 | 0 |  | --> | E16 ex ACADEMY STREET | ACADEMY STREET: T421∥T422 | NAVAN |  | 53.6139 | -6.6712
MV/LV Substation BE***4186 | 10 kV | 400V(3ph) & 230V(single ph) | LV | 400 kVA :Kiosk Substation | 0.4 | --> | 0.4 | 0 | 0 | Constrained,otherwise capacity available =400kVA. | --> | 0.38 | 0 | 0 | 0 | 0 | 0.4 | 0 |  | --> | C15 ex CLONAKILTY | CLONAKILTY: T41∥T42 | DUNMANWAY |  | 51.6229 | -8.9049
MV/LV Substation BE***4187 | 10 kV | 400V(3ph) & 230V(single ph) | LV | 400 kVA :Building Structure | 0.4 | --> | 0.4 | 0 | 0 | Constrained,otherwise capacity available =398kVA. | --> | 0.38 | 0 | 0 | 0 | 0 | 0.4 | 0 |  | --> | C19 ex DOUGLAS | DOUGLAS: T42 | TRABEG |  | 51.8884 | -8.4132
MV/LV Substation BE***418Y | 10 kV | 400V(3ph) & 230V(single ph) | LV | 400 kVA :Kiosk Substation | 0.4 | --> | 0.4 | 0.26 | 3.3 |  | --> | 0.38 | 0 | 0 | 0 | 0.022 | 0.398 | 0 |  | --> | C17 ex CELBRIDGE | CELBRIDGE: T41 | GRIFFINRATH |  | 53.3461 | -6.545
MV/LV Substation BE***4204 | 20 kV | 400V(3ph) & 230V(single ph) | LV | 630 kVA :Kiosk Substation | 0.63 | --> | 0.63 | 0 | 0 | Constrained,otherwise capacity available =392kVA. | --> | 0.598 | 0 | 0 | 0 | 0.093 | 0.5 | 0 |  | --> | E20 ex GLASMORE | GLASMORE: T422 | GLASMORE |  | 53.4927 | -6.16
MV/LV Substation BE***4205 | 10 kV | 400V(3ph) & 230V(single ph) | LV | 630 kVA :Building Structure | 0.63 | --> | 0.63 | 0.5 | 1.6 |  | --> | 0.598 | 0 | 0 | 0 | 0.008 | 0.5 | 0 |  | --> | C12 ex SRAH | SRAH: T41∥T42 | THORNSBERRY |  | 53.2808 | -7.4919
MV/LV Substation BE***4209 | 10 kV | 400V(3ph) & 230V(single ph) | LV | 400 kVA :Kiosk Substation | 0.4 | --> | 0.4 | 0 | 0 | Constrained,otherwise capacity available =292kVA. | --> | 0.38 | 0 | 0 | 0 | 0.003 | 0.413 | 0 |  | --> | C13 ex MALAHIDE | MALAHIDE: T41 | GLASMORE |  | 53.4238 | -6.1729
MV/LV Substation BE***4209 | 10 kV | 400V(3ph) & 230V(single ph) | LV | 400 kVA :Kiosk Substation | 0.4 | --> | 0.4 | 0 | 0 | Constrained,otherwise capacity available =206kVA. | --> | 0.38 | 0 | 0 | 0 | 0.022 | 0.406 | 0 |  | --> | C18 ex NAAS | NAAS: T42 | NEWBRIDGE |  | 53.1969 | -6.6642
MV/LV Substation BE***4211 | 20 kV | 400V(3ph) & 230V(single ph) | LV | 200 kVA :Pole Substation | 0.2 | --> | 0.2 | 0.124 | 3.7 |  | --> | 0.19 | 0 | 0 | 0 | 0 | 0.211 | 0 |  | --> | E16 ex JENKINSTOWN | JENKINSTOWN: T421∥T422 | DUNDALK |  | 54.0127 | -6.3021
MV/LV Substation BE***421X | 20 kV | 400V(3ph) & 230V(single ph) | LV | 50 kVA :Pole Substation | 0.05 | --> | 0.05 | 0 | 0 | Constrained,otherwise capacity available =48kVA. | --> | 0.047 | 0 | 0 | 0 | 0 | 0 | 0 | Constrained,otherwise capacity available =49kW. | --> | C16 ex HOLYCROSS ROAD | HOLYCROSS ROAD: T41∥T42 | THURLES |  | 52.6549 | -7.8574
MV/LV Substation BE***4220 | 10 kV | 400V(3ph) & 230V(single ph) | LV | 400 kVA :Kiosk Substation | 0.4 | --> | 0.4 | 0.4 | 1.5 |  | --> | 0.38 | 0 | 0 | 0 | 0 | 0.4 | 0 |  | --> | E17 ex BEALISTOWN | BEALISTOWN: T421∥T422 | GREAT ISLAND |  | 52.2716 | -6.8665
MV/LV Substation BE***4224 | 10 kV | 400V(3ph) & 230V(single ph) | LV | 400 kVA :Kiosk Substation | 0.4 | --> | 0.4 | 0 | 0 | Constrained,otherwise capacity available =282kVA. | --> | 0.38 | 0 | 0 | 0 | 0.02 | 0.396 | 0 |  | --> | C21 ex TERMONFECKIN ROAD | TERMONFECKIN ROAD: T41∥T42 | DRYBRIDGE |  | 53.7291 | -6.326
MV/LV Substation BE***4225 | 10 kV | 400V(3ph) & 230V(single ph) | LV | 50 kVA :Pole Substation | 0.05 | --> | 0.05 | 0.042 | 1.5 |  | --> | 0.047 | 0 | 0 | 0 | 0 | 0.05 | 0 |  | --> | E17 ex BEALISTOWN | BEALISTOWN: T421∥T422 | GREAT ISLAND |  | 52.2717 | -6.8661
MV/LV Substation BE***422X | 20 kV | 400V(3ph) & 230V(single ph) | LV | 50 kVA :Pole Substation | 0.05 | --> | 0.05 | 0.042 | 3.7 |  | --> | 0.047 | 0 | 0 | 0 | 0 | 0.05 | 0 |  | --> | E12 ex JENKINSTOWN | JENKINSTOWN: T421∥T422 | DUNDALK |  | 54.0144 | -6.328
MV/LV Substation BE***4232 | 10 kV | 400V(3ph) & 230V(single ph) | LV | 100 kVA :Pole Substation | 0.1 | --> | 0.1 | 0 | 0 | Constrained,otherwise capacity available =89kVA. | --> | 0.095 | 0 | 0 | 0 | 0 | 0 | 0 | Constrained,otherwise capacity available =101kW. | --> | C12 ex ROSCREA | ROSCREA: T42 | IKERRIN |  | 52.9603 | -7.7775
MV/LV Substation BE***4236 | 10 kV | 400V(3ph) & 230V(single ph) | LV | 400 kVA :Kiosk Substation | 0.4 | --> | 0.4 | 0 | 0 | Constrained,otherwise capacity available =288kVA. | --> | 0.38 | 0 | 0 | 0 | 0.016 | 0 | 0 | Constrained,otherwise capacity available =400kW. | --> | C16 ex PALLAS | PALLAS: T41∥T42 | PORTLAOISE |  | 53.0328 | -7.3244
MV/LV Substation BE***4239 | 20 kV | 400V(3ph) & 230V(single ph) | LV | 400 kVA :Kiosk Substation | 0.4 | --> | 0.4 | 0 | 0 | Constrained,otherwise capacity available =355kVA. | --> | 0.38 | 0 | 0 | 0 | 0.102 | 0.299 | 0 |  | --> | E15 ex DULEEK | DULEEK: T421∥T422 | DRYBRIDGE |  | 53.6588 | -6.4132
MV/LV Substation BE***423X | 10 kV | 400V(3ph) & 230V(single ph) | LV | 50 kVA :Pole Substation | 0.05 | --> | 0.05 | 0.033 | 2.2 |  | --> | 0.047 | 0 | 0 | 0 | 0 | 0.051 | 0 |  | --> | C11 ex MALLOW | MALLOW: T41 | MALLOW |  | 52.1236 | -8.6234
MV/LV Substation BE***423X | 10 kV | 400V(3ph) & 230V(single ph) | LV | 100 kVA :Pole Substation | 0.1 | --> | 0.1 | 0.089 | 25.1 |  | --> | 0.095 | 0 | 0 | 0 | 0.003 | 0.098 | 0 |  | --> | C18 ex ARKLOW | ARKLOW: T101∥T102 | ARKLOW |  | 52.8812 | -6.0802
MV/LV Substation BE***423Y | 10 kV | 400V(3ph) & 230V(single ph) | LV | 200 kVA :Kiosk Substation | 0.2 | --> | 0.2 | 0.151 | 1.2 |  | --> | 0.19 | 0 | 0 | 0 | 0.008 | 0.198 | 0 |  | --> | C17 ex ABBEYLAND | ABBEYLAND: T41 | NAVAN |  | 53.6636 | -6.6845
MV/LV Substation BE***424 | 10 kV | 400V(3ph) & 230V(single ph) | LV | 630 kVA :Building Structure | 0.63 | --> | 0.63 | 0 | 0 | Constrained,otherwise capacity available =365kVA. | --> | 0.598 | 0 | 0 | 0 | 0.012 | 0.5 | 0 |  | --> | E16 ex DRUMLINE | DRUMLINE: T421∥T422 | DRUMLINE |  | 52.7198 | -8.8698
MV/LV Substation BE***424 | 20 kV | 400V(3ph) & 230V(single ph) | LV | 100 kVA :Pole Substation | 0.1 | --> | 0.1 | 0 | 0 | Constrained,otherwise capacity available =65kVA. | --> | 0.095 | 0 | 0 | 0 | 0 | 0.105 | 0 |  | --> | E18 ex PATRICKSWELL | PATRICKSWELL: T421∥T422 | LIMERICK |  | 52.5976 | -8.7119
MV/LV Substation BE***4250 | 20 kV | 400V(3ph) & 230V(single ph) | LV | 400 kVA :Building Structure | 0.4 | --> | 0.4 | 0 | 0 | Constrained,otherwise capacity available =395kVA. | --> | 0.38 | 0 | 0 | 0 | 0 | 0.4 | 0 |  | --> | E16 ex JULIANSTOWN | JULIANSTOWN: T421∥T422 | DRYBRIDGE |  | 53.6975 | -6.2468
MV/LV Substation BE***4255 | 10 kV | 400V(3ph) & 230V(single ph) | LV | 400 kVA :Kiosk Substation | 0.4 | --> | 0.4 | 0 | 0 | Constrained,otherwise capacity available =375kVA. | --> | 0.38 | 0 | 0 | 0 | 0.003 | 0.4 | 0 |  | --> | C21 ex TERMONFECKIN ROAD | TERMONFECKIN ROAD: T41∥T42 | DRYBRIDGE |  | 53.7308 | -6.326
MV/LV Substation BE***4258 | 20 kV | 400V(3ph) & 230V(single ph) | LV | 630 kVA :Kiosk Substation | 0.63 | --> | 0.63 | 0 | 0 | Constrained,otherwise capacity available =500kVA. | --> | 0.598 | 0 | 0 | 0 | 0 | 0.5 | 0 |  | --> | E20 ex GLASMORE | GLASMORE: T422 | GLASMORE |  | 53.4926 | -6.1565
MV/LV Substation BE***425Z | 10 kV | 400V(3ph) & 230V(single ph) | LV | 630 kVA :Building Structure | 0.63 | --> | 0.63 | 0 | 0 | Constrained,otherwise capacity available =500kVA. | --> | 0.598 | 0 | 0 | 0 | 0 | 0.5 | 0 |  | --> | C21 ex GRANGE (DR) | GRANGE (DR): T41 | GRANGE (DR) |  | 53.402 | -6.1533
MV/LV Substation BE***4299 | 10 kV | 400V(3ph) & 230V(single ph) | LV | 50 kVA :Pole Substation | 0.05 | --> | 0.05 | 0.043 | 5.5 |  | --> | 0.047 | 0 | 0 | 0 | 0 | 0.05 | 0 |  | --> | C18 ex ABBEYLAND | ABBEYLAND: T42 | NAVAN |  | 53.6432 | -6.7644
MV/LV Substation BE***4300 | 10 kV | 400V(3ph) & 230V(single ph) | LV | 630 kVA :Kiosk Substation | 0.63 | --> | 0.63 | 0 | 0 | Constrained,otherwise capacity available =466kVA. | --> | 0.598 | 0 | 0 | 0 | 0.243 | 0.398 | 0 |  | --> | C14 ex ATHGARVAN | ATHGARVAN: T44 | NEWBRIDGE |  | 53.1706 | -6.7866
MV/LV Substation BE***4301 | 10 kV | 400V(3ph) & 230V(single ph) | LV | 400 kVA :Kiosk Substation | 0.4 | --> | 0.4 | 0 | 0 | Constrained,otherwise capacity available =311kVA. | --> | 0.38 | 0 | 0 | 0 | 0.133 | 0.273 | 0 |  | --> | C14 ex ATHGARVAN | ATHGARVAN: T44 | NEWBRIDGE |  | 53.1724 | -6.7879
MV/LV Substation BE***4302 | 10 kV | 400V(3ph) & 230V(single ph) | LV | 630 kVA :Kiosk Substation | 0.63 | --> | 0.63 | 0 | 0 | Constrained,otherwise capacity available =500kVA. | --> | 0.598 | 0 | 0 | 0 | 0.152 | 0.484 | 0 |  | --> | C14 ex ATHGARVAN | ATHGARVAN: T44 | NEWBRIDGE |  | 53.1724 | -6.7859
MV/LV Substation BE***4310 | 20 kV | 400V(3ph) & 230V(single ph) | LV | 50 kVA :Pole Substation | 0.05 | --> | 0.05 | 0.05 | 3.3 |  | --> | 0.047 | 0 | 0 | 0 | 0 | 0.049 | 0 |  | --> | E17 ex KNOCKMULLEN | KNOCKMULLEN: T421 | GREAT ISLAND |  | 52.3841 | -6.8735
MV/LV Substation BE***4323 | 20 kV | 400V(3ph) & 230V(single ph) | LV | 50 kVA :Pole Substation | 0.05 | --> | 0.05 | 0 | 0 | Constrained,otherwise capacity available =38kVA. | --> | 0.047 | 0 | 0 | 0 | 0 | 0 | 0 | Constrained,otherwise capacity available =51kW. | --> | C18 ex COOLCARRON | COOLCARRON: T41 | BARRYMORE |  | 52.1334 | -8.2354
MV/LV Substation BE***4328 | 20 kV | 400V(3ph) & 230V(single ph) | LV | 630 kVA :Kiosk Substation | 0.63 | --> | 0.63 | 0 | 0 | Constrained,otherwise capacity available =500kVA. | --> | 0.598 | 0 | 0 | 0 | 0.021 | 0.5 | 0 |  | --> | E20 ex GLASMORE | GLASMORE: T422 | GLASMORE |  | 53.4919 | -6.1551
MV/LV Substation BE***433 | 10 kV | 400V(3ph) & 230V(single ph) | LV | 50 kVA :Pole Substation | 0.05 | --> | 0.05 | 0 | 0 | Constrained,otherwise capacity available =26kVA. | --> | 0.047 | 0 | 0 | 0 | 0 | 0.052 | 0 |  | --> | C20 ex TERMONFECKIN ROAD | TERMONFECKIN ROAD: T41∥T42 | DRYBRIDGE |  | 53.7291 | -6.2859
MV/LV Substation BE***4341 | 20 kV | 400V(3ph) & 230V(single ph) | LV | 400 kVA :Kiosk Substation | 0.4 | --> | 0.4 | 0 | 0 | Constrained,otherwise capacity available =372kVA. | --> | 0.38 | 0 | 0 | 0 | 0.06 | 0.34 | 0 |  | --> | E15 ex DULEEK | DULEEK: T421∥T422 | DRYBRIDGE |  | 53.6599 | -6.4135
MV/LV Substation BE***4346 | 10 kV | 400V(3ph) & 230V(single ph) | LV | 400 kVA :Kiosk Substation | 0.4 | --> | 0.4 | 0 | 0 | Constrained,otherwise capacity available =301kVA. | --> | 0.38 | 0 | 0 | 0 | 0 | 0.414 | 0 |  | --> | C25 ex CASTLEVIEW | CASTLEVIEW: T101 | CASTLEVIEW |  | 51.8873 | -8.414
MV/LV Substation BE***4347 | 10 kV | 400V(3ph) & 230V(single ph) | LV | 400 kVA :Kiosk Substation | 0.4 | --> | 0.4 | 0 | 0 | Constrained,otherwise capacity available =359kVA. | --> | 0.38 | 0 | 0 | 0 | 0 | 0.406 | 0 |  | --> | C25 ex CASTLEVIEW | CASTLEVIEW: T101 | CASTLEVIEW |  | 51.8874 | -8.4119
MV/LV Substation BE***434X | 10 kV | 400V(3ph) & 230V(single ph) | LV | 400 kVA :Kiosk Substation | 0.4 | --> | 0.4 | 0.274 | 1.5 |  | --> | 0.38 | 0 | 0 | 0 | 0.014 | 0.404 | 0 |  | --> | C12 ex MOUNT MISERY | MOUNT MISERY: T41 | WATERFORD |  | 52.2715 | -7.0936
MV/LV Substation BE***435 | 20 kV | 400V(3ph) & 230V(single ph) | LV | 100 kVA :Pole Substation | 0.1 | --> | 0.1 | 0.047 | 0.9 |  | --> | 0.095 | 0 | 0 | 0 | 0.003 | 0.104 | 0 |  | --> | C11 ex DRUMQUIN | DRUMQUIN: T42 | ENNIS |  | 52.8216 | -9.1105
MV/LV Substation BE***4357 | 20 kV | 400V(3ph) & 230V(single ph) | LV | 200 kVA :Kiosk Substation | 0.2 | --> | 0.2 | 0 | 0 | Constrained,otherwise capacity available =191kVA. | --> | 0.19 | 0 | 0 | 0 | 0 | 0.2 | 0 |  | --> | E16 ex ACADEMY STREET | ACADEMY STREET: T421∥T422 | NAVAN |  | 53.5967 | -6.6914
MV/LV Substation BE***4370 | 10 kV | 400V(3ph) & 230V(single ph) | LV | 630 kVA :Kiosk Substation | 0.63 | --> | 0.63 | 0.016 | 0 | Constrained,otherwise capacity available =500kVA. | --> | 0.598 | 0 | 0 | 0 | 0 | 0.5 | 0 |  | --> | C14 ex SWORDS | SWORDS: T42 | GLASMORE |  | 53.4522 | -6.2602
MV/LV Substation BE***4402 | 10 kV | 400V(3ph) & 230V(single ph) | LV | 1000 kVA :Building Structure | 1 | --> | 1 | 0 | 0 | Constrained,otherwise capacity available =500kVA. | --> | 0.95 | 0 | 0 | 0 | 0 | 0.5 | 0 |  | --> | C20 ex NORTH QUAYS | NORTH QUAYS: T102 | POOLBEG |  | 53.348 | -6.2291
MV/LV Substation BE***4411 | 10 kV | 400V(3ph) & 230V(single ph) | LV | 50 kVA :Pole Substation | 0.05 | --> | 0.05 | 0 | 0 | Constrained,otherwise capacity available =49kVA. | --> | 0.047 | 0 | 0 | 0 | 0 | 0 | 0 | Constrained,otherwise capacity available =49kW. | --> | C18 ex PORTARLINGTON | PORTARLINGTON: T41∥T42 | PORTLAOISE |  | 53.1609 | -7.2711
MV/LV Substation BE***4418 | 20 kV | 400V(3ph) & 230V(single ph) | LV | 50 kVA :Pole Substation | 0.05 | --> | 0.05 | 0 | 0 | Constrained,otherwise capacity available =50kVA. | --> | 0.047 | 0 | 0 | 0 | 0 | 0.049 | 0 |  | --> | E18 ex JULIANSTOWN | JULIANSTOWN: T421∥T422 | DRYBRIDGE |  | 53.6615 | -6.3581
MV/LV Substation BE***4446 | 10 kV | 400V(3ph) & 230V(single ph) | LV | 630 kVA :Kiosk Substation | 0.63 | --> | 0.63 | 0 | 0 | Constrained,otherwise capacity available =500kVA. | --> | 0.598 | 0 | 0 | 0 | 0 | 0.5 | 0 |  | --> | C21 ex TERMONFECKIN ROAD | TERMONFECKIN ROAD: T41∥T42 | DRYBRIDGE |  | 53.7308 | -6.322
MV/LV Substation BE***4453 | 20 kV | 400V(3ph) & 230V(single ph) | LV | 50 kVA :Pole Substation | 0.05 | --> | 0.05 | 0 | 0 | Constrained,otherwise capacity available =50kVA. | --> | 0.047 | 0 | 0 | 0 | 0 | 0.049 | 0 |  | --> | E17 ex ACADEMY STREET | ACADEMY STREET: T421∥T422 | NAVAN |  | 53.5914 | -6.7055
MV/LV Substation BE***445Y | 10 kV | 400V(3ph) & 230V(single ph) | LV | 400 kVA :Kiosk Substation | 0.4 | --> | 0.4 | 0 | 0 | Constrained,otherwise capacity available =231kVA. | --> | 0.38 | 0 | 0 | 0 | 0.027 | 0.397 | 0 |  | --> | C20 ex MONEYCOOLEY | MONEYCOOLEY: T42 | GRIFFINRATH |  | 53.3744 | -6.6004
MV/LV Substation BE***450Z | 20 kV | 400V(3ph) & 230V(single ph) | LV | 200 kVA :Pole Substation | 0.2 | --> | 0.2 | 0.186 | 0.6 |  | --> | 0.19 | 0 | 0 | 0 | 0 | 0.201 | 0 |  | --> | C12 ex BALBRIGGAN | BALBRIGGAN: T42 | GLASMORE |  | 53.5677 | -6.258
MV/LV Substation BE***451 | 10 kV | 400V(3ph) & 230V(single ph) | LV | 50 kVA :Pole Substation | 0.05 | --> | 0.05 | 0.032 | 0.9 |  | --> | 0.047 | 0 | 0 | 0 | 0.009 | 0.042 | 0 |  | --> | C12 ex RIVERSTOWN | RIVERSTOWN: T41∥T42 | KILBARRY |  | 51.9501 | -8.3974
MV/LV Substation BE***451X | 10 kV | 400V(3ph) & 230V(single ph) | LV | 400 kVA :Kiosk Substation | 0.4 | --> | 0.4 | 0.233 | 9.8 |  | --> | 0.38 | 0 | 0 | 0 | 0.021 | 0.403 | 0 |  | --> | C22 ex COOKSTOWN | COOKSTOWN: T102 | CARRICKMINES |  | 53.2998 | -6.3812
MV/LV Substation BE***4521 | 10 kV | 400V(3ph) & 230V(single ph) | LV | 50 kVA :Pole Substation | 0.05 | --> | 0.05 | 0.05 | 6.1 |  | --> | 0.047 | 0 | 0 | 0 | 0 | 0.049 | 0 |  | --> | C11 ex CASHEL | CASHEL: T41 | CAHIR |  | 52.4624 | -7.8154
MV/LV Substation BE***453 | 10 kV | 400V(3ph) & 230V(single ph) | LV | 50 kVA :Pole Substation | 0.05 | --> | 0.05 | 0.04 | 0.9 |  | --> | 0.047 | 0 | 0 | 0 | 0.003 | 0.047 | 0 |  | --> | C12 ex RIVERSTOWN | RIVERSTOWN: T41∥T42 | KILBARRY |  | 51.9493 | -8.3918
MV/LV Substation BE***456X | 20 kV | 400V(3ph) & 230V(single ph) | LV | 200 kVA :Kiosk Substation | 0.2 | --> | 0.2 | 0.141 | 1 |  | --> | 0.19 | 0 | 0 | 0 | 0.007 | 0.201 | 0 |  | --> | E11 ex BALLYHALE | BALLYHALE: T421 | KILKENNY |  | 52.5351 | -7.1407
MV/LV Substation BE***459Y | 10 kV | 400V(3ph) & 230V(single ph) | LV | 400 kVA :Kiosk Substation | 0.4 | --> | 0.4 | 0.341 | 1.5 |  | --> | 0.38 | 0 | 0 | 0 | 0.009 | 0.399 | 0 |  | --> | C12 ex MOUNT MISERY | MOUNT MISERY: T41 | WATERFORD |  | 52.2678 | -7.0933
MV/LV Substation BE***460Y | 20 kV | 400V(3ph) & 230V(single ph) | LV | 400 kVA :Kiosk Substation | 0.4 | --> | 0.4 | 0 | 0 | Constrained,otherwise capacity available =362kVA. | --> | 0.38 | 0 | 0 | 0 | 0.012 | 0 | 0 | Constrained,otherwise capacity available =392kW. | --> | E15 ex FERNS | FERNS: T421 | CRANE |  | 52.5853 | -6.4923
MV/LV Substation BE***466 | 10 kV | 400V(3ph) & 230V(single ph) | LV | 50 kVA :Pole Substation | 0.05 | --> | 0.05 | 0.009 | 1.2 |  | --> | 0.047 | 0 | 0 | 0 | 0.007 | 0 | 0 | Constrained,otherwise capacity available =48kW. | --> | C20 ex KNOCKAPHUNTA | KNOCKAPHUNTA: T41∥T42 | CASTLEBAR |  | 53.8018 | -9.2143
MV/LV Substation BE***467Z | 10 kV | 400V(3ph) & 230V(single ph) | LV | 630 kVA :Kiosk Substation | 0.63 | --> | 0.63 | 0.405 | 9.3 |  | --> | 0.598 | 0 | 0 | 0 | 0.003 | 0.5 | 0 |  | --> | C28 ex KILMORE | KILMORE: T102 | FINGLAS |  | 53.4054 | -6.1735
MV/LV Substation BE***468Z | 10 kV | 400V(3ph) & 230V(single ph) | LV | 630 kVA :Building Structure | 0.63 | --> | 0.63 | 0.5 | 9.3 |  | --> | 0.598 | 0 | 0 | 0 | 0.003 | 0.5 | 0 |  | --> | C28 ex KILMORE | KILMORE: T102 | FINGLAS |  | 53.4064 | -6.1726
MV/LV Substation BE***469Y | 10 kV | 400V(3ph) & 230V(single ph) | LV | 400 kVA :Kiosk Substation | 0.4 | --> | 0.4 | 0.365 | 1.9 |  | --> | 0.38 | 0 | 0 | 0 | 0 | 0.405 | 0 |  | --> | C12 ex ROSCOMMON | ROSCOMMON: T42 | LANESBORO |  | 53.6243 | -8.1976
MV/LV Substation BE***469Z | 10 kV | 400V(3ph) & 230V(single ph) | LV | 630 kVA :Kiosk Substation | 0.63 | --> | 0.63 | 0.4 | 9.3 |  | --> | 0.598 | 0 | 0 | 0 | 0.003 | 0.5 | 0 |  | --> | C28 ex KILMORE | KILMORE: T102 | FINGLAS |  | 53.4049 | -6.1735
MV/LV Substation BE***471Y | 20 kV | 400V(3ph) & 230V(single ph) | LV | 630 kVA :Kiosk Substation | 0.63 | --> | 0.63 | 0 | 0 | Constrained,otherwise capacity available =486kVA. | --> | 0.598 | 0 | 0 | 0 | 0 | 0.5 | 0 |  | --> | E18 ex EDENDERRY | EDENDERRY: T421∥T422 | BLAKE |  | 53.3423 | -7.0518
MV/LV Substation BE***472 | 10 kV | 400V(3ph) & 230V(single ph) | LV | 200 kVA :Building Structure | 0.2 | --> | 0.2 | 0.2 | 2.2 |  | --> | 0.19 | 0 | 0 | 0 | 0 | 0.2 | 0 |  | --> | C23 ex KELLS | KELLS: T41∥T42 | NAVAN |  | 53.701 | -6.9091
MV/LV Substation BE***472Y | 20 kV | 400V(3ph) & 230V(single ph) | LV | 630 kVA :Kiosk Substation | 0.63 | --> | 0.63 | 0 | 0 | Constrained,otherwise capacity available =492kVA. | --> | 0.598 | 0 | 0 | 0 | 0 | 0.5 | 0 |  | --> | E18 ex EDENDERRY | EDENDERRY: T421∥T422 | BLAKE |  | 53.3428 | -7.0516
MV/LV Substation BE***475X | 10 kV | 400V(3ph) & 230V(single ph) | LV | 200 kVA :Kiosk Substation | 0.2 | --> | 0.2 | 0.142 | 9.8 |  | --> | 0.19 | 0 | 0 | 0 | 0 | 0.208 | 0 |  | --> | C22 ex COOKSTOWN | COOKSTOWN: T102 | CARRICKMINES |  | 53.2986 | -6.3862
MV/LV Substation BE***476X | 10 kV | 400V(3ph) & 230V(single ph) | LV | 200 kVA :Pole Substation | 0.2 | --> | 0.2 | 0 | 0 | Constrained,otherwise capacity available =162kVA. | --> | 0.19 | 0 | 0 | 0 | 0 | 0.205 | 0 |  | --> | C12 ex SAGGART | SAGGART: T41∥T42 | GRANGE CASTLE |  | 53.2591 | -6.4966
MV/LV Substation BE***477 | 10 kV | 400V(3ph) & 230V(single ph) | LV | 100 kVA :Pole Substation | 0.1 | --> | 0.1 | 0.078 | 3.2 |  | --> | 0.095 | 0 | 0 | 0 | 0 | 0.103 | 0 |  | --> | C26 ex ATHY | ATHY: T102 | ATHY |  | 53.0243 | -7.0228
MV/LV Substation BE***477X | 10 kV | 400V(3ph) & 230V(single ph) | LV | 200 kVA :Kiosk Substation | 0.2 | --> | 0.2 | 0.137 | 1.5 |  | --> | 0.19 | 0 | 0 | 0 | 0 | 0.209 | 0 |  | --> | C23 ex TRAMORE | TRAMORE: T41 | BUTLERSTOWN |  | 52.1674 | -7.1377
MV/LV Substation BE***477X | 20 kV | 400V(3ph) & 230V(single ph) | LV | 50 kVA :Pole Substation | 0.05 | --> | 0.05 | 0.048 | 1.9 |  | --> | 0.047 | 0 | 0 | 0 | 0 | 0 | 0 | Constrained,otherwise capacity available =49kW. | --> | E15 ex GWEEDORE | GWEEDORE: T421 | ARDNAGAPPARY |  | 55.1155 | -8.1438
MV/LV Substation BE***479 | 10 kV | 400V(3ph) & 230V(single ph) | LV | 100 kVA :Pole Substation | 0.1 | --> | 0.1 | 0.059 | 4.3 |  | --> | 0.095 | 0 | 0 | 0 | 0.003 | 0.103 | 0 |  | --> | C26 ex BAILIEBORO | BAILIEBORO: T41∥T42 | MEATH HILL |  | 53.9175 | -6.9589
MV/LV Substation BE***480 | 10 kV | 400V(3ph) & 230V(single ph) | LV | 200 kVA :Pole Substation | 0.2 | --> | 0.2 | 0.163 | 8.3 |  | --> | 0.19 | 0 | 0 | 0 | 0.01 | 0.194 | 0 |  | --> | C19 ex BALLYBEG | BALLYBEG: T101 | CARRICKMINES |  | 53.0011 | -6.121
MV/LV Substation BE***482X | 20 kV | 400V(3ph) & 230V(single ph) | LV | 50 kVA :Pole Substation | 0.05 | --> | 0.05 | 0 | 0 | Constrained,otherwise capacity available =20kVA. | --> | 0.047 | 0 | 0 | 0 | 0.007 | 0 | 0 | Constrained,otherwise capacity available =46kW. | --> | E12 ex BIRR | BIRR: T422 | DALLOW |  | 53.0975 | -7.7145
MV/LV Substation BE***482Z | 10 kV | 400V(3ph) & 230V(single ph) | LV | 400 kVA :Kiosk Substation | 0.4 | --> | 0.4 | 0 | 0 | Constrained,otherwise capacity available =350kVA. | --> | 0.38 | 0 | 0 | 0 | 0.003 | 0.404 | 0 |  | --> | C21 ex DOUGLAS | DOUGLAS: T42 | TRABEG |  | 51.8698 | -8.3933
MV/LV Substation BE***486Y | 20 kV | 400V(3ph) & 230V(single ph) | LV | 400 kVA :Kiosk Substation | 0.4 | --> | 0.4 | 0 | 0 | Constrained,otherwise capacity available =295kVA. | --> | 0.38 | 0 | 0 | 0 | 0 | 0.416 | 0 |  | --> | C21 ex PORTARLINGTON | PORTARLINGTON: T43 | BLAKE |  | 53.1446 | -7.0669
MV/LV Substation BE***487Y | 20 kV | 400V(3ph) & 230V(single ph) | LV | 630 kVA :Kiosk Substation | 0.63 | --> | 0.63 | 0 | 0 | Constrained,otherwise capacity available =500kVA. | --> | 0.598 | 0 | 0 | 0 | 0 | 0.5 | 0 |  | --> | C21 ex PORTARLINGTON | PORTARLINGTON: T43 | BLAKE |  | 53.1437 | -7.0679
MV/LV Substation BE***488 | 10 kV | 400V(3ph) & 230V(single ph) | LV | 50 kVA :Pole Substation | 0.05 | --> | 0.05 | 0 | 0 | Constrained,otherwise capacity available =33kVA. | --> | 0.047 | 0 | 0 | 0 | 0.009 | 0.042 | 0 |  | --> | C15 ex MALAHIDE | MALAHIDE: T41 | GLASMORE |  | 53.4319 | -6.1419
MV/LV Substation BE***492 | 10 kV | 400V(3ph) & 230V(single ph) | LV | 50 kVA :Pole Substation | 0.05 | --> | 0.05 | 0 | 0 | Constrained,otherwise capacity available =41kVA. | --> | 0.047 | 0 | 0 | 0 | 0 | 0.05 | 0 |  | --> | C22 ex GRANGE (DR) | GRANGE (DR): T42 | GRANGE (DR) |  | 53.4044 | -6.1879
MV/LV Substation BE***494X | 10 kV | 400V(3ph) & 230V(single ph) | LV | 400 kVA :Kiosk Substation | 0.4 | --> | 0.4 | 0.225 | 9.9 |  | --> | 0.38 | 0 | 0 | 0 | 0 | 0.427 | 0 |  | --> | C17 ex CONVOY | CONVOY: T41∥T42 | LETTERKENNY |  | 54.86 | -7.6662
MV/LV Substation BE***505Z | 10 kV | 400V(3ph) & 230V(single ph) | LV | 400 kVA :Kiosk Substation | 0.4 | --> | 0.4 | 0 | 0 | Constrained,otherwise capacity available =330kVA. | --> | 0.38 | 0 | 0 | 0 | 0.007 | 0.403 | 0 |  | --> | C22 ex LEIXLIP | LEIXLIP: T42 | GRIFFINRATH |  | 53.3643 | -6.5234
MV/LV Substation BE***506 | 20 kV | 400V(3ph) & 230V(single ph) | LV | 50 kVA :Pole Substation | 0.05 | --> | 0.05 | 0.038 | 1.6 |  | --> | 0.047 | 0 | 0 | 0 | 0 | 0.051 | 0 |  | --> | E21 ex MILLTOWN (SR) | MILLTOWN (SR): T421 | OUGHTRAGH |  | 52.0758 | -9.6332
MV/LV Substation BE***506Z | 10 kV | 400V(3ph) & 230V(single ph) | LV | 400 kVA :Kiosk Substation | 0.4 | --> | 0.4 | 0 | 0 | Constrained,otherwise capacity available =325kVA. | --> | 0.38 | 0 | 0 | 0 | 0.097 | 0.309 | 0 |  | --> | C22 ex LEIXLIP | LEIXLIP: T42 | GRIFFINRATH |  | 53.3627 | -6.5233
MV/LV Substation BE***507Z | 10 kV | 400V(3ph) & 230V(single ph) | LV | 400 kVA :Kiosk Substation | 0.4 | --> | 0.4 | 0 | 0 | Constrained,otherwise capacity available =332kVA. | --> | 0.38 | 0 | 0 | 0 | 0.124 | 0.279 | 0 |  | --> | C22 ex LEIXLIP | LEIXLIP: T42 | GRIFFINRATH |  | 53.3615 | -6.5227
MV/LV Substation BE***509 | 10 kV | 400V(3ph) & 230V(single ph) | LV | 100 kVA :Pole Substation | 0.1 | --> | 0.1 | 0.093 | 1.7 |  | --> | 0.095 | 0 | 0 | 0 | 0 | 0.1 | 0 |  | --> | C11 ex RATHMORE | RATHMORE: T42 | KNOCKEARAGH |  | 52.0652 | -9.311
MV/LV Substation BE***509 | 20 kV | 400V(3ph) & 230V(single ph) | LV | 200 kVA :Pole Substation | 0.2 | --> | 0.2 | 0 | 0 | Constrained,otherwise capacity available =200kVA. | --> | 0.19 | 0 | 0 | 0 | 0 | 0.2 | 0 |  | --> | E15 ex GLENAMADDY | GLENAMADDY: T422 | ATHLONE |  | 53.659 | -8.6579
MV/LV Substation BE***511 | 20 kV | 400V(3ph) & 230V(single ph) | LV | 50 kVA :Pole Substation | 0.05 | --> | 0.05 | 0 | 0 | Constrained,otherwise capacity available =36kVA. | --> | 0.047 | 0 | 0 | 0 | 0.009 | 0.041 | 0 |  | --> | E18 ex GLASMORE | GLASMORE: T422 | GLASMORE |  | 53.5376 | -6.2496
MV/LV Substation BE***517 | 10 kV | 400V(3ph) & 230V(single ph) | LV | 400 kVA :Kiosk Substation | 0.4 | --> | 0.4 | 0 | 0 | Constrained,otherwise capacity available =308kVA. | --> | 0.38 | 0 | 0 | 0 | 0 | 0.414 | 0 |  | --> | C14 ex GREYSTONES | GREYSTONES: T42 | FASSAROE |  | 53.1624 | -6.0934
MV/LV Substation BE***519Z | 10 kV | 400V(3ph) & 230V(single ph) | LV | 400 kVA :Kiosk Substation | 0.4 | --> | 0.4 | 0.267 | 7.8 |  | --> | 0.38 | 0 | 0 | 0 | 0.077 | 0.339 | 0 |  | --> | C26 ex PELLETSTOWN | PELLETSTOWN: T102 | FINGLAS |  | 53.3801 | -6.3618
MV/LV Substation BE***521X | 10 kV | 400V(3ph) & 230V(single ph) | LV | 1000 kVA :Building Structure | 1 | --> | 1 | 0.343 | 0.3 | Constrained,otherwise capacity available =500kVA. | --> | 0.95 | 0 | 0 | 0 | 0 | 0.5 | 0 |  | --> | C16 ex TUAM NORTH | TUAM NORTH: T41∥T42 | CLOON |  | 53.5297 | -8.8787
MV/LV Substation BE***521Z | 10 kV | 400V(3ph) & 230V(single ph) | LV | 400 kVA :Kiosk Substation | 0.4 | --> | 0.4 | 0.337 | 1.4 |  | --> | 0.38 | 0 | 0 | 0 | 0 | 0.409 | 0 |  | --> | C21 ex BALLINDERRY | BALLINDERRY: T41 | MULLINGAR |  | 53.512 | -7.335
MV/LV Substation BE***522 | 10 kV | 400V(3ph) & 230V(single ph) | LV | 50 kVA :Pole Substation | 0.05 | --> | 0.05 | 0 | 0 | Constrained,otherwise capacity available =37kVA. | --> | 0.047 | 0 | 0 | 0 | 0 | 0.051 | 0 |  | --> | C39 ex COLLEGE PARK | COLLEGE PARK: T103 | COLLEGE PARK |  | 53.4427 | -6.3872
MV/LV Substation BE***523 | 10 kV | 400V(3ph) & 230V(single ph) | LV | 100 kVA :Pole Substation | 0.1 | --> | 0.1 | 0 | 0 | Constrained,otherwise capacity available =99kVA. | --> | 0.095 | 0 | 0 | 0 | 0 | 0.1 | 0 |  | --> | C39 ex COLLEGE PARK | COLLEGE PARK: T103 | COLLEGE PARK |  | 53.4422 | -6.395
MV/LV Substation BE***524 | 10 kV | 400V(3ph) & 230V(single ph) | LV | 400 kVA :Building Structure | 0.4 | --> | 0.4 | 0.305 | 1.4 |  | --> | 0.38 | 0 | 0 | 0 | 0.035 | 0 | 0 | Constrained,otherwise capacity available =378kW. | --> | C20 ex POLLERTON | POLLERTON: T42 | CARLOW |  | 52.817 | -6.877
MV/LV Substation BE***524Z | 10 kV | 400V(3ph) & 230V(single ph) | LV | 630 kVA :Kiosk Substation | 0.63 | --> | 0.63 | 0.5 | 9.3 |  | --> | 0.598 | 0 | 0 | 0 | 0.003 | 0.5 | 0 |  | --> | C28 ex KILMORE | KILMORE: T102 | FINGLAS |  | 53.4049 | -6.1724
MV/LV Substation BE***525 | 10 kV | 400V(3ph) & 230V(single ph) | LV | 50 kVA :Pole Substation | 0.05 | --> | 0.05 | 0 | 0 | Constrained,otherwise capacity available =40kVA. | --> | 0.047 | 0 | 0 | 0 | 0 | 0 | 0 | Constrained,otherwise capacity available =51kW. | --> | C21 ex BIRR | BIRR: T41 | DALLOW |  | 53.0818 | -7.895
MV/LV Substation BE***528 | 10 kV | 400V(3ph) & 230V(single ph) | LV | 630 kVA :Building Structure | 0.63 | --> | 0.63 | 0.079 | 2.9 |  | --> | 0.598 | 0 | 0 | 0 | 0.003 | 0.5 | 0 |  | --> | C18 ex WOLFE TONE STREET | WOLFE TONE STREET: T102 | FINGLAS |  | 53.3577 | -6.2682
MV/LV Substation BE***529 | 20 kV | 400V(3ph) & 230V(single ph) | LV | 100 kVA :Pole Substation | 0.1 | --> | 0.1 | 0.086 | 1.9 |  | --> | 0.095 | 0 | 0 | 0 | 0.003 | 0 | 0 | Constrained,otherwise capacity available =98kW. | --> | E15 ex GWEEDORE | GWEEDORE: T421 | ARDNAGAPPARY |  | 55.1163 | -8.1416
MV/LV Substation BE***529X | 20 kV | 400V(3ph) & 230V(single ph) | LV | 50 kVA :Pole Substation | 0.05 | --> | 0.05 | 0 | 0 | Constrained,otherwise capacity available =47kVA. | --> | 0.047 | 0 | 0 | 0 | 0 | 0.049 | 0 |  | --> | E17 ex DRUMLINE | DRUMLINE: T421∥T422 | DRUMLINE |  | 52.7803 | -8.726
MV/LV Substation BE***531 | 20 kV | 400V(3ph) & 230V(single ph) | LV | 50 kVA :Pole Substation | 0.05 | --> | 0.05 | 0.042 | 3.7 |  | --> | 0.047 | 0 | 0 | 0 | 0 | 0.05 | 0 |  | --> | E12 ex JENKINSTOWN | JENKINSTOWN: T421∥T422 | DUNDALK |  | 54.0154 | -6.3389
MV/LV Substation BE***531Z | 20 kV | 400V(3ph) & 230V(single ph) | LV | 1000 kVA :Building Structure | 1 | --> | 1 | 0 | 0 | Constrained,otherwise capacity available =500kVA. | --> | 0.95 | 0 | 0 | 0 | 0.014 | 0.5 | 0 |  | --> | E20 ex GLASMORE | GLASMORE: T422 | GLASMORE |  | 53.4935 | -6.1474
MV/LV Substation BE***532 | 20 kV | 400V(3ph) & 230V(single ph) | LV | 50 kVA :Pole Substation | 0.05 | --> | 0.05 | 0.043 | 3.7 |  | --> | 0.047 | 0 | 0 | 0 | 0 | 0.05 | 0 |  | --> | E12 ex JENKINSTOWN | JENKINSTOWN: T421∥T422 | DUNDALK |  | 54.0131 | -6.3399
MV/LV Substation BE***537 | 20 kV | 400V(3ph) & 230V(single ph) | LV | 50 kVA :Pole Substation | 0.05 | --> | 0.05 | 0.028 | 11.9 |  | --> | 0.047 | 0 | 0 | 0 | 0.009 | 0 | 0 | Constrained,otherwise capacity available =43kW. | --> | E11 ex WESTPORT | WESTPORT: T421∥T422 | CASTLEBAR |  | 53.7806 | -9.5725
MV/LV Substation BE***537 | 20 kV | 400V(3ph) & 230V(single ph) | LV | 50 kVA :Pole Substation | 0.05 | --> | 0.05 | 0 | 0 | Constrained,otherwise capacity available =16kVA. | --> | 0.047 | 0 | 0 | 0 | 0 | 0.054 | 0 |  | --> | E18 ex JULIANSTOWN | JULIANSTOWN: T421∥T422 | DRYBRIDGE |  | 53.6642 | -6.3567
MV/LV Substation BE***540 | 20 kV | 400V(3ph) & 230V(single ph) | LV | 100 kVA :Pole Substation | 0.1 | --> | 0.1 | 0 | 0 | Constrained,otherwise capacity available =69kVA. | --> | 0.095 | 0 | 0 | 0 | 0.007 | 0.097 | 0 |  | --> | E18 ex JULIANSTOWN | JULIANSTOWN: T421∥T422 | DRYBRIDGE |  | 53.6433 | -6.3479
MV/LV Substation BE***540X | 10 kV | 400V(3ph) & 230V(single ph) | LV | 1000 kVA :Building Structure | 1 | --> | 1 | 0.5 | 0.6 |  | --> | 0.95 | 0 | 0 | 0 | 0.003 | 0.5 | 0 |  | --> | C19 ex CLONDALKIN | CLONDALKIN: T41 | INCHICORE 220KV |  | 53.3139 | -6.3934
MV/LV Substation BE***547Y | 10 kV | 400V(3ph) & 230V(single ph) | LV | 400 kVA :Kiosk Substation | 0.4 | --> | 0.4 | 0.341 | 3.7 |  | --> | 0.38 | 0 | 0 | 0 | 0.027 | 0.38 | 0 |  | --> | C17 ex BALLINASLOE | BALLINASLOE: T41∥T42 | SOMERSET |  | 53.3207 | -8.2243
MV/LV Substation BE***551 | 20 kV | 400V(3ph) & 230V(single ph) | LV | 50 kVA :Pole Substation | 0.05 | --> | 0.05 | 0 | 0 | Constrained,otherwise capacity available =45kVA. | --> | 0.047 | 0 | 0 | 0 | 0 | 0.05 | 0 |  | --> | C21 ex MACETOWN | MACETOWN: T101 | MACETOWN |  | 53.4493 | -6.5057
MV/LV Substation BE***551 | 10 kV | 400V(3ph) & 230V(single ph) | LV | 630 kVA :Kiosk Substation | 0.63 | --> | 0.63 | 0.302 | 1.3 |  | --> | 0.598 | 0 | 0 | 0 | 0 | 0.5 | 0 |  | --> | C11 ex DRUMCONDRA | DRUMCONDRA: T41 | MCDERMOTT |  | 53.3592 | -6.258
MV/LV Substation BE***557Z | 10 kV | 400V(3ph) & 230V(single ph) | LV | 400 kVA :Building Structure | 0.4 | --> | 0.4 | 0 | 0 | Constrained,otherwise capacity available =386kVA. | --> | 0.38 | 0 | 0 | 0 | 0 | 0.401 | 0 |  | --> | C22 ex GRANGE (DR) | GRANGE (DR): T42 | GRANGE (DR) |  | 53.4037 | -6.1736
MV/LV Substation BE***558Y | 10 kV | 400V(3ph) & 230V(single ph) | LV | 400 kVA :Kiosk Substation | 0.4 | --> | 0.4 | 0.28 | 3.3 |  | --> | 0.38 | 0 | 0 | 0 | 0.046 | 0.37 | 0 |  | --> | C17 ex CELBRIDGE | CELBRIDGE: T41 | GRIFFINRATH |  | 53.3479 | -6.5443
MV/LV Substation BE***558Y | 10 kV | 400V(3ph) & 230V(single ph) | LV | 100 kVA :Pole Substation | 0.1 | --> | 0.1 | 0.09 | 1.4 |  | --> | 0.095 | 0 | 0 | 0 | 0 | 0 | 0 | Constrained,otherwise capacity available =101kW. | --> | C20 ex POLLERTON | POLLERTON: T42 | CARLOW |  | 52.8307 | -6.8685
MV/LV Substation BE***558Z | 10 kV | 400V(3ph) & 230V(single ph) | LV | 1000 kVA :Building Structure | 1 | --> | 1 | 0 | 0 | Constrained,otherwise capacity available =500kVA. | --> | 0.95 | 0 | 0 | 0 | 0 | 0.5 | 0 |  | --> | C22 ex GRANGE (DR) | GRANGE (DR): T42 | GRANGE (DR) |  | 53.4037 | -6.1727
MV/LV Substation BE***559Z | 10 kV | 400V(3ph) & 230V(single ph) | LV | 1000 kVA :Building Structure | 1 | --> | 1 | 0 | 0 | Constrained,otherwise capacity available =500kVA. | --> | 0.95 | 0 | 0 | 0 | 0 | 0.5 | 0 |  | --> | C22 ex GRANGE (DR) | GRANGE (DR): T42 | GRANGE (DR) |  | 53.4037 | -6.1706
MV/LV Substation BE***560Y | 10 kV | 400V(3ph) & 230V(single ph) | LV | 630 kVA :Kiosk Substation | 0.63 | --> | 0.63 | 0.475 | 3.5 |  | --> | 0.598 | 0 | 0 | 0 | 0.029 | 0.5 | 0 |  | --> | C12 ex MARSHES | MARSHES: T42 | DUNDALK |  | 53.9968 | -6.3884
MV/LV Substation BE***561 | 10 kV | 400V(3ph) & 230V(single ph) | LV | 400 kVA :Kiosk Substation | 0.4 | --> | 0.4 | 0.299 | 2.8 |  | --> | 0.38 | 0 | 0 | 0 | 0.022 | 0.392 | 0 |  | --> | C18 ex BALLYBODEN | BALLYBODEN: T42 | COOKSTOWN |  | 53.2945 | -6.2857
MV/LV Substation BE***561X | 10 kV | 400V(3ph) & 230V(single ph) | LV | 400 kVA :Kiosk Substation | 0.4 | --> | 0.4 | 0.318 | 3.9 |  | --> | 0.38 | 0 | 0 | 0 | 0.003 | 0.409 | 0 |  | --> | C21 ex GALWAY 110KV | GALWAY 110KV: T103 | GALWAY 110KV |  | 53.2828 | -9.0012
MV/LV Substation BE***562Y | 10 kV | 400V(3ph) & 230V(single ph) | LV | 400 kVA :Kiosk Substation | 0.4 | --> | 0.4 | 0.274 | 9.2 |  | --> | 0.38 | 0 | 0 | 0 | 0.003 | 0.416 | 0 |  | --> | C18 ex TRABEG | TRABEG: T101 | TRABEG |  | 51.8643 | -8.4568
MV/LV Substation BE***565 | 10 kV | 400V(3ph) & 230V(single ph) | LV | 200 kVA :Pole Substation | 0.2 | --> | 0.2 | 0.15 | 2.1 |  | --> | 0.19 | 0 | 0 | 0 | 0 | 0.207 | 0 |  | --> | C12 ex KILSARAN | KILSARAN: T42 | DRYBRIDGE |  | 53.8951 | -6.3918
MV/LV Substation BE***570X | 20 kV | 400V(3ph) & 230V(single ph) | LV | 100 kVA :Pole Substation | 0.1 | --> | 0.1 | 0.048 | 1.5 |  | --> | 0.095 | 0 | 0 | 0 | 0.015 | 0.091 | 0 |  | --> | C17 ex MOUNT MISERY | MOUNT MISERY: T41 | WATERFORD |  | 52.2732 | -7.0939
MV/LV Substation BE***571 | 10 kV | 400V(3ph) & 230V(single ph) | LV | 200 kVA :Pole Substation | 0.2 | --> | 0.2 | 0.086 | 6.9 |  | --> | 0.19 | 0 | 0 | 0 | 0 | 0 | 0 | Constrained,otherwise capacity available =216kW. | --> | C17 ex BALLYSHANNON | BALLYSHANNON: T41∥T42 | CATHALEENS FALL |  | 54.4776 | -8.0969
MV/LV Substation BE***571X | 20 kV | 400V(3ph) & 230V(single ph) | LV | 100 kVA :Pole Substation | 0.1 | --> | 0.1 | 0.092 | 1.5 |  | --> | 0.095 | 0 | 0 | 0 | 0 | 0.1 | 0 |  | --> | E17 ex ACHILL | ACHILL: T422 | CARROWBEG |  | 53.9775 | -10.0756
MV/LV Substation BE***574 | 10 kV | 400V(3ph) & 230V(single ph) | LV | 50 kVA :Pole Substation | 0.05 | --> | 0.05 | 0 | 0 | Constrained,otherwise capacity available =38kVA. | --> | 0.047 | 0 | 0 | 0 | 0 | 0.051 | 0 |  | --> | C22 ex SKIBBEREEN | SKIBBEREEN: T41∥T42 | DUNMANWAY |  | 51.5794 | -9.2851
MV/LV Substation BE***576 | 10 kV | 400V(3ph) & 230V(single ph) | LV | 400 kVA :Kiosk Substation | 0.4 | --> | 0.4 | 0.263 | 1.8 |  | --> | 0.38 | 0 | 0 | 0 | 0.053 | 0.365 | 0 |  | --> | C19 ex DUNDRUM | DUNDRUM: T41 | BLACKROCK |  | 53.3033 | -6.242
MV/LV Substation BE***577 | 10 kV | 400V(3ph) & 230V(single ph) | LV | 630 kVA :Building Structure | 0.63 | --> | 0.63 | 0.46 | 6.1 |  | --> | 0.598 | 0 | 0 | 0 | 0 | 0.5 | 0 |  | --> | C14 ex BEDFORD ROW | BEDFORD ROW: T43 | FRANCIS STREET |  | 53.3459 | -6.2597
MV/LV Substation BE***583Z | 10 kV | 400V(3ph) & 230V(single ph) | LV | 200 kVA :Kiosk Substation | 0.2 | --> | 0.2 | 0.14 | 5 |  | --> | 0.19 | 0 | 0 | 0 | 0 | 0.209 | 0 |  | --> | C18 ex CENTRE PARK ROAD | MARINA: T106 | MARINA |  | 51.8835 | -8.4134
MV/LV Substation BE***583Z | 10 kV | 400V(3ph) & 230V(single ph) | LV | 400 kVA :Building Structure | 0.4 | --> | 0.4 | 0 | 0 | Constrained,otherwise capacity available =391kVA. | --> | 0.38 | 0 | 0 | 0 | 0 | 0.4 | 0 |  | --> | C39 ex COLLEGE PARK | COLLEGE PARK: T103 | COLLEGE PARK |  | 53.4123 | -6.3738
MV/LV Substation BE***584X | 20 kV | 400V(3ph) & 230V(single ph) | LV | 50 kVA :Pole Substation | 0.05 | --> | 0.05 | 0.04 | 1.4 |  | --> | 0.047 | 0 | 0 | 0 | 0 | 0 | 0 | Constrained,otherwise capacity available =51kW. | --> | C18 ex DEERPARK | DEERPARK: T41∥T42 | BALLYDINE |  | 52.5086 | -7.5125
MV/LV Substation BE***584X | 10 kV | 400V(3ph) & 230V(single ph) | LV | 400 kVA :Kiosk Substation | 0.4 | --> | 0.4 | 0.289 | 4.9 |  | --> | 0.38 | 0 | 0 | 0 | 0.02 | 0.396 | 0 |  | --> | C21 ex BALLINCOLLIG | BALLINCOLLIG: T41 | KILBARRY |  | 51.885 | -8.5849
MV/LV Substation BE***585X | 20 kV | 400V(3ph) & 230V(single ph) | LV | 200 kVA :Pole Substation | 0.2 | --> | 0.2 | 0 | 0 | Constrained,otherwise capacity available =200kVA. | --> | 0.19 | 0 | 0 | 0 | 0 | 0.2 | 0 |  | --> | E14 ex DALTON | DALTON: T421∥T422 | DALTON |  | 53.7848 | -8.9195
MV/LV Substation BE***587Y | 20 kV | 400V(3ph) & 230V(single ph) | LV | 50 kVA :Pole Substation | 0.05 | --> | 0.05 | 0 | 0 | Constrained,otherwise capacity available =50kVA. | --> | 0.047 | 0 | 0 | 0 | 0 | 0.049 | 0 |  | --> | E20 ex COLLOONEY | COLLOONEY: T422 | SLIGO |  | 54.2694 | -8.759
MV/LV Substation BE***588Y | 20 kV | 400V(3ph) & 230V(single ph) | LV | 50 kVA :Pole Substation | 0.05 | --> | 0.05 | 0 | 0 | Constrained,otherwise capacity available =34kVA. | --> | 0.047 | 0 | 0 | 0 | 0 | 0.051 | 0 |  | --> | C22 ex ATHLONE | ATHLONE: T41 | ATHLONE |  | 53.4273 | -8.0228
MV/LV Substation BE***591 | 10 kV | 400V(3ph) & 230V(single ph) | LV | 50 kVA :Pole Substation | 0.05 | --> | 0.05 | 0.036 | 4.8 |  | --> | 0.047 | 0 | 0 | 0 | 0 | 0.051 | 0 |  | --> | C21 ex ATHY | ATHY: T101 | ATHY |  | 52.9794 | -7.0078
MV/LV Substation BE***591Y | 10 kV | 400V(3ph) & 230V(single ph) | LV | 200 kVA :Kiosk Substation | 0.2 | --> | 0.2 | 0.2 | 1.5 |  | --> | 0.19 | 0 | 0 | 0 | 0 | 0.2 | 0 |  | --> | C12 ex MOUNT MISERY | MOUNT MISERY: T41 | WATERFORD |  | 52.2691 | -7.0913
MV/LV Substation BE***593 | 20 kV | 400V(3ph) & 230V(single ph) | LV | 200 kVA :Pole Substation | 0.2 | --> | 0.2 | 0 | 0 |  | --> | 0.19 | 0 | 0 | 0 | 0.117 | 0.1 | 0 |  | --> | E18 ex GLASMORE | GLASMORE: T422 | GLASMORE |  | 53.5035 | -6.2684
MV/LV Substation BE***593 | 10 kV | 400V(3ph) & 230V(single ph) | LV | 630 kVA :Kiosk Substation | 0.63 | --> | 0.63 | 0 | 0 | Constrained,otherwise capacity available =392kVA. | --> | 0.598 | 0 | 0 | 0 | 0.003 | 0.5 | 0 |  | --> | C13 ex DONNYBROOK | DONNYBROOK: T41 | MILLTOWN (DR) |  | 53.3217 | -6.238
MV/LV Substation BE***594 | 10 kV | 400V(3ph) & 230V(single ph) | LV | 400 kVA :Kiosk Substation | 0.4 | --> | 0.4 | 0 | 0 | Constrained,otherwise capacity available =314kVA. | --> | 0.38 | 0 | 0 | 0 | 0 | 0.413 | 0 |  | --> | C13 ex DONNYBROOK | DONNYBROOK: T41 | MILLTOWN (DR) |  | 53.3205 | -6.2378
MV/LV Substation BE***594X | 10 kV | 400V(3ph) & 230V(single ph) | LV | 400 kVA :Kiosk Substation | 0.4 | --> | 0.4 | 0 | 0 | Constrained,otherwise capacity available =318kVA. | --> | 0.38 | 0 | 0 | 0 | 0.009 | 0.403 | 0 |  | --> | C16 ex COOLCORCORAN | COOLCORCORAN: T41∥T42 | KNOCKEARAGH |  | 52.0698 | -9.5304
MV/LV Substation BE***595 | 20 kV | 400V(3ph) & 230V(single ph) | LV | 50 kVA :Pole Substation | 0.05 | --> | 0.05 | 0 | 0 | Constrained,otherwise capacity available =37kVA. | --> | 0.047 | 0 | 0 | 0 | 0.003 | 0.047 | 0 |  | --> | E17 ex ACADEMY STREET | ACADEMY STREET: T421∥T422 | NAVAN |  | 53.5806 | -6.7036
MV/LV Substation BE***595 | 10 kV | 400V(3ph) & 230V(single ph) | LV | 400 kVA :Kiosk Substation | 0.4 | --> | 0.4 | 0 | 0 | Constrained,otherwise capacity available =279kVA. | --> | 0.38 | 0 | 0 | 0 | 0 | 0.418 | 0 |  | --> | C13 ex DONNYBROOK | DONNYBROOK: T41 | MILLTOWN (DR) |  | 53.3196 | -6.2382
MV/LV Substation BE***597 | 10 kV | 400V(3ph) & 230V(single ph) | LV | 630 kVA :Building Structure | 0.63 | --> | 0.63 | 0.5 | 3.7 |  | --> | 0.598 | 0 | 0 | 0 | 0 | 0.5 | 0 |  | --> | C20 ex MERRION SQUARE | MERRION SQUARE: T42 | RINGSEND |  | 53.3366 | -6.2548
MV/LV Substation BE***597 | 10 kV | 400V(3ph) & 230V(single ph) | LV | 50 kVA :Pole Substation | 0.05 | --> | 0.05 | 0 | 0 | Constrained,otherwise capacity available =35kVA. | --> | 0.047 | 0 | 0 | 0 | 0 | 0.051 | 0 |  | --> | C14 ex CLONAKILTY | CLONAKILTY: T41∥T42 | DUNMANWAY |  | 51.6132 | -8.9287
MV/LV Substation BE***597Y | 10 kV | 400V(3ph) & 230V(single ph) | LV | 200 kVA :Kiosk Substation | 0.2 | --> | 0.2 | 0 | 0 | Constrained,otherwise capacity available =155kVA. | --> | 0.19 | 0 | 0 | 0 | 0 | 0.207 | 0 |  | --> | C20 ex MONEYCOOLEY | MONEYCOOLEY: T42 | GRIFFINRATH |  | 53.373 | -6.5991
MV/LV Substation BE***598 | 20 kV | 400V(3ph) & 230V(single ph) | LV | 50 kVA :Pole Substation | 0.05 | --> | 0.05 | 0 | 0 | Constrained,otherwise capacity available =40kVA. | --> | 0.047 | 0 | 0 | 0 | 0 | 0.051 | 0 |  | --> | E20 ex GLASMORE | GLASMORE: T422 | GLASMORE |  | 53.4895 | -6.2167
MV/LV Substation BE***599Z | 10 kV | 400V(3ph) & 230V(single ph) | LV | 400 kVA :Building Structure | 0.4 | --> | 0.4 | 0 | 0 | Constrained,otherwise capacity available =320kVA. | --> | 0.38 | 0 | 0 | 0 | 0 | 0.412 | 0 |  | --> | C22 ex POPPINTREE | POPPINTREE: T102 | FINGLAS |  | 53.3893 | -6.2855
MV/LV Substation BE***603 | 20 kV | 400V(3ph) & 230V(single ph) | LV | 200 kVA :Pole Substation | 0.2 | --> | 0.2 | 0.199 | 8.5 |  | --> | 0.19 | 0 | 0 | 0 | 0 | 0 | 0 | Constrained,otherwise capacity available =200kW. | --> | E12 ex BELLACORICK | BELLACORICK: T122 | BELLACORICK |  | 54.1196 | -9.578
MV/LV Substation BE***603 | 10 kV | 400V(3ph) & 230V(single ph) | LV | 630 kVA :Building Structure | 0.63 | --> | 0.63 | 0.412 | 2.5 |  | --> | 0.598 | 0 | 0 | 0 | 0 | 0.5 | 0 |  | --> | C13 ex GRANBY ROW | GRANBY ROW: T41 | MCDERMOTT |  | 53.3554 | -6.2621
MV/LV Substation BE***606Z | 10 kV | 400V(3ph) & 230V(single ph) | LV | 200 kVA :Kiosk Substation | 0.2 | --> | 0.2 | 0.179 | 0.9 |  | --> | 0.19 | 0 | 0 | 0 | 0 | 0 | 0 | Constrained,otherwise capacity available =203kW. | --> | C16 ex BANTRY | BANTRY: T41∥T42 | BALLYLICKY |  | 51.6752 | -9.4894
MV/LV Substation BE***609Y | 20 kV | 400V(3ph) & 230V(single ph) | LV | 200 kVA :Kiosk Substation | 0.2 | --> | 0.2 | 0 | 0 | Constrained,otherwise capacity available =149kVA. | --> | 0.19 | 0 | 0 | 0 | 0 | 0 | 0 | Constrained,otherwise capacity available =207kW. | --> | E14 ex CASTLELYONS | CASTLELYONS: T421∥T422 | BARRYMORE |  | 52.0945 | -8.2377
MV/LV Substation BE***610X | 20 kV | 400V(3ph) & 230V(single ph) | LV | 200 kVA :Pole Substation | 0.2 | --> | 0.2 | 0.193 | 6.3 |  | --> | 0.19 | 0 | 0 | 0 | 0 | 0 | 0 | Constrained,otherwise capacity available =200kW. | --> | E13 ex BAGENALSTOWN | BAGENALSTOWN: T421∥T422 | CARLOW |  | 52.669 | -6.7811
MV/LV Substation BE***612X | 10 kV | 400V(3ph) & 230V(single ph) | LV | 400 kVA :Kiosk Substation | 0.4 | --> | 0.4 | 0 | 0 | Constrained,otherwise capacity available =358kVA. | --> | 0.38 | 0 | 0 | 0 | 0 | 0.406 | 0 |  | --> | C16 ex COOLCORCORAN | COOLCORCORAN: T41∥T42 | KNOCKEARAGH |  | 52.0704 | -9.5316
MV/LV Substation BE***614 | 20 kV | 400V(3ph) & 230V(single ph) | LV | 200 kVA :Pole Substation | 0.2 | --> | 0.2 | 0.11 | 1.9 |  | --> | 0.19 | 0 | 0 | 0 | 0 | 0 | 0 | Constrained,otherwise capacity available =213kW. | --> | E15 ex GWEEDORE | GWEEDORE: T421 | ARDNAGAPPARY |  | 55.1348 | -8.1098
MV/LV Substation BE***615 | 10 kV | 400V(3ph) & 230V(single ph) | LV | 400 kVA :Kiosk Substation | 0.4 | --> | 0.4 | 0.253 | 3.4 |  | --> | 0.38 | 0 | 0 | 0 | 0 | 0.422 | 0 |  | --> | C12 ex DONNYBROOK | DONNYBROOK: T42 | MILLTOWN (DR) |  | 53.3177 | -6.2333
MV/LV Substation BE***616X | 10 kV | 400V(3ph) & 230V(single ph) | LV | 1000 kVA :Building Structure | 1 | --> | 1 | 0.5 | 0.7 |  | --> | 0.95 | 0 | 0 | 0 | 0 | 0.5 | 0 |  | --> | C19 ex GLOUCESTER PLACE | GLOUCESTER PLACE: T41 | MCDERMOTT |  | 53.3545 | -6.2564
MV/LV Substation BE***619 | 10 kV | 400V(3ph) & 230V(single ph) | LV | 200 kVA :Pole Substation | 0.2 | --> | 0.2 | 0.187 | 5.6 |  | --> | 0.19 | 0 | 0 | 0 | 0.022 | 0.178 | 0 |  | --> | C12 ex PURCELLS INCH | PURCELLS INCH: T42 | KILKENNY |  | 52.5906 | -7.1843
MV/LV Substation BE***619 | 10 kV | 400V(3ph) & 230V(single ph) | LV | 200 kVA :Kiosk Substation | 0.2 | --> | 0.2 | 0 | 0 | Constrained,otherwise capacity available =130kVA. | --> | 0.19 | 0 | 0 | 0 | 0.003 | 0.207 | 0 |  | --> | C20 ex COLLEGE PARK | COLLEGE PARK: T102 | COLLEGE PARK |  | 53.3893 | -6.3819
MV/LV Substation BE***628 | 20 kV | 400V(3ph) & 230V(single ph) | LV | 100 kVA :Pole Substation | 0.1 | --> | 0.1 | 0.052 | 1.2 |  | --> | 0.095 | 0 | 0 | 0 | 0 | 0.106 | 0 |  | --> | C16 ex SCREEB | SCREEB: T41 | SCREEB |  | 53.3146 | -9.616
MV/LV Substation BE***628 | 20 kV | 400V(3ph) & 230V(single ph) | LV | 400 kVA :Building Structure | 0.4 | --> | 0.4 | 0 | 0 | Constrained,otherwise capacity available =388kVA. | --> | 0.38 | 0 | 0 | 0 | 0 | 0 | 0 | Constrained,otherwise capacity available =401kW. | --> | E11 ex BEALNABLATH | BEALNABLATH: T421 | BANDON |  | 51.8397 | -8.834
MV/LV Substation BE***630Z | 20 kV | 400V(3ph) & 230V(single ph) | LV | 100 kVA :Pole Substation | 0.1 | --> | 0.1 | 0.089 | 3 |  | --> | 0.095 | 0 | 0 | 0 | 0 | 0.101 | 0 |  | --> | C16 ex LOUGHANALLA | LOUGHANALLA: T41∥T42 | MULLINGAR |  | 53.643 | -7.2134
MV/LV Substation BE***634 | 20 kV | 400V(3ph) & 230V(single ph) | LV | 50 kVA :Pole Substation | 0.05 | --> | 0.05 | 0 | 0 | Constrained,otherwise capacity available =50kVA. | --> | 0.047 | 0 | 0 | 0 | 0 | 0.049 | 0 |  | --> | E20 ex GLASMORE | GLASMORE: T422 | GLASMORE |  | 53.4938 | -6.1515
MV/LV Substation BE***638X | 20 kV | 400V(3ph) & 230V(single ph) | LV | 400 kVA :Kiosk Substation | 0.4 | --> | 0.4 | 0.179 | 11.5 |  | --> | 0.38 | 0 | 0 | 0 | 0.067 | 0.363 | 0 |  | --> | E20 ex ADAMSTOWN | ADAMSTOWN: T122 | INCHICORE 220KV |  | 53.3417 | -6.4508
MV/LV Substation BE***640 | 10 kV | 400V(3ph) & 230V(single ph) | LV | 630 kVA :Building Structure | 0.63 | --> | 0.63 | 0.5 | 3.4 |  | --> | 0.598 | 0 | 0 | 0 | 0 | 0.5 | 0 |  | --> | C12 ex DONNYBROOK | DONNYBROOK: T42 | MILLTOWN (DR) |  | 53.3126 | -6.2364
MV/LV Substation BE***640 | 20 kV | 400V(3ph) & 230V(single ph) | LV | 50 kVA :Pole Substation | 0.05 | --> | 0.05 | 0.027 | 1.8 |  | --> | 0.047 | 0 | 0 | 0 | 0.011 | 0.04 | 0 |  | --> | E21 ex CURRALEIGH | CURRALEIGH: T421∥T422 | KILBARRY |  | 51.9443 | -8.6909
MV/LV Substation BE***640X | 10 kV | 400V(3ph) & 230V(single ph) | LV | 1000 kVA :Building Structure | 1 | --> | 1 | 0.5 | 6.7 |  | --> | 0.95 | 0 | 0 | 0 | 0 | 0.5 | 0 |  | --> | C11 ex BEDFORD ROW | BEDFORD ROW: T42 | FRANCIS STREET |  | 53.3461 | -6.2612
MV/LV Substation BE***642 | 20 kV | 400V(3ph) & 230V(single ph) | LV | 100 kVA :Pole Substation | 0.1 | --> | 0.1 | 0 | 0 | Constrained,otherwise capacity available =83kVA. | --> | 0.095 | 0 | 0 | 0 | 0 | 0.102 | 0 |  | --> | E18 ex JULIANSTOWN | JULIANSTOWN: T421∥T422 | DRYBRIDGE |  | 53.6897 | -6.3468
MV/LV Substation BE***643 | 10 kV | 400V(3ph) & 230V(single ph) | LV | 100 kVA :Pole Substation | 0.1 | --> | 0.1 | 0.089 | 0.9 |  | --> | 0.095 | 0 | 0 | 0 | 0.003 | 0.098 | 0 |  | --> | C20 ex RATHMULLAN | RATHMULLAN: T42 | DRYBRIDGE |  | 53.702 | -6.3488
MV/LV Substation BE***648X | 20 kV | 400V(3ph) & 230V(single ph) | LV | 630 kVA :Kiosk Substation | 0.63 | --> | 0.63 | 0.5 | 5.6 |  | --> | 0.598 | 0 | 0 | 0 | 0.01 | 0.5 | 0 |  | --> | E18 ex CRANE | CRANE: T122 | CRANE |  | 52.6363 | -6.2297
MV/LV Substation BE***650 | 10 kV | 400V(3ph) & 230V(single ph) | LV | 400 kVA :Building Structure | 0.4 | --> | 0.4 | 0.196 | 11.2 |  | --> | 0.38 | 0 | 0 | 0 | 0.04 | 0.388 | 0 |  | --> | C21 ex ARTANE | ARTANE: T101 | FINGLAS |  | 53.3751 | -6.2254
MV/LV Substation BE***653 | 20 kV | 400V(3ph) & 230V(single ph) | LV | 50 kVA :Pole Substation | 0.05 | --> | 0.05 | 0 | 0 | Constrained,otherwise capacity available =40kVA. | --> | 0.047 | 0 | 0 | 0 | 0 | 0 | 0 | Constrained,otherwise capacity available =51kW. | --> | C16 ex HOLYCROSS ROAD | HOLYCROSS ROAD: T41∥T42 | THURLES |  | 52.665 | -7.846
MV/LV Substation BE***654X | 20 kV | 400V(3ph) & 230V(single ph) | LV | 50 kVA :Pole Substation | 0.05 | --> | 0.05 | 0 | 0 | Constrained,otherwise capacity available =43kVA. | --> | 0.047 | 0 | 0 | 0 | 0.007 | 0.042 | 0 |  | --> | E19 ex CAVAN | CAVAN: T421 | SHANKILL |  | 53.9388 | -7.4173
MV/LV Substation BE***659Y | 10 kV | 400V(3ph) & 230V(single ph) | LV | 400 kVA :Kiosk Substation | 0.4 | --> | 0.4 | 0.355 | 1.2 |  | --> | 0.38 | 0 | 0 | 0 | 0.008 | 0.398 | 0 |  | --> | C17 ex ABBEYLAND | ABBEYLAND: T41 | NAVAN |  | 53.6617 | -6.6848
MV/LV Substation BE***662 | 20 kV | 400V(3ph) & 230V(single ph) | LV | 50 kVA :Pole Substation | 0.05 | --> | 0.05 | 0 | 0 |  | --> | 0.047 | 0 | 0 | 0 | 0 | 0.061 | 0 |  | --> | E20 ex GLASMORE | GLASMORE: T422 | GLASMORE |  | 53.4847 | -6.2199
MV/LV Substation BE***665X | 10 kV | 400V(3ph) & 230V(single ph) | LV | 50 kVA :Pole Substation | 0.05 | --> | 0.05 | 0.044 | 3.4 |  | --> | 0.047 | 0 | 0 | 0 | 0.003 | 0.047 | 0 |  | --> | C16 ex STICKILLEN | STICKILLEN: T41∥T42 | DRYBRIDGE |  | 53.8098 | -6.5238
MV/LV Substation BE***669 | 10 kV | 400V(3ph) & 230V(single ph) | LV | 50 kVA :Pole Substation | 0.05 | --> | 0.05 | 0.047 | 1.3 |  | --> | 0.047 | 0 | 0 | 0 | 0 | 0 | 0 | Constrained,otherwise capacity available =49kW. | --> | C26 ex KILKEE | KILKEE: T41 | TULLABRACK |  | 52.7236 | -9.5727
MV/LV Substation BE***670Y | 20 kV | 400V(3ph) & 230V(single ph) | LV | 100 kVA :Pole Substation | 0.1 | --> | 0.1 | 0.09 | 2.2 |  | --> | 0.095 | 0 | 0 | 0 | 0.007 | 0.094 | 0 |  | --> | C13 ex MORNINGTON ROAD | MORNINGTON ROAD: T41 | DRYBRIDGE |  | 53.7208 | -6.254
MV/LV Substation BE***670Y | 10 kV | 400V(3ph) & 230V(single ph) | LV | 400 kVA :Kiosk Substation | 0.4 | --> | 0.4 | 0 | 0 | Constrained,otherwise capacity available =398kVA. | --> | 0.38 | 0 | 0 | 0 | 0 | 0 | 0 | Constrained,otherwise capacity available =400kW. | --> | C17 ex KILMALLOCK | KILMALLOCK: T42 | CHARLEVILLE |  | 52.4028 | -8.5832
MV/LV Substation BE***672 | 10 kV | 400V(3ph) & 230V(single ph) | LV | 50 kVA :Pole Substation | 0.05 | --> | 0.05 | 0.046 | 1.4 |  | --> | 0.047 | 0 | 0 | 0 | 0 | 0 | 0 | Constrained,otherwise capacity available =49kW. | --> | C20 ex POLLERTON | POLLERTON: T42 | CARLOW |  | 52.8281 | -6.8731
MV/LV Substation BE***674X | 10 kV | 400V(3ph) & 230V(single ph) | LV | 200 kVA :Kiosk Substation | 0.2 | --> | 0.2 | 0 | 2.2 |  | --> | 0.19 | 0 | 0 | 0 | 0 | 0.231 | 0 |  | --> | C16 ex MANOR STREET | MANOR STREET: T42 | WATERFORD |  | 52.2589 | -7.1059
MV/LV Substation BE***677 | 10 kV | 400V(3ph) & 230V(single ph) | LV | 400 kVA :Kiosk Substation | 0.4 | --> | 0.4 | 0.325 | 4.1 |  | --> | 0.38 | 0 | 0 | 0 | 0 | 0.411 | 0 |  | --> | C19 ex MOUNT MERRION | MOUNT MERRION: T41 | CARRICKMINES |  | 53.3116 | -6.2214
MV/LV Substation BE***683 | 10 kV | 400V(3ph) & 230V(single ph) | LV | 200 kVA :Building Structure | 0.2 | --> | 0.2 | 0.164 | 1.4 |  | --> | 0.19 | 0 | 0 | 0 | 0.011 | 0 | 0 | Constrained,otherwise capacity available =193kW. | --> | C20 ex POLLERTON | POLLERTON: T42 | CARLOW |  | 52.8184 | -6.876
MV/LV Substation BE***686 | 10 kV | 400V(3ph) & 230V(single ph) | LV | 50 kVA :Pole Substation | 0.05 | --> | 0.05 | 0.045 | 3.4 |  | --> | 0.047 | 0 | 0 | 0 | 0 | 0.05 | 0 |  | --> | C15 ex STICKILLEN | STICKILLEN: T41∥T42 | DRYBRIDGE |  | 53.7981 | -6.5316
MV/LV Substation BE***687Y | 10 kV | 400V(3ph) & 230V(single ph) | LV | 200 kVA :Kiosk Substation | 0.2 | --> | 0.2 | 0 | 0 | Constrained,otherwise capacity available =175kVA. | --> | 0.19 | 0 | 0 | 0 | 0.007 | 0 | 0 | Constrained,otherwise capacity available =196kW. | --> | C11 ex BELLFIELD | BELLFIELD: T41∥T42 | CRANE |  | 52.5039 | -6.5806
MV/LV Substation BE***694 | 20 kV | 400V(3ph) & 230V(single ph) | LV | 400 kVA :Kiosk Substation | 0.4 | --> | 0.4 | 0 | 0 | Constrained,otherwise capacity available =191kVA. | --> | 0.38 | 0 | 0 | 0 | 0 | 0.431 | 0 |  | --> | E14 ex KILCOCK | KILCOCK: T422 | GRIFFINRATH |  | 53.482 | -6.7312
MV/LV Substation BE***696X | 10 kV | 400V(3ph) & 230V(single ph) | LV | 630 kVA :Building Structure | 0.63 | --> | 0.63 | 0.5 | 14.2 |  | --> | 0.598 | 0 | 0 | 0 | 0 | 0.5 | 0 |  | --> | C12 ex HEUSTON SQUARE | HEUSTON SQUARE: T102 | INCHICORE 220KV |  | 53.347 | -6.3099
MV/LV Substation BE***697 | 10 kV | 400V(3ph) & 230V(single ph) | LV | 50 kVA :Pole Substation | 0.05 | --> | 0.05 | 0.035 | 8.3 |  | --> | 0.047 | 0 | 0 | 0 | 0 | 0.051 | 0 |  | --> | C14 ex DRYBRIDGE | DRYBRIDGE: T42 | DRYBRIDGE |  | 53.744 | -6.425
MV/LV Substation BE***700 | 10 kV | 400V(3ph) & 230V(single ph) | LV | 630 kVA :Kiosk Substation | 0.63 | --> | 0.63 | 0.5 | 1.7 |  | --> | 0.598 | 0 | 0 | 0 | 0 | 0.5 | 0 |  | --> | C21 ex PEMBROKE | PEMBROKE: T42 | RINGSEND |  | 53.3298 | -6.2303
MV/LV Substation BE***701 | 10 kV | 400V(3ph) & 230V(single ph) | LV | 1000 kVA :Building Structure | 1 | --> | 1 | 0.5 | 8.5 |  | --> | 0.95 | 0 | 0 | 0 | 0.035 | 0.5 | 0 |  | --> | C11 ex MILLTOWN (DR) | MILLTOWN (DR): T101 | POOLBEG |  | 53.3128 | -6.2346
MV/LV Substation BE***701 | 10 kV | 400V(3ph) & 230V(single ph) | LV | 630 kVA :Building Structure | 0.63 | --> | 0.63 | 0 | 0 | Constrained,otherwise capacity available =374kVA. | --> | 0.598 | 0 | 0 | 0 | 0 | 0.5 | 0 |  | --> | C18 ex WATLING STREET | WATLING STREET: T42 | FRANCIS STREET |  | 53.3474 | -6.2843
MV/LV Substation BE***702 | 10 kV | 400V(3ph) & 230V(single ph) | LV | 630 kVA :Building Structure | 0.63 | --> | 0.63 | 0.5 | 8.5 |  | --> | 0.598 | 0 | 0 | 0 | 0 | 0.5 | 0 |  | --> | C11 ex MILLTOWN (DR) | MILLTOWN (DR): T101 | POOLBEG |  | 53.3124 | -6.2328
MV/LV Substation BE***702Y | 10 kV | 400V(3ph) & 230V(single ph) | LV | 630 kVA :Kiosk Substation | 0.63 | --> | 0.63 | 0.472 | 2.1 |  | --> | 0.598 | 0 | 0 | 0 | 0.022 | 0.5 | 0 |  | --> | C13 ex LIFFEY VALLEY | LIFFEY VALLEY: T41 | INCHICORE 220KV |  | 53.3524 | -6.4255
MV/LV Substation BE***703 | 10 kV | 400V(3ph) & 230V(single ph) | LV | 1000 kVA :Building Structure | 1 | --> | 1 | 0.5 | 5.6 |  | --> | 0.95 | 0 | 0 | 0 | 0 | 0.5 | 0 |  | --> | C24 ex MILLTOWN (DR) | MILLTOWN (DR): T102 | INCHICORE 220KV |  | 53.3115 | -6.2325
MV/LV Substation BE***704 | 10 kV | 400V(3ph) & 230V(single ph) | LV | 1000 kVA :Building Structure | 1 | --> | 1 | 0.5 | 5.6 |  | --> | 0.95 | 0 | 0 | 0 | 0 | 0.5 | 0 |  | --> | C24 ex MILLTOWN (DR) | MILLTOWN (DR): T102 | INCHICORE 220KV |  | 53.3121 | -6.2356
MV/LV Substation BE***704X | 20 kV | 400V(3ph) & 230V(single ph) | LV | 200 kVA :Pole Substation | 0.2 | --> | 0.2 | 0 | 0 | Constrained,otherwise capacity available =92kVA. | --> | 0.19 | 0 | 0 | 0 | 0.078 | 0.134 | 0 |  | --> | E18 ex GLASMORE | GLASMORE: T422 | GLASMORE |  | 53.5053 | -6.2647
MV/LV Substation BE***707 | 10 kV | 400V(3ph) & 230V(single ph) | LV | 50 kVA :Pole Substation | 0.05 | --> | 0.05 | 0 | 5.7 |  | --> | 0.047 | 0 | 0 | 0 | 0 | 0.058 | 0 |  | --> | E18 ex MOY | MOY: T421∥T422 | MOY |  | 54.133 | -9.1459
MV/LV Substation BE***707X | 20 kV | 400V(3ph) & 230V(single ph) | LV | 200 kVA :Pole Substation | 0.2 | --> | 0.2 | 0 | 0 | Constrained,otherwise capacity available =159kVA. | --> | 0.19 | 0 | 0 | 0 | 0 | 0.206 | 0 |  | --> | E20 ex GLASMORE | GLASMORE: T422 | GLASMORE |  | 53.4989 | -6.2094
MV/LV Substation BE***709 | 10 kV | 400V(3ph) & 230V(single ph) | LV | 50 kVA :Pole Substation | 0.05 | --> | 0.05 | 0.044 | 2.1 |  | --> | 0.047 | 0 | 0 | 0 | 0 | 0.05 | 0 |  | --> | C12 ex KILSARAN | KILSARAN: T42 | DRYBRIDGE |  | 53.9017 | -6.3919
MV/LV Substation BE***712 | 10 kV | 400V(3ph) & 230V(single ph) | LV | 50 kVA :Pole Substation | 0.05 | --> | 0.05 | 0.034 | 5.7 |  | --> | 0.047 | 0 | 0 | 0 | 0 | 0.051 | 0 |  | --> | E17 ex MOY | MOY: T421∥T422 | MOY |  | 54.1004 | -9.1653
MV/LV Substation BE***713X | 20 kV | 400V(3ph) & 230V(single ph) | LV | 630 kVA :Kiosk Substation | 0.63 | --> | 0.63 | 0.471 | 5.6 |  | --> | 0.598 | 0 | 0 | 0 | 0.007 | 0.5 | 0 |  | --> | E18 ex CRANE | CRANE: T122 | CRANE |  | 52.6379 | -6.2303
MV/LV Substation BE***717X | 10 kV | 400V(3ph) & 230V(single ph) | LV | 400 kVA :Building Structure | 0.4 | --> | 0.4 | 0.145 | 3.4 |  | --> | 0.38 | 0 | 0 | 0 | 0 | 0.438 | 0 |  | --> | C12 ex BELGARD | BELGARD: T42 | COOKSTOWN |  | 53.2892 | -6.3716
MV/LV Substation BE***718 | 10 kV | 400V(3ph) & 230V(single ph) | LV | 100 kVA :Pole Substation | 0.1 | --> | 0.1 | 0.051 | 3.4 |  | --> | 0.095 | 0 | 0 | 0 | 0 | 0 | 0 | Constrained,otherwise capacity available =106kW. | --> | C18 ex GRAIGUE | GRAIGUE: T42 | CARLOW |  | 52.8535 | -6.9268
MV/LV Substation BE***721 | 10 kV | 400V(3ph) & 230V(single ph) | LV | 100 kVA :Pole Substation | 0.1 | --> | 0.1 | 0.079 | 1.4 |  | --> | 0.095 | 0 | 0 | 0 | 0.008 | 0 | 0 | Constrained,otherwise capacity available =94kW. | --> | C20 ex POLLERTON | POLLERTON: T42 | CARLOW |  | 52.83 | -6.8705
MV/LV Substation BE***723 | 20 kV | 400V(3ph) & 230V(single ph) | LV | 100 kVA :Pole Substation | 0.1 | --> | 0.1 | 0.099 | 3.2 |  | --> | 0.095 | 0 | 0 | 0 | 0 | 0.1 | 0 |  | --> | C18 ex BOYLE | BOYLE: T41∥T42 | CARRICK ON SHANNON |  | 53.8546 | -8.2109
MV/LV Substation BE***725 | 20 kV | 400V(3ph) & 230V(single ph) | LV | 400 kVA :Kiosk Substation | 0.4 | --> | 0.4 | 0 | 0 | Constrained,otherwise capacity available =359kVA. | --> | 0.38 | 0 | 0 | 0 | 0 | 0.406 | 0 |  | --> | E19 ex CAVAN | CAVAN: T421 | SHANKILL |  | 53.9356 | -7.4058
MV/LV Substation BE***726 | 20 kV | 400V(3ph) & 230V(single ph) | LV | 100 kVA :Pole Substation | 0.1 | --> | 0.1 | 0.033 | 0.2 |  | --> | 0.095 | 0 | 0 | 0 | 0.003 | 0.106 | 0 |  | --> | C16 ex MOATE | MOATE: T42 | ATHLONE |  | 53.4912 | -7.6798
MV/LV Substation BE***727X | 10 kV | 400V(3ph) & 230V(single ph) | LV | 400 kVA :Kiosk Substation | 0.4 | --> | 0.4 | 0.217 | 11.4 |  | --> | 0.38 | 0 | 0 | 0 | 0.024 | 0.402 | 0 |  | --> | C23 ex COOKSTOWN | COOKSTOWN: T101 | CARRICKMINES |  | 53.2932 | -6.3889
MV/LV Substation BE***728 | 10 kV | 400V(3ph) & 230V(single ph) | LV | 400 kVA :Kiosk Substation | 0.4 | --> | 0.4 | 0.253 | 6.7 |  | --> | 0.38 | 0 | 0 | 0 | 0 | 0.422 | 0 |  | --> | C11 ex BEDFORD ROW | BEDFORD ROW: T42 | FRANCIS STREET |  | 53.3495 | -6.2547
MV/LV Substation BE***730 | 10 kV | 400V(3ph) & 230V(single ph) | LV | 630 kVA :Building Structure | 0.63 | --> | 0.63 | 0.447 | 2.1 |  | --> | 0.598 | 0 | 0 | 0 | 0.083 | 0.5 | 0 |  | --> | C22 ex SALLYNOGGIN ROAD | SALLYNOGGIN ROAD: T42 | CHERRYWOOD |  | 53.2864 | -6.1212
MV/LV Substation BE***738X | 20 kV | 400V(3ph) & 230V(single ph) | LV | 200 kVA :Pole Substation | 0.2 | --> | 0.2 | 0 | 0 | Constrained,otherwise capacity available =157kVA. | --> | 0.19 | 0 | 0 | 0 | 0 | 0.206 | 0 |  | --> | E20 ex BALLINDERRY | BALLINDERRY: T422 | MULLINGAR |  | 53.4765 | -7.3692
MV/LV Substation BE***740 | 10 kV | 400V(3ph) & 230V(single ph) | LV | 400 kVA :Building Structure | 0.4 | --> | 0.4 | 0.25 | 3.9 |  | --> | 0.38 | 0 | 0 | 0 | 0.031 | 0.39 | 0 |  | --> | C20 ex BOGHALL ROAD | BOGHALL ROAD: T42 | FASSAROE |  | 53.1868 | -6.1025
MV/LV Substation BE***740Y | 20 kV | 400V(3ph) & 230V(single ph) | LV | 200 kVA :Kiosk Substation | 0.2 | --> | 0.2 | 0 | 0 | Constrained,otherwise capacity available =191kVA. | --> | 0.19 | 0 | 0 | 0 | 0 | 0 | 0 | Constrained,otherwise capacity available =200kW. | --> | E11 ex CASTLELYONS | CASTLELYONS: T421∥T422 | BARRYMORE |  | 52.0754 | -8.2763
MV/LV Substation BE***743Z | 20 kV | 400V(3ph) & 230V(single ph) | LV | 50 kVA :Pole Substation | 0.05 | --> | 0.05 | 0 | 0 | Constrained,otherwise capacity available =47kVA. | --> | 0.047 | 0 | 0 | 0 | 0.007 | 0.042 | 0 |  | --> | E18 ex GLASMORE | GLASMORE: T422 | GLASMORE |  | 53.5359 | -6.2509
MV/LV Substation BE***744X | 20 kV | 400V(3ph) & 230V(single ph) | LV | 50 kVA :Pole Substation | 0.05 | --> | 0.05 | 0 | 0 | Constrained,otherwise capacity available =40kVA. | --> | 0.047 | 0 | 0 | 0 | 0.003 | 0.047 | 0 |  | --> | E17 ex JULIANSTOWN | JULIANSTOWN: T421∥T422 | DRYBRIDGE |  | 53.6896 | -6.3265
MV/LV Substation BE***748 | 20 kV | 400V(3ph) & 230V(single ph) | LV | 630 kVA :Building Structure | 0.63 | --> | 0.63 | 0.5 | 25.4 |  | --> | 0.598 | 0 | 0 | 0 | 0 | 0 | 0 | Constrained,otherwise capacity available =500kW. | --> | E11 ex DUNFIRTH | DUNFIRTH: T122 | DUNFIRTH |  | 53.3955 | -6.9474
MV/LV Substation BE***750Z | 20 kV | 400V(3ph) & 230V(single ph) | LV | 400 kVA :Kiosk Substation | 0.4 | --> | 0.4 | 0 | 0 | Constrained,otherwise capacity available =276kVA. | --> | 0.38 | 0 | 0 | 0 | 0.014 | 0.404 | 0 |  | --> | E20 ex GLASMORE | GLASMORE: T422 | GLASMORE |  | 53.4904 | -6.1589
MV/LV Substation BE***751 | 10 kV | 400V(3ph) & 230V(single ph) | LV | 50 kVA :Pole Substation | 0.05 | --> | 0.05 | 0.044 | 1.4 |  | --> | 0.047 | 0 | 0 | 0 | 0 | 0 | 0 | Constrained,otherwise capacity available =50kW. | --> | C20 ex POLLERTON | POLLERTON: T42 | CARLOW |  | 52.8183 | -6.8541
MV/LV Substation BE***753X | 10 kV | 400V(3ph) & 230V(single ph) | LV | 630 kVA :Building Structure | 0.63 | --> | 0.63 | 0.496 | 2.9 |  | --> | 0.598 | 0 | 0 | 0 | 0 | 0.5 | 0 |  | --> | C18 ex WOLFE TONE STREET | WOLFE TONE STREET: T102 | FINGLAS |  | 53.3545 | -6.2664
MV/LV Substation BE***757X | 20 kV | 400V(3ph) & 230V(single ph) | LV | 200 kVA :Pole Substation | 0.2 | --> | 0.2 | 0.2 | 8.5 |  | --> | 0.19 | 0 | 0 | 0 | 0 | 0 | 0 | Constrained,otherwise capacity available =200kW. | --> | E12 ex BELLACORICK | BELLACORICK: T122 | BELLACORICK |  | 54.1203 | -9.5763
MV/LV Substation BE***761 | 10 kV | 400V(3ph) & 230V(single ph) | LV | 200 kVA :Kiosk Substation | 0.2 | --> | 0.2 | 0.154 | 2.4 |  | --> | 0.19 | 0 | 0 | 0 | 0.005 | 0.201 | 0 |  | --> | C14 ex MOUNT MERRION | MOUNT MERRION: T42 | CARRICKMINES |  | 53.3118 | -6.2076
MV/LV Substation BE***765 | 10 kV | 400V(3ph) & 230V(single ph) | LV | 200 kVA :Kiosk Substation | 0.2 | --> | 0.2 | 0.176 | 3.1 |  | --> | 0.19 | 0 | 0 | 0 | 0 | 0.203 | 0 |  | --> | C21 ex MONKSTOWN | MONKSTOWN: T41 | BLACKROCK |  | 53.2914 | -6.1693
MV/LV Substation BE***766 | 10 kV | 400V(3ph) & 230V(single ph) | LV | 100 kVA :Pole Substation | 0.1 | --> | 0.1 | 0.048 | 1.2 |  | --> | 0.095 | 0 | 0 | 0 | 0 | 0 | 0 | Constrained,otherwise capacity available =107kW. | --> | C20 ex KNOCKAPHUNTA | KNOCKAPHUNTA: T41∥T42 | CASTLEBAR |  | 53.8055 | -9.2166
MV/LV Substation BE***768Z | 10 kV | 400V(3ph) & 230V(single ph) | LV | 400 kVA :Kiosk Substation | 0.4 | --> | 0.4 | 0.387 | 4.4 |  | --> | 0.38 | 0 | 0 | 0 | 0 | 0.401 | 0 |  | --> | C11 ex HOWTH JUNCTION | HOWTH JUNCTION: T41 | GRANGE (DR) |  | 53.3806 | -6.1601
MV/LV Substation BE***772X | 20 kV | 400V(3ph) & 230V(single ph) | LV | 50 kVA :Pole Substation | 0.05 | --> | 0.05 | 0.043 | 6.9 |  | --> | 0.047 | 0 | 0 | 0 | 0 | 0 | 0 | Constrained,otherwise capacity available =50kW. | --> | E14 ex RATHKEALE | RATHKEALE: T421∥T422 | RATHKEALE |  | 52.5253 | -8.9188
MV/LV Substation BE***772Z | 10 kV | 400V(3ph) & 230V(single ph) | LV | 1000 kVA :Building Structure | 1 | --> | 1 | 0 | 0 | Constrained,otherwise capacity available =500kVA. | --> | 0.95 | 0 | 0 | 0 | 0 | 0.5 | 0 |  | --> | C25 ex CASTLEVIEW | CASTLEVIEW: T101 | CASTLEVIEW |  | 51.8849 | -8.4088
MV/LV Substation BE***773 | 10 kV | 400V(3ph) & 230V(single ph) | LV | 200 kVA :Kiosk Substation | 0.2 | --> | 0.2 | 0.167 | 2.5 |  | --> | 0.19 | 0 | 0 | 0 | 0 | 0.204 | 0 |  | --> | C21 ex CENTRAL PARK | CENTRAL PARK: T101 | CARRICKMINES |  | 53.291 | -6.204
MV/LV Substation BE***778 | 10 kV | 400V(3ph) & 230V(single ph) | LV | 400 kVA :Kiosk Substation | 0.4 | --> | 0.4 | 0.198 | 2.5 |  | --> | 0.38 | 0 | 0 | 0 | 0.024 | 0.405 | 0 |  | --> | C11 ex GREYSTONES | GREYSTONES: T41 | FASSAROE |  | 53.1336 | -6.0948
MV/LV Substation BE***780 | 10 kV | 400V(3ph) & 230V(single ph) | LV | 50 kVA :Pole Substation | 0.05 | --> | 0.05 | 0.05 | 2.6 |  | --> | 0.047 | 0 | 0 | 0 | 0 | 0.049 | 0 |  | --> | C19 ex RECESS | RECESS: T41 | GALWAY 110KV |  | 53.4235 | -9.9048
MV/LV Substation BE***780 | 10 kV | 400V(3ph) & 230V(single ph) | LV | 200 kVA :Kiosk Substation | 0.2 | --> | 0.2 | 0.169 | 0.9 |  | --> | 0.19 | 0 | 0 | 0 | 0 | 0.204 | 0 |  | --> | C14 ex DRUMQUIN | DRUMQUIN: T42 | ENNIS |  | 52.8106 | -8.9679
MV/LV Substation BE***783Z | 10 kV | 400V(3ph) & 230V(single ph) | LV | 200 kVA :Kiosk Substation | 0.2 | --> | 0.2 | 0 | 0 | Constrained,otherwise capacity available =63kVA. | --> | 0.19 | 0 | 0 | 0 | 0.049 | 0.168 | 0 |  | --> | C14 ex ATHGARVAN | ATHGARVAN: T44 | NEWBRIDGE |  | 53.1647 | -6.7872
MV/LV Substation BE***788X | 20 kV | 400V(3ph) & 230V(single ph) | LV | 100 kVA :Pole Substation | 0.1 | --> | 0.1 | 0 | 0 | Constrained,otherwise capacity available =78kVA. | --> | 0.095 | 0 | 0 | 0 | 0.007 | 0.095 | 0 |  | --> | C24 ex MACETOWN | MACETOWN: T102 | MACETOWN |  | 53.4478 | -6.4139
MV/LV Substation BE***792X | 20 kV | 400V(3ph) & 230V(single ph) | LV | 400 kVA :Kiosk Substation | 0.4 | --> | 0.4 | 0 | 0 | Constrained,otherwise capacity available =313kVA. | --> | 0.38 | 0 | 0 | 0 | 0 | 0.413 | 0 |  | --> | E16 ex ACADEMY STREET | ACADEMY STREET: T421∥T422 | NAVAN |  | 53.6442 | -6.6834
MV/LV Substation BE***792Z | 10 kV | 400V(3ph) & 230V(single ph) | LV | 630 kVA :Kiosk Substation | 0.63 | --> | 0.63 | 0.5 | 4.9 |  | --> | 0.598 | 0 | 0 | 0 | 0 | 0.5 | 0 |  | --> | C17 ex KILMORE | KILMORE: T101 | FINGLAS |  | 53.4026 | -6.1979
MV/LV Substation BE***798 | 10 kV | 400V(3ph) & 230V(single ph) | LV | 200 kVA :Kiosk Substation | 0.2 | --> | 0.2 | 0.128 | 11.5 |  | --> | 0.19 | 0 | 0 | 0 | 0.021 | 0.188 | 0 |  | --> | C14 ex CENTRAL PARK | CENTRAL PARK: T102 | CARRICKMINES |  | 53.2809 | -6.1878
MV/LV Substation BE***799 | 20 kV | 400V(3ph) & 230V(single ph) | LV | 50 kVA :Pole Substation | 0.05 | --> | 0.05 | 0 | 0 | Constrained,otherwise capacity available =44kVA. | --> | 0.047 | 0 | 0 | 0 | 0 | 0.05 | 0 |  | --> | E17 ex DALTON | DALTON: T421∥T422 | DALTON |  | 53.762 | -8.836
MV/LV Substation BE***803 | 10 kV | 400V(3ph) & 230V(single ph) | LV | 100 kVA :Pole Substation | 0.1 | --> | 0.1 | 0.098 | 1.3 |  | --> | 0.095 | 0 | 0 | 0 | 0 | 0 | 0 | Constrained,otherwise capacity available =100kW. | --> | C23 ex KILKEE | KILKEE: T41 | TULLABRACK |  | 52.6058 | -9.7465
MV/LV Substation BE***805 | 10 kV | 400V(3ph) & 230V(single ph) | LV | 50 kVA :Pole Substation | 0.05 | --> | 0.05 | 0.05 | 3.4 |  | --> | 0.047 | 0 | 0 | 0 | 0 | 0 | 0 | Constrained,otherwise capacity available =49kW. | --> | C18 ex GRAIGUE | GRAIGUE: T42 | CARLOW |  | 52.8563 | -6.9298
MV/LV Substation BE***806 | 10 kV | 400V(3ph) & 230V(single ph) | LV | 50 kVA :Pole Substation | 0.05 | --> | 0.05 | 0.044 | 8.3 |  | --> | 0.047 | 0 | 0 | 0 | 0 | 0.05 | 0 |  | --> | C14 ex DRYBRIDGE | DRYBRIDGE: T42 | DRYBRIDGE |  | 53.7501 | -6.4385
MV/LV Substation BE***811Z | 20 kV | 400V(3ph) & 230V(single ph) | LV | 50 kVA :Pole Substation | 0.05 | --> | 0.05 | 0.039 | 26.7 |  | --> | 0.047 | 0 | 0 | 0 | 0 | 0.051 | 0 |  | --> | E12 ex WEXFORD | WEXFORD: T121∥T122 | WEXFORD |  | 52.4131 | -6.5734
MV/LV Substation BE***812X | 10 kV | 400V(3ph) & 230V(single ph) | LV | 200 kVA :Kiosk Substation | 0.2 | --> | 0.2 | 0.169 | 1.1 |  | --> | 0.19 | 0 | 0 | 0 | 0.003 | 0.201 | 0 |  | --> | E25 ex LAWLESSTOWN | LAWLESSTOWN: T421 | DOON |  | 52.3621 | -7.6754
MV/LV Substation BE***813Y | 10 kV | 400V(3ph) & 230V(single ph) | LV | 400 kVA :Kiosk Substation | 0.4 | --> | 0.4 | 0.3 | 1.2 |  | --> | 0.38 | 0 | 0 | 0 | 0.007 | 0.408 | 0 |  | --> | C17 ex ABBEYLAND | ABBEYLAND: T41 | NAVAN |  | 53.6622 | -6.6809
MV/LV Substation BE***814 | 10 kV | 400V(3ph) & 230V(single ph) | LV | 1000 kVA :Building Structure | 1 | --> | 1 | 0.5 | 2.9 |  | --> | 0.95 | 0 | 0 | 0 | 0 | 0.5 | 0 |  | --> | C24 ex WOLFE TONE STREET | WOLFE TONE STREET: T102 | FINGLAS |  | 53.3484 | -6.2732
MV/LV Substation BE***817 | 10 kV | 400V(3ph) & 230V(single ph) | LV | 50 kVA :Pole Substation | 0.05 | --> | 0.05 | 0.035 | 4.3 |  | --> | 0.047 | 0 | 0 | 0 | 0.003 | 0.048 | 0 |  | --> | C26 ex BAILIEBORO | BAILIEBORO: T41∥T42 | MEATH HILL |  | 53.9186 | -6.9603
MV/LV Substation BE***818X | 10 kV | 400V(3ph) & 230V(single ph) | LV | 50 kVA :Pole Substation | 0.05 | --> | 0.05 | 0.042 | 1.4 |  | --> | 0.047 | 0 | 0 | 0 | 0 | 0 | 0 | Constrained,otherwise capacity available =50kW. | --> | C20 ex POLLERTON | POLLERTON: T42 | CARLOW |  | 52.8197 | -6.8688
MV/LV Substation BE***821 | 20 kV | 400V(3ph) & 230V(single ph) | LV | 50 kVA :Pole Substation | 0.05 | --> | 0.05 | 0 | 0 | Constrained,otherwise capacity available =42kVA. | --> | 0.047 | 0 | 0 | 0 | 0.007 | 0.042 | 0 |  | --> | E11 ex KILCOLGAN | KILCOLGAN: T421 | GALWAY 110KV |  | 53.1232 | -9.0701
MV/LV Substation BE***822 | 20 kV | 400V(3ph) & 230V(single ph) | LV | 50 kVA :Pole Substation | 0.05 | --> | 0.05 | 0.049 | 1.3 |  | --> | 0.047 | 0 | 0 | 0 | 0 | 0.049 | 0 |  | --> | E13 ex KILCARRAGH | KILCARRAGH: T421∥T422 | BUTLERSTOWN |  | 52.1939 | -7.0246
MV/LV Substation BE***828 | 10 kV | 400V(3ph) & 230V(single ph) | LV | 50 kVA :Pole Substation | 0.05 | --> | 0.05 | 0.041 | 3.4 |  | --> | 0.047 | 0 | 0 | 0 | 0 | 0 | 0 | Constrained,otherwise capacity available =50kW. | --> | C18 ex GRAIGUE | GRAIGUE: T42 | CARLOW |  | 52.8659 | -6.9322
MV/LV Substation BE***835 | 10 kV | 400V(3ph) & 230V(single ph) | LV | 200 kVA :Kiosk Substation | 0.2 | --> | 0.2 | 0.112 | 2.2 |  | --> | 0.19 | 0 | 0 | 0 | 0 | 0.213 | 0 |  | --> | C11 ex ROSSGEIR | ROSSGEIR: T41∥T42 | LETTERKENNY |  | 54.8237 | -7.4981
MV/LV Substation BE***836 | 20 kV | 400V(3ph) & 230V(single ph) | LV | 50 kVA :Pole Substation | 0.05 | --> | 0.05 | 0.018 | 1.8 |  | --> | 0.047 | 0 | 0 | 0 | 0.003 | 0.05 | 0 |  | --> | E16 ex CURRALEIGH | CURRALEIGH: T421∥T422 | KILBARRY |  | 51.9346 | -8.6965
MV/LV Substation BE***836 | 20 kV | 400V(3ph) & 230V(single ph) | LV | 50 kVA :Pole Substation | 0.05 | --> | 0.05 | 0 | 0 | Constrained,otherwise capacity available =47kVA. | --> | 0.047 | 0 | 0 | 0 | 0 | 0 | 0 | Constrained,otherwise capacity available =49kW. | --> | E22 ex BEALNABLATH | BEALNABLATH: T421 | BANDON |  | 51.7979 | -8.934
MV/LV Substation BE***836Y | 20 kV | 400V(3ph) & 230V(single ph) | LV | 400 kVA :Kiosk Substation | 0.4 | --> | 0.4 | 0.278 | 3.7 |  | --> | 0.38 | 0 | 0 | 0 | 0 | 0.418 | 0 |  | --> | E12 ex JENKINSTOWN | JENKINSTOWN: T421∥T422 | DUNDALK |  | 54.0156 | -6.3192
MV/LV Substation BE***837X | 10 kV | 400V(3ph) & 230V(single ph) | LV | 50 kVA :Pole Substation | 0.05 | --> | 0.05 | 0 | 0 | Constrained,otherwise capacity available =30kVA. | --> | 0.047 | 0 | 0 | 0 | 0 | 0 | 0 | Constrained,otherwise capacity available =52kW. | --> | C32 ex CLOYNE | CLOYNE: T41 | MIDLETON |  | 51.8629 | -8.1253
MV/LV Substation BE***837X | 10 kV | 400V(3ph) & 230V(single ph) | LV | 400 kVA :Building Structure | 0.4 | --> | 0.4 | 0.312 | 2.2 |  | --> | 0.38 | 0 | 0 | 0 | 0 | 0.413 | 0 |  | --> | C11 ex MALLOW | MALLOW: T41 | MALLOW |  | 52.1322 | -8.6484
MV/LV Substation BE***840 | 10 kV | 400V(3ph) & 230V(single ph) | LV | 400 kVA :Kiosk Substation | 0.4 | --> | 0.4 | 0.341 | 2.4 |  | --> | 0.38 | 0 | 0 | 0 | 0 | 0.408 | 0 |  | --> | C16 ex MOUNT MERRION | MOUNT MERRION: T42 | CARRICKMINES |  | 53.3031 | -6.2072
MV/LV Substation BE***840X | 10 kV | 400V(3ph) & 230V(single ph) | LV | 200 kVA :Pole Substation | 0.2 | --> | 0.2 | 0.084 | 0.3 |  | --> | 0.19 | 0 | 0 | 0 | 0 | 0 | 0 | Constrained,otherwise capacity available =217kW. | --> | C14 ex DRUMBEAR | DRUMBEAR: T41∥T42 | LISDRUM |  | 54.2445 | -6.9642
MV/LV Substation BE***843X | 10 kV | 400V(3ph) & 230V(single ph) | LV | 400 kVA :Kiosk Substation | 0.4 | --> | 0.4 | 0.258 | 1.5 |  | --> | 0.38 | 0 | 0 | 0 | 0 | 0.421 | 0 |  | --> | C15 ex TYMON | TYMON: T41 | COOKSTOWN |  | 53.2911 | -6.3278
MV/LV Substation BE***843Y | 10 kV | 400V(3ph) & 230V(single ph) | LV | 200 kVA :Kiosk Substation | 0.2 | --> | 0.2 | 0.2 | 4.1 |  | --> | 0.19 | 0 | 0 | 0 | 0 | 0.2 | 0 |  | --> | C11 ex MARSHES | MARSHES: T41 | DUNDALK |  | 53.9818 | -6.3908
MV/LV Substation BE***846 | 10 kV | 400V(3ph) & 230V(single ph) | LV | 100 kVA :Pole Substation | 0.1 | --> | 0.1 | 0.087 | 5.5 |  | --> | 0.095 | 0 | 0 | 0 | 0.001 | 0.1 | 0 |  | --> | C18 ex ABBEYLAND | ABBEYLAND: T42 | NAVAN |  | 53.6392 | -6.7533
MV/LV Substation BE***875X | 10 kV | 400V(3ph) & 230V(single ph) | LV | 400 kVA :Kiosk Substation | 0.4 | --> | 0.4 | 0.288 | 2.2 |  | --> | 0.38 | 0 | 0 | 0 | 0 | 0.417 | 0 |  | --> | C23 ex KELLS | KELLS: T41∥T42 | NAVAN |  | 53.7222 | -6.8797
MV/LV Substation BE***877 | 10 kV | 400V(3ph) & 230V(single ph) | LV | 50 kVA :Pole Substation | 0.05 | --> | 0.05 | 0.05 | 1.2 |  | --> | 0.047 | 0 | 0 | 0 | 0 | 0 | 0 | Constrained,otherwise capacity available =49kW. | --> | C20 ex KNOCKAPHUNTA | KNOCKAPHUNTA: T41∥T42 | CASTLEBAR |  | 53.7979 | -9.1912
MV/LV Substation BE***877 | 20 kV | 400V(3ph) & 230V(single ph) | LV | 100 kVA :Pole Substation | 0.1 | --> | 0.1 | 0 | 0 | Constrained,otherwise capacity available =84kVA. | --> | 0.095 | 0 | 0 | 0 | 0.008 | 0.093 | 0 |  | --> | E18 ex JULIANSTOWN | JULIANSTOWN: T421∥T422 | DRYBRIDGE |  | 53.6841 | -6.3562
MV/LV Substation BE***881 | 20 kV | 400V(3ph) & 230V(single ph) | LV | 100 kVA :Pole Substation | 0.1 | --> | 0.1 | 0 | 0 |  | --> | 0.095 | 0 | 0 | 0 | 0 | 0.114 | 0 |  | --> | E20 ex GLASMORE | GLASMORE: T422 | GLASMORE |  | 53.5188 | -6.13
MV/LV Substation BE***882X | 20 kV | 400V(3ph) & 230V(single ph) | LV | 200 kVA :Pole Substation | 0.2 | --> | 0.2 | 0.19 | 1.6 |  | --> | 0.19 | 0 | 0 | 0 | 0 | 0.201 | 0 |  | --> | E18 ex GURRANEBANE | GURRANEBANE: T421∥T422 | OUGHTRAGH |  | 51.8239 | -10.273
MV/LV Substation BE***885 | 10 kV | 400V(3ph) & 230V(single ph) | LV | 630 kVA :Building Structure | 0.63 | --> | 0.63 | 0.5 | 4.1 |  | --> | 0.598 | 0 | 0 | 0 | 0 | 0.5 | 0 |  | --> | C21 ex KIMMAGE | KIMMAGE: T41 | INCHICORE 220KV |  | 53.311 | -6.2902
MV/LV Substation BE***885 | 20 kV | 400V(3ph) & 230V(single ph) | LV | 50 kVA :Pole Substation | 0.05 | --> | 0.05 | 0.02 | 3.5 |  | --> | 0.047 | 0 | 0 | 0 | 0.004 | 0.049 | 0 |  | --> | E19 ex STRANORLAR | STRANORLAR: T421 | LETTERKENNY |  | 54.8662 | -8.0454
MV/LV Substation BE***886 | 10 kV | 400V(3ph) & 230V(single ph) | LV | 400 kVA :Kiosk Substation | 0.4 | --> | 0.4 | 0.175 | 1 |  | --> | 0.38 | 0 | 0 | 0 | 0 | 0.434 | 0 |  | --> | C20 ex MARROWBONE LANE | MARROWBONE LANE: T42 | INCHICORE 220KV |  | 53.3424 | -6.3143
MV/LV Substation BE***889Y | 20 kV | 400V(3ph) & 230V(single ph) | LV | 100 kVA :Pole Substation | 0.1 | --> | 0.1 | 0 | 0 | Constrained,otherwise capacity available =100kVA. | --> | 0.095 | 0 | 0 | 0 | 0 | 0.1 | 0 |  | --> | E15 ex BELVIEW | BELVIEW: T421 | WATERFORD |  | 52.2636 | -7.0578
MV/LV Substation BE***890X | 10 kV | 400V(3ph) & 230V(single ph) | LV | 150 kVA :Pole Substation | 0.15 | --> | 0.15 | 0.15 | 5.6 |  | --> | 0.142 | 0 | 0 | 0 | 0 | 0.149 | 0 |  | --> | C12 ex PURCELLS INCH | PURCELLS INCH: T42 | KILKENNY |  | 52.5907 | -7.1987
MV/LV Substation BE***898Y | 10 kV | 400V(3ph) & 230V(single ph) | LV | 200 kVA :Pole Substation | 0.2 | --> | 0.2 | 0 | 0 | Constrained,otherwise capacity available =187kVA. | --> | 0.19 | 0 | 0 | 0 | 0.008 | 0 | 0 | Constrained,otherwise capacity available =193kW. | --> | C11 ex PORTARLINGTON | PORTARLINGTON: T41∥T42 | PORTLAOISE |  | 53.2083 | -7.0992
MV/LV Substation BE***904Y | 10 kV | 400V(3ph) & 230V(single ph) | LV | 100 kVA :Pole Substation | 0.1 | --> | 0.1 | 0.1 | 2.8 |  | --> | 0.095 | 0 | 0 | 0 | 0 | 0.1 | 0 |  | --> | C16 ex CARRIGLAWN | CARRIGLAWN: T41∥T42 | WEXFORD |  | 52.3399 | -6.4878
MV/LV Substation BE***906 | 20 kV | 400V(3ph) & 230V(single ph) | LV | 100 kVA :Pole Substation | 0.1 | --> | 0.1 | 0 | 0 | Constrained,otherwise capacity available =91kVA. | --> | 0.095 | 0 | 0 | 0 | 0 | 0.1 | 0 |  | --> | E21 ex DALTON | DALTON: T421∥T422 | DALTON |  | 53.7793 | -9.0754
MV/LV Substation BE***909X | 10 kV | 400V(3ph) & 230V(single ph) | LV | 200 kVA :Pole Substation | 0.2 | --> | 0.2 | 0.19 | 2.6 |  | --> | 0.19 | 0 | 0 | 0 | 0 | 0.201 | 0 |  | --> | C26 ex CLIFDEN | CLIFDEN: T41∥T42 | GALWAY 110KV |  | 53.4853 | -10.0301
MV/LV Substation BE***909X | 10 kV | 400V(3ph) & 230V(single ph) | LV | 100 kVA :Pole Substation | 0.1 | --> | 0.1 | 0.07 | 1.9 |  | --> | 0.095 | 0 | 0 | 0 | 0 | 0.104 | 0 |  | --> | C16 ex VIRGINIA | VIRGINIA: T41∥T42 | MEATH HILL |  | 53.7929 | -7.0672
MV/LV Substation BE***910 | 20 kV | 400V(3ph) & 230V(single ph) | LV | 50 kVA :Pole Substation | 0.05 | --> | 0.05 | 0.035 | 1.6 |  | --> | 0.047 | 0 | 0 | 0 | 0 | 0.051 | 0 |  | --> | E21 ex MILLTOWN (SR) | MILLTOWN (SR): T421 | OUGHTRAGH |  | 52.0739 | -9.6333
MV/LV Substation BE***914Z | 10 kV | 400V(3ph) & 230V(single ph) | LV | 400 kVA :Kiosk Substation | 0.4 | --> | 0.4 | 0.361 | 5 |  | --> | 0.38 | 0 | 0 | 0 | 0.012 | 0.392 | 0 |  | --> | C28 ex CENTRE PARK ROAD | MARINA: T106 | MARINA |  | 51.892 | -8.4457
MV/LV Substation BE***915 | 10 kV | 400V(3ph) & 230V(single ph) | LV | 200 kVA :Pole Substation | 0.2 | --> | 0.2 | 0.077 | 2.2 |  | --> | 0.19 | 0 | 0 | 0 | 0 | 0 | 0 | Constrained,otherwise capacity available =218kW. | --> | C15 ex NEWCASTLEWEST | NEWCASTLEWEST: T41∥T42 | RATHKEALE |  | 52.4459 | -9.0535
MV/LV Substation BE***916 | 10 kV | 400V(3ph) & 230V(single ph) | LV | 200 kVA :Kiosk Substation | 0.2 | --> | 0.2 | 0 | 0 | Constrained,otherwise capacity available =137kVA. | --> | 0.19 | 0 | 0 | 0 | 0 | 0.209 | 0 |  | --> | C19 ex BELGARD | BELGARD: T41 | COOKSTOWN |  | 53.2984 | -6.3713
MV/LV Substation BE***919Y | 10 kV | 400V(3ph) & 230V(single ph) | LV | 200 kVA :Kiosk Substation | 0.2 | --> | 0.2 | 0.129 | 9.3 |  | --> | 0.19 | 0 | 0 | 0 | 0.006 | 0 | 0 | Constrained,otherwise capacity available =204kW. | --> | E20 ex BLESSINGTON | BLESSINGTON: T422 | KILTEEL |  | 53.1697 | -6.5366
MV/LV Substation BE***927 | 20 kV | 400V(3ph) & 230V(single ph) | LV | 100 kVA :Pole Substation | 0.1 | --> | 0.1 | 0.094 | 1.6 |  | --> | 0.095 | 0 | 0 | 0 | 0.004 | 0.096 | 0 |  | --> | E16 ex GURRANEBANE | GURRANEBANE: T421∥T422 | OUGHTRAGH |  | 51.7852 | -10.0493
MV/LV Substation BE***934X | 20 kV | 400V(3ph) & 230V(single ph) | LV | 400 kVA :Kiosk Substation | 0.4 | --> | 0.4 | 0.4 | 5.6 |  | --> | 0.38 | 0 | 0 | 0 | 0 | 0.4 | 0 |  | --> | E18 ex CRANE | CRANE: T122 | CRANE |  | 52.6391 | -6.2319
MV/LV Substation BE***937 | 20 kV | 400V(3ph) & 230V(single ph) | LV | 200 kVA :Building Structure | 0.2 | --> | 0.2 | 0.169 | 5.7 |  | --> | 0.19 | 0 | 0 | 0 | 0 | 0.204 | 0 |  | --> | E13 ex MOY | MOY: T421∥T422 | MOY |  | 54.0584 | -9.1712
MV/LV Substation BE***941Y | 20 kV | 400V(3ph) & 230V(single ph) | LV | 200 kVA :Pole Substation | 0.2 | --> | 0.2 | 0 | 0 | Constrained,otherwise capacity available =199kVA. | --> | 0.19 | 0 | 0 | 0 | 0 | 0 | 0 | Constrained,otherwise capacity available =200kW. | --> | E12 ex PORTLAOISE | PORTLAOISE: T423∥T424 | PORTLAOISE |  | 52.899 | -7.2093
MV/LV Substation BE***942Y | 10 kV | 400V(3ph) & 230V(single ph) | LV | 50 kVA :Pole Substation | 0.05 | --> | 0.05 | 0.049 | 5.5 |  | --> | 0.047 | 0 | 0 | 0 | 0 | 0.049 | 0 |  | --> | C18 ex ABBEYLAND | ABBEYLAND: T42 | NAVAN |  | 53.6529 | -6.7544
MV/LV Substation BE***945 | 10 kV | 400V(3ph) & 230V(single ph) | LV | 400 kVA :Kiosk Substation | 0.4 | --> | 0.4 | 0.303 | 2.7 |  | --> | 0.38 | 0 | 0 | 0 | 0.019 | 0.394 | 0 |  | --> | C16 ex WHITEHALL | WHITEHALL: T41 | FINGLAS |  | 53.3738 | -6.2468
MV/LV Substation BE***945Y | 20 kV | 400V(3ph) & 230V(single ph) | LV | 200 kVA :Kiosk Substation | 0.2 | --> | 0.2 | 0.157 | 11.3 |  | --> | 0.19 | 0 | 0 | 0 | 0.042 | 0.162 | 0 |  | --> | C14 ex SINGLAND | SINGLAND: T102 | SINGLAND |  | 52.5962 | -8.5485
MV/LV Substation BE***947 | 20 kV | 400V(3ph) & 230V(single ph) | LV | 50 kVA :Pole Substation | 0.05 | --> | 0.05 | 0 | 0 | Constrained,otherwise capacity available =33kVA. | --> | 0.047 | 0 | 0 | 0 | 0 | 0.051 | 0 |  | --> | E17 ex DRUMLINE | DRUMLINE: T421∥T422 | DRUMLINE |  | 52.7834 | -8.724
MV/LV Substation BE***948X | 10 kV | 400V(3ph) & 230V(single ph) | LV | 400 kVA :Kiosk Substation | 0.4 | --> | 0.4 | 0 | 0 | Constrained,otherwise capacity available =257kVA. | --> | 0.38 | 0 | 0 | 0 | 0.014 | 0.407 | 0 |  | --> | C21 ex DOUGLAS | DOUGLAS: T42 | TRABEG |  | 51.8782 | -8.4274
MV/LV Substation BE***949 | 20 kV | 400V(3ph) & 230V(single ph) | LV | 100 kVA :Pole Substation | 0.1 | --> | 0.1 | 0 | 0 | Constrained,otherwise capacity available =83kVA. | --> | 0.095 | 0 | 0 | 0 | 0 | 0.102 | 0 |  | --> | E17 ex DRUMLINE | DRUMLINE: T421∥T422 | DRUMLINE |  | 52.7831 | -8.7184
MV/LV Substation BE***951Y | 10 kV | 400V(3ph) & 230V(single ph) | LV | 200 kVA :Kiosk Substation | 0.2 | --> | 0.2 | 0.178 | 2.9 |  | --> | 0.19 | 0 | 0 | 0 | 0 | 0.203 | 0 |  | --> | C12 ex COES ROAD | COES ROAD: T41∥T42 | DUNDALK |  | 54.0055 | -6.3769
MV/LV Substation BE***953Y | 10 kV | 400V(3ph) & 230V(single ph) | LV | 200 kVA :Kiosk Substation | 0.2 | --> | 0.2 | 0.173 | 1.2 |  | --> | 0.19 | 0 | 0 | 0 | 0 | 0.203 | 0 |  | --> | C17 ex ABBEYLAND | ABBEYLAND: T41 | NAVAN |  | 53.6578 | -6.6829
MV/LV Substation BE***956Y | 20 kV | 400V(3ph) & 230V(single ph) | LV | 50 kVA :Pole Substation | 0.05 | --> | 0.05 | 0 | 0 | Constrained,otherwise capacity available =50kVA. | --> | 0.047 | 0 | 0 | 0 | 0 | 0.049 | 0 |  | --> | E18 ex JULIANSTOWN | JULIANSTOWN: T421∥T422 | DRYBRIDGE |  | 53.6506 | -6.3387
MV/LV Substation BE***956Y | 10 kV | 400V(3ph) & 230V(single ph) | LV | 100 kVA :Pole Substation | 0.1 | --> | 0.1 | 0.071 | 4.6 |  | --> | 0.095 | 0 | 0 | 0 | 0 | 0.103 | 0 |  | --> | C18 ex BALLYJAMESDUFF | BALLYJAMESDUFF: T42 | SHANKILL |  | 53.8644 | -7.1991
MV/LV Substation BE***958 | 10 kV | 400V(3ph) & 230V(single ph) | LV | 50 kVA :Pole Substation | 0.05 | --> | 0.05 | 0.041 | 3.6 |  | --> | 0.047 | 0 | 0 | 0 | 0 | 0.05 | 0 |  | --> | C21 ex CASTLEREA | CASTLEREA: T41∥T42 | CARRICK ON SHANNON |  | 53.6917 | -8.431
MV/LV Substation BE***970X | 20 kV | 400V(3ph) & 230V(single ph) | LV | 400 kVA :Kiosk Substation | 0.4 | --> | 0.4 | 0.4 | 5.6 |  | --> | 0.38 | 0 | 0 | 0 | 0 | 0.4 | 0 |  | --> | E18 ex CRANE | CRANE: T122 | CRANE |  | 52.6401 | -6.2289
MV/LV Substation BE***972X | 20 kV | 400V(3ph) & 230V(single ph) | LV | 50 kVA :Pole Substation | 0.05 | --> | 0.05 | 0 | 0 | Constrained,otherwise capacity available =49kVA. | --> | 0.047 | 0 | 0 | 0 | 0 | 0.049 | 0 |  | --> | E12 ex BALTINGLASS | BALTINGLASS: T421∥T422 | STRATFORD |  | 53.0226 | -6.7107
MV/LV Substation BE***976X | 10 kV | 400V(3ph) & 230V(single ph) | LV | 630 kVA :Building Structure | 0.63 | --> | 0.63 | 0 | 0 | Constrained,otherwise capacity available =481kVA. | --> | 0.598 | 0 | 0 | 0 | 0 | 0.5 | 0 |  | --> | C17 ex BELGARD | BELGARD: T41 | COOKSTOWN |  | 53.2931 | -6.373
MV/LV Substation BE***980 | 20 kV | 400V(3ph) & 230V(single ph) | LV | 50 kVA :Pole Substation | 0.05 | --> | 0.05 | 0 | 0 | Constrained,otherwise capacity available =43kVA. | --> | 0.047 | 0 | 0 | 0 | 0 | 0.05 | 0 |  | --> | E20 ex COLLOONEY | COLLOONEY: T422 | SLIGO |  | 54.227 | -8.6503
MV/LV Substation BE***981 | 20 kV | 400V(3ph) & 230V(single ph) | LV | 50 kVA :Pole Substation | 0.05 | --> | 0.05 | 0 | 0 | Constrained,otherwise capacity available =45kVA. | --> | 0.047 | 0 | 0 | 0 | 0 | 0.05 | 0 |  | --> | E15 ex CREAGH | CREAGH: T421∥T422 | ATHLONE |  | 53.3346 | -8.1399
MV/LV Substation BE***982X | 10 kV | 400V(3ph) & 230V(single ph) | LV | 200 kVA :Kiosk Substation | 0.2 | --> | 0.2 | 0.155 | 2.3 |  | --> | 0.19 | 0 | 0 | 0 | 0.003 | 0 | 0 | Constrained,otherwise capacity available =203kW. | --> | C14 ex KILRUSH | KILRUSH: T41∥T42 | TULLABRACK |  | 52.6364 | -9.4995
MV/LV Substation BE***982Y | 10 kV | 400V(3ph) & 230V(single ph) | LV | 400 kVA :Kiosk Substation | 0.4 | --> | 0.4 | 0.292 | 0.8 |  | --> | 0.38 | 0 | 0 | 0 | 0.003 | 0.413 | 0 |  | --> | C14 ex KNOCKMULLEN | KNOCKMULLEN: T42 | GREAT ISLAND |  | 52.4042 | -6.9381
MV/LV Substation BE***983 | 10 kV | 400V(3ph) & 230V(single ph) | LV | 100 kVA :Pole Substation | 0.1 | --> | 0.1 | 0 | 0 | Constrained,otherwise capacity available =37kVA. | --> | 0.095 | 0 | 0 | 0 | 0 | 0.109 | 0 |  | --> | C18 ex COOLCORCORAN | COOLCORCORAN: T41∥T42 | KNOCKEARAGH |  | 52.069 | -9.6353
MV/LV Substation BE***985X | 20 kV | 400V(3ph) & 230V(single ph) | LV | 200 kVA :Kiosk Substation | 0.2 | --> | 0.2 | 0.152 | 5.6 |  | --> | 0.19 | 0 | 0 | 0 | 0.014 | 0.192 | 0 |  | --> | E18 ex CRANE | CRANE: T122 | CRANE |  | 52.5086 | -6.2924
MV/LV Substation BE***987X | 10 kV | 400V(3ph) & 230V(single ph) | LV | 200 kVA :Kiosk Substation | 0.2 | --> | 0.2 | 0 | 0 | Constrained,otherwise capacity available =187kVA. | --> | 0.19 | 0 | 0 | 0 | 0 | 0.201 | 0 |  | --> | C15 ex COBH | COBH: T41∥T42 | COW CROSS |  | 51.8524 | -8.2926
MV/LV Substation BE***989Y | 10 kV | 400V(3ph) & 230V(single ph) | LV | 200 kVA :Kiosk Substation | 0.2 | --> | 0.2 | 0.156 | 2.7 |  | --> | 0.19 | 0 | 0 | 0 | 0.009 | 0.196 | 0 |  | --> | C16 ex CALLAN | CALLAN: T41∥T42 | KILKENNY |  | 52.537 | -7.2726
MV/LV Substation BE***992 | 20 kV | 400V(3ph) & 230V(single ph) | LV | 100 kVA :Pole Substation | 0.1 | --> | 0.1 | 0 | 0 | Constrained,otherwise capacity available =84kVA. | --> | 0.095 | 0 | 0 | 0 | 0 | 0.102 | 0 |  | --> | C22 ex ATHLONE | ATHLONE: T41 | ATHLONE |  | 53.4258 | -8.0217
MV/LV Substation BE***995 | 10 kV | 400V(3ph) & 230V(single ph) | LV | 400 kVA :Building Structure | 0.4 | --> | 0.4 | 0 | 0 | Constrained,otherwise capacity available =306kVA. | --> | 0.38 | 0 | 0 | 0 | 0 | 0.414 | 0 |  | --> | C21 ex TERMONFECKIN ROAD | TERMONFECKIN ROAD: T41∥T42 | DRYBRIDGE |  | 53.7428 | -6.3132
MV/LV Substation BE***999 | 20 kV | 400V(3ph) & 230V(single ph) | LV | 200 kVA :Kiosk Substation | 0.2 | --> | 0.2 | 0.174 | 12.9 |  | --> | 0.19 | 0 | 0 | 0 | 0.008 | 0.195 | 0 |  | --> | E12 ex COOLROE | COOLROE: T122 | COOLROE |  | 51.8761 | -8.6412
MV/LV Substation BG***111 | 10 kV | 400V(3ph) & 230V(single ph) | LV | 400 kVA :Building Structure | 0.4 | --> | 0.4 | 0 | 0 | Constrained,otherwise capacity available =364kVA. | --> | 0.38 | 0 | 0 | 0 | 0 | 0.405 | 0 |  | --> | C25 ex KILBARRY | KILBARRY: T101 | KILBARRY |  | 51.9045 | -8.5165
MV/LV Substation BG***4118 | 10 kV | 400V(3ph) & 230V(single ph) | LV | 50 kVA :Pole Substation | 0.05 | --> | 0.05 | 0.05 | 2.6 |  | --> | 0.047 | 0 | 0 | 0 | 0 | 0.049 | 0 |  | --> | E13 ex AGHADA | AGHADA: T721 | N/A |  | 51.8367 | -8.2318
MV/LV Substation BH***311X | 10 kV | 400V(3ph) & 230V(single ph) | LV | 200 kVA :Kiosk Substation | 0.2 | --> | 0.2 | 0 | 0 | Constrained,otherwise capacity available =167kVA. | --> | 0.19 | 0 | 0 | 0 | 0.003 | 0 | 0 | Constrained,otherwise capacity available =201kW. | --> | C18 ex FERMOY NORTH | FERMOY NORTH: T41∥T42 | BARRYMORE |  | 52.1485 | -8.3997
MV/LV Substation BH***327X | 20 kV | 400V(3ph) & 230V(single ph) | LV | 630 kVA :Kiosk Substation | 0.63 | --> | 0.63 | 0.5 | 0.9 |  | --> | 0.598 | 0 | 0 | 0 | 0.001 | 0.5 | 0 |  | --> | C16 ex CARRAROE | CARRAROE: T42 | SCREEB |  | 53.2627 | -9.5986
MV/LV Substation BI***003 | 10 kV | 400V(3ph) & 230V(single ph) | LV | 1000 kVA :Building Structure | 1 | --> | 1 | 0 | 0 | Constrained,otherwise capacity available =500kVA. | --> | 0.95 | 0 | 0 | 0 | 0.007 | 0.5 | 0 |  | --> | C13 ex TUAM SOUTH | TUAM SOUTH: T42 | CLOON |  | 53.5154 | -8.848
MV/LV Substation BI***004X | 20 kV | 400V(3ph) & 230V(single ph) | LV | 100 kVA :Pole Substation | 0.1 | --> | 0.1 | 0 | 0 | Constrained,otherwise capacity available =72kVA. | --> | 0.095 | 0 | 0 | 0 | 0 | 0.103 | 0 |  | --> | C14 ex MILFORD (NR) | MILFORD (NR): T41∥T42 | LETTERKENNY |  | 55.2051 | -7.7785
MV/LV Substation BI***010X | 10 kV | 400V(3ph) & 230V(single ph) | LV | 50 kVA :Pole Substation | 0.05 | --> | 0.05 | 0.048 | 0.3 |  | --> | 0.047 | 0 | 0 | 0 | 0.004 | 0.045 | 0 |  | --> | C16 ex TUAM NORTH | TUAM NORTH: T41∥T42 | CLOON |  | 53.4545 | -8.979
MV/LV Substation BI***015X | 10 kV | 400V(3ph) & 230V(single ph) | LV | 630 kVA :Kiosk Substation | 0.63 | --> | 0.63 | 0 | 0 | Constrained,otherwise capacity available =500kVA. | --> | 0.598 | 0 | 0 | 0 | 0 | 0.5 | 0 |  | --> | C19 ex DENNEHYS CROSS | DENNEHYS CROSS: T41 | TRABEG |  | 51.8826 | -8.4942
MV/LV Substation BI***020 | 10 kV | 400V(3ph) & 230V(single ph) | LV | 100 kVA :Pole Substation | 0.1 | --> | 0.1 | 0.077 | 0.3 |  | --> | 0.095 | 0 | 0 | 0 | 0.014 | 0.088 | 0 |  | --> | C17 ex TUAM NORTH | TUAM NORTH: T41∥T42 | CLOON |  | 53.521 | -8.8328
MV/LV Substation BI***027Z | 10 kV | 400V(3ph) & 230V(single ph) | LV | 400 kVA :Building Structure | 0.4 | --> | 0.4 | 0.359 | 3.5 |  | --> | 0.38 | 0 | 0 | 0 | 0.007 | 0 | 0 | Constrained,otherwise capacity available =398kW. | --> | C18 ex CASTLETOWNBERE | CASTLETOWNBERE: T42 | BALLYLICKY |  | 51.6478 | -9.9061
MV/LV Substation BI***030 | 10 kV | 400V(3ph) & 230V(single ph) | LV | 200 kVA :Building Structure | 0.2 | --> | 0.2 | 0.072 | 2.8 |  | --> | 0.19 | 0 | 0 | 0 | 0.014 | 0.204 | 0 |  | --> | C15 ex CLONARD | CLONARD: T41∥T42 | WEXFORD |  | 52.3288 | -6.4715
MV/LV Substation BI***031X | 20 kV | 400V(3ph) & 230V(single ph) | LV | 400 kVA :Kiosk Substation | 0.4 | --> | 0.4 | 0.281 | 1.7 |  | --> | 0.38 | 0 | 0 | 0 | 0.017 | 0 | 0 | Constrained,otherwise capacity available =400kW. | --> | E18 ex CREESLOUGH | CREESLOUGH: T421 | ARDNAGAPPARY |  | 55.1185 | -7.907
MV/LV Substation BI***034 | 10 kV | 400V(3ph) & 230V(single ph) | LV | 100 kVA :Pole Substation | 0.1 | --> | 0.1 | 0 | 0 |  | --> | 0.095 | 0 | 0 | 0 | 0 | 0.117 | 0 |  | --> | C16 ex ATHENRY | ATHENRY: T41∥T42 | GALWAY 110KV |  | 53.2988 | -8.7526
MV/LV Substation BI***037Y | 10 kV | 400V(3ph) & 230V(single ph) | LV | 50 kVA :Pole Substation | 0.05 | --> | 0.05 | 0.048 | 4.6 |  | --> | 0.047 | 0 | 0 | 0 | 0 | 0.049 | 0 |  | --> | C18 ex BALLYJAMESDUFF | BALLYJAMESDUFF: T42 | SHANKILL |  | 53.8891 | -7.146
MV/LV Substation BI***047 | 10 kV | 400V(3ph) & 230V(single ph) | LV | 100 kVA :Pole Substation | 0.1 | --> | 0.1 | 0 | 0 | Constrained,otherwise capacity available =20kVA. | --> | 0.095 | 0 | 0 | 0 | 0.019 | 0 | 0 | Constrained,otherwise capacity available =92kW. | --> | C13 ex ROSCREA | ROSCREA: T41 | IKERRIN |  | 52.9589 | -7.8029
MV/LV Substation BI***053 | 10 kV | 400V(3ph) & 230V(single ph) | LV | 100 kVA :Pole Substation | 0.1 | --> | 0.1 | 0 | 0 | Constrained,otherwise capacity available =82kVA. | --> | 0.095 | 0 | 0 | 0 | 0.007 | 0 | 0 | Constrained,otherwise capacity available =95kW. | --> | C11 ex GARDEN CITY | GARDEN CITY: T41∥T42 | ARKLOW |  | 52.688 | -6.2934
MV/LV Substation BI***054X | 20 kV | 400V(3ph) & 230V(single ph) | LV | 200 kVA :Kiosk Substation | 0.2 | --> | 0.2 | 0.161 | 2.9 |  | --> | 0.19 | 0 | 0 | 0 | 0 | 0.205 | 0 |  | --> | C12 ex DUNLEER | DUNLEER: T41∥T42 | DRYBRIDGE |  | 53.7919 | -6.2396
MV/LV Substation BI***068 | 10 kV | 400V(3ph) & 230V(single ph) | LV | 200 kVA :Kiosk Substation | 0.2 | --> | 0.2 | 0.17 | 0.2 | Constrained,otherwise capacity available =200kVA. | --> | 0.19 | 0 | 0 | 0 | 0 | 0.2 | 0 |  | --> | C16 ex TALBOTS INCH | TALBOTS INCH: T41∥T42 | KILKENNY |  | 52.6599 | -7.2565
MV/LV Substation BI***088X | 20 kV | 400V(3ph) & 230V(single ph) | LV | 50 kVA :Pole Substation | 0.05 | --> | 0.05 | 0.041 | 6.9 |  | --> | 0.047 | 0 | 0 | 0 | 0.003 | 0 | 0 | Constrained,otherwise capacity available =47kW. | --> | C17 ex BALLYSHANNON | BALLYSHANNON: T41∥T42 | CATHALEENS FALL |  | 54.5451 | -7.8439
MV/LV Substation BI***095 | 20 kV | 400V(3ph) & 230V(single ph) | LV | 50 kVA :Pole Substation | 0.05 | --> | 0.05 | 0 | 0 | Constrained,otherwise capacity available =50kVA. | --> | 0.047 | 0 | 0 | 0 | 0 | 0.049 | 0 |  | --> | C17 ex CLONES | CLONES: T41∥T42 | SHANKILL |  | 54.2182 | -7.1184
MV/LV Substation BI***104Y | 10 kV | 400V(3ph) & 230V(single ph) | LV | 200 kVA :Kiosk Substation | 0.2 | --> | 0.2 | 0 | 0 | Constrained,otherwise capacity available =163kVA. | --> | 0.19 | 0 | 0 | 0 | 0 | 0 | 0 | Constrained,otherwise capacity available =205kW. | --> | C19 ex BIRR | BIRR: T41 | DALLOW |  | 53.1023 | -7.9098
MV/LV Substation BI***120 | 10 kV | 400V(3ph) & 230V(single ph) | LV | 400 kVA :Building Structure | 0.4 | --> | 0.4 | 0.312 | 1.5 |  | --> | 0.38 | 0 | 0 | 0 | 0.01 | 0.402 | 0 |  | --> | C13 ex MOUNT MISERY | MOUNT MISERY: T41 | WATERFORD |  | 52.266 | -7.1065
MV/LV Substation BI***121X | 20 kV | 400V(3ph) & 230V(single ph) | LV | 100 kVA :Pole Substation | 0.1 | --> | 0.1 | 0.08 | 0.9 |  | --> | 0.095 | 0 | 0 | 0 | 0 | 0.103 | 0 |  | --> | C11 ex RIVERSTOWN | RIVERSTOWN: T41∥T42 | KILBARRY |  | 52.0114 | -8.3615
MV/LV Substation BI***122X | 20 kV | 400V(3ph) & 230V(single ph) | LV | 100 kVA :Pole Substation | 0.1 | --> | 0.1 | 0.063 | 0.9 |  | --> | 0.095 | 0 | 0 | 0 | 0 | 0.105 | 0 |  | --> | C11 ex RIVERSTOWN | RIVERSTOWN: T41∥T42 | KILBARRY |  | 52.0028 | -8.354
MV/LV Substation BI***124X | 20 kV | 400V(3ph) & 230V(single ph) | LV | 400 kVA :Kiosk Substation | 0.4 | --> | 0.4 | 0.272 | 0.9 |  | --> | 0.38 | 0 | 0 | 0 | 0.009 | 0.41 | 0 |  | --> | C11 ex RIVERSTOWN | RIVERSTOWN: T41∥T42 | KILBARRY |  | 52.0088 | -8.3481
MV/LV Substation BI***132 | 10 kV | 400V(3ph) & 230V(single ph) | LV | 400 kVA :Kiosk Substation | 0.4 | --> | 0.4 | 0.276 | 0.8 |  | --> | 0.38 | 0 | 0 | 0 | 0.007 | 0.411 | 0 |  | --> | C14 ex KNOCKMULLEN | KNOCKMULLEN: T42 | GREAT ISLAND |  | 52.3925 | -6.9355
MV/LV Substation BI***136 | 10 kV | 400V(3ph) & 230V(single ph) | LV | 400 kVA :Kiosk Substation | 0.4 | --> | 0.4 | 0.174 | 1.8 |  | --> | 0.38 | 0 | 0 | 0 | 0.023 | 0.41 | 0 |  | --> | C19 ex DUNDRUM | DUNDRUM: T41 | BLACKROCK |  | 53.3049 | -6.2459
MV/LV Substation BI***154 | 10 kV | 400V(3ph) & 230V(single ph) | LV | 630 kVA :Building Structure | 0.63 | --> | 0.63 | 0.5 | 1.8 |  | --> | 0.598 | 0 | 0 | 0 | 0.015 | 0.5 | 0 |  | --> | C19 ex RATHMULLAN | RATHMULLAN: T41 | DRYBRIDGE |  | 53.7051 | -6.3644
MV/LV Substation BI***163Y | 10 kV | 400V(3ph) & 230V(single ph) | LV | 400 kVA :Kiosk Substation | 0.4 | --> | 0.4 | 0.148 | 2.8 |  | --> | 0.38 | 0 | 0 | 0 | 0 | 0.438 | 0 |  | --> | C18 ex TULLYNAMALRA | TULLYNAMALRA: T41∥T42 | MEATH HILL |  | 54.0612 | -6.8127
MV/LV Substation BI***163Z | 20 kV | 400V(3ph) & 230V(single ph) | LV | 200 kVA :Pole Substation | 0.2 | --> | 0.2 | 0 | 0 | Constrained,otherwise capacity available =192kVA. | --> | 0.19 | 0 | 0 | 0 | 0.007 | 0.193 | 0 |  | --> | E13 ex BALTINGLASS | BALTINGLASS: T421∥T422 | STRATFORD |  | 52.8953 | -6.8142
MV/LV Substation BI***164 | 10 kV | 400V(3ph) & 230V(single ph) | LV | 400 kVA :Kiosk Substation | 0.4 | --> | 0.4 | 0.253 | 0.3 | Constrained,otherwise capacity available =373kVA. | --> | 0.38 | 0 | 0 | 0 | 0.011 | 0.392 | 0 |  | --> | C21 ex BISHOPSTOWN | BISHOPSTOWN: T41 | KILBARRY |  | 51.8786 | -8.5136
MV/LV Substation BI***165 | 10 kV | 400V(3ph) & 230V(single ph) | LV | 630 kVA :Kiosk Substation | 0.63 | --> | 0.63 | 0.253 | 0.3 | Constrained,otherwise capacity available =500kVA. | --> | 0.598 | 0 | 0 | 0 | 0 | 0.5 | 0 |  | --> | C21 ex BISHOPSTOWN | BISHOPSTOWN: T41 | KILBARRY |  | 51.8791 | -8.5148
MV/LV Substation BI***166 | 10 kV | 400V(3ph) & 230V(single ph) | LV | 630 kVA :Kiosk Substation | 0.63 | --> | 0.63 | 0.253 | 0.3 | Constrained,otherwise capacity available =500kVA. | --> | 0.598 | 0 | 0 | 0 | 0.011 | 0.5 | 0 |  | --> | C21 ex BISHOPSTOWN | BISHOPSTOWN: T41 | KILBARRY |  | 51.8816 | -8.5153
MV/LV Substation BI***168Z | 10 kV | 400V(3ph) & 230V(single ph) | LV | 50 kVA :Pole Substation | 0.05 | --> | 0.05 | 0.049 | 5.6 |  | --> | 0.047 | 0 | 0 | 0 | 0 | 0.049 | 0 |  | --> | C12 ex PURCELLS INCH | PURCELLS INCH: T42 | KILKENNY |  | 52.5963 | -7.1519
MV/LV Substation BI***183 | 10 kV | 400V(3ph) & 230V(single ph) | LV | 200 kVA :Pole Substation | 0.2 | --> | 0.2 | 0.2 | 1 |  | --> | 0.19 | 0 | 0 | 0 | 0 | 0.2 | 0 |  | --> | C15 ex RAHANS | RAHANS: T41 | MOY |  | 54.0835 | -9.1578
MV/LV Substation BI***183 | 10 kV | 400V(3ph) & 230V(single ph) | LV | 400 kVA :Building Structure | 0.4 | --> | 0.4 | 0.168 | 2.1 |  | --> | 0.38 | 0 | 0 | 0 | 0.034 | 0.399 | 0 |  | --> | C20 ex SALLYNOGGIN ROAD | SALLYNOGGIN ROAD: T42 | CHERRYWOOD |  | 53.2837 | -6.1537
MV/LV Substation BI***187Y | 10 kV | 400V(3ph) & 230V(single ph) | LV | 400 kVA :Kiosk Substation | 0.4 | --> | 0.4 | 0.319 | 1.4 |  | --> | 0.38 | 0 | 0 | 0 | 0 | 0.412 | 0 |  | --> | C12 ex GRANGE (SR) | GRANGE (SR): T41∥T42 | BUTLERSTOWN |  | 52.2377 | -7.1065
MV/LV Substation BI***192 | 10 kV | 400V(3ph) & 230V(single ph) | LV | 1000 kVA :Building Structure | 1 | --> | 1 | 0.376 | 1.3 |  | --> | 0.95 | 0 | 0 | 0 | 0.017 | 0.5 | 0 |  | --> | C11 ex DRUMCONDRA | DRUMCONDRA: T41 | MCDERMOTT |  | 53.3616 | -6.2608
MV/LV Substation BI***193Y | 10 kV | 400V(3ph) & 230V(single ph) | LV | 100 kVA :Pole Substation | 0.1 | --> | 0.1 | 0 | 0 | Constrained,otherwise capacity available =37kVA. | --> | 0.095 | 0 | 0 | 0 | 0 | 0 | 0 | Constrained,otherwise capacity available =109kW. | --> | C13 ex ROSCREA | ROSCREA: T41 | IKERRIN |  | 52.9593 | -7.8013
MV/LV Substation BI***238 | 20 kV | 400V(3ph) & 230V(single ph) | LV | 50 kVA :Pole Substation | 0.05 | --> | 0.05 | 0.048 | 3.3 |  | --> | 0.047 | 0 | 0 | 0 | 0 | 0.049 | 0 |  | --> | E14 ex BIRDHILL | BIRDHILL: T422 | ARDNACRUSHA |  | 52.773 | -8.4161
MV/LV Substation BI***264X | 10 kV | 400V(3ph) & 230V(single ph) | LV | 400 kVA :Kiosk Substation | 0.4 | --> | 0.4 | 0.268 | 2.9 |  | --> | 0.38 | 0 | 0 | 0 | 0.012 | 0.407 | 0 |  | --> | C14 ex SUTTON | SUTTON: T42 | GRANGE (DR) |  | 53.3902 | -6.1213
MV/LV Substation BI***266Z | 10 kV | 400V(3ph) & 230V(single ph) | LV | 400 kVA :Kiosk Substation | 0.4 | --> | 0.4 | 0 | 0 | Constrained,otherwise capacity available =321kVA. | --> | 0.38 | 0 | 0 | 0 | 0.004 | 0.407 | 0 |  | --> | C39 ex COLLEGE PARK | COLLEGE PARK: T103 | COLLEGE PARK |  | 53.4188 | -6.3834
MV/LV Substation BI***277Y | 20 kV | 400V(3ph) & 230V(single ph) | LV | 200 kVA :Pole Substation | 0.2 | --> | 0.2 | 0.2 | 6.9 |  | --> | 0.19 | 0 | 0 | 0 | 0 | 0 | 0 | Constrained,otherwise capacity available =200kW. | --> | E18 ex SPRINGS | SPRINGS: T421∥T422 | DUNGARVAN |  | 52.0783 | -7.6449
MV/LV Substation BI***291Z | 20 kV | 400V(3ph) & 230V(single ph) | LV | 50 kVA :Pole Substation | 0.05 | --> | 0.05 | 0.044 | 0.9 |  | --> | 0.047 | 0 | 0 | 0 | 0 | 0.05 | 0 |  | --> | C11 ex RIVERSTOWN | RIVERSTOWN: T41∥T42 | KILBARRY |  | 52.0117 | -8.3458
MV/LV Substation BI***307X | 10 kV | 400V(3ph) & 230V(single ph) | LV | 50 kVA :Pole Substation | 0.05 | --> | 0.05 | 0 | 0 | Constrained,otherwise capacity available =50kVA. | --> | 0.047 | 0 | 0 | 0 | 0 | 0 | 0 | Constrained,otherwise capacity available =49kW. | --> | C13 ex DONEGAL | DONEGAL: T41∥T42 | CATHALEENS FALL |  | 54.6766 | -8.0421
MV/LV Substation BI***310Y | 10 kV | 400V(3ph) & 230V(single ph) | LV | 200 kVA :Pole Substation | 0.2 | --> | 0.2 | 0 | 0 | Constrained,otherwise capacity available =153kVA. | --> | 0.19 | 0 | 0 | 0 | 0.039 | 0 | 0 | Constrained,otherwise capacity available =166kW. | --> | C17 ex BIRR | BIRR: T41 | DALLOW |  | 53.0936 | -7.9053
MV/LV Substation BI***331Y | 10 kV | 400V(3ph) & 230V(single ph) | LV | 630 kVA :Kiosk Substation | 0.63 | --> | 0.63 | 0.472 | 9 |  | --> | 0.598 | 0 | 0 | 0 | 0.003 | 0.5 | 0 |  | --> | C12 ex MULLINGAR | MULLINGAR: T102 | MULLINGAR |  | 53.5266 | -7.344
MV/LV Substation BI***341X | 10 kV | 400V(3ph) & 230V(single ph) | LV | 1000 kVA :Building Structure | 1 | --> | 1 | 0 | 0 | Constrained,otherwise capacity available =138kVA. | --> | 0.95 | 0 | 0 | 0 | 0 | 0.5 | 0 |  | --> | C21 ex CAMDEN ROW | CAMDEN ROW: T41 | FRANCIS STREET |  | 53.3379 | -6.2664
MV/LV Substation BI***349Z | 10 kV | 400V(3ph) & 230V(single ph) | LV | 630 kVA :Kiosk Substation | 0.63 | --> | 0.63 | 0.5 | 2.9 |  | --> | 0.598 | 0 | 0 | 0 | 0.014 | 0.5 | 0 |  | --> | C18 ex MALAHIDE | MALAHIDE: T42 | GLASMORE |  | 53.445 | -6.1372
MV/LV Substation BI***350 | 10 kV | 400V(3ph) & 230V(single ph) | LV | 400 kVA :Kiosk Substation | 0.4 | --> | 0.4 | 0.202 | 0.9 |  | --> | 0.38 | 0 | 0 | 0 | 0 | 0.43 | 0 |  | --> | C18 ex MULGANNON | MULGANNON: T42 | WEXFORD |  | 52.3125 | -6.4569
MV/LV Substation BI***350Z | 10 kV | 400V(3ph) & 230V(single ph) | LV | 630 kVA :Kiosk Substation | 0.63 | --> | 0.63 | 0.5 | 2.9 |  | --> | 0.598 | 0 | 0 | 0 | 0.024 | 0.5 | 0 |  | --> | C18 ex MALAHIDE | MALAHIDE: T42 | GLASMORE |  | 53.4452 | -6.1347
MV/LV Substation BI***355 | 20 kV | 400V(3ph) & 230V(single ph) | LV | 100 kVA :Pole Substation | 0.1 | --> | 0.1 | 0 | 0 | Constrained,otherwise capacity available =78kVA. | --> | 0.095 | 0 | 0 | 0 | 0 | 0 | 0 | Constrained,otherwise capacity available =103kW. | --> | E15 ex FERNS | FERNS: T421 | CRANE |  | 52.5873 | -6.4832
MV/LV Substation BI***368X | 10 kV | 400V(3ph) & 230V(single ph) | LV | 50 kVA :Pole Substation | 0.05 | --> | 0.05 | 0.048 | 3.4 |  | --> | 0.047 | 0 | 0 | 0 | 0 | 0.049 | 0 |  | --> | C15 ex STICKILLEN | STICKILLEN: T41∥T42 | DRYBRIDGE |  | 53.8475 | -6.6563
MV/LV Substation BI***378 | 20 kV | 400V(3ph) & 230V(single ph) | LV | 200 kVA :Pole Substation | 0.2 | --> | 0.2 | 0 | 0 | Constrained,otherwise capacity available =137kVA. | --> | 0.19 | 0 | 0 | 0 | 0 | 0 | 0 | Constrained,otherwise capacity available =209kW. | --> | E18 ex BIRR | BIRR: T422 | DALLOW |  | 53.107 | -7.9207
MV/LV Substation BI***386 | 10 kV | 400V(3ph) & 230V(single ph) | LV | 630 kVA :Building Structure | 0.63 | --> | 0.63 | 0 | 0 | Constrained,otherwise capacity available =500kVA. | --> | 0.598 | 0 | 0 | 0 | 0 | 0.5 | 0 |  | --> | C19 ex CAMDEN ROW | CAMDEN ROW: T41 | FRANCIS STREET |  | 53.3382 | -6.2676
MV/LV Substation BI***389 | 10 kV | 400V(3ph) & 230V(single ph) | LV | 630 kVA :Kiosk Substation | 0.63 | --> | 0.63 | 0.5 | 11.4 |  | --> | 0.598 | 0 | 0 | 0 | 0 | 0.5 | 0 |  | --> | C23 ex COOKSTOWN | COOKSTOWN: T101 | CARRICKMINES |  | 53.2907 | -6.3842
MV/LV Substation BI***390 | 10 kV | 400V(3ph) & 230V(single ph) | LV | 630 kVA :Kiosk Substation | 0.63 | --> | 0.63 | 0.5 | 11.4 |  | --> | 0.598 | 0 | 0 | 0 | 0 | 0.5 | 0 |  | --> | C23 ex COOKSTOWN | COOKSTOWN: T101 | CARRICKMINES |  | 53.2913 | -6.3842
MV/LV Substation BI***4010 | 20 kV | 400V(3ph) & 230V(single ph) | LV | 50 kVA :Pole Substation | 0.05 | --> | 0.05 | 0.05 | 3.3 |  | --> | 0.047 | 0 | 0 | 0 | 0 | 0.049 | 0 |  | --> | E14 ex BIRDHILL | BIRDHILL: T422 | ARDNACRUSHA |  | 52.7722 | -8.4265
MV/LV Substation BI***4037 | 10 kV | 400V(3ph) & 230V(single ph) | LV | 400 kVA :Kiosk Substation | 0.4 | --> | 0.4 | 0.393 | 4.4 |  | --> | 0.38 | 0 | 0 | 0 | 0 | 0.4 | 0 |  | --> | C17 ex RINGASKIDDY 110KV | RINGASKIDDY 110KV: T42 | BARNAHELY |  | 51.8353 | -8.3328
MV/LV Substation BI***4043 | 10 kV | 400V(3ph) & 230V(single ph) | LV | 1000 kVA :Building Structure | 1 | --> | 1 | 0 | 0 | Constrained,otherwise capacity available =500kVA. | --> | 0.95 | 0 | 0 | 0 | 0 | 0.5 | 0 |  | --> | C21 ex CAMDEN ROW | CAMDEN ROW: T41 | FRANCIS STREET |  | 53.3379 | -6.2664
MV/LV Substation BI***4047 | 10 kV | 400V(3ph) & 230V(single ph) | LV | 50 kVA :Pole Substation | 0.05 | --> | 0.05 | 0.045 | 0.5 |  | --> | 0.047 | 0 | 0 | 0 | 0 | 0.05 | 0 |  | --> | C13 ex CHARLESTOWN | CHARLESTOWN: T41 | TONROE |  | 53.9132 | -8.8179
MV/LV Substation BI***4051 | 10 kV | 400V(3ph) & 230V(single ph) | LV | 630 kVA :Kiosk Substation | 0.63 | --> | 0.63 | 0 | 0 | Constrained,otherwise capacity available =500kVA. | --> | 0.598 | 0 | 0 | 0 | 0 | 0.5 | 0 |  | --> | C17 ex CARRICKMINES | CARRICKMINES: T41 | CARRICKMINES |  | 53.241 | -6.1982
MV/LV Substation BI***4052 | 10 kV | 400V(3ph) & 230V(single ph) | LV | 630 kVA :Kiosk Substation | 0.63 | --> | 0.63 | 0 | 0 | Constrained,otherwise capacity available =500kVA. | --> | 0.598 | 0 | 0 | 0 | 0.064 | 0.5 | 0 |  | --> | C17 ex CARRICKMINES | CARRICKMINES: T41 | CARRICKMINES |  | 53.2403 | -6.2008
MV/LV Substation BI***405X | 20 kV | 400V(3ph) & 230V(single ph) | LV | 50 kVA :Pole Substation | 0.05 | --> | 0.05 | 0.049 | 0.2 |  | --> | 0.047 | 0 | 0 | 0 | 0 | 0.049 | 0 |  | --> | C12 ex SCARIFF | SCARIFF: T42 | ENNIS |  | 52.9438 | -8.3921
MV/LV Substation BI***4076 | 10 kV | 400V(3ph) & 230V(single ph) | LV | 400 kVA :Kiosk Substation | 0.4 | --> | 0.4 | 0.295 | 4.3 |  | --> | 0.38 | 0 | 0 | 0 | 0.009 | 0.406 | 0 |  | --> | C16 ex LAWLESSTOWN | LAWLESSTOWN: T42 | DOON |  | 52.361 | -7.7148
MV/LV Substation BI***4090 | 10 kV | 400V(3ph) & 230V(single ph) | LV | 1000 kVA :Building Structure | 1 | --> | 1 | 0.5 | 2.4 |  | --> | 0.95 | 0 | 0 | 0 | 0 | 0.5 | 0 |  | --> | C24 ex MOUNT MERRION | MOUNT MERRION: T42 | CARRICKMINES |  | 53.3004 | -6.1819
MV/LV Substation BI***4093 | 10 kV | 400V(3ph) & 230V(single ph) | LV | 50 kVA :Pole Substation | 0.05 | --> | 0.05 | 0 | 0 | Constrained,otherwise capacity available =50kVA. | --> | 0.047 | 0 | 0 | 0 | 0 | 0.049 | 0 |  | --> | C17 ex CARRICKMINES | CARRICKMINES: T41 | CARRICKMINES |  | 53.2323 | -6.2056
MV/LV Substation BI***411 | 10 kV | 400V(3ph) & 230V(single ph) | LV | 200 kVA :Pole Substation | 0.2 | --> | 0.2 | 0 | 0 | Constrained,otherwise capacity available =132kVA. | --> | 0.19 | 0 | 0 | 0 | 0.007 | 0.202 | 0 |  | --> | C18 ex WOODFORD | WOODFORD: T41∥T42 | KNOCKEARAGH |  | 52.0382 | -9.4755
MV/LV Substation BI***4127 | 20 kV | 400V(3ph) & 230V(single ph) | LV | 200 kVA :Kiosk Substation | 0.2 | --> | 0.2 | 0 | 0 | Constrained,otherwise capacity available =200kVA. | --> | 0.19 | 0 | 0 | 0 | 0 | 0 | 0 | Constrained,otherwise capacity available =200kW. | --> | E20 ex BIRR | BIRR: T422 | DALLOW |  | 53.0943 | -7.9204
MV/LV Substation BI***4139 | 10 kV | 400V(3ph) & 230V(single ph) | LV | 50 kVA :Pole Substation | 0.05 | --> | 0.05 | 0 | 0 | Constrained,otherwise capacity available =50kVA. | --> | 0.047 | 0 | 0 | 0 | 0 | 0.049 | 0 |  | --> | C22 ex SKIBBEREEN | SKIBBEREEN: T41∥T42 | DUNMANWAY |  | 51.5399 | -9.3626
MV/LV Substation BI***4141 | 10 kV | 400V(3ph) & 230V(single ph) | LV | 50 kVA :Pole Substation | 0.05 | --> | 0.05 | 0 | 0 | Constrained,otherwise capacity available =45kVA. | --> | 0.047 | 0 | 0 | 0 | 0 | 0 | 0 | Constrained,otherwise capacity available =50kW. | --> | E11 ex ASHBOURNE | ASHBOURNE: T421 | FINGLAS |  | 53.4375 | -6.3329
MV/LV Substation BI***4144 | 10 kV | 400V(3ph) & 230V(single ph) | LV | 100 kVA :Pole Substation | 0.1 | --> | 0.1 | 0.1 | 5.3 |  | --> | 0.095 | 0 | 0 | 0 | 0 | 0.1 | 0 |  | --> | C18 ex SMEARLA | SMEARLA: T42 | TRIEN |  | 52.4245 | -9.5127
MV/LV Substation BI***4149 | 10 kV | 400V(3ph) & 230V(single ph) | LV | 1000 kVA :Building Structure | 1 | --> | 1 | 0.5 | 7.5 |  | --> | 0.95 | 0 | 0 | 0 | 0 | 0.5 | 0 |  | --> | C14 ex CARRICKMINES | CARRICKMINES: T42 | CARRICKMINES |  | 53.2553 | -6.2001
MV/LV Substation BI***4151 | 20 kV | 400V(3ph) & 230V(single ph) | LV | 200 kVA :Pole Substation | 0.2 | --> | 0.2 | 0 | 0 | Constrained,otherwise capacity available =128kVA. | --> | 0.19 | 0 | 0 | 0 | 0 | 0.21 | 0 |  | --> | E17 ex BRUFF | BRUFF: T421 | LIMERICK |  | 52.5523 | -8.5555
MV/LV Substation BI***4155 | 10 kV | 400V(3ph) & 230V(single ph) | LV | 1000 kVA :Building Structure | 1 | --> | 1 | 0 | 0 | Constrained,otherwise capacity available =500kVA. | --> | 0.95 | 0 | 0 | 0 | 0 | 0.5 | 0 |  | --> | C19 ex LOUGHLINSTOWN | LOUGHLINSTOWN: T41 | CARRICKMINES |  | 53.2456 | -6.144
MV/LV Substation BI***4205 | 10 kV | 400V(3ph) & 230V(single ph) | LV | 630 kVA :Kiosk Substation | 0.63 | --> | 0.63 | 0 | 0 | Constrained,otherwise capacity available =500kVA. | --> | 0.598 | 0 | 0 | 0 | 0 | 0.5 | 0 |  | --> | C27 ex KILBARRY | KILBARRY: T101 | KILBARRY |  | 51.9116 | -8.4798
MV/LV Substation BI***4215 | 10 kV | 400V(3ph) & 230V(single ph) | LV | 50 kVA :Pole Substation | 0.05 | --> | 0.05 | 0.05 | 3.5 |  | --> | 0.047 | 0 | 0 | 0 | 0 | 0 | 0 | Constrained,otherwise capacity available =49kW. | --> | C12 ex TELAYDON | TELAYDON: T42 | LISDRUM |  | 54.2765 | -6.9708
MV/LV Substation BI***4246 | 20 kV | 400V(3ph) & 230V(single ph) | LV | 400 kVA :Kiosk Substation | 0.4 | --> | 0.4 | 0 | 0 | Constrained,otherwise capacity available =400kVA. | --> | 0.38 | 0 | 0 | 0 | 0 | 0 | 0 | Constrained,otherwise capacity available =400kW. | --> | E18 ex BIRR | BIRR: T422 | DALLOW |  | 53.1058 | -7.9087
MV/LV Substation BI***4248 | 10 kV | 400V(3ph) & 230V(single ph) | LV | 1000 kVA :Building Structure | 1 | --> | 1 | 0 | 0 | Constrained,otherwise capacity available =500kVA. | --> | 0.95 | 0 | 0 | 0 | 0 | 0.5 | 0 |  | --> | C17 ex POPPINTREE | POPPINTREE: T101 | FINGLAS |  | 53.4031 | -6.2614
MV/LV Substation BI***4258 | 20 kV | 400V(3ph) & 230V(single ph) | LV | 50 kVA :Pole Substation | 0.05 | --> | 0.05 | 0.05 | 3.3 |  | --> | 0.047 | 0 | 0 | 0 | 0 | 0.049 | 0 |  | --> | E18 ex BIRDHILL | BIRDHILL: T422 | ARDNACRUSHA |  | 52.7623 | -8.4448
MV/LV Substation BI***4260 | 10 kV | 400V(3ph) & 230V(single ph) | LV | 400 kVA :Kiosk Substation | 0.4 | --> | 0.4 | 0 | 0 | Constrained,otherwise capacity available =400kVA. | --> | 0.38 | 0 | 0 | 0 | 0 | 0 | 0 | Constrained,otherwise capacity available =400kW. | --> | C15 ex PORTARLINGTON | PORTARLINGTON: T41∥T42 | PORTLAOISE |  | 53.1622 | -7.2075
MV/LV Substation BI***4282 | 20 kV | 400V(3ph) & 230V(single ph) | LV | 50 kVA :Pole Substation | 0.05 | --> | 0.05 | 0 | 0 | Constrained,otherwise capacity available =38kVA. | --> | 0.047 | 0 | 0 | 0 | 0 | 0.051 | 0 |  | --> | E12 ex CARRIGSHANE | CARRIGSHANE: T422 | MIDLETON |  | 51.9312 | -8.1335
MV/LV Substation BI***4289 | 10 kV | 400V(3ph) & 230V(single ph) | LV | 1000 kVA :Building Structure | 1 | --> | 1 | 0 | 0 | Constrained,otherwise capacity available =500kVA. | --> | 0.95 | 0 | 0 | 0 | 0 | 0.5 | 0 |  | --> | C11 ex ATHENRY | ATHENRY: T41∥T42 | GALWAY 110KV |  | 53.2864 | -8.7808
MV/LV Substation BI***437X | 10 kV | 400V(3ph) & 230V(single ph) | LV | 200 kVA :Kiosk Substation | 0.2 | --> | 0.2 | 0 | 0 | Constrained,otherwise capacity available =59kVA. | --> | 0.19 | 0 | 0 | 0 | 0 | 0.221 | 0 |  | --> | C20 ex KILDARE | KILDARE: T41∥T42 | NEWBRIDGE |  | 53.1656 | -6.9093
MV/LV Substation BI***4412 | 10 kV | 400V(3ph) & 230V(single ph) | LV | 1000 kVA :Building Structure | 1 | --> | 1 | 0.5 | 1.3 |  | --> | 0.95 | 0 | 0 | 0 | 0 | 0.5 | 0 |  | --> | C11 ex DRUMCONDRA | DRUMCONDRA: T41 | MCDERMOTT |  | 53.3597 | -6.2601
MV/LV Substation BI***4477 | 10 kV | 400V(3ph) & 230V(single ph) | LV | 400 kVA :Kiosk Substation | 0.4 | --> | 0.4 | 0.4 | 2.9 |  | --> | 0.38 | 0 | 0 | 0 | 0 | 0.4 | 0 |  | --> | C14 ex SUTTON | SUTTON: T42 | GRANGE (DR) |  | 53.3894 | -6.1227
MV/LV Substation BI***4502 | 10 kV | 400V(3ph) & 230V(single ph) | LV | 630 kVA :Kiosk Substation | 0.63 | --> | 0.63 | 0.114 | 0.1 | Constrained,otherwise capacity available =500kVA. | --> | 0.598 | 0 | 0 | 0 | 0.003 | 0.5 | 0 |  | --> | C11 ex ROSEHILL | ROSEHILL: T41 | KILKENNY |  | 52.6611 | -7.2711
MV/LV Substation BI***464X | 10 kV | 400V(3ph) & 230V(single ph) | LV | 400 kVA :Kiosk Substation | 0.4 | --> | 0.4 | 0.292 | 12.2 |  | --> | 0.38 | 0 | 0 | 0 | 0.015 | 0.4 | 0 |  | --> | C18 ex SALTHILL | SALTHILL: T102 | SALTHILL |  | 53.2676 | -9.128
MV/LV Substation BI***467Z | 10 kV | 400V(3ph) & 230V(single ph) | LV | 400 kVA :Kiosk Substation | 0.4 | --> | 0.4 | 0.375 | 1.7 |  | --> | 0.38 | 0 | 0 | 0 | 0 | 0.403 | 0 |  | --> | C20 ex BISHOPSTOWN | BISHOPSTOWN: T42 | KILBARRY |  | 51.8783 | -8.5199
MV/LV Substation BI***473Y | 10 kV | 400V(3ph) & 230V(single ph) | LV | 200 kVA :Kiosk Substation | 0.2 | --> | 0.2 | 0 | 0 | Constrained,otherwise capacity available =75kVA. | --> | 0.19 | 0 | 0 | 0 | 0.003 | 0 | 0 | Constrained,otherwise capacity available =215kW. | --> | C12 ex PALLAS | PALLAS: T41∥T42 | PORTLAOISE |  | 53.0375 | -7.3174
MV/LV Substation BI***516 | 10 kV | 400V(3ph) & 230V(single ph) | LV | 100 kVA :Pole Substation | 0.1 | --> | 0.1 | 0.033 | 9.8 |  | --> | 0.095 | 0 | 0 | 0 | 0.056 | 0.05 | 0 |  | --> | C14 ex KILCOOLE | KILCOOLE: T41∥T42 | FASSAROE |  | 53.1139 | -6.0872
MV/LV Substation BI***516 | 20 kV | 400V(3ph) & 230V(single ph) | LV | 50 kVA :Pole Substation | 0.05 | --> | 0.05 | 0.05 | 1.6 |  | --> | 0.047 | 0 | 0 | 0 | 0 | 0.049 | 0 |  | --> | E12 ex DINGLE | DINGLE: T422 | OUGHTRAGH |  | 52.2012 | -10.3652
MV/LV Substation BI***535 | 10 kV | 400V(3ph) & 230V(single ph) | LV | 50 kVA :Pole Substation | 0.05 | --> | 0.05 | 0 | 0 | Constrained,otherwise capacity available =10kVA. | --> | 0.047 | 0 | 0 | 0 | 0.003 | 0 | 0 | Constrained,otherwise capacity available =52kW. | --> | C13 ex DONEGAL | DONEGAL: T41∥T42 | CATHALEENS FALL |  | 54.7104 | -7.9713
MV/LV Substation BI***535X | 10 kV | 400V(3ph) & 230V(single ph) | LV | 200 kVA :Kiosk Substation | 0.2 | --> | 0.2 | 0.166 | 11.5 |  | --> | 0.19 | 0 | 0 | 0 | 0 | 0.204 | 0 |  | --> | C23 ex SALTHILL | SALTHILL: T101 | SALTHILL |  | 53.2698 | -9.1044
MV/LV Substation BI***554X | 20 kV | 400V(3ph) & 230V(single ph) | LV | 50 kVA :Pole Substation | 0.05 | --> | 0.05 | 0 | 0 | Constrained,otherwise capacity available =30kVA. | --> | 0.047 | 0 | 0 | 0 | 0 | 0.052 | 0 |  | --> | E13 ex BALTINGLASS | BALTINGLASS: T421∥T422 | STRATFORD |  | 52.8962 | -6.8158
MV/LV Substation BI***556Y | 10 kV | 400V(3ph) & 230V(single ph) | LV | 200 kVA :Kiosk Substation | 0.2 | --> | 0.2 | 0.189 | 3.3 |  | --> | 0.19 | 0 | 0 | 0 | 0 | 0.201 | 0 |  | --> | C14 ex WATERFORD | WATERFORD: T42 | WATERFORD |  | 52.2655 | -7.1267
MV/LV Substation BI***562Y | 10 kV | 400V(3ph) & 230V(single ph) | LV | 200 kVA :Kiosk Substation | 0.2 | --> | 0.2 | 0.154 | 4.5 |  | --> | 0.19 | 0 | 0 | 0 | 0.003 | 0 | 0 | Constrained,otherwise capacity available =203kW. | --> | C13 ex CHURCHTOWN | CHURCHTOWN: T41 | RATHKEALE |  | 52.4543 | -9.0589
MV/LV Substation BI***564Y | 10 kV | 400V(3ph) & 230V(single ph) | LV | 630 kVA :Kiosk Substation | 0.63 | --> | 0.63 | 0 | 0 | Constrained,otherwise capacity available =482kVA. | --> | 0.598 | 0 | 0 | 0 | 0 | 0.5 | 0 |  | --> | C22 ex CAVAN | CAVAN: T42 | SHANKILL |  | 53.9982 | -7.3426
MV/LV Substation BI***581X | 10 kV | 400V(3ph) & 230V(single ph) | LV | 400 kVA :Kiosk Substation | 0.4 | --> | 0.4 | 0.32 | 9.9 |  | --> | 0.38 | 0 | 0 | 0 | 0.015 | 0.396 | 0 |  | --> | C17 ex ENNIS | ENNIS: T101 | ENNIS |  | 52.8491 | -8.9869
MV/LV Substation BI***587X | 10 kV | 400V(3ph) & 230V(single ph) | LV | 200 kVA :Building Structure | 0.2 | --> | 0.2 | 0.103 | 0.3 |  | --> | 0.19 | 0 | 0 | 0 | 0.007 | 0.207 | 0 |  | --> | C21 ex BISHOPSTOWN | BISHOPSTOWN: T41 | KILBARRY |  | 51.8845 | -8.5259
MV/LV Substation BI***619Y | 10 kV | 400V(3ph) & 230V(single ph) | LV | 400 kVA :Kiosk Substation | 0.4 | --> | 0.4 | 0.317 | 1.3 |  | --> | 0.38 | 0 | 0 | 0 | 0.01 | 0.402 | 0 |  | --> | E12 ex KILCARRAGH | KILCARRAGH: T421∥T422 | BUTLERSTOWN |  | 52.2342 | -7.0768
MV/LV Substation BI***643X | 20 kV | 400V(3ph) & 230V(single ph) | LV | 100 kVA :Pole Substation | 0.1 | --> | 0.1 | 0 | 0 | Constrained,otherwise capacity available =22kVA. | --> | 0.095 | 0 | 0 | 0 | 0.004 | 0 | 0 | Constrained,otherwise capacity available =107kW. | --> | E18 ex BIRR | BIRR: T422 | DALLOW |  | 53.1047 | -7.9168
MV/LV Substation BI***656X | 10 kV | 400V(3ph) & 230V(single ph) | LV | 200 kVA :Kiosk Substation | 0.2 | --> | 0.2 | 0.155 | 3.2 |  | --> | 0.19 | 0 | 0 | 0 | 0.003 | 0.203 | 0 |  | --> | C14 ex MCDONAGH | MCDONAGH: T42 | KILKENNY |  | 52.6541 | -7.2344
MV/LV Substation BI***663X | 10 kV | 400V(3ph) & 230V(single ph) | LV | 100 kVA :Pole Substation | 0.1 | --> | 0.1 | 0.063 | 4.6 |  | --> | 0.095 | 0 | 0 | 0 | 0 | 0.105 | 0 |  | --> | C18 ex BALLYJAMESDUFF | BALLYJAMESDUFF: T42 | SHANKILL |  | 53.8817 | -7.1736
MV/LV Substation BI***689 | 10 kV | 400V(3ph) & 230V(single ph) | LV | 200 kVA :Kiosk Substation | 0.2 | --> | 0.2 | 0.131 | 1.8 |  | --> | 0.19 | 0 | 0 | 0 | 0.014 | 0.195 | 0 |  | --> | C15 ex DUNDRUM | DUNDRUM: T41 | BLACKROCK |  | 53.2913 | -6.232
MV/LV Substation BI***691X | 20 kV | 400V(3ph) & 230V(single ph) | LV | 400 kVA :Kiosk Substation | 0.4 | --> | 0.4 | 0 | 0 | Constrained,otherwise capacity available =308kVA. | --> | 0.38 | 0 | 0 | 0 | 0.007 | 0.406 | 0 |  | --> | C21 ex TERMONFECKIN ROAD | TERMONFECKIN ROAD: T41∥T42 | DRYBRIDGE |  | 53.7618 | -6.266
MV/LV Substation BI***721 | 20 kV | 400V(3ph) & 230V(single ph) | LV | 100 kVA :Pole Substation | 0.1 | --> | 0.1 | 0.018 | 3.3 |  | --> | 0.095 | 0 | 0 | 0 | 0 | 0.112 | 0 |  | --> | E13 ex BIRDHILL | BIRDHILL: T421 | ARDNACRUSHA |  | 52.7667 | -8.4417
MV/LV Substation BI***726X | 20 kV | 400V(3ph) & 230V(single ph) | LV | 50 kVA :Pole Substation | 0.05 | --> | 0.05 | 0 | 0 | Constrained,otherwise capacity available =41kVA. | --> | 0.047 | 0 | 0 | 0 | 0.007 | 0.042 | 0 |  | --> | C19 ex ENNISTYMON | ENNISTYMON: T41∥T42 | ENNIS |  | 53.1246 | -9.1232
MV/LV Substation BI***744Y | 20 kV | 400V(3ph) & 230V(single ph) | LV | 50 kVA :Pole Substation | 0.05 | --> | 0.05 | 0.04 | 1.3 |  | --> | 0.047 | 0 | 0 | 0 | 0.004 | 0.046 | 0 |  | --> | E11 ex KILCARRAGH | KILCARRAGH: T421∥T422 | BUTLERSTOWN |  | 52.2285 | -7.0682
MV/LV Substation BI***745 | 10 kV | 400V(3ph) & 230V(single ph) | LV | 200 kVA :Pole Substation | 0.2 | --> | 0.2 | 0 | 0 | Constrained,otherwise capacity available =182kVA. | --> | 0.19 | 0 | 0 | 0 | 0 | 0 | 0 | Constrained,otherwise capacity available =202kW. | --> | C17 ex ROSCREA | ROSCREA: T41 | IKERRIN |  | 52.9528 | -7.7742
MV/LV Substation BI***748 | 10 kV | 400V(3ph) & 230V(single ph) | LV | 400 kVA :Kiosk Substation | 0.4 | --> | 0.4 | 0.311 | 4.7 |  | --> | 0.38 | 0 | 0 | 0 | 0.003 | 0.41 | 0 |  | --> | C14 ex DUN LAOGHAIRE | DUN LAOGHAIRE: T42 | BLACKROCK |  | 53.2911 | -6.1439
MV/LV Substation BI***756 | 10 kV | 400V(3ph) & 230V(single ph) | LV | 200 kVA :Pole Substation | 0.2 | --> | 0.2 | 0 | 0 | Constrained,otherwise capacity available =163kVA. | --> | 0.19 | 0 | 0 | 0 | 0 | 0 | 0 | Constrained,otherwise capacity available =205kW. | --> | C16 ex BANAGHER | BANAGHER: T42 | DALLOW |  | 53.1817 | -7.9783
MV/LV Substation BI***770 | 10 kV | 400V(3ph) & 230V(single ph) | LV | 50 kVA :Pole Substation | 0.05 | --> | 0.05 | 0 | 0 | Constrained,otherwise capacity available =50kVA. | --> | 0.047 | 0 | 0 | 0 | 0 | 0.049 | 0 |  | --> | C15 ex CULLION | CULLION: T41∥T42 | LETTERKENNY |  | 54.9641 | -7.6353
MV/LV Substation BI***786 | 10 kV | 400V(3ph) & 230V(single ph) | LV | 400 kVA :Kiosk Substation | 0.4 | --> | 0.4 | 0.228 | 5.4 |  | --> | 0.38 | 0 | 0 | 0 | 0.011 | 0.414 | 0 |  | --> | C14 ex TRIMMS LANE | TRIMMS LANE: T42 | SALTHILL |  | 53.2667 | -9.0707
MV/LV Substation BI***797X | 10 kV | 400V(3ph) & 230V(single ph) | LV | 50 kVA :Pole Substation | 0.05 | --> | 0.05 | 0 | 0 | Constrained,otherwise capacity available =39kVA. | --> | 0.047 | 0 | 0 | 0 | 0 | 0 | 0 | Constrained,otherwise capacity available =51kW. | --> | E11 ex ASHBOURNE | ASHBOURNE: T421 | FINGLAS |  | 53.4378 | -6.3348
MV/LV Substation BI***798X | 10 kV | 400V(3ph) & 230V(single ph) | LV | 50 kVA :Pole Substation | 0.05 | --> | 0.05 | 0 | 0 | Constrained,otherwise capacity available =27kVA. | --> | 0.047 | 0 | 0 | 0 | 0.003 | 0 | 0 | Constrained,otherwise capacity available =49kW. | --> | E11 ex ASHBOURNE | ASHBOURNE: T421 | FINGLAS |  | 53.4391 | -6.3314
MV/LV Substation BI***808Y | 20 kV | 400V(3ph) & 230V(single ph) | LV | 100 kVA :Pole Substation | 0.1 | --> | 0.1 | 0.086 | 5.6 |  | --> | 0.095 | 0 | 0 | 0 | 0 | 0 | 0 | Constrained,otherwise capacity available =101kW. | --> | E13 ex BLESSINGTON | BLESSINGTON: T421 | KILTEEL |  | 53.1281 | -6.602
MV/LV Substation BI***811 | 20 kV | 400V(3ph) & 230V(single ph) | LV | 50 kVA :Pole Substation | 0.05 | --> | 0.05 | 0.025 | 0 | Constrained,otherwise capacity available =39kVA. | --> | 0.047 | 0 | 0 | 0 | 0 | 0 | 0 | Constrained,otherwise capacity available =51kW. | --> | C18 ex TOOMEVARA | TOOMEVARA: T42 | NENAGH |  | 52.8002 | -8.0351
MV/LV Substation BI***811Y | 10 kV | 400V(3ph) & 230V(single ph) | LV | 400 kVA :Building Structure | 0.4 | --> | 0.4 | 0.382 | 7.5 |  | --> | 0.38 | 0 | 0 | 0 | 0 | 0.402 | 0 |  | --> | C04 ex AHANE | AHANE: T102 | AHANE |  | 52.6603 | -8.4993
MV/LV Substation BI***819X | 20 kV | 400V(3ph) & 230V(single ph) | LV | 50 kVA :Pole Substation | 0.05 | --> | 0.05 | 0 | 0 | Constrained,otherwise capacity available =47kVA. | --> | 0.047 | 0 | 0 | 0 | 0 | 0.049 | 0 |  | --> | E15 ex CREAGH | CREAGH: T421∥T422 | ATHLONE |  | 53.3286 | -8.1673
MV/LV Substation BI***823 | 10 kV | 400V(3ph) & 230V(single ph) | LV | 50 kVA :Pole Substation | 0.05 | --> | 0.05 | 0.039 | 3.4 |  | --> | 0.047 | 0 | 0 | 0 | 0 | 0.051 | 0 |  | --> | C15 ex STICKILLEN | STICKILLEN: T41∥T42 | DRYBRIDGE |  | 53.8406 | -6.6558
MV/LV Substation BI***823Z | 10 kV | 400V(3ph) & 230V(single ph) | LV | 50 kVA :Pole Substation | 0.05 | --> | 0.05 | 0.008 | 4.9 |  | --> | 0.047 | 0 | 0 | 0 | 0 | 0.055 | 0 |  | --> | C11 ex BALLINCOLLIG | BALLINCOLLIG: T41 | KILBARRY |  | 51.8324 | -8.5503
MV/LV Substation BI***824 | 10 kV | 400V(3ph) & 230V(single ph) | LV | 400 kVA :Kiosk Substation | 0.4 | --> | 0.4 | 0.322 | 1.8 |  | --> | 0.38 | 0 | 0 | 0 | 0.007 | 0.404 | 0 |  | --> | C13 ex DUNDRUM | DUNDRUM: T41 | BLACKROCK |  | 53.2896 | -6.2351
MV/LV Substation BI***856 | 20 kV | 400V(3ph) & 230V(single ph) | LV | 400 kVA :Building Structure | 0.4 | --> | 0.4 | 0 | 0 | Constrained,otherwise capacity available =368kVA. | --> | 0.38 | 0 | 0 | 0 | 0 | 0 | 0 | Constrained,otherwise capacity available =404kW. | --> | E18 ex KILLYBEGS | KILLYBEGS: | N/A |  | 54.6377 | -8.438
MV/LV Substation BI***861Y | 10 kV | 400V(3ph) & 230V(single ph) | LV | 200 kVA :Kiosk Substation | 0.2 | --> | 0.2 | 0 | 0 | Constrained,otherwise capacity available =140kVA. | --> | 0.19 | 0 | 0 | 0 | 0 | 0 | 0 | Constrained,otherwise capacity available =209kW. | --> | C15 ex PALLAS | PALLAS: T41∥T42 | PORTLAOISE |  | 53.0429 | -7.3007
MV/LV Substation BI***872 | 10 kV | 400V(3ph) & 230V(single ph) | LV | 400 kVA :Building Structure | 0.4 | --> | 0.4 | 0 | 0 | Constrained,otherwise capacity available =400kVA. | --> | 0.38 | 0 | 0 | 0 | 0 | 0.4 | 0 |  | --> | C28 ex CLONDALKIN | CLONDALKIN: T44 | INCHICORE 220KV |  | 53.3265 | -6.3935
MV/LV Substation BI***872 | 20 kV | 400V(3ph) & 230V(single ph) | LV | 50 kVA :Pole Substation | 0.05 | --> | 0.05 | 0.037 | 1.1 |  | --> | 0.047 | 0 | 0 | 0 | 0 | 0 | 0 | Constrained,otherwise capacity available =51kW. | --> | E17 ex BELMULLET | BELMULLET: T421 | BELLACORICK |  | 54.2043 | -10.0371
MV/LV Substation BI***893 | 10 kV | 400V(3ph) & 230V(single ph) | LV | 400 kVA :Kiosk Substation | 0.4 | --> | 0.4 | 0.212 | 1.5 |  | --> | 0.38 | 0 | 0 | 0 | 0.017 | 0.41 | 0 |  | --> | C21 ex TYMON | TYMON: T41 | COOKSTOWN |  | 53.2996 | -6.356
MV/LV Substation BI***896X | 10 kV | 400V(3ph) & 230V(single ph) | LV | 50 kVA :Pole Substation | 0.05 | --> | 0.05 | 0.044 | 2.6 |  | --> | 0.047 | 0 | 0 | 0 | 0 | 0.05 | 0 |  | --> | C17 ex OUGHTERARD | OUGHTERARD: T41∥T42 | GALWAY 110KV |  | 53.4204 | -9.3097
MV/LV Substation BI***905 | 20 kV | 400V(3ph) & 230V(single ph) | LV | 50 kVA :Pole Substation | 0.05 | --> | 0.05 | 0.032 | 1.7 |  | --> | 0.047 | 0 | 0 | 0 | 0 | 0.051 | 0 |  | --> | C18 ex NEWTOWNCUNNINGHAM | NEWTOWNCUNNINGHAM: T41∥T42 | LETTERKENNY |  | 55.0468 | -7.3755
MV/LV Substation BI***919 | 20 kV | 400V(3ph) & 230V(single ph) | LV | 100 kVA :Pole Substation | 0.1 | --> | 0.1 | 0.067 | 1.5 |  | --> | 0.095 | 0 | 0 | 0 | 0.032 | 0.071 | 0 |  | --> | E15 ex BEALISTOWN | BEALISTOWN: T421∥T422 | GREAT ISLAND |  | 52.2673 | -6.7559
MV/LV Substation BI***923 | 20 kV | 400V(3ph) & 230V(single ph) | LV | 50 kVA :Pole Substation | 0.05 | --> | 0.05 | 0 | 0 | Constrained,otherwise capacity available =41kVA. | --> | 0.047 | 0 | 0 | 0 | 0 | 0 | 0 | Constrained,otherwise capacity available =50kW. | --> | C11 ex MOUNTMELLICK | MOUNTMELLICK: T41∥T42 | PORTLAOISE |  | 53.1428 | -7.4519
MV/LV Substation BI***953 | 20 kV | 400V(3ph) & 230V(single ph) | LV | 100 kVA :Pole Substation | 0.1 | --> | 0.1 | 0.069 | 3.2 |  | --> | 0.095 | 0 | 0 | 0 | 0 | 0 | 0 | Constrained,otherwise capacity available =104kW. | --> | E14 ex BANGOR ERRIS | BANGOR ERRIS: T421 | BELLACORICK |  | 54.2358 | -9.7255
MV/LV Substation BI***988 | 20 kV | 400V(3ph) & 230V(single ph) | LV | 100 kVA :Pole Substation | 0.1 | --> | 0.1 | 0.099 | 9.3 |  | --> | 0.095 | 0 | 0 | 0 | 0 | 0 | 0 | Constrained,otherwise capacity available =100kW. | --> | E14 ex BLESSINGTON | BLESSINGTON: T422 | KILTEEL |  | 53.1274 | -6.5936
MV/LV Substation BI***995 | 10 kV | 400V(3ph) & 230V(single ph) | LV | 200 kVA :Pole Substation | 0.2 | --> | 0.2 | 0.137 | 1 |  | --> | 0.19 | 0 | 0 | 0 | 0 | 0.209 | 0 |  | --> | C15 ex RAHANS | RAHANS: T41 | MOY |  | 54.0834 | -9.1623
MV/LV Substation BJ***4389 | 10 kV | 400V(3ph) & 230V(single ph) | LV | 630 kVA :Building Structure | 0.63 | --> | 0.63 | 0.5 | 3.9 |  | --> | 0.598 | 0 | 0 | 0 | 0 | 0.5 | 0 |  | --> | C17 ex BALLYJAMESDUFF | BALLYJAMESDUFF: T41 | SHANKILL |  | 53.8647 | -7.2105
MV/LV Substation BK***941X | 20 kV | 400V(3ph) & 230V(single ph) | LV | 50 kVA :Pole Substation | 0.05 | --> | 0.05 | 0.032 | 0.4 |  | --> | 0.047 | 0 | 0 | 0 | 0 | 0.051 | 0 |  | --> | C17 ex KYLEERAGH | KYLEERAGH: T41 | NENAGH |  | 52.9862 | -8.1
MV/LV Substation BL***001 | 10 kV | 400V(3ph) & 230V(single ph) | LV | 1000 kVA :Building Structure | 1 | --> | 1 | 0.5 | 2.5 |  | --> | 0.95 | 0 | 0 | 0 | 0 | 0.5 | 0 |  | --> | E17 ex GARRANACANTY | GARRANACANTY: T421 | TIPPERARY |  | 52.4742 | -8.158
MV/LV Substation BL***004 | 10 kV | 400V(3ph) & 230V(single ph) | LV | 630 kVA :Kiosk Substation | 0.63 | --> | 0.63 | 0 | 0 | Constrained,otherwise capacity available =485kVA. | --> | 0.598 | 0 | 0 | 0 | 0.007 | 0 | 0 | Constrained,otherwise capacity available =500kW. | --> | C12 ex KANTURK | KANTURK: T41∥T42 | GLENLARA |  | 52.1754 | -8.9049
MV/LV Substation BL***006X | 10 kV | 400V(3ph) & 230V(single ph) | LV | 400 kVA :Building Structure | 0.4 | --> | 0.4 | 0.283 | 2.7 |  | --> | 0.38 | 0 | 0 | 0 | 0.047 | 0.368 | 0 |  | --> | C22 ex BALLYARD | BALLYARD: T41∥T42 | TRALEE |  | 52.2556 | -9.737
MV/LV Substation BL***008 | 10 kV | 400V(3ph) & 230V(single ph) | LV | 400 kVA :Kiosk Substation | 0.4 | --> | 0.4 | 0.084 | 2.5 |  | --> | 0.38 | 0 | 0 | 0 | 0.079 | 0.364 | 0 |  | --> | C15 ex GREYSTONES | GREYSTONES: T41 | FASSAROE |  | 53.1496 | -6.0791
MV/LV Substation BL***010 | 10 kV | 400V(3ph) & 230V(single ph) | LV | 200 kVA :Pole Substation | 0.2 | --> | 0.2 | 0.101 | 2 |  | --> | 0.19 | 0 | 0 | 0 | 0.002 | 0.212 | 0 |  | --> | C18 ex CARRICKMACROSS | CARRICKMACROSS: T42 | MEATH HILL |  | 53.9785 | -6.7173
MV/LV Substation BL***011 | 10 kV | 400V(3ph) & 230V(single ph) | LV | 200 kVA :Pole Substation | 0.2 | --> | 0.2 | 0 | 0 | Constrained,otherwise capacity available =193kVA. | --> | 0.19 | 0 | 0 | 0 | 0 | 0.2 | 0 |  | --> | C17 ex BALLYHAUNIS | BALLYHAUNIS: T41∥T42 | DALTON |  | 53.7678 | -8.7788
MV/LV Substation BL***013 | 20 kV | 400V(3ph) & 230V(single ph) | LV | 400 kVA :Building Structure | 0.4 | --> | 0.4 | 0.267 | 3.7 |  | --> | 0.38 | 0 | 0 | 0 | 0.039 | 0 | 0 | Constrained,otherwise capacity available =379kW. | --> | E17 ex FOXHOLE | FOXHOLE: T421∥T422 | DUNGARVAN |  | 51.9413 | -7.8582
MV/LV Substation BL***016 | 20 kV | 400V(3ph) & 230V(single ph) | LV | 200 kVA :Pole Substation | 0.2 | --> | 0.2 | 0 | 0 |  | --> | 0.19 | 0 | 0 | 0 | 0 | 0.23 | 0 |  | --> | E18 ex EDENDERRY | EDENDERRY: T421∥T422 | BLAKE |  | 53.3422 | -7.0475
MV/LV Substation BL***016 | 20 kV | 400V(3ph) & 230V(single ph) | LV | 200 kVA :Pole Substation | 0.2 | --> | 0.2 | 0 | 0 | Constrained,otherwise capacity available =171kVA. | --> | 0.19 | 0 | 0 | 0 | 0.016 | 0.187 | 0 |  | --> | E16 ex PATRICKSWELL | PATRICKSWELL: T421∥T422 | LIMERICK |  | 52.5633 | -8.7953
MV/LV Substation BL***016 | 10 kV | 400V(3ph) & 230V(single ph) | LV | 630 kVA :Building Structure | 0.63 | --> | 0.63 | 0.5 | 2.9 |  | --> | 0.598 | 0 | 0 | 0 | 0.007 | 0.5 | 0 |  | --> | C12 ex COES ROAD | COES ROAD: T41∥T42 | DUNDALK |  | 54.0046 | -6.379
MV/LV Substation BL***022 | 10 kV | 400V(3ph) & 230V(single ph) | LV | 50 kVA :Pole Substation | 0.05 | --> | 0.05 | 0.05 | 3.9 |  | --> | 0.047 | 0 | 0 | 0 | 0 | 0.049 | 0 |  | --> | C17 ex BALLYJAMESDUFF | BALLYJAMESDUFF: T41 | SHANKILL |  | 53.9322 | -7.2822
MV/LV Substation BL***025 | 20 kV | 400V(3ph) & 230V(single ph) | LV | 100 kVA :Pole Substation | 0.1 | --> | 0.1 | 0 | 0 | Constrained,otherwise capacity available =73kVA. | --> | 0.095 | 0 | 0 | 0 | 0.003 | 0.1 | 0 |  | --> | E16 ex PATRICKSWELL | PATRICKSWELL: T421∥T422 | LIMERICK |  | 52.5668 | -8.7944
MV/LV Substation BL***029 | 10 kV | 400V(3ph) & 230V(single ph) | LV | 200 kVA :Kiosk Substation | 0.2 | --> | 0.2 | 0.098 | 3.5 |  | --> | 0.19 | 0 | 0 | 0 | 0.021 | 0.193 | 0 |  | --> | C12 ex MARSHES | MARSHES: T42 | DUNDALK |  | 53.9946 | -6.3898
MV/LV Substation BL***033 | 10 kV | 400V(3ph) & 230V(single ph) | LV | 200 kVA :Pole Substation | 0.2 | --> | 0.2 | 0.135 | 2.2 |  | --> | 0.19 | 0 | 0 | 0 | 0.011 | 0.198 | 0 |  | --> | C11 ex MALLOW | MALLOW: T41 | MALLOW |  | 52.1316 | -8.654
MV/LV Substation BL***037Y | 20 kV | 400V(3ph) & 230V(single ph) | LV | 50 kVA :Pole Substation | 0.05 | --> | 0.05 | 0.017 | 5.6 |  | --> | 0.047 | 0 | 0 | 0 | 0 | 0.054 | 0 |  | --> | E13 ex CRANE | CRANE: T122 | CRANE |  | 52.4471 | -6.3537
MV/LV Substation BL***037Y | 10 kV | 400V(3ph) & 230V(single ph) | LV | 200 kVA :Kiosk Substation | 0.2 | --> | 0.2 | 0 | 0 | Constrained,otherwise capacity available =200kVA. | --> | 0.19 | 0 | 0 | 0 | 0 | 0.2 | 0 |  | --> | E15 ex WHITECHURCH | WHITECHURCH: T421 | KILBARRY |  | 51.9323 | -8.5704
MV/LV Substation BL***039 | 20 kV | 400V(3ph) & 230V(single ph) | LV | 400 kVA :Kiosk Substation | 0.4 | --> | 0.4 | 0 | 0 | Constrained,otherwise capacity available =337kVA. | --> | 0.38 | 0 | 0 | 0 | 0.01 | 0.398 | 0 |  | --> | E18 ex EDENDERRY | EDENDERRY: T421∥T422 | BLAKE |  | 53.3403 | -7.0558
MV/LV Substation BL***039X | 20 kV | 400V(3ph) & 230V(single ph) | LV | 200 kVA :Kiosk Substation | 0.2 | --> | 0.2 | 0.033 | 3.5 |  | --> | 0.19 | 0 | 0 | 0 | 0.009 | 0.215 | 0 |  | --> | E19 ex STRANORLAR | STRANORLAR: T421 | LETTERKENNY |  | 54.8011 | -7.8017
MV/LV Substation BL***039X | 10 kV | 400V(3ph) & 230V(single ph) | LV | 630 kVA :Kiosk Substation | 0.63 | --> | 0.63 | 0.435 | 7.2 |  | --> | 0.598 | 0 | 0 | 0 | 0.005 | 0.5 | 0 |  | --> | C15 ex WATLING STREET | WATLING STREET: T41 | FRANCIS STREET |  | 53.3494 | -6.2829
MV/LV Substation BL***043 | 10 kV | 400V(3ph) & 230V(single ph) | LV | 200 kVA :Kiosk Substation | 0.2 | --> | 0.2 | 0.091 | 0.9 |  | --> | 0.19 | 0 | 0 | 0 | 0.012 | 0.203 | 0 |  | --> | C20 ex RATHMULLAN | RATHMULLAN: T42 | DRYBRIDGE |  | 53.7086 | -6.3308
MV/LV Substation BL***044 | 10 kV | 400V(3ph) & 230V(single ph) | LV | 100 kVA :Pole Substation | 0.1 | --> | 0.1 | 0.052 | 0.9 |  | --> | 0.095 | 0 | 0 | 0 | 0 | 0.106 | 0 |  | --> | C15 ex DRUMQUIN | DRUMQUIN: T42 | ENNIS |  | 52.6794 | -9.1463
MV/LV Substation BL***045Z | 10 kV | 400V(3ph) & 230V(single ph) | LV | 200 kVA :Kiosk Substation | 0.2 | --> | 0.2 | 0 | 0 | Constrained,otherwise capacity available =76kVA. | --> | 0.19 | 0 | 0 | 0 | 0.01 | 0 | 0 | Constrained,otherwise capacity available =207kW. | --> | C24 ex BALLYCOOLIN | BALLYCOOLIN: T42 | FINGLAS |  | 53.401 | -6.3838
MV/LV Substation BL***046Y | 20 kV | 400V(3ph) & 230V(single ph) | LV | 100 kVA :Pole Substation | 0.1 | --> | 0.1 | 0.082 | 5.6 |  | --> | 0.095 | 0 | 0 | 0 | 0 | 0.102 | 0 |  | --> | E13 ex CRANE | CRANE: T122 | CRANE |  | 52.4481 | -6.3572
MV/LV Substation BL***046Y | 10 kV | 400V(3ph) & 230V(single ph) | LV | 50 kVA :Pole Substation | 0.05 | --> | 0.05 | 0.05 | 1.6 |  | --> | 0.047 | 0 | 0 | 0 | 0 | 0.049 | 0 |  | --> | C17 ex SALLINS | SALLINS: T41 | GRIFFINRATH |  | 53.2833 | -6.6791
MV/LV Substation BL***049X | 10 kV | 400V(3ph) & 230V(single ph) | LV | 630 kVA :Building Structure | 0.63 | --> | 0.63 | 0.5 | 5.7 |  | --> | 0.598 | 0 | 0 | 0 | 0.01 | 0.5 | 0 |  | --> | C23 ex HAROLDS CROSS | HAROLDS CROSS: T101 | POOLBEG |  | 53.3321 | -6.2717
MV/LV Substation BL***049Z | 10 kV | 400V(3ph) & 230V(single ph) | LV | 200 kVA :Kiosk Substation | 0.2 | --> | 0.2 | 0 | 0 | Constrained,otherwise capacity available =200kVA. | --> | 0.19 | 0 | 0 | 0 | 0 | 0.2 | 0 |  | --> | C21 ex DOUGLAS | DOUGLAS: T42 | TRABEG |  | 51.8801 | -8.4235
MV/LV Substation BL***050 | 10 kV | 400V(3ph) & 230V(single ph) | LV | 50 kVA :Pole Substation | 0.05 | --> | 0.05 | 0.05 | 4.3 |  | --> | 0.047 | 0 | 0 | 0 | 0 | 0.049 | 0 |  | --> | C21 ex BAILIEBORO | BAILIEBORO: T41∥T42 | MEATH HILL |  | 53.8897 | -6.9471
MV/LV Substation BL***055 | 10 kV | 400V(3ph) & 230V(single ph) | LV | 400 kVA :Kiosk Substation | 0.4 | --> | 0.4 | 0.15 | 0.2 | Constrained,otherwise capacity available =252kVA. | --> | 0.38 | 0 | 0 | 0 | 0.013 | 0 | 0 | Constrained,otherwise capacity available =408kW. | --> | C13 ex COOLMINE | COOLMINE: T41 | FINGLAS |  | 53.3837 | -6.3776
MV/LV Substation BL***055 | 10 kV | 400V(3ph) & 230V(single ph) | LV | 400 kVA :Kiosk Substation | 0.4 | --> | 0.4 | 0.249 | 5 |  | --> | 0.38 | 0 | 0 | 0 | 0.014 | 0.408 | 0 |  | --> | C19 ex BALLYRICKARD | BALLYRICKARD: T41∥T42 | TRALEE |  | 52.276 | -9.7002
MV/LV Substation BL***057 | 10 kV | 400V(3ph) & 230V(single ph) | LV | 400 kVA :Kiosk Substation | 0.4 | --> | 0.4 | 0 | 0 | Constrained,otherwise capacity available =113kVA. | --> | 0.38 | 0 | 0 | 0 | 0.001 | 0.442 | 0 |  | --> | C13 ex GARRYOWEN | GARRYOWEN: T41 | LIMERICK |  | 52.6569 | -8.608
MV/LV Substation BL***057 | 20 kV | 400V(3ph) & 230V(single ph) | LV | 400 kVA :Kiosk Substation | 0.4 | --> | 0.4 | 0.329 | 3.7 |  | --> | 0.38 | 0 | 0 | 0 | 0.007 | 0 | 0 | Constrained,otherwise capacity available =403kW. | --> | E17 ex FOXHOLE | FOXHOLE: T421∥T422 | DUNGARVAN |  | 51.9554 | -7.8603
MV/LV Substation BL***058 | 10 kV | 400V(3ph) & 230V(single ph) | LV | 200 kVA :Pole Substation | 0.2 | --> | 0.2 | 0.162 | 3.8 |  | --> | 0.19 | 0 | 0 | 0 | 0.007 | 0 | 0 | Constrained,otherwise capacity available =198kW. | --> | C16 ex TURLOUGH ROAD | TURLOUGH ROAD: T41∥T42 | CASTLEBAR |  | 53.8571 | -9.3092
MV/LV Substation BL***059 | 10 kV | 400V(3ph) & 230V(single ph) | LV | 200 kVA :Kiosk Substation | 0.2 | --> | 0.2 | 0.128 | 0.3 |  | --> | 0.19 | 0 | 0 | 0 | 0.011 | 0.199 | 0 |  | --> | C17 ex TUAM NORTH | TUAM NORTH: T41∥T42 | CLOON |  | 53.5241 | -8.8532
MV/LV Substation BL***063 | 10 kV | 400V(3ph) & 230V(single ph) | LV | 630 kVA :Kiosk Substation | 0.63 | --> | 0.63 | 0.393 | 9.2 |  | --> | 0.598 | 0 | 0 | 0 | 0.024 | 0.5 | 0 |  | --> | C23 ex CENTRE PARK ROAD | MARINA: T105 | MARINA |  | 51.8969 | -8.4139
MV/LV Substation BL***063 | 20 kV | 400V(3ph) & 230V(single ph) | LV | 100 kVA :Pole Substation | 0.1 | --> | 0.1 | 0 | 0 | Constrained,otherwise capacity available =85kVA. | --> | 0.095 | 0 | 0 | 0 | 0 | 0 | 0 | Constrained,otherwise capacity available =102kW. | --> | C18 ex KANTURK | KANTURK: T41∥T42 | GLENLARA |  | 52.1461 | -8.9081
MV/LV Substation BL***066 | 10 kV | 400V(3ph) & 230V(single ph) | LV | 400 kVA :Kiosk Substation | 0.4 | --> | 0.4 | 0.352 | 7.3 |  | --> | 0.38 | 0 | 0 | 0 | 0.024 | 0.381 | 0 |  | --> | C23 ex PELLETSTOWN | PELLETSTOWN: T101 | FINGLAS |  | 53.3838 | -6.3703
MV/LV Substation BL***068X | 10 kV | 400V(3ph) & 230V(single ph) | LV | 630 kVA :Building Structure | 0.63 | --> | 0.63 | 0.177 | 11.5 |  | --> | 0.598 | 0 | 0 | 0 | 0 | 0.5 | 0 |  | --> | C20 ex CENTRAL PARK | CENTRAL PARK: T102 | CARRICKMINES |  | 53.2717 | -6.2035
MV/LV Substation BL***069X | 10 kV | 400V(3ph) & 230V(single ph) | LV | 630 kVA :Building Structure | 0.63 | --> | 0.63 | 0.379 | 11.5 |  | --> | 0.598 | 0 | 0 | 0 | 0 | 0.5 | 0 |  | --> | C20 ex CENTRAL PARK | CENTRAL PARK: T102 | CARRICKMINES |  | 53.2718 | -6.2035
MV/LV Substation BL***074 | 10 kV | 400V(3ph) & 230V(single ph) | LV | 630 kVA :Building Structure | 0.63 | --> | 0.63 | 0 | 0 | Constrained,otherwise capacity available =17kVA. | --> | 0.598 | 0 | 0 | 0 | 0 | 0.5 | 0 |  | --> | C15 ex LEESON STREET | LEESON STREET: T41 | MILLTOWN (DR) |  | 53.3287 | -6.2653
MV/LV Substation BL***076X | 10 kV | 400V(3ph) & 230V(single ph) | LV | 200 kVA :Kiosk Substation | 0.2 | --> | 0.2 | 0.166 | 3.7 |  | --> | 0.19 | 0 | 0 | 0 | 0 | 0.204 | 0 |  | --> | C20 ex CASTLEBLAYNEY | CASTLEBLAYNEY: T42 | DUNDALK |  | 54.118 | -6.7448
MV/LV Substation BL***080Z | 20 kV | 400V(3ph) & 230V(single ph) | LV | 50 kVA :Pole Substation | 0.05 | --> | 0.05 | 0 | 0 | Constrained,otherwise capacity available =46kVA. | --> | 0.047 | 0 | 0 | 0 | 0 | 0.049 | 0 |  | --> | E11 ex ACADEMY STREET | ACADEMY STREET: T421∥T422 | NAVAN |  | 53.5955 | -6.6049
MV/LV Substation BL***080Z | 10 kV | 400V(3ph) & 230V(single ph) | LV | 400 kVA :Kiosk Substation | 0.4 | --> | 0.4 | 0.063 | 0.1 | Constrained,otherwise capacity available =225kVA. | --> | 0.38 | 0 | 0 | 0 | 0.081 | 0.341 | 0 |  | --> | C21 ex CASTLETROY | CASTLETROY: T41∥T42 | ARDNACRUSHA |  | 52.6613 | -8.5419
MV/LV Substation BL***081Z | 10 kV | 400V(3ph) & 230V(single ph) | LV | 50 kVA :Pole Substation | 0.05 | --> | 0.05 | 0.043 | 1.5 |  | --> | 0.047 | 0 | 0 | 0 | 0 | 0.05 | 0 |  | --> | E16 ex BEALISTOWN | BEALISTOWN: T421∥T422 | GREAT ISLAND |  | 52.233 | -6.9307
MV/LV Substation BL***087 | 10 kV | 400V(3ph) & 230V(single ph) | LV | 630 kVA :Building Structure | 0.63 | --> | 0.63 | 0 | 0 | Constrained,otherwise capacity available =353kVA. | --> | 0.598 | 0 | 0 | 0 | 0.035 | 0.5 | 0 |  | --> | C31 ex INCHICORE CENTRAL | INCHICORE CENTRAL: T45 | INCHICORE 220KV |  | 53.3302 | -6.3341
MV/LV Substation BL***097 | 20 kV | 400V(3ph) & 230V(single ph) | LV | 50 kVA :Pole Substation | 0.05 | --> | 0.05 | 0 | 0 |  | --> | 0.047 | 0 | 0 | 0 | 0 | 0.057 | 0 |  | --> | E16 ex PATRICKSWELL | PATRICKSWELL: T421∥T422 | LIMERICK |  | 52.5617 | -8.7985
MV/LV Substation BL***097 | 10 kV | 400V(3ph) & 230V(single ph) | LV | 200 kVA :Pole Substation | 0.2 | --> | 0.2 | 0.134 | 5.5 |  | --> | 0.19 | 0 | 0 | 0 | 0.006 | 0.203 | 0 |  | --> | C12 ex ABBEYLAND | ABBEYLAND: T42 | NAVAN |  | 53.6642 | -6.6716
MV/LV Substation BL***097 | 10 kV | 400V(3ph) & 230V(single ph) | LV | 630 kVA :Kiosk Substation | 0.63 | --> | 0.63 | 0 | 0 | Constrained,otherwise capacity available =500kVA. | --> | 0.598 | 0 | 0 | 0 | 0.002 | 0.5 | 0 |  | --> | C12 ex SAGGART | SAGGART: T41∥T42 | GRANGE CASTLE |  | 53.2777 | -6.4768
MV/LV Substation BL***099Y | 20 kV | 400V(3ph) & 230V(single ph) | LV | 100 kVA :Pole Substation | 0.1 | --> | 0.1 | 0 | 0 | Constrained,otherwise capacity available =27kVA. | --> | 0.095 | 0 | 0 | 0 | 0 | 0.11 | 0 |  | --> | E12 ex KILCOCK | KILCOCK: T422 | GRIFFINRATH |  | 53.445 | -6.56
MV/LV Substation BL***104 | 10 kV | 400V(3ph) & 230V(single ph) | LV | 200 kVA :Pole Substation | 0.2 | --> | 0.2 | 0.149 | 5.5 |  | --> | 0.19 | 0 | 0 | 0 | 0.013 | 0.194 | 0 |  | --> | C12 ex ABBEYLAND | ABBEYLAND: T42 | NAVAN |  | 53.6659 | -6.6735
MV/LV Substation BL***105Z | 10 kV | 400V(3ph) & 230V(single ph) | LV | 630 kVA :Building Structure | 0.63 | --> | 0.63 | 0.424 | 1.2 |  | --> | 0.598 | 0 | 0 | 0 | 0.039 | 0.5 | 0 |  | --> | C11 ex ABBEYLAND | ABBEYLAND: T41 | NAVAN |  | 53.6555 | -6.7003
MV/LV Substation BL***108 | 20 kV | 400V(3ph) & 230V(single ph) | LV | 100 kVA :Building Structure | 0.1 | --> | 0.1 | 0.081 | 1.6 |  | --> | 0.095 | 0 | 0 | 0 | 0 | 0.102 | 0 |  | --> | E15 ex DINGLE | DINGLE: T421 | OUGHTRAGH |  | 52.1324 | -10.4621
MV/LV Substation BL***109 | 10 kV | 400V(3ph) & 230V(single ph) | LV | 200 kVA :Kiosk Substation | 0.2 | --> | 0.2 | 0.121 | 2.5 |  | --> | 0.19 | 0 | 0 | 0 | 0.013 | 0 | 0 | Constrained,otherwise capacity available =197kW. | --> | C17 ex GRAIGUE | GRAIGUE: T41 | CARLOW |  | 52.8278 | -6.9292
MV/LV Substation BL***112 | 20 kV | 400V(3ph) & 230V(single ph) | LV | 50 kVA :Pole Substation | 0.05 | --> | 0.05 | 0.026 | 5.6 |  | --> | 0.047 | 0 | 0 | 0 | 0 | 0.052 | 0 |  | --> | E13 ex CRANE | CRANE: T122 | CRANE |  | 52.4434 | -6.3526
MV/LV Substation BL***113Z | 10 kV | 400V(3ph) & 230V(single ph) | LV | 50 kVA :Pole Substation | 0.05 | --> | 0.05 | 0.05 | 12.3 |  | --> | 0.047 | 0 | 0 | 0 | 0 | 0.049 | 0 |  | --> | C23 ex MONREAD | MONREAD: T101 | MONREAD |  | 53.23 | -6.777
MV/LV Substation BL***122X | 10 kV | 400V(3ph) & 230V(single ph) | LV | 630 kVA :Building Structure | 0.63 | --> | 0.63 | 0 | 0 | Constrained,otherwise capacity available =479kVA. | --> | 0.598 | 0 | 0 | 0 | 0 | 0.5 | 0 |  | --> | C18 ex CAMDEN ROW | CAMDEN ROW: T41 | FRANCIS STREET |  | 53.3374 | -6.2758
MV/LV Substation BL***127X | 10 kV | 400V(3ph) & 230V(single ph) | LV | 100 kVA :Pole Substation | 0.1 | --> | 0.1 | 0 | 0 | Constrained,otherwise capacity available =66kVA. | --> | 0.095 | 0 | 0 | 0 | 0.002 | 0.102 | 0 |  | --> | C35 ex SEMPERIT | SEMPERIT: T43 | GRANGE CASTLE |  | 53.322 | -6.3471
MV/LV Substation BL***132 | 10 kV | 400V(3ph) & 230V(single ph) | LV | 630 kVA :Building Structure | 0.63 | --> | 0.63 | 0.464 | 2.4 |  | --> | 0.598 | 0 | 0 | 0 | 0 | 0.5 | 0 |  | --> | C24 ex MOUNT MERRION | MOUNT MERRION: T42 | CARRICKMINES |  | 53.2987 | -6.1791
MV/LV Substation BL***132Z | 10 kV | 400V(3ph) & 230V(single ph) | LV | 100 kVA :Pole Substation | 0.1 | --> | 0.1 | 0 | 0 | Constrained,otherwise capacity available =67kVA. | --> | 0.095 | 0 | 0 | 0 | 0.017 | 0.086 | 0 |  | --> | C31 ex KILBARRY | KILBARRY: T101 | KILBARRY |  | 51.9347 | -8.4583
MV/LV Substation BL***134 | 20 kV | 400V(3ph) & 230V(single ph) | LV | 50 kVA :Pole Substation | 0.05 | --> | 0.05 | 0 | 0 | Constrained,otherwise capacity available =48kVA. | --> | 0.047 | 0 | 0 | 0 | 0 | 0.049 | 0 |  | --> | E20 ex GLASMORE | GLASMORE: T422 | GLASMORE |  | 53.5008 | -6.1932
MV/LV Substation BL***135 | 10 kV | 400V(3ph) & 230V(single ph) | LV | 100 kVA :Pole Substation | 0.1 | --> | 0.1 | 0.1 | 1 |  | --> | 0.095 | 0 | 0 | 0 | 0 | 0 | 0 | Constrained,otherwise capacity available =100kW. | --> | C15 ex KILCLOHER | KILCLOHER: T42 | DUNGARVAN |  | 52.0895 | -7.8516
MV/LV Substation BL***137X | 10 kV | 400V(3ph) & 230V(single ph) | LV | 400 kVA :Kiosk Substation | 0.4 | --> | 0.4 | 0.374 | 3.5 |  | --> | 0.38 | 0 | 0 | 0 | 0 | 0.403 | 0 |  | --> | C20 ex MARSHES | MARSHES: T42 | DUNDALK |  | 53.9731 | -6.3636
MV/LV Substation BL***140 | 10 kV | 400V(3ph) & 230V(single ph) | LV | 630 kVA :Building Structure | 0.63 | --> | 0.63 | 0.42 | 5.5 |  | --> | 0.598 | 0 | 0 | 0 | 0.002 | 0.5 | 0 |  | --> | C12 ex ABBEYLAND | ABBEYLAND: T42 | NAVAN |  | 53.6632 | -6.6764
MV/LV Substation BL***144X | 10 kV | 400V(3ph) & 230V(single ph) | LV | 400 kVA :Kiosk Substation | 0.4 | --> | 0.4 | 0.317 | 2.4 |  | --> | 0.38 | 0 | 0 | 0 | 0.002 | 0.41 | 0 |  | --> | C18 ex BUSHFIELD | BUSHFIELD: T42 | ATHLONE |  | 53.4343 | -7.9305
MV/LV Substation BL***148X | 20 kV | 400V(3ph) & 230V(single ph) | LV | 50 kVA :Pole Substation | 0.05 | --> | 0.05 | 0.05 | 3.3 |  | --> | 0.047 | 0 | 0 | 0 | 0 | 0.049 | 0 |  | --> | E13 ex BIRDHILL | BIRDHILL: T421 | ARDNACRUSHA |  | 52.772 | -8.5684
MV/LV Substation BL***148Y | 10 kV | 400V(3ph) & 230V(single ph) | LV | 400 kVA :Kiosk Substation | 0.4 | --> | 0.4 | 0.344 | 7 |  | --> | 0.38 | 0 | 0 | 0 | 0.021 | 0.386 | 0 |  | --> | C17 ex BUSHFIELD | BUSHFIELD: T41 | ATHLONE |  | 53.4314 | -7.9003
MV/LV Substation BL***150Y | 10 kV | 400V(3ph) & 230V(single ph) | LV | 400 kVA :Building Structure | 0.4 | --> | 0.4 | 0 | 0 | Constrained,otherwise capacity available =374kVA. | --> | 0.38 | 0 | 0 | 0 | 0 | 0 | 0 | Constrained,otherwise capacity available =403kW. | --> | C20 ex COLLIGAN | COLLIGAN: T41 | DUNGARVAN |  | 52.0866 | -7.6246
MV/LV Substation BL***152 | 20 kV | 400V(3ph) & 230V(single ph) | LV | 50 kVA :Pole Substation | 0.05 | --> | 0.05 | 0.03 | 5.6 |  | --> | 0.047 | 0 | 0 | 0 | 0 | 0.052 | 0 |  | --> | E13 ex CRANE | CRANE: T122 | CRANE |  | 52.4443 | -6.34
MV/LV Substation BL***155Z | 10 kV | 400V(3ph) & 230V(single ph) | LV | 630 kVA :Kiosk Substation | 0.63 | --> | 0.63 | 0.5 | 0.7 |  | --> | 0.598 | 0 | 0 | 0 | 0 | 0.5 | 0 |  | --> | C26 ex ACADEMY STREET | ACADEMY STREET: T44 | NAVAN |  | 53.6549 | -6.6863
MV/LV Substation BL***159Z | 10 kV | 400V(3ph) & 230V(single ph) | LV | 200 kVA :Kiosk Substation | 0.2 | --> | 0.2 | 0.156 | 0.7 |  | --> | 0.19 | 0 | 0 | 0 | 0.002 | 0.204 | 0 |  | --> | C30 ex ACADEMY STREET | ACADEMY STREET: T44 | NAVAN |  | 53.6554 | -6.6783
MV/LV Substation BL***169 | 20 kV | 400V(3ph) & 230V(single ph) | LV | 400 kVA :Kiosk Substation | 0.4 | --> | 0.4 | 0.356 | 1.3 |  | --> | 0.38 | 0 | 0 | 0 | 0.035 | 0.369 | 0 |  | --> | E11 ex KILCARRAGH | KILCARRAGH: T421∥T422 | BUTLERSTOWN |  | 52.239 | -7.0454
MV/LV Substation BL***180 | 10 kV | 400V(3ph) & 230V(single ph) | LV | 50 kVA :Pole Substation | 0.05 | --> | 0.05 | 0.038 | 2.9 |  | --> | 0.047 | 0 | 0 | 0 | 0.003 | 0.047 | 0 |  | --> | C12 ex MONFIN | MONFIN: T41∥T42 | WEXFORD |  | 52.4882 | -6.5917
MV/LV Substation BL***185X | 10 kV | 400V(3ph) & 230V(single ph) | LV | 200 kVA :Kiosk Substation | 0.2 | --> | 0.2 | 0.157 | 2.2 |  | --> | 0.19 | 0 | 0 | 0 | 0.011 | 0.194 | 0 |  | --> | C16 ex ROSSGEIR | ROSSGEIR: T41∥T42 | LETTERKENNY |  | 54.9309 | -7.4664
MV/LV Substation BL***186 | 10 kV | 400V(3ph) & 230V(single ph) | LV | 400 kVA :Kiosk Substation | 0.4 | --> | 0.4 | 0.266 | 3.9 |  | --> | 0.38 | 0 | 0 | 0 | 0.053 | 0.364 | 0 |  | --> | C19 ex GALWAY 110KV | GALWAY 110KV: T103 | GALWAY 110KV |  | 53.2734 | -9.0215
MV/LV Substation BL***190X | 10 kV | 400V(3ph) & 230V(single ph) | LV | 1000 kVA :Building Structure | 1 | --> | 1 | 0.5 | 7 |  | --> | 0.95 | 0 | 0 | 0 | 0.035 | 0.5 | 0 |  | --> | C17 ex BUSHFIELD | BUSHFIELD: T41 | ATHLONE |  | 53.43 | -7.8918
MV/LV Substation BL***191Z | 10 kV | 400V(3ph) & 230V(single ph) | LV | 200 kVA :Kiosk Substation | 0.2 | --> | 0.2 | 0.167 | 1 |  | --> | 0.19 | 0 | 0 | 0 | 0 | 0 | 0 | Constrained,otherwise capacity available =204kW. | --> | C15 ex KILCLOHER | KILCLOHER: T42 | DUNGARVAN |  | 52.0864 | -7.8536
MV/LV Substation BL***193 | 10 kV | 400V(3ph) & 230V(single ph) | LV | 50 kVA :Pole Substation | 0.05 | --> | 0.05 | 0.05 | 2.9 |  | --> | 0.047 | 0 | 0 | 0 | 0 | 0.049 | 0 |  | --> | C20 ex SUTTON | SUTTON: T42 | GRANGE (DR) |  | 53.3702 | -6.0685
MV/LV Substation BL***196X | 20 kV | 400V(3ph) & 230V(single ph) | LV | 400 kVA :Kiosk Substation | 0.4 | --> | 0.4 | 0 | 0 | Constrained,otherwise capacity available =383kVA. | --> | 0.38 | 0 | 0 | 0 | 0.007 | 0.395 | 0 |  | --> | E16 ex PATRICKSWELL | PATRICKSWELL: T421∥T422 | LIMERICK |  | 52.5647 | -8.7971
MV/LV Substation BL***196Z | 10 kV | 400V(3ph) & 230V(single ph) | LV | 50 kVA :Pole Substation | 0.05 | --> | 0.05 | 0.046 | 2.9 |  | --> | 0.047 | 0 | 0 | 0 | 0 | 0.049 | 0 |  | --> | C17 ex INCHICORE NORTH | INCHICORE NORTH: T41 | INCHICORE 220KV |  | 53.3317 | -6.3441
MV/LV Substation BL***197X | 10 kV | 400V(3ph) & 230V(single ph) | LV | 400 kVA :Kiosk Substation | 0.4 | --> | 0.4 | 0.23 | 7 |  | --> | 0.38 | 0 | 0 | 0 | 0.007 | 0.418 | 0 |  | --> | C17 ex BUSHFIELD | BUSHFIELD: T41 | ATHLONE |  | 53.4315 | -7.8953
MV/LV Substation BL***201 | 10 kV | 400V(3ph) & 230V(single ph) | LV | 630 kVA :Kiosk Substation | 0.63 | --> | 0.63 | 0 | 0 | Constrained,otherwise capacity available =500kVA. | --> | 0.598 | 0 | 0 | 0 | 0.003 | 0.5 | 0 |  | --> | E15 ex WHITECHURCH | WHITECHURCH: T421 | KILBARRY |  | 51.9336 | -8.5647
MV/LV Substation BL***207 | 10 kV | 400V(3ph) & 230V(single ph) | LV | 630 kVA :Kiosk Substation | 0.63 | --> | 0.63 | 0.408 | 1.1 |  | --> | 0.598 | 0 | 0 | 0 | 0.023 | 0.5 | 0 |  | --> | C17 ex BREWERY ROAD | BREWERY ROAD: T41 | CARRICKMINES |  | 53.2796 | -6.2175
MV/LV Substation BL***207Y | 10 kV | 400V(3ph) & 230V(single ph) | LV | 400 kVA :Kiosk Substation | 0.4 | --> | 0.4 | 0.285 | 3.5 |  | --> | 0.38 | 0 | 0 | 0 | 0.047 | 0.368 | 0 |  | --> | C20 ex MARSHES | MARSHES: T42 | DUNDALK |  | 53.9745 | -6.3647
MV/LV Substation BL***210Y | 20 kV | 400V(3ph) & 230V(single ph) | LV | 50 kVA :Pole Substation | 0.05 | --> | 0.05 | 0 | 0 | Constrained,otherwise capacity available =49kVA. | --> | 0.047 | 0 | 0 | 0 | 0 | 0 | 0 | Constrained,otherwise capacity available =49kW. | --> | C15 ex CLOONLOUGH | CLOONLOUGH: T41∥T42 | BARRYMORE |  | 52.247 | -8.3647
MV/LV Substation BL***210Z | 10 kV | 400V(3ph) & 230V(single ph) | LV | 400 kVA :Building Structure | 0.4 | --> | 0.4 | 0.237 | 9.2 |  | --> | 0.38 | 0 | 0 | 0 | 0 | 0.424 | 0 |  | --> | C22 ex TRABEG | TRABEG: T101 | TRABEG |  | 51.8508 | -8.4841
MV/LV Substation BL***211Z | 20 kV | 400V(3ph) & 230V(single ph) | LV | 400 kVA :Kiosk Substation | 0.4 | --> | 0.4 | 0.267 | 5.6 |  | --> | 0.38 | 0 | 0 | 0 | 0.006 | 0 | 0 | Constrained,otherwise capacity available =413kW. | --> | E13 ex BLESSINGTON | BLESSINGTON: T421 | KILTEEL |  | 53.1724 | -6.5445
MV/LV Substation BL***215X | 10 kV | 400V(3ph) & 230V(single ph) | LV | 50 kVA :Pole Substation | 0.05 | --> | 0.05 | 0 | 0 | Constrained,otherwise capacity available =50kVA. | --> | 0.047 | 0 | 0 | 0 | 0 | 0 | 0 | Constrained,otherwise capacity available =49kW. | --> | C20 ex PORTLAOISE | PORTLAOISE: T42 | PORTLAOISE |  | 53.0366 | -7.2765
MV/LV Substation BL***220 | 10 kV | 400V(3ph) & 230V(single ph) | LV | 400 kVA :Building Structure | 0.4 | --> | 0.4 | 0 | 0 | Constrained,otherwise capacity available =344kVA. | --> | 0.38 | 0 | 0 | 0 | 0 | 0.408 | 0 |  | --> | E15 ex WHITECHURCH | WHITECHURCH: T421 | KILBARRY |  | 51.9287 | -8.5692
MV/LV Substation BL***222Z | 10 kV | 400V(3ph) & 230V(single ph) | LV | 400 kVA :Kiosk Substation | 0.4 | --> | 0.4 | 0.164 | 7.3 |  | --> | 0.38 | 0 | 0 | 0 | 0.011 | 0.424 | 0 |  | --> | C23 ex PELLETSTOWN | PELLETSTOWN: T101 | FINGLAS |  | 53.3872 | -6.3766
MV/LV Substation BL***223Z | 10 kV | 400V(3ph) & 230V(single ph) | LV | 200 kVA :Kiosk Substation | 0.2 | --> | 0.2 | 0 | 0 | Constrained,otherwise capacity available =141kVA. | --> | 0.19 | 0 | 0 | 0 | 0.012 | 0.195 | 0 |  | --> | C22 ex MACETOWN | MACETOWN: T102 | MACETOWN |  | 53.397 | -6.4429
MV/LV Substation BL***230 | 10 kV | 400V(3ph) & 230V(single ph) | LV | 100 kVA :Pole Substation | 0.1 | --> | 0.1 | 0.094 | 4 |  | --> | 0.095 | 0 | 0 | 0 | 0 | 0 | 0 | Constrained,otherwise capacity available =100kW. | --> | C19 ex LISMORE | LISMORE: T41∥T42 | DUNGARVAN |  | 52.1425 | -8.0744
MV/LV Substation BL***231X | 20 kV | 400V(3ph) & 230V(single ph) | LV | 50 kVA :Pole Substation | 0.05 | --> | 0.05 | 0.044 | 2.4 |  | --> | 0.047 | 0 | 0 | 0 | 0 | 0.05 | 0 |  | --> | E19 ex KENMARE | KENMARE: T421 | KNOCKEARAGH |  | 51.8765 | -9.7464
MV/LV Substation BL***236Y | 20 kV | 400V(3ph) & 230V(single ph) | LV | 50 kVA :Pole Substation | 0.05 | --> | 0.05 | 0 | 0 | Constrained,otherwise capacity available =40kVA. | --> | 0.047 | 0 | 0 | 0 | 0.003 | 0.047 | 0 |  | --> | E30 ex LOUGHREA | LOUGHREA: T41∥T42 | SOMERSET |  | 53.2314 | -8.7322
MV/LV Substation BL***240X | 10 kV | 400V(3ph) & 230V(single ph) | LV | 50 kVA :Pole Substation | 0.05 | --> | 0.05 | 0.036 | 2.7 |  | --> | 0.047 | 0 | 0 | 0 | 0 | 0.051 | 0 |  | --> | C11 ex CALLAN | CALLAN: T41∥T42 | KILKENNY |  | 52.5528 | -7.3833
MV/LV Substation BL***241X | 10 kV | 400V(3ph) & 230V(single ph) | LV | 630 kVA :Kiosk Substation | 0.63 | --> | 0.63 | 0 | 0 | Constrained,otherwise capacity available =500kVA. | --> | 0.598 | 0 | 0 | 0 | 0.005 | 0.5 | 0 |  | --> | C16 ex WATLING STREET | WATLING STREET: T42 | FRANCIS STREET |  | 53.3493 | -6.2833
MV/LV Substation BL***250 | 20 kV | 400V(3ph) & 230V(single ph) | LV | 50 kVA :Pole Substation | 0.05 | --> | 0.05 | 0.041 | 1.4 |  | --> | 0.047 | 0 | 0 | 0 | 0 | 0.05 | 0 |  | --> | E20 ex GARRANACANTY | GARRANACANTY: T422 | TIPPERARY |  | 52.5534 | -8.0201
MV/LV Substation BL***256 | 10 kV | 400V(3ph) & 230V(single ph) | LV | 50 kVA :Pole Substation | 0.05 | --> | 0.05 | 0.039 | 5.6 |  | --> | 0.047 | 0 | 0 | 0 | 0.007 | 0.043 | 0 |  | --> | C12 ex PURCELLS INCH | PURCELLS INCH: T42 | KILKENNY |  | 52.5854 | -7.1658
MV/LV Substation BL***261Z | 10 kV | 400V(3ph) & 230V(single ph) | LV | 400 kVA :Kiosk Substation | 0.4 | --> | 0.4 | 0 | 0 | Constrained,otherwise capacity available =276kVA. | --> | 0.38 | 0 | 0 | 0 | 0.014 | 0.404 | 0 |  | --> | C16 ex KINSALE | KINSALE: T41∥T42 | BANDON |  | 51.7126 | -8.5323
MV/LV Substation BL***262Z | 10 kV | 400V(3ph) & 230V(single ph) | LV | 400 kVA :Kiosk Substation | 0.4 | --> | 0.4 | 0 | 0 | Constrained,otherwise capacity available =366kVA. | --> | 0.38 | 0 | 0 | 0 | 0.006 | 0.398 | 0 |  | --> | C16 ex KINSALE | KINSALE: T41∥T42 | BANDON |  | 51.7112 | -8.5298
MV/LV Substation BL***263Y | 10 kV | 400V(3ph) & 230V(single ph) | LV | 50 kVA :Pole Substation | 0.05 | --> | 0.05 | 0 | 0 | Constrained,otherwise capacity available =43kVA. | --> | 0.047 | 0 | 0 | 0 | 0 | 0.05 | 0 |  | --> | C12 ex MONEYCOOLEY | MONEYCOOLEY: T42 | GRIFFINRATH |  | 53.3744 | -6.5302
MV/LV Substation BL***263Z | 10 kV | 400V(3ph) & 230V(single ph) | LV | 630 kVA :Building Structure | 0.63 | --> | 0.63 | 0 | 0 | Constrained,otherwise capacity available =494kVA. | --> | 0.598 | 0 | 0 | 0 | 0 | 0.5 | 0 |  | --> | C13 ex KILBARRY | KILBARRY: T101 | KILBARRY |  | 51.9157 | -8.4708
MV/LV Substation BL***264Z | 10 kV | 400V(3ph) & 230V(single ph) | LV | 630 kVA :Building Structure | 0.63 | --> | 0.63 | 0 | 0 | Constrained,otherwise capacity available =500kVA. | --> | 0.598 | 0 | 0 | 0 | 0 | 0.5 | 0 |  | --> | C13 ex KILBARRY | KILBARRY: T101 | KILBARRY |  | 51.9149 | -8.4709
MV/LV Substation BL***265Z | 10 kV | 400V(3ph) & 230V(single ph) | LV | 630 kVA :Building Structure | 0.63 | --> | 0.63 | 0 | 0 | Constrained,otherwise capacity available =464kVA. | --> | 0.598 | 0 | 0 | 0 | 0 | 0.5 | 0 |  | --> | C13 ex KILBARRY | KILBARRY: T101 | KILBARRY |  | 51.9144 | -8.4715
MV/LV Substation BL***271Z | 20 kV | 400V(3ph) & 230V(single ph) | LV | 50 kVA :Pole Substation | 0.05 | --> | 0.05 | 0 | 0 | Constrained,otherwise capacity available =44kVA. | --> | 0.047 | 0 | 0 | 0 | 0 | 0.05 | 0 |  | --> | C21 ex TERMONFECKIN ROAD | TERMONFECKIN ROAD: T41∥T42 | DRYBRIDGE |  | 53.777 | -6.2951
MV/LV Substation BL***272Z | 20 kV | 400V(3ph) & 230V(single ph) | LV | 1000 kVA :Kiosk Substation | 1 | --> | 1 | 0 | 0 | Constrained,otherwise capacity available =500kVA. | --> | 0.95 | 0 | 0 | 0 | 0 | 0.5 | 0 |  | --> | E15 ex WHITECHURCH | WHITECHURCH: T421 | KILBARRY |  | 51.936 | -8.5443
MV/LV Substation BL***278Z | 10 kV | 400V(3ph) & 230V(single ph) | LV | 400 kVA :Kiosk Substation | 0.4 | --> | 0.4 | 0 | 0 | Constrained,otherwise capacity available =282kVA. | --> | 0.38 | 0 | 0 | 0 | 0 | 0.417 | 0 |  | --> | C20 ex COLLEGE PARK | COLLEGE PARK: T102 | COLLEGE PARK |  | 53.3941 | -6.3751
MV/LV Substation BL***278Z | 10 kV | 400V(3ph) & 230V(single ph) | LV | 200 kVA :Kiosk Substation | 0.2 | --> | 0.2 | 0.17 | 6.3 |  | --> | 0.19 | 0 | 0 | 0 | 0.006 | 0.198 | 0 |  | --> | C26 ex KILBARRY | KILBARRY: T43 | KILBARRY |  | 51.9229 | -8.5015
MV/LV Substation BL***282 | 10 kV | 400V(3ph) & 230V(single ph) | LV | 400 kVA :Kiosk Substation | 0.4 | --> | 0.4 | 0 | 0 | Constrained,otherwise capacity available =267kVA. | --> | 0.38 | 0 | 0 | 0 | 0.005 | 0 | 0 | Constrained,otherwise capacity available =415kW. | --> | C18 ex COOLMINE | COOLMINE: T42 | FINGLAS |  | 53.3934 | -6.4097
MV/LV Substation BL***285Z | 20 kV | 400V(3ph) & 230V(single ph) | LV | 50 kVA :Pole Substation | 0.05 | --> | 0.05 | 0 | 0 | Constrained,otherwise capacity available =45kVA. | --> | 0.047 | 0 | 0 | 0 | 0 | 0.05 | 0 |  | --> | E11 ex ACADEMY STREET | ACADEMY STREET: T421∥T422 | NAVAN |  | 53.5955 | -6.601
MV/LV Substation BL***286Z | 10 kV | 400V(3ph) & 230V(single ph) | LV | 200 kVA :Kiosk Substation | 0.2 | --> | 0.2 | 0 | 0 | Constrained,otherwise capacity available =146kVA. | --> | 0.19 | 0 | 0 | 0 | 0 | 0 | 0 | Constrained,otherwise capacity available =207kW. | --> | C20 ex COOLMINE | COOLMINE: T42 | FINGLAS |  | 53.3999 | -6.401
MV/LV Substation BL***289X | 10 kV | 400V(3ph) & 230V(single ph) | LV | 50 kVA :Pole Substation | 0.05 | --> | 0.05 | 0.041 | 0.9 |  | --> | 0.047 | 0 | 0 | 0 | 0 | 0.05 | 0 |  | --> | C15 ex RIVERSTOWN | RIVERSTOWN: T41∥T42 | KILBARRY |  | 51.9423 | -8.3435
MV/LV Substation BL***291 | 10 kV | 400V(3ph) & 230V(single ph) | LV | 200 kVA :Kiosk Substation | 0.2 | --> | 0.2 | 0 | 0 | Constrained,otherwise capacity available =116kVA. | --> | 0.19 | 0 | 0 | 0 | 0.01 | 0 | 0 | Constrained,otherwise capacity available =201kW. | --> | C18 ex COOLMINE | COOLMINE: T42 | FINGLAS |  | 53.3956 | -6.4085
MV/LV Substation BL***294Z | 10 kV | 400V(3ph) & 230V(single ph) | LV | 100 kVA :Pole Substation | 0.1 | --> | 0.1 | 0.088 | 0.4 |  | --> | 0.095 | 0 | 0 | 0 | 0.008 | 0.093 | 0 |  | --> | C16 ex JOHNSTOWN | JOHNSTOWN: T42 | KILTEEL |  | 53.2595 | -6.5654
MV/LV Substation BL***296Y | 20 kV | 400V(3ph) & 230V(single ph) | LV | 630 kVA :Kiosk Substation | 0.63 | --> | 0.63 | 0.479 | 25.4 |  | --> | 0.598 | 0 | 0 | 0 | 0.007 | 0 | 0 | Constrained,otherwise capacity available =500kW. | --> | E11 ex DUNFIRTH | DUNFIRTH: T122 | DUNFIRTH |  | 53.416 | -6.8254
MV/LV Substation BL***304Y | 20 kV | 400V(3ph) & 230V(single ph) | LV | 50 kVA :Pole Substation | 0.05 | --> | 0.05 | 0 | 0 | Constrained,otherwise capacity available =42kVA. | --> | 0.047 | 0 | 0 | 0 | 0 | 0.05 | 0 |  | --> | E12 ex KILCOCK | KILCOCK: T422 | GRIFFINRATH |  | 53.4364 | -6.5757
MV/LV Substation BL***312Z | 10 kV | 400V(3ph) & 230V(single ph) | LV | 200 kVA :Kiosk Substation | 0.2 | --> | 0.2 | 0 | 0 | Constrained,otherwise capacity available =125kVA. | --> | 0.19 | 0 | 0 | 0 | 0.027 | 0.183 | 0 |  | --> | C22 ex MACETOWN | MACETOWN: T102 | MACETOWN |  | 53.395 | -6.4456
MV/LV Substation BL***319 | 10 kV | 400V(3ph) & 230V(single ph) | LV | 100 kVA :Pole Substation | 0.1 | --> | 0.1 | 0.097 | 0.2 |  | --> | 0.095 | 0 | 0 | 0 | 0.234 | 0 | 0 |  | --> | C16 ex TALBOTS INCH | TALBOTS INCH: T41∥T42 | KILKENNY |  | 52.6724 | -7.2604
MV/LV Substation BL***320 | 10 kV | 400V(3ph) & 230V(single ph) | LV | 200 kVA :Kiosk Substation | 0.2 | --> | 0.2 | 0 | 0 | Constrained,otherwise capacity available =149kVA. | --> | 0.19 | 0 | 0 | 0 | 0 | 0 | 0 | Constrained,otherwise capacity available =207kW. | --> | C20 ex COOLMINE | COOLMINE: T42 | FINGLAS |  | 53.3956 | -6.4037
MV/LV Substation BL***320Y | 10 kV | 400V(3ph) & 230V(single ph) | LV | 200 kVA :Kiosk Substation | 0.2 | --> | 0.2 | 0.134 | 1.2 |  | --> | 0.19 | 0 | 0 | 0 | 0.003 | 0.206 | 0 |  | --> | C17 ex ABBEYLAND | ABBEYLAND: T41 | NAVAN |  | 53.6606 | -6.6867
MV/LV Substation BL***338 | 10 kV | 400V(3ph) & 230V(single ph) | LV | 400 kVA :Building Structure | 0.4 | --> | 0.4 | 0.349 | 1.1 |  | --> | 0.38 | 0 | 0 | 0 | 0 | 0.407 | 0 |  | --> | C17 ex BREWERY ROAD | BREWERY ROAD: T41 | CARRICKMINES |  | 53.2774 | -6.2199
MV/LV Substation BL***341 | 20 kV | 400V(3ph) & 230V(single ph) | LV | 100 kVA :Pole Substation | 0.1 | --> | 0.1 | 0 | 0 | Constrained,otherwise capacity available =68kVA. | --> | 0.095 | 0 | 0 | 0 | 0 | 0.104 | 0 |  | --> | E15 ex CREAGH | CREAGH: T421∥T422 | ATHLONE |  | 53.2757 | -8
MV/LV Substation BL***342Z | 20 kV | 400V(3ph) & 230V(single ph) | LV | 100 kVA :Pole Substation | 0.1 | --> | 0.1 | 0.09 | 1 |  | --> | 0.095 | 0 | 0 | 0 | 0 | 0.101 | 0 |  | --> | E14 ex RANDALSTOWN | RANDALSTOWN: T422 | NAVAN |  | 53.699 | -6.7161
MV/LV Substation BL***349Y | 10 kV | 400V(3ph) & 230V(single ph) | LV | 400 kVA :Kiosk Substation | 0.4 | --> | 0.4 | 0.32 | 0.7 |  | --> | 0.38 | 0 | 0 | 0 | 0.037 | 0.373 | 0 |  | --> | C30 ex ACADEMY STREET | ACADEMY STREET: T44 | NAVAN |  | 53.6568 | -6.677
MV/LV Substation BL***352Y | 10 kV | 400V(3ph) & 230V(single ph) | LV | 200 kVA :Kiosk Substation | 0.2 | --> | 0.2 | 0.106 | 4.4 |  | --> | 0.19 | 0 | 0 | 0 | 0.027 | 0.185 | 0 |  | --> | C11 ex RINGASKIDDY 110KV | RINGASKIDDY 110KV: T42 | BARNAHELY |  | 51.8684 | -8.3432
MV/LV Substation BL***353Z | 20 kV | 400V(3ph) & 230V(single ph) | LV | 50 kVA :Pole Substation | 0.05 | --> | 0.05 | 0 | 0 | Constrained,otherwise capacity available =32kVA. | --> | 0.047 | 0 | 0 | 0 | 0 | 0.051 | 0 |  | --> | C24 ex MACETOWN | MACETOWN: T102 | MACETOWN |  | 53.4778 | -6.5035
MV/LV Substation BL***354Y | 10 kV | 400V(3ph) & 230V(single ph) | LV | 200 kVA :Pole Substation | 0.2 | --> | 0.2 | 0.2 | 2.3 |  | --> | 0.19 | 0 | 0 | 0 | 0 | 0.2 | 0 |  | --> | C16 ex CASTLECOMER | CASTLECOMER: T41∥T42 | BALLYRAGGET |  | 52.9257 | -7.2867
MV/LV Substation BL***358X | 10 kV | 400V(3ph) & 230V(single ph) | LV | 630 kVA :Kiosk Substation | 0.63 | --> | 0.63 | 0 | 0 | Constrained,otherwise capacity available =424kVA. | --> | 0.598 | 0 | 0 | 0 | 0 | 0.5 | 0 |  | --> | E15 ex WHITECHURCH | WHITECHURCH: T421 | KILBARRY |  | 51.9328 | -8.561
MV/LV Substation BL***362 | 10 kV | 400V(3ph) & 230V(single ph) | LV | 630 kVA :Building Structure | 0.63 | --> | 0.63 | 0 | 0 | Constrained,otherwise capacity available =407kVA. | --> | 0.598 | 0 | 0 | 0 | 0.003 | 0.5 | 0 |  | --> | C17 ex CRANMORE | CRANMORE: T41∥T42 | SLIGO |  | 54.2713 | -8.4739
MV/LV Substation BL***372 | 10 kV | 400V(3ph) & 230V(single ph) | LV | 630 kVA :Building Structure | 0.63 | --> | 0.63 | 0.29 | 5.7 |  | --> | 0.598 | 0 | 0 | 0 | 0.011 | 0.5 | 0 |  | --> | C23 ex HAROLDS CROSS | HAROLDS CROSS: T101 | POOLBEG |  | 53.3318 | -6.2719
MV/LV Substation BL***378Z | 20 kV | 400V(3ph) & 230V(single ph) | LV | 200 kVA :Kiosk Substation | 0.2 | --> | 0.2 | 0.113 | 5.6 |  | --> | 0.19 | 0 | 0 | 0 | 0.009 | 0 | 0 | Constrained,otherwise capacity available =203kW. | --> | E13 ex BLESSINGTON | BLESSINGTON: T421 | KILTEEL |  | 53.1648 | -6.5442
MV/LV Substation BL***384 | 10 kV | 400V(3ph) & 230V(single ph) | LV | 630 kVA :Kiosk Substation | 0.63 | --> | 0.63 | 0 | 0 | Constrained,otherwise capacity available =401kVA. | --> | 0.598 | 0 | 0 | 0 | 0.036 | 0.5 | 0 |  | --> | C20 ex CLONTARF | CLONTARF: T42 | FINGLAS |  | 53.3666 | -6.2012
MV/LV Substation BL***389X | 10 kV | 400V(3ph) & 230V(single ph) | LV | 200 kVA :Building Structure | 0.2 | --> | 0.2 | 0 | 0 | Constrained,otherwise capacity available =135kVA. | --> | 0.19 | 0 | 0 | 0 | 0 | 0.21 | 0 |  | --> | E15 ex WHITECHURCH | WHITECHURCH: T421 | KILBARRY |  | 51.9317 | -8.5603
MV/LV Substation BL***391Y | 20 kV | 400V(3ph) & 230V(single ph) | LV | 200 kVA :Pole Substation | 0.2 | --> | 0.2 | 0 | 0 | Constrained,otherwise capacity available =154kVA. | --> | 0.19 | 0 | 0 | 0 | 0.002 | 0.204 | 0 |  | --> | E18 ex EDENDERRY | EDENDERRY: T421∥T422 | BLAKE |  | 53.3416 | -7.0486
MV/LV Substation BL***392 | 10 kV | 400V(3ph) & 230V(single ph) | LV | 200 kVA :Kiosk Substation | 0.2 | --> | 0.2 | 0.13 | 0.2 |  | --> | 0.19 | 0 | 0 | 0 | 0.002 | 0 | 0 | Constrained,otherwise capacity available =208kW. | --> | C15 ex COOLMINE | COOLMINE: T41 | FINGLAS |  | 53.3978 | -6.4133
MV/LV Substation BL***393 | 10 kV | 400V(3ph) & 230V(single ph) | LV | 400 kVA :Building Structure | 0.4 | --> | 0.4 | 0.243 | 2.9 |  | --> | 0.38 | 0 | 0 | 0 | 0 | 0.424 | 0 |  | --> | C20 ex MONKSTOWN | MONKSTOWN: T42 | BLACKROCK |  | 53.3038 | -6.1908
MV/LV Substation BL***395X | 10 kV | 400V(3ph) & 230V(single ph) | LV | 100 kVA :Pole Substation | 0.1 | --> | 0.1 | 0 | 0 | Constrained,otherwise capacity available =69kVA. | --> | 0.095 | 0 | 0 | 0 | 0 | 0.104 | 0 |  | --> | C20 ex DOCK ROAD | DOCK ROAD: T41∥T42 | LIMERICK |  | 52.6475 | -8.6654
MV/LV Substation BL***397X | 10 kV | 400V(3ph) & 230V(single ph) | LV | 630 kVA :Kiosk Substation | 0.63 | --> | 0.63 | 0.5 | 12.2 |  | --> | 0.598 | 0 | 0 | 0 | 0 | 0.5 | 0 |  | --> | C24 ex SALTHILL | SALTHILL: T102 | SALTHILL |  | 53.2582 | -9.0932
MV/LV Substation BL***398X | 10 kV | 400V(3ph) & 230V(single ph) | LV | 400 kVA :Kiosk Substation | 0.4 | --> | 0.4 | 0.341 | 12.2 |  | --> | 0.38 | 0 | 0 | 0 | 0 | 0.408 | 0 |  | --> | C24 ex SALTHILL | SALTHILL: T102 | SALTHILL |  | 53.2592 | -9.0939
MV/LV Substation BL***4015 | 10 kV | 400V(3ph) & 230V(single ph) | LV | 400 kVA :Kiosk Substation | 0.4 | --> | 0.4 | 0 | 0 | Constrained,otherwise capacity available =386kVA. | --> | 0.38 | 0 | 0 | 0 | 0 | 0.401 | 0 |  | --> | C11 ex NAAS | NAAS: T41 | NEWBRIDGE |  | 53.214 | -6.6508
MV/LV Substation BL***4016 | 20 kV | 400V(3ph) & 230V(single ph) | LV | 50 kVA :Pole Substation | 0.05 | --> | 0.05 | 0.016 | 3 |  | --> | 0.047 | 0 | 0 | 0 | 0 | 0 | 0 | Constrained,otherwise capacity available =54kW. | --> | C21 ex SWINFORD | SWINFORD: T41∥T42 | CASTLEBAR |  | 53.9878 | -9.1129
MV/LV Substation BL***4017 | 10 kV | 400V(3ph) & 230V(single ph) | LV | 630 kVA :Building Structure | 0.63 | --> | 0.63 | 0.5 | 1.2 |  | --> | 0.598 | 0 | 0 | 0 | 0 | 0.5 | 0 |  | --> | C15 ex SCARTEEN | SCARTEEN: T41∥T42 | MALLOW |  | 52.1202 | -8.6573
MV/LV Substation BL***4034 | 10 kV | 400V(3ph) & 230V(single ph) | LV | 630 kVA :Kiosk Substation | 0.63 | --> | 0.63 | 0.5 | 7.5 |  | --> | 0.598 | 0 | 0 | 0 | 0 | 0.5 | 0 |  | --> | C20 ex CARRICKMINES | CARRICKMINES: T42 | CARRICKMINES |  | 53.2507 | -6.1766
MV/LV Substation BL***4048 | 10 kV | 400V(3ph) & 230V(single ph) | LV | 630 kVA :Building Structure | 0.63 | --> | 0.63 | 0 | 0 | Constrained,otherwise capacity available =500kVA. | --> | 0.598 | 0 | 0 | 0 | 0 | 0.5 | 0 |  | --> | C18 ex SHANNON | SHANNON: T42 | DRUMLINE |  | 52.7038 | -8.8994
MV/LV Substation BL***4049 | 10 kV | 400V(3ph) & 230V(single ph) | LV | 630 kVA :Kiosk Substation | 0.63 | --> | 0.63 | 0 | 0 | Constrained,otherwise capacity available =500kVA. | --> | 0.598 | 0 | 0 | 0 | 0 | 0.5 | 0 |  | --> | C13 ex CULLION | CULLION: T41∥T42 | LETTERKENNY |  | 54.9469 | -7.7253
MV/LV Substation BL***4066 | 10 kV | 400V(3ph) & 230V(single ph) | LV | 1000 kVA :Building Structure | 1 | --> | 1 | 0 | 0 | Constrained,otherwise capacity available =500kVA. | --> | 0.95 | 0 | 0 | 0 | 0 | 0.5 | 0 |  | --> | C13 ex CARRICKMINES | CARRICKMINES: T41 | CARRICKMINES |  | 53.251 | -6.1839
MV/LV Substation BL***409 | 10 kV | 400V(3ph) & 230V(single ph) | LV | 200 kVA :Kiosk Substation | 0.2 | --> | 0.2 | 0 | 0 | Constrained,otherwise capacity available =85kVA. | --> | 0.19 | 0 | 0 | 0 | 0.006 | 0.211 | 0 |  | --> | C11 ex MACETOWN | MACETOWN: T101 | MACETOWN |  | 53.3988 | -6.4118
MV/LV Substation BL***4096 | 10 kV | 400V(3ph) & 230V(single ph) | LV | 50 kVA :Pole Substation | 0.05 | --> | 0.05 | 0.05 | 2.3 |  | --> | 0.047 | 0 | 0 | 0 | 0 | 0 | 0 | Constrained,otherwise capacity available =49kW. | --> | C16 ex KILRUSH | KILRUSH: T41∥T42 | TULLABRACK |  | 52.6718 | -9.5889
MV/LV Substation BL***4099 | 10 kV | 400V(3ph) & 230V(single ph) | LV | 400 kVA :Kiosk Substation | 0.4 | --> | 0.4 | 0 | 0 | Constrained,otherwise capacity available =312kVA. | --> | 0.38 | 0 | 0 | 0 | 0.041 | 0.37 | 0 |  | --> | C20 ex SANTRY | SANTRY: T42 | FINGLAS |  | 53.4034 | -6.264
MV/LV Substation BL***411 | 10 kV | 400V(3ph) & 230V(single ph) | LV | 200 kVA :Kiosk Substation | 0.2 | --> | 0.2 | 0 | 0 | Constrained,otherwise capacity available =120kVA. | --> | 0.19 | 0 | 0 | 0 | 0.007 | 0.205 | 0 |  | --> | C11 ex MACETOWN | MACETOWN: T101 | MACETOWN |  | 53.3984 | -6.41
MV/LV Substation BL***4113 | 20 kV | 400V(3ph) & 230V(single ph) | LV | 400 kVA :Kiosk Substation | 0.4 | --> | 0.4 | 0.4 | 2 |  | --> | 0.38 | 0 | 0 | 0 | 0 | 0.4 | 0 |  | --> | E12 ex BALLYCONNELL | BALLYCONNELL: T421∥T422 | GORTAWEE |  | 54.1122 | -7.5749
MV/LV Substation BL***4122 | 20 kV | 400V(3ph) & 230V(single ph) | LV | 200 kVA :Pole Substation | 0.2 | --> | 0.2 | 0.128 | 1.3 |  | --> | 0.19 | 0 | 0 | 0 | 0.039 | 0.169 | 0 |  | --> | E11 ex KILCULLEN | KILCULLEN: T424 | STRATFORD |  | 53.0545 | -6.7655
MV/LV Substation BL***4122 | 20 kV | 400V(3ph) & 230V(single ph) | LV | 630 kVA :Building Structure | 0.63 | --> | 0.63 | 0 | 0 | Constrained,otherwise capacity available =348kVA. | --> | 0.598 | 0 | 0 | 0 | 0 | 0.5 | 0 |  | --> | E15 ex WHITECHURCH | WHITECHURCH: T421 | KILBARRY |  | 51.9375 | -8.5454
MV/LV Substation BL***4127 | 10 kV | 400V(3ph) & 230V(single ph) | LV | 400 kVA :Kiosk Substation | 0.4 | --> | 0.4 | 0.375 | 4.1 |  | --> | 0.38 | 0 | 0 | 0 | 0 | 0.403 | 0 |  | --> | C21 ex MARSHES | MARSHES: T41 | DUNDALK |  | 53.9641 | -6.379
MV/LV Substation BL***4130 | 10 kV | 400V(3ph) & 230V(single ph) | LV | 400 kVA :Kiosk Substation | 0.4 | --> | 0.4 | 0 | 0 | Constrained,otherwise capacity available =400kVA. | --> | 0.38 | 0 | 0 | 0 | 0 | 0.4 | 0 |  | --> | C12 ex SAGGART | SAGGART: T41∥T42 | GRANGE CASTLE |  | 53.2769 | -6.4748
MV/LV Substation BL***4130 | 10 kV | 400V(3ph) & 230V(single ph) | LV | 1000 kVA :Building Structure | 1 | --> | 1 | 0.5 | 2.9 |  | --> | 0.95 | 0 | 0 | 0 | 0 | 0.5 | 0 |  | --> | C22 ex MONKSTOWN | MONKSTOWN: T42 | BLACKROCK |  | 53.3021 | -6.1809
MV/LV Substation BL***4162 | 20 kV | 400V(3ph) & 230V(single ph) | LV | 630 kVA :Building Structure | 0.63 | --> | 0.63 | 0 | 0 | Constrained,otherwise capacity available =500kVA. | --> | 0.598 | 0 | 0 | 0 | 0 | 0.5 | 0 |  | --> | E15 ex WHITECHURCH | WHITECHURCH: T421 | KILBARRY |  | 51.9406 | -8.5489
MV/LV Substation BL***4169 | 20 kV | 400V(3ph) & 230V(single ph) | LV | 630 kVA :Building Structure | 0.63 | --> | 0.63 | 0 | 0 | Constrained,otherwise capacity available =416kVA. | --> | 0.598 | 0 | 0 | 0 | 0 | 0.5 | 0 |  | --> | E15 ex WHITECHURCH | WHITECHURCH: T421 | KILBARRY |  | 51.9411 | -8.5508
MV/LV Substation BL***4172 | 10 kV | 400V(3ph) & 230V(single ph) | LV | 400 kVA :Building Structure | 0.4 | --> | 0.4 | 0 | 0 | Constrained,otherwise capacity available =399kVA. | --> | 0.38 | 0 | 0 | 0 | 0 | 0.4 | 0 |  | --> | E15 ex WHITECHURCH | WHITECHURCH: T421 | KILBARRY |  | 51.9311 | -8.5696
MV/LV Substation BL***4173 | 20 kV | 400V(3ph) & 230V(single ph) | LV | 630 kVA :Building Structure | 0.63 | --> | 0.63 | 0 | 0 | Constrained,otherwise capacity available =500kVA. | --> | 0.598 | 0 | 0 | 0 | 0 | 0.5 | 0 |  | --> | E15 ex WHITECHURCH | WHITECHURCH: T421 | KILBARRY |  | 51.9367 | -8.5471
MV/LV Substation BL***4179 | 10 kV | 400V(3ph) & 230V(single ph) | LV | 50 kVA :Pole Substation | 0.05 | --> | 0.05 | 0.05 | 2.3 |  | --> | 0.047 | 0 | 0 | 0 | 0 | 0.049 | 0 |  | --> | C16 ex CASTLECOMER | CASTLECOMER: T41∥T42 | BALLYRAGGET |  | 52.9303 | -7.2731
MV/LV Substation BL***4188 | 20 kV | 400V(3ph) & 230V(single ph) | LV | 630 kVA :Building Structure | 0.63 | --> | 0.63 | 0 | 0 | Constrained,otherwise capacity available =500kVA. | --> | 0.598 | 0 | 0 | 0 | 0 | 0.5 | 0 |  | --> | E15 ex WHITECHURCH | WHITECHURCH: T421 | KILBARRY |  | 51.9375 | -8.5478
MV/LV Substation BL***418Z | 10 kV | 400V(3ph) & 230V(single ph) | LV | 400 kVA :Kiosk Substation | 0.4 | --> | 0.4 | 0.387 | 0.6 |  | --> | 0.38 | 0 | 0 | 0 | 0.007 | 0.394 | 0 |  | --> | C12 ex BALBRIGGAN | BALBRIGGAN: T42 | GLASMORE |  | 53.593 | -6.1871
MV/LV Substation BL***4193 | 10 kV | 400V(3ph) & 230V(single ph) | LV | 630 kVA :Building Structure | 0.63 | --> | 0.63 | 0 | 0 | Constrained,otherwise capacity available =477kVA. | --> | 0.598 | 0 | 0 | 0 | 0 | 0.5 | 0 |  | --> | C17 ex POPPINTREE | POPPINTREE: T101 | FINGLAS |  | 53.4058 | -6.2589
MV/LV Substation BL***4194 | 20 kV | 400V(3ph) & 230V(single ph) | LV | 630 kVA :Building Structure | 0.63 | --> | 0.63 | 0 | 0 | Constrained,otherwise capacity available =500kVA. | --> | 0.598 | 0 | 0 | 0 | 0 | 0.5 | 0 |  | --> | E15 ex WHITECHURCH | WHITECHURCH: T421 | KILBARRY |  | 51.9399 | -8.5482
MV/LV Substation BL***4194 | 10 kV | 400V(3ph) & 230V(single ph) | LV | 630 kVA :Building Structure | 0.63 | --> | 0.63 | 0 | 0 | Constrained,otherwise capacity available =500kVA. | --> | 0.598 | 0 | 0 | 0 | 0 | 0.5 | 0 |  | --> | C17 ex POPPINTREE | POPPINTREE: T101 | FINGLAS |  | 53.4057 | -6.2589
MV/LV Substation BL***4196 | 10 kV | 400V(3ph) & 230V(single ph) | LV | 400 kVA :Kiosk Substation | 0.4 | --> | 0.4 | 0.063 | 0.1 | Constrained,otherwise capacity available =349kVA. | --> | 0.38 | 0 | 0 | 0 | 0.08 | 0.323 | 0 |  | --> | C21 ex CASTLETROY | CASTLETROY: T41∥T42 | ARDNACRUSHA |  | 52.6606 | -8.5389
MV/LV Substation BL***4213 | 10 kV | 400V(3ph) & 230V(single ph) | LV | 1000 kVA :Building Structure | 1 | --> | 1 | 0.5 | 4.7 |  | --> | 0.95 | 0 | 0 | 0 | 0 | 0.5 | 0 |  | --> | C23 ex CITYWEST | CITYWEST: T101 | INCHICORE 220KV |  | 53.2844 | -6.4261
MV/LV Substation BL***4217 | 10 kV | 400V(3ph) & 230V(single ph) | LV | 1000 kVA :Building Structure | 1 | --> | 1 | 0.5 | 6.5 |  | --> | 0.95 | 0 | 0 | 0 | 0 | 0.5 | 0 |  | --> | C16 ex MISERY HILL | MISERY HILL: T102 | POOLBEG |  | 53.3445 | -6.236
MV/LV Substation BL***4219 | 10 kV | 400V(3ph) & 230V(single ph) | LV | 1000 kVA :Building Structure | 1 | --> | 1 | 0.5 | 4.7 |  | --> | 0.95 | 0 | 0 | 0 | 0 | 0.5 | 0 |  | --> | C23 ex CITYWEST | CITYWEST: T101 | INCHICORE 220KV |  | 53.2844 | -6.4261
MV/LV Substation BL***4233 | 10 kV | 400V(3ph) & 230V(single ph) | LV | 50 kVA :Pole Substation | 0.05 | --> | 0.05 | 0.05 | 5.5 |  | --> | 0.047 | 0 | 0 | 0 | 0 | 0.049 | 0 |  | --> | C16 ex LOUGHSHINNY | LOUGHSHINNY: T42 | GLASMORE |  | 53.5474 | -6.1123
MV/LV Substation BL***4241 | 10 kV | 400V(3ph) & 230V(single ph) | LV | 400 kVA :Kiosk Substation | 0.4 | --> | 0.4 | 0 | 0 | Constrained,otherwise capacity available =346kVA. | --> | 0.38 | 0 | 0 | 0 | 0.079 | 0.324 | 0 |  | --> | C20 ex KILDARE | KILDARE: T41∥T42 | NEWBRIDGE |  | 53.1709 | -6.904
MV/LV Substation BL***4243 | 10 kV | 400V(3ph) & 230V(single ph) | LV | 400 kVA :Kiosk Substation | 0.4 | --> | 0.4 | 0 | 0 | Constrained,otherwise capacity available =379kVA. | --> | 0.38 | 0 | 0 | 0 | 0 | 0 | 0 | Constrained,otherwise capacity available =403kW. | --> | C11 ex GARDEN CITY | GARDEN CITY: T41∥T42 | ARKLOW |  | 52.6801 | -6.303
MV/LV Substation BL***4252 | 10 kV | 400V(3ph) & 230V(single ph) | LV | 630 kVA :Building Structure | 0.63 | --> | 0.63 | 0 | 0 | Constrained,otherwise capacity available =500kVA. | --> | 0.598 | 0 | 0 | 0 | 0 | 0.5 | 0 |  | --> | C17 ex CAMDEN ROW | CAMDEN ROW: T41 | FRANCIS STREET |  | 53.3366 | -6.2753
MV/LV Substation BL***4252 | 10 kV | 400V(3ph) & 230V(single ph) | LV | 400 kVA :Kiosk Substation | 0.4 | --> | 0.4 | 0.366 | 4.4 |  | --> | 0.38 | 0 | 0 | 0 | 0 | 0.404 | 0 |  | --> | C11 ex HOWTH JUNCTION | HOWTH JUNCTION: T41 | GRANGE (DR) |  | 53.3823 | -6.1507
MV/LV Substation BL***4257 | 10 kV | 400V(3ph) & 230V(single ph) | LV | 50 kVA :Pole Substation | 0.05 | --> | 0.05 | 0 | 0 | Constrained,otherwise capacity available =50kVA. | --> | 0.047 | 0 | 0 | 0 | 0 | 0.049 | 0 |  | --> | C18 ex NAAS | NAAS: T42 | NEWBRIDGE |  | 53.2014 | -6.6743
MV/LV Substation BL***426 | 10 kV | 400V(3ph) & 230V(single ph) | LV | 400 kVA :Building Structure | 0.4 | --> | 0.4 | 0.374 | 1.6 |  | --> | 0.38 | 0 | 0 | 0 | 0 | 0.403 | 0 |  | --> | C14 ex HEADFORD ROAD | HEADFORD ROAD: T42 | GALWAY 110KV |  | 53.2806 | -9.0525
MV/LV Substation BL***4260 | 10 kV | 400V(3ph) & 230V(single ph) | LV | 630 kVA :Building Structure | 0.63 | --> | 0.63 | 0 | 0 | Constrained,otherwise capacity available =494kVA. | --> | 0.598 | 0 | 0 | 0 | 0 | 0.5 | 0 |  | --> | C19 ex NEWMARKET (DR) | NEWMARKET (DR): T41 | FRANCIS STREET |  | 53.337 | -6.2759
MV/LV Substation BL***4266 | 10 kV | 400V(3ph) & 230V(single ph) | LV | 400 kVA :Kiosk Substation | 0.4 | --> | 0.4 | 0.346 | 9.2 |  | --> | 0.38 | 0 | 0 | 0 | 0.011 | 0.396 | 0 |  | --> | C13 ex MIDLETON | MIDLETON: T101 | MIDLETON |  | 51.9261 | -8.1705
MV/LV Substation BL***426Z | 10 kV | 400V(3ph) & 230V(single ph) | LV | 100 kVA :Pole Substation | 0.1 | --> | 0.1 | 0.095 | 0.9 |  | --> | 0.095 | 0 | 0 | 0 | 0 | 0.1 | 0 |  | --> | C15 ex RIVERSTOWN | RIVERSTOWN: T41∥T42 | KILBARRY |  | 51.9301 | -8.3666
MV/LV Substation BL***4285 | 10 kV | 400V(3ph) & 230V(single ph) | LV | 50 kVA :Pole Substation | 0.05 | --> | 0.05 | 0.034 | 1.2 |  | --> | 0.047 | 0 | 0 | 0 | 0 | 0.051 | 0 |  | --> | C26 ex KYLEERAGH | KYLEERAGH: T42 | NENAGH |  | 52.9227 | -8.2313
MV/LV Substation BL***4289 | 10 kV | 400V(3ph) & 230V(single ph) | LV | 50 kVA :Pole Substation | 0.05 | --> | 0.05 | 0.043 | 1 |  | --> | 0.047 | 0 | 0 | 0 | 0 | 0 | 0 | Constrained,otherwise capacity available =50kW. | --> | C11 ex LOUGHTAGALLA | LOUGHTAGALLA: T41∥T42 | THURLES |  | 52.6723 | -7.7313
MV/LV Substation BL***4332 | 10 kV | 400V(3ph) & 230V(single ph) | LV | 100 kVA :Pole Substation | 0.1 | --> | 0.1 | 0.1 | 7.3 |  | --> | 0.095 | 0 | 0 | 0 | 0 | 0.1 | 0 |  | --> | E41 ex KINSALE | KINSALE: T423 | BANDON |  | 51.7004 | -8.539
MV/LV Substation BL***4338 | 10 kV | 400V(3ph) & 230V(single ph) | LV | 630 kVA :Kiosk Substation | 0.63 | --> | 0.63 | 0.5 | 5.9 |  | --> | 0.598 | 0 | 0 | 0 | 0 | 0.5 | 0 |  | --> | C14 ex BANDON | BANDON: T101 | BANDON |  | 51.7507 | -8.7336
MV/LV Substation BL***4340 | 20 kV | 400V(3ph) & 230V(single ph) | LV | 50 kVA :Pole Substation | 0.05 | --> | 0.05 | 0 | 0 | Constrained,otherwise capacity available =50kVA. | --> | 0.047 | 0 | 0 | 0 | 0 | 0.049 | 0 |  | --> | E12 ex KILCOCK | KILCOCK: T422 | GRIFFINRATH |  | 53.4367 | -6.6033
MV/LV Substation BL***4364 | 20 kV | 400V(3ph) & 230V(single ph) | LV | 400 kVA :Kiosk Substation | 0.4 | --> | 0.4 | 0.4 | 9.3 |  | --> | 0.38 | 0 | 0 | 0 | 0 | 0 | 0 | Constrained,otherwise capacity available =400kW. | --> | E14 ex BLESSINGTON | BLESSINGTON: T422 | KILTEEL |  | 53.1724 | -6.5282
MV/LV Substation BL***4369 | 20 kV | 400V(3ph) & 230V(single ph) | LV | 630 kVA :Kiosk Substation | 0.63 | --> | 0.63 | 0.5 | 5.6 |  | --> | 0.598 | 0 | 0 | 0 | 0.023 | 0.5 | 0 |  | --> | E18 ex CRANE | CRANE: T122 | CRANE |  | 52.4484 | -6.3465
MV/LV Substation BL***4374 | 20 kV | 400V(3ph) & 230V(single ph) | LV | 200 kVA :Pole Substation | 0.2 | --> | 0.2 | 0.2 | 2.7 |  | --> | 0.19 | 0 | 0 | 0 | 0 | 0 | 0 | Constrained,otherwise capacity available =200kW. | --> | E16 ex TULLOW | TULLOW: T422 | CARLOW |  | 52.7525 | -6.6614
MV/LV Substation BL***438X | 10 kV | 400V(3ph) & 230V(single ph) | LV | 1000 kVA :Building Structure | 1 | --> | 1 | 0.5 | 11.5 |  | --> | 0.95 | 0 | 0 | 0 | 0 | 0.5 | 0 |  | --> | C35 ex SALTHILL | SALTHILL: T101 | SALTHILL |  | 53.2761 | -9.0716
MV/LV Substation BL***4427 | 10 kV | 400V(3ph) & 230V(single ph) | LV | 630 kVA :Kiosk Substation | 0.63 | --> | 0.63 | 0 | 0 | Constrained,otherwise capacity available =500kVA. | --> | 0.598 | 0 | 0 | 0 | 0 | 0.5 | 0 |  | --> | C14 ex ATHGARVAN | ATHGARVAN: T44 | NEWBRIDGE |  | 53.1497 | -6.7887
MV/LV Substation BL***442X | 10 kV | 400V(3ph) & 230V(single ph) | LV | 400 kVA :Kiosk Substation | 0.4 | --> | 0.4 | 0.155 | 9.3 |  | --> | 0.38 | 0 | 0 | 0 | 0 | 0 | 0 | Constrained,otherwise capacity available =437kW. | --> | E20 ex BLESSINGTON | BLESSINGTON: T422 | KILTEEL |  | 53.1706 | -6.5335
MV/LV Substation BL***443 | 20 kV | 400V(3ph) & 230V(single ph) | LV | 50 kVA :Pole Substation | 0.05 | --> | 0.05 | 0 | 0 | Constrained,otherwise capacity available =34kVA. | --> | 0.047 | 0 | 0 | 0 | 0.003 | 0.048 | 0 |  | --> | E15 ex WHITECHURCH | WHITECHURCH: T421 | KILBARRY |  | 51.9453 | -8.5576
MV/LV Substation BL***443 | 10 kV | 400V(3ph) & 230V(single ph) | LV | 100 kVA :Pole Substation | 0.1 | --> | 0.1 | 0.084 | 5.5 |  | --> | 0.095 | 0 | 0 | 0 | 0.003 | 0.099 | 0 |  | --> | C16 ex LOUGHSHINNY | LOUGHSHINNY: T42 | GLASMORE |  | 53.5473 | -6.114
MV/LV Substation BL***448Z | 20 kV | 400V(3ph) & 230V(single ph) | LV | 100 kVA :Pole Substation | 0.1 | --> | 0.1 | 0.099 | 1.3 |  | --> | 0.095 | 0 | 0 | 0 | 0 | 0.1 | 0 |  | --> | E12 ex KILCULLEN | KILCULLEN: T424 | STRATFORD |  | 53.0402 | -6.7853
MV/LV Substation BL***449X | 10 kV | 400V(3ph) & 230V(single ph) | LV | 100 kVA :Pole Substation | 0.1 | --> | 0.1 | 0.074 | 5.1 |  | --> | 0.095 | 0 | 0 | 0 | 0.001 | 0.102 | 0 |  | --> | C11 ex LLOYD | LLOYD: T41∥T42 | NAVAN |  | 53.7327 | -6.8804
MV/LV Substation BL***4533 | 10 kV | 400V(3ph) & 230V(single ph) | LV | 1000 kVA :Building Structure | 1 | --> | 1 | 0.5 | 2.5 |  | --> | 0.95 | 0 | 0 | 0 | 0 | 0.5 | 0 |  | --> | C11 ex EAST WALL ROAD | EAST WALL ROAD: T42 | MCDERMOTT |  | 53.3493 | -6.2343
MV/LV Substation BL***456 | 10 kV | 400V(3ph) & 230V(single ph) | LV | 100 kVA :Pole Substation | 0.1 | --> | 0.1 | 0.079 | 3.4 |  | --> | 0.095 | 0 | 0 | 0 | 0 | 0.103 | 0 |  | --> | C15 ex STICKILLEN | STICKILLEN: T41∥T42 | DRYBRIDGE |  | 53.8484 | -6.5517
MV/LV Substation BL***4576 | 10 kV | 400V(3ph) & 230V(single ph) | LV | 630 kVA :Building Structure | 0.63 | --> | 0.63 | 0.5 | 2.5 |  | --> | 0.598 | 0 | 0 | 0 | 0 | 0.5 | 0 |  | --> | C11 ex GRANBY ROW | GRANBY ROW: T41 | MCDERMOTT |  | 53.3551 | -6.2676
MV/LV Substation BL***458 | 20 kV | 400V(3ph) & 230V(single ph) | LV | 50 kVA :Pole Substation | 0.05 | --> | 0.05 | 0 | 0 | Constrained,otherwise capacity available =45kVA. | --> | 0.047 | 0 | 0 | 0 | 0 | 0.05 | 0 |  | --> | C15 ex BALLYHAUNIS | BALLYHAUNIS: T41∥T42 | DALTON |  | 53.7634 | -8.6428
MV/LV Substation BL***463X | 10 kV | 400V(3ph) & 230V(single ph) | LV | 630 kVA :Kiosk Substation | 0.63 | --> | 0.63 | 0 | 0 | Constrained,otherwise capacity available =500kVA. | --> | 0.598 | 0 | 0 | 0 | 0 | 0.5 | 0 |  | --> | C20 ex CLONTARF | CLONTARF: T42 | FINGLAS |  | 53.3676 | -6.199
MV/LV Substation BL***472X | 10 kV | 400V(3ph) & 230V(single ph) | LV | 50 kVA :Pole Substation | 0.05 | --> | 0.05 | 0.05 | 3.4 |  | --> | 0.047 | 0 | 0 | 0 | 0 | 0.049 | 0 |  | --> | C15 ex STICKILLEN | STICKILLEN: T41∥T42 | DRYBRIDGE |  | 53.8455 | -6.557
MV/LV Substation BL***474Z | 10 kV | 400V(3ph) & 230V(single ph) | LV | 630 kVA :Building Structure | 0.63 | --> | 0.63 | 0 | 0 | Constrained,otherwise capacity available =494kVA. | --> | 0.598 | 0 | 0 | 0 | 0 | 0.5 | 0 |  | --> | C13 ex KILBARRY | KILBARRY: T101 | KILBARRY |  | 51.9163 | -8.4716
MV/LV Substation BL***475Z | 10 kV | 400V(3ph) & 230V(single ph) | LV | 630 kVA :Building Structure | 0.63 | --> | 0.63 | 0.5 | 6.3 |  | --> | 0.598 | 0 | 0 | 0 | 0 | 0.5 | 0 |  | --> | C14 ex KILBARRY | KILBARRY: T43 | KILBARRY |  | 51.9175 | -8.4724
MV/LV Substation BL***491Y | 20 kV | 400V(3ph) & 230V(single ph) | LV | 100 kVA :Pole Substation | 0.1 | --> | 0.1 | 0.1 | 1.5 |  | --> | 0.095 | 0 | 0 | 0 | 0 | 0.1 | 0 |  | --> | C17 ex MOUNT MISERY | MOUNT MISERY: T41 | WATERFORD |  | 52.2984 | -7.1322
MV/LV Substation BL***492X | 10 kV | 400V(3ph) & 230V(single ph) | LV | 50 kVA :Pole Substation | 0.05 | --> | 0.05 | 0.046 | 5.6 |  | --> | 0.047 | 0 | 0 | 0 | 0 | 0.049 | 0 |  | --> | E11 ex CRANE | CRANE: T122 | CRANE |  | 52.5126 | -6.5604
MV/LV Substation BL***497 | 10 kV | 400V(3ph) & 230V(single ph) | LV | 200 kVA :Building Structure | 0.2 | --> | 0.2 | 0 | 0 | Constrained,otherwise capacity available =102kVA. | --> | 0.19 | 0 | 0 | 0 | 0 | 0 | 0 | Constrained,otherwise capacity available =214kW. | --> | C20 ex COOLMINE | COOLMINE: T42 | FINGLAS |  | 53.3973 | -6.4012
MV/LV Substation BL***497X | 10 kV | 400V(3ph) & 230V(single ph) | LV | 100 kVA :Pole Substation | 0.1 | --> | 0.1 | 0.026 | 2.3 |  | --> | 0.095 | 0 | 0 | 0 | 0 | 0.11 | 0 |  | --> | C17 ex GILLOGUE | GILLOGUE: T41∥T42 | ARDNACRUSHA |  | 52.7107 | -8.5998
MV/LV Substation BL***498Z | 20 kV | 400V(3ph) & 230V(single ph) | LV | 200 kVA :Kiosk Substation | 0.2 | --> | 0.2 | 0.162 | 5.6 |  | --> | 0.19 | 0 | 0 | 0 | 0.01 | 0 | 0 | Constrained,otherwise capacity available =194kW. | --> | E13 ex BLESSINGTON | BLESSINGTON: T421 | KILTEEL |  | 53.1713 | -6.5465
MV/LV Substation BL***500Y | 10 kV | 400V(3ph) & 230V(single ph) | LV | 200 kVA :Kiosk Substation | 0.2 | --> | 0.2 | 0.17 | 3.5 |  | --> | 0.19 | 0 | 0 | 0 | 0.009 | 0.195 | 0 |  | --> | C20 ex MARSHES | MARSHES: T42 | DUNDALK |  | 53.9719 | -6.3673
MV/LV Substation BL***501X | 10 kV | 400V(3ph) & 230V(single ph) | LV | 200 kVA :Kiosk Substation | 0.2 | --> | 0.2 | 0 | 0 | Constrained,otherwise capacity available =178kVA. | --> | 0.19 | 0 | 0 | 0 | 0.003 | 0 | 0 | Constrained,otherwise capacity available =200kW. | --> | C14 ex BELLFIELD | BELLFIELD: T41∥T42 | CRANE |  | 52.5117 | -6.5644
MV/LV Substation BL***505X | 10 kV | 400V(3ph) & 230V(single ph) | LV | 100 kVA :Pole Substation | 0.1 | --> | 0.1 | 0.059 | 3.4 |  | --> | 0.095 | 0 | 0 | 0 | 0.065 | 0.037 | 0 |  | --> | C15 ex STICKILLEN | STICKILLEN: T41∥T42 | DRYBRIDGE |  | 53.8328 | -6.5347
MV/LV Substation BL***507 | 20 kV | 400V(3ph) & 230V(single ph) | LV | 200 kVA :Pole Substation | 0.2 | --> | 0.2 | 0.193 | 1.7 |  | --> | 0.19 | 0 | 0 | 0 | 0 | 0.2 | 0 |  | --> | C18 ex NEWTOWNCUNNINGHAM | NEWTOWNCUNNINGHAM: T41∥T42 | LETTERKENNY |  | 55.0712 | -7.3467
MV/LV Substation BL***510 | 10 kV | 400V(3ph) & 230V(single ph) | LV | 400 kVA :Kiosk Substation | 0.4 | --> | 0.4 | 0.035 | 6.1 |  | --> | 0.38 | 0 | 0 | 0 | 0.006 | 0.448 | 0 |  | --> | C34 ex INCHICORE CENTRAL | INCHICORE CENTRAL: T43 | INCHICORE 220KV |  | 53.3312 | -6.3401
MV/LV Substation BL***510Y | 10 kV | 400V(3ph) & 230V(single ph) | LV | 200 kVA :Pole Substation | 0.2 | --> | 0.2 | 0 | 0 | Constrained,otherwise capacity available =199kVA. | --> | 0.19 | 0 | 0 | 0 | 0 | 0.2 | 0 |  | --> | C24 ex KILMONEY | KILMONEY: T41∥T42 | TRABEG |  | 51.8456 | -8.4691
MV/LV Substation BL***513Z | 20 kV | 400V(3ph) & 230V(single ph) | LV | 200 kVA :Kiosk Substation | 0.2 | --> | 0.2 | 0 | 0 | Constrained,otherwise capacity available =168kVA. | --> | 0.19 | 0 | 0 | 0 | 0 | 0.204 | 0 |  | --> | E12 ex KILCOCK | KILCOCK: T422 | GRIFFINRATH |  | 53.4331 | -6.565
MV/LV Substation BL***515Z | 10 kV | 400V(3ph) & 230V(single ph) | LV | 630 kVA :Building Structure | 0.63 | --> | 0.63 | 0 | 0 | Constrained,otherwise capacity available =500kVA. | --> | 0.598 | 0 | 0 | 0 | 0 | 0.5 | 0 |  | --> | C17 ex POPPINTREE | POPPINTREE: T101 | FINGLAS |  | 53.4021 | -6.2617
MV/LV Substation BL***516 | 20 kV | 400V(3ph) & 230V(single ph) | LV | 50 kVA :Pole Substation | 0.05 | --> | 0.05 | 0 | 0 | Constrained,otherwise capacity available =38kVA. | --> | 0.047 | 0 | 0 | 0 | 0 | 0.051 | 0 |  | --> | E17 ex BALLINROBE | BALLINROBE: T421∥T422 | DALTON |  | 53.6763 | -9.1308
MV/LV Substation BL***516 | 20 kV | 400V(3ph) & 230V(single ph) | LV | 50 kVA :Pole Substation | 0.05 | --> | 0.05 | 0.04 | 1.7 |  | --> | 0.047 | 0 | 0 | 0 | 0 | 0.051 | 0 |  | --> | E15 ex GORT | GORT: T41∥T42 | ENNIS |  | 53.1185 | -8.748
MV/LV Substation BL***523Z | 10 kV | 400V(3ph) & 230V(single ph) | LV | 400 kVA :Kiosk Substation | 0.4 | --> | 0.4 | 0.316 | 9.3 |  | --> | 0.38 | 0 | 0 | 0 | 0 | 0 | 0 | Constrained,otherwise capacity available =412kW. | --> | E20 ex BLESSINGTON | BLESSINGTON: T422 | KILTEEL |  | 53.1669 | -6.5402
MV/LV Substation BL***526 | 10 kV | 400V(3ph) & 230V(single ph) | LV | 630 kVA :Kiosk Substation | 0.63 | --> | 0.63 | 0.234 | 0.2 | Constrained,otherwise capacity available =500kVA. | --> | 0.598 | 0 | 0 | 0 | 0 | 0 | 0 | Constrained,otherwise capacity available =500kW. | --> | C16 ex DUNGLOE | DUNGLOE: T42 | ARDNAGAPPARY |  | 54.9793 | -8.4387
MV/LV Substation BL***544 | 10 kV | 400V(3ph) & 230V(single ph) | LV | 50 kVA :Pole Substation | 0.05 | --> | 0.05 | 0.047 | 1.2 |  | --> | 0.047 | 0 | 0 | 0 | 0 | 0.049 | 0 |  | --> | C20 ex ABBEYFEALE | ABBEYFEALE: T42 | TRIEN |  | 52.4935 | -9.2893
MV/LV Substation BL***545 | 20 kV | 400V(3ph) & 230V(single ph) | LV | 50 kVA :Pole Substation | 0.05 | --> | 0.05 | 0 | 0 | Constrained,otherwise capacity available =41kVA. | --> | 0.047 | 0 | 0 | 0 | 0 | 0 | 0 | Constrained,otherwise capacity available =50kW. | --> | E19 ex PORTLAOISE | PORTLAOISE: T423∥T424 | PORTLAOISE |  | 53.0314 | -7.2677
MV/LV Substation BL***550 | 20 kV | 400V(3ph) & 230V(single ph) | LV | 100 kVA :Pole Substation | 0.1 | --> | 0.1 | 0 | 0 | Constrained,otherwise capacity available =93kVA. | --> | 0.095 | 0 | 0 | 0 | 0.031 | 0.068 | 0 |  | --> | C21 ex MACETOWN | MACETOWN: T101 | MACETOWN |  | 53.4555 | -6.4805
MV/LV Substation BL***552 | 20 kV | 400V(3ph) & 230V(single ph) | LV | 400 kVA :Kiosk Substation | 0.4 | --> | 0.4 | 0 | 0 | Constrained,otherwise capacity available =270kVA. | --> | 0.38 | 0 | 0 | 0 | 0.01 | 0.409 | 0 |  | --> | E18 ex MANORHAMILTON | MANORHAMILTON: T422 | SLIGO |  | 54.3055 | -8.1705
MV/LV Substation BL***553 | 20 kV | 400V(3ph) & 230V(single ph) | LV | 200 kVA :Pole Substation | 0.2 | --> | 0.2 | 0.174 | 1.7 |  | --> | 0.19 | 0 | 0 | 0 | 0 | 0 | 0 | Constrained,otherwise capacity available =203kW. | --> | E17 ex CREESLOUGH | CREESLOUGH: T421 | ARDNAGAPPARY |  | 55.1324 | -7.9649
MV/LV Substation BL***554Z | 10 kV | 400V(3ph) & 230V(single ph) | LV | 100 kVA :Pole Substation | 0.1 | --> | 0.1 | 0.094 | 0.7 |  | --> | 0.095 | 0 | 0 | 0 | 0 | 0.1 | 0 |  | --> | C21 ex MONEYCOOLEY | MONEYCOOLEY: T41 | GRIFFINRATH |  | 53.381 | -6.5725
MV/LV Substation BL***556 | 10 kV | 400V(3ph) & 230V(single ph) | LV | 400 kVA :Building Structure | 0.4 | --> | 0.4 | 0.364 | 6.1 |  | --> | 0.38 | 0 | 0 | 0 | 0.003 | 0.402 | 0 |  | --> | C34 ex INCHICORE CENTRAL | INCHICORE CENTRAL: T43 | INCHICORE 220KV |  | 53.3304 | -6.3395
MV/LV Substation BL***558Z | 20 kV | 400V(3ph) & 230V(single ph) | LV | 630 kVA :Building Structure | 0.63 | --> | 0.63 | 0.5 | 1.8 |  | --> | 0.598 | 0 | 0 | 0 | 0 | 0.5 | 0 |  | --> | E21 ex CURRALEIGH | CURRALEIGH: T421∥T422 | KILBARRY |  | 51.9378 | -8.6307
MV/LV Substation BL***563X | 10 kV | 400V(3ph) & 230V(single ph) | LV | 200 kVA :Kiosk Substation | 0.2 | --> | 0.2 | 0.154 | 3.8 |  | --> | 0.19 | 0 | 0 | 0 | 0.003 | 0 | 0 | Constrained,otherwise capacity available =203kW. | --> | C16 ex TURLOUGH ROAD | TURLOUGH ROAD: T41∥T42 | CASTLEBAR |  | 53.855 | -9.3148
MV/LV Substation BL***564 | 20 kV | 400V(3ph) & 230V(single ph) | LV | 400 kVA :Building Structure | 0.4 | --> | 0.4 | 0 | 0 | Constrained,otherwise capacity available =208kVA. | --> | 0.38 | 0 | 0 | 0 | 0 | 0.429 | 0 |  | --> | E20 ex BALLINDERRY | BALLINDERRY: T422 | MULLINGAR |  | 53.4887 | -7.3636
MV/LV Substation BL***564Z | 10 kV | 400V(3ph) & 230V(single ph) | LV | 630 kVA :Kiosk Substation | 0.63 | --> | 0.63 | 0.5 | 6.3 |  | --> | 0.598 | 0 | 0 | 0 | 0 | 0.5 | 0 |  | --> | C26 ex KILBARRY | KILBARRY: T43 | KILBARRY |  | 51.9211 | -8.4799
MV/LV Substation BL***566Y | 20 kV | 400V(3ph) & 230V(single ph) | LV | 200 kVA :Kiosk Substation | 0.2 | --> | 0.2 | 0 | 0 | Constrained,otherwise capacity available =200kVA. | --> | 0.19 | 0 | 0 | 0 | 0 | 0 | 0 | Constrained,otherwise capacity available =200kW. | --> | E12 ex BUNCLODY | BUNCLODY: T421∥T422 | CRANE |  | 52.6614 | -6.6639
MV/LV Substation BL***569Y | 10 kV | 400V(3ph) & 230V(single ph) | LV | 200 kVA :Kiosk Substation | 0.2 | --> | 0.2 | 0.134 | 1.5 |  | --> | 0.19 | 0 | 0 | 0 | 0.012 | 0.197 | 0 |  | --> | C12 ex MOUNT MISERY | MOUNT MISERY: T41 | WATERFORD |  | 52.2736 | -7.113
MV/LV Substation BL***569Z | 10 kV | 400V(3ph) & 230V(single ph) | LV | 630 kVA :Building Structure | 0.63 | --> | 0.63 | 0 | 0 | Constrained,otherwise capacity available =500kVA. | --> | 0.598 | 0 | 0 | 0 | 0 | 0.5 | 0 |  | --> | C17 ex POPPINTREE | POPPINTREE: T101 | FINGLAS |  | 53.4009 | -6.2592
MV/LV Substation BL***570 | 10 kV | 400V(3ph) & 230V(single ph) | LV | 630 kVA :Building Structure | 0.63 | --> | 0.63 | 0 | 0 | Constrained,otherwise capacity available =500kVA. | --> | 0.598 | 0 | 0 | 0 | 0 | 0.5 | 0 |  | --> | C16 ex WATLING STREET | WATLING STREET: T42 | FRANCIS STREET |  | 53.3569 | -6.2952
MV/LV Substation BL***571 | 10 kV | 400V(3ph) & 230V(single ph) | LV | 100 kVA :Pole Substation | 0.1 | --> | 0.1 | 0.066 | 5.6 |  | --> | 0.095 | 0 | 0 | 0 | 0.004 | 0.1 | 0 |  | --> | C13 ex PURCELLS INCH | PURCELLS INCH: T42 | KILKENNY |  | 52.6427 | -7.2344
MV/LV Substation BL***573Z | 10 kV | 400V(3ph) & 230V(single ph) | LV | 630 kVA :Building Structure | 0.63 | --> | 0.63 | 0 | 0 | Constrained,otherwise capacity available =500kVA. | --> | 0.598 | 0 | 0 | 0 | 0 | 0.5 | 0 |  | --> | C13 ex GRANGE (DR) | GRANGE (DR): T41 | GRANGE (DR) |  | 53.4024 | -6.155
MV/LV Substation BL***578 | 10 kV | 400V(3ph) & 230V(single ph) | LV | 200 kVA :Kiosk Substation | 0.2 | --> | 0.2 | 0.167 | 2.7 |  | --> | 0.19 | 0 | 0 | 0 | 0 | 0.204 | 0 |  | --> | C22 ex BALLYARD | BALLYARD: T41∥T42 | TRALEE |  | 52.2566 | -9.734
MV/LV Substation BL***582Y | 20 kV | 400V(3ph) & 230V(single ph) | LV | 50 kVA :Pole Substation | 0.05 | --> | 0.05 | 0.048 | 25.4 |  | --> | 0.047 | 0 | 0 | 0 | 0 | 0 | 0 | Constrained,otherwise capacity available =49kW. | --> | E12 ex DUNFIRTH | DUNFIRTH: T122 | DUNFIRTH |  | 53.426 | -6.8854
MV/LV Substation BL***583Y | 10 kV | 400V(3ph) & 230V(single ph) | LV | 630 kVA :Kiosk Substation | 0.63 | --> | 0.63 | 0 | 0 | Constrained,otherwise capacity available =491kVA. | --> | 0.598 | 0 | 0 | 0 | 0 | 0 | 0 | Constrained,otherwise capacity available =500kW. | --> | C13 ex FERMOY NORTH | FERMOY NORTH: T41∥T42 | BARRYMORE |  | 52.1486 | -8.2805
MV/LV Substation BL***588Z | 10 kV | 400V(3ph) & 230V(single ph) | LV | 1000 kVA :Building Structure | 1 | --> | 1 | 0.5 | 6.3 |  | --> | 0.95 | 0 | 0 | 0 | 0 | 0.5 | 0 |  | --> | C14 ex KILBARRY | KILBARRY: T43 | KILBARRY |  | 51.9159 | -8.4731
MV/LV Substation BL***594X | 10 kV | 400V(3ph) & 230V(single ph) | LV | 50 kVA :Pole Substation | 0.05 | --> | 0.05 | 0.042 | 1.7 |  | --> | 0.047 | 0 | 0 | 0 | 0.003 | 0.047 | 0 |  | --> | C11 ex RATHMORE | RATHMORE: T42 | KNOCKEARAGH |  | 52.0759 | -9.2494
MV/LV Substation BL***597X | 20 kV | 400V(3ph) & 230V(single ph) | LV | 100 kVA :Pole Substation | 0.1 | --> | 0.1 | 0 | 0 | Constrained,otherwise capacity available =63kVA. | --> | 0.095 | 0 | 0 | 0 | 0 | 0.105 | 0 |  | --> | C24 ex MACETOWN | MACETOWN: T102 | MACETOWN |  | 53.4772 | -6.5025
MV/LV Substation BL***604Z | 10 kV | 400V(3ph) & 230V(single ph) | LV | 400 kVA :Kiosk Substation | 0.4 | --> | 0.4 | 0 | 0 | Constrained,otherwise capacity available =205kVA. | --> | 0.38 | 0 | 0 | 0 | 0.007 | 0.422 | 0 |  | --> | E15 ex WHITECHURCH | WHITECHURCH: T421 | KILBARRY |  | 51.9326 | -8.5696
MV/LV Substation BL***607Z | 10 kV | 400V(3ph) & 230V(single ph) | LV | 400 kVA :Building Structure | 0.4 | --> | 0.4 | 0 | 0 | Constrained,otherwise capacity available =327kVA. | --> | 0.38 | 0 | 0 | 0 | 0.022 | 0.387 | 0 |  | --> | C21 ex KILBARRY | KILBARRY: T101 | KILBARRY |  | 51.9197 | -8.5028
MV/LV Substation BL***614X | 20 kV | 400V(3ph) & 230V(single ph) | LV | 50 kVA :Pole Substation | 0.05 | --> | 0.05 | 0.039 | 3.7 |  | --> | 0.047 | 0 | 0 | 0 | 0 | 0 | 0 | Constrained,otherwise capacity available =51kW. | --> | E13 ex FOXHOLE | FOXHOLE: T421∥T422 | DUNGARVAN |  | 51.9611 | -7.7152
MV/LV Substation BL***614X | 10 kV | 400V(3ph) & 230V(single ph) | LV | 630 kVA :Kiosk Substation | 0.63 | --> | 0.63 | 0.114 | 0.1 | Constrained,otherwise capacity available =500kVA. | --> | 0.598 | 0 | 0 | 0 | 0.007 | 0.5 | 0 |  | --> | C11 ex ROSEHILL | ROSEHILL: T41 | KILKENNY |  | 52.6539 | -7.2603
MV/LV Substation BL***616X | 20 kV | 400V(3ph) & 230V(single ph) | LV | 50 kVA :Pole Substation | 0.05 | --> | 0.05 | 0 | 0 | Constrained,otherwise capacity available =21kVA. | --> | 0.047 | 0 | 0 | 0 | 0 | 0.053 | 0 |  | --> | E17 ex BALTRASNA | BALTRASNA: T121 | BALTRASNA |  | 53.5267 | -6.5272
MV/LV Substation BL***618 | 20 kV | 400V(3ph) & 230V(single ph) | LV | 100 kVA :Pole Substation | 0.1 | --> | 0.1 | 0.076 | 1.3 |  | --> | 0.095 | 0 | 0 | 0 | 0.008 | 0.094 | 0 |  | --> | E11 ex KILCARRAGH | KILCARRAGH: T421∥T422 | BUTLERSTOWN |  | 52.2311 | -7.0464
MV/LV Substation BL***622 | 20 kV | 400V(3ph) & 230V(single ph) | LV | 50 kVA :Pole Substation | 0.05 | --> | 0.05 | 0.046 | 1.3 |  | --> | 0.047 | 0 | 0 | 0 | 0 | 0.049 | 0 |  | --> | E11 ex KILCARRAGH | KILCARRAGH: T421∥T422 | BUTLERSTOWN |  | 52.2435 | -7.0407
MV/LV Substation BL***625Y | 10 kV | 400V(3ph) & 230V(single ph) | LV | 400 kVA :Kiosk Substation | 0.4 | --> | 0.4 | 0.316 | 0.7 |  | --> | 0.38 | 0 | 0 | 0 | 0 | 0.412 | 0 |  | --> | C30 ex ACADEMY STREET | ACADEMY STREET: T44 | NAVAN |  | 53.6568 | -6.6691
MV/LV Substation BL***631X | 20 kV | 400V(3ph) & 230V(single ph) | LV | 200 kVA :Pole Substation | 0.2 | --> | 0.2 | 0 | 0 | Constrained,otherwise capacity available =191kVA. | --> | 0.19 | 0 | 0 | 0 | 0.005 | 0.195 | 0 |  | --> | E11 ex GLASMORE | GLASMORE: T421 | GLASMORE |  | 53.4687 | -6.2101
MV/LV Substation BL***650Z | 10 kV | 400V(3ph) & 230V(single ph) | LV | 50 kVA :Pole Substation | 0.05 | --> | 0.05 | 0.034 | 1 |  | --> | 0.047 | 0 | 0 | 0 | 0 | 0.051 | 0 |  | --> | C17 ex KILCULLEN | KILCULLEN: T41 | STRATFORD |  | 53.132 | -6.7452
MV/LV Substation BL***664X | 10 kV | 400V(3ph) & 230V(single ph) | LV | 630 kVA :Kiosk Substation | 0.63 | --> | 0.63 | 0.481 | 1.9 |  | --> | 0.598 | 0 | 0 | 0 | 0.05 | 0.5 | 0 |  | --> | C15 ex ORANMORE | ORANMORE: T41 | GALWAY 110KV |  | 53.263 | -8.934
MV/LV Substation BL***666X | 10 kV | 400V(3ph) & 230V(single ph) | LV | 200 kVA :Kiosk Substation | 0.2 | --> | 0.2 | 0.15 | 1.9 |  | --> | 0.19 | 0 | 0 | 0 | 0.01 | 0.197 | 0 |  | --> | C15 ex ORANMORE | ORANMORE: T41 | GALWAY 110KV |  | 53.2633 | -8.9365
MV/LV Substation BL***669X | 10 kV | 400V(3ph) & 230V(single ph) | LV | 1000 kVA :Building Structure | 1 | --> | 1 | 0.5 | 8.2 |  | --> | 0.95 | 0 | 0 | 0 | 0.028 | 0.5 | 0 |  | --> | C27 ex MISERY HILL | MISERY HILL: T101 | POOLBEG |  | 53.3453 | -6.2358
MV/LV Substation BL***675X | 10 kV | 400V(3ph) & 230V(single ph) | LV | 50 kVA :Pole Substation | 0.05 | --> | 0.05 | 0.03 | 0.2 |  | --> | 0.047 | 0 | 0 | 0 | 0 | 0.052 | 0 |  | --> | C18 ex LITTLE MILLS | LITTLE MILLS: T41 | DUNDALK |  | 53.9539 | -6.3806
MV/LV Substation BL***675Y | 20 kV | 400V(3ph) & 230V(single ph) | LV | 50 kVA :Pole Substation | 0.05 | --> | 0.05 | 0.045 | 7.5 |  | --> | 0.047 | 0 | 0 | 0 | 0.004 | 0.046 | 0 |  | --> | C06 ex AHANE | AHANE: T102 | AHANE |  | 52.7046 | -8.422
MV/LV Substation BL***681Z | 10 kV | 400V(3ph) & 230V(single ph) | LV | 1000 kVA :Building Structure | 1 | --> | 1 | 0 | 0 | Constrained,otherwise capacity available =500kVA. | --> | 0.95 | 0 | 0 | 0 | 0 | 0.5 | 0 |  | --> | C13 ex KILBARRY | KILBARRY: T101 | KILBARRY |  | 51.915 | -8.4706
MV/LV Substation BL***687 | 20 kV | 400V(3ph) & 230V(single ph) | LV | 200 kVA :Pole Substation | 0.2 | --> | 0.2 | 0 | 0 | Constrained,otherwise capacity available =3kVA. | --> | 0.19 | 0 | 0 | 0 | 0 | 0.228 | 0 |  | --> | E15 ex MANORHAMILTON | MANORHAMILTON: T422 | SLIGO |  | 54.2911 | -7.8778
MV/LV Substation BL***688Y | 20 kV | 400V(3ph) & 230V(single ph) | LV | 50 kVA :Pole Substation | 0.05 | --> | 0.05 | 0.048 | 26.7 |  | --> | 0.047 | 0 | 0 | 0 | 0 | 0.049 | 0 |  | --> | E12 ex WEXFORD | WEXFORD: T121∥T122 | WEXFORD |  | 52.3706 | -6.6194
MV/LV Substation BL***691X | 10 kV | 400V(3ph) & 230V(single ph) | LV | 50 kVA :Pole Substation | 0.05 | --> | 0.05 | 0.05 | 8.3 |  | --> | 0.047 | 0 | 0 | 0 | 0 | 0.049 | 0 |  | --> | C17 ex BALLYBEG | BALLYBEG: T101 | CARRICKMINES |  | 52.9423 | -6.0232
MV/LV Substation BL***692Z | 10 kV | 400V(3ph) & 230V(single ph) | LV | 1000 kVA :Building Structure | 1 | --> | 1 | 0.5 | 6.3 |  | --> | 0.95 | 0 | 0 | 0 | 0 | 0.5 | 0 |  | --> | C14 ex KILBARRY | KILBARRY: T43 | KILBARRY |  | 51.9178 | -8.4728
MV/LV Substation BL***696 | 10 kV | 400V(3ph) & 230V(single ph) | LV | 100 kVA :Pole Substation | 0.1 | --> | 0.1 | 0.098 | 9.2 |  | --> | 0.095 | 0 | 0 | 0 | 0.003 | 0.096 | 0 |  | --> | C13 ex MIDLETON | MIDLETON: T101 | MIDLETON |  | 51.9325 | -8.1727
MV/LV Substation BL***697 | 10 kV | 400V(3ph) & 230V(single ph) | LV | 100 kVA :Pole Substation | 0.1 | --> | 0.1 | 0.06 | 9.2 |  | --> | 0.095 | 0 | 0 | 0 | 0 | 0.106 | 0 |  | --> | C13 ex MIDLETON | MIDLETON: T101 | MIDLETON |  | 51.9349 | -8.1629
MV/LV Substation BL***702Y | 10 kV | 400V(3ph) & 230V(single ph) | LV | 400 kVA :Kiosk Substation | 0.4 | --> | 0.4 | 0.271 | 1.2 |  | --> | 0.38 | 0 | 0 | 0 | 0.007 | 0.412 | 0 |  | --> | C17 ex ABBEYLAND | ABBEYLAND: T41 | NAVAN |  | 53.6562 | -6.682
MV/LV Substation BL***705Y | 20 kV | 400V(3ph) & 230V(single ph) | LV | 50 kVA :Pole Substation | 0.05 | --> | 0.05 | 0.049 | 1.8 |  | --> | 0.047 | 0 | 0 | 0 | 0 | 0.049 | 0 |  | --> | C26 ex DUNDALK | DUNDALK: T41 | DUNDALK |  | 54.0173 | -6.4446
MV/LV Substation BL***707X | 20 kV | 400V(3ph) & 230V(single ph) | LV | 200 kVA :Kiosk Substation | 0.2 | --> | 0.2 | 0.176 | 2.1 |  | --> | 0.19 | 0 | 0 | 0 | 0 | 0.203 | 0 |  | --> | E18 ex NEWPORT | NEWPORT: T421 | CARROWBEG |  | 53.8867 | -9.5357
MV/LV Substation BL***712 | 10 kV | 400V(3ph) & 230V(single ph) | LV | 50 kVA :Pole Substation | 0.05 | --> | 0.05 | 0 | 0 | Constrained,otherwise capacity available =40kVA. | --> | 0.047 | 0 | 0 | 0 | 0 | 0.051 | 0 |  | --> | C18 ex NAAS | NAAS: T42 | NEWBRIDGE |  | 53.197 | -6.6732
MV/LV Substation BL***720 | 10 kV | 400V(3ph) & 230V(single ph) | LV | 630 kVA :Building Structure | 0.63 | --> | 0.63 | 0.5 | 2.9 |  | --> | 0.598 | 0 | 0 | 0 | 0.02 | 0.5 | 0 |  | --> | C22 ex MONKSTOWN | MONKSTOWN: T42 | BLACKROCK |  | 53.3007 | -6.1791
MV/LV Substation BL***722Y | 20 kV | 400V(3ph) & 230V(single ph) | LV | 50 kVA :Pole Substation | 0.05 | --> | 0.05 | 0.044 | 5.6 |  | --> | 0.047 | 0 | 0 | 0 | 0.007 | 0 | 0 | Constrained,otherwise capacity available =42kW. | --> | E17 ex BLESSINGTON | BLESSINGTON: T421 | KILTEEL |  | 53.0929 | -6.5316
MV/LV Substation BL***723Z | 10 kV | 400V(3ph) & 230V(single ph) | LV | 1000 kVA :Kiosk Substation | 1 | --> | 1 | 0.5 | 9.2 |  | --> | 0.95 | 0 | 0 | 0 | 0 | 0.5 | 0 |  | --> | C22 ex TRABEG | TRABEG: T101 | TRABEG |  | 51.8514 | -8.4844
MV/LV Substation BL***725X | 10 kV | 400V(3ph) & 230V(single ph) | LV | 630 kVA :Building Structure | 0.63 | --> | 0.63 | 0.482 | 2.9 |  | --> | 0.598 | 0 | 0 | 0 | 0 | 0.5 | 0 |  | --> | C18 ex WOLFE TONE STREET | WOLFE TONE STREET: T102 | FINGLAS |  | 53.3565 | -6.2683
MV/LV Substation BL***725X | 10 kV | 400V(3ph) & 230V(single ph) | LV | 100 kVA :Pole Substation | 0.1 | --> | 0.1 | 0.071 | 3.8 |  | --> | 0.095 | 0 | 0 | 0 | 0 | 0 | 0 | Constrained,otherwise capacity available =103kW. | --> | C18 ex TURLOUGH ROAD | TURLOUGH ROAD: T41∥T42 | CASTLEBAR |  | 53.8986 | -9.1771
MV/LV Substation BL***728 | 10 kV | 400V(3ph) & 230V(single ph) | LV | 100 kVA :Pole Substation | 0.1 | --> | 0.1 | 0.072 | 9.8 |  | --> | 0.095 | 0 | 0 | 0 | 0.004 | 0.099 | 0 |  | --> | C11 ex KILCOOLE | KILCOOLE: T41∥T42 | FASSAROE |  | 53.0735 | -6.0765
MV/LV Substation BL***731 | 20 kV | 400V(3ph) & 230V(single ph) | LV | 200 kVA :Pole Substation | 0.2 | --> | 0.2 | 0.161 | 5.6 |  | --> | 0.19 | 0 | 0 | 0 | 0.009 | 0.196 | 0 |  | --> | E13 ex CRANE | CRANE: T122 | CRANE |  | 52.4448 | -6.3486
MV/LV Substation BL***735 | 10 kV | 400V(3ph) & 230V(single ph) | LV | 400 kVA :Building Structure | 0.4 | --> | 0.4 | 0.299 | 0.6 |  | --> | 0.38 | 0 | 0 | 0 | 0 | 0.415 | 0 |  | --> | C14 ex BELFIELD | BELFIELD: T42 | BLACKROCK |  | 53.3037 | -6.1878
MV/LV Substation BL***738 | 10 kV | 400V(3ph) & 230V(single ph) | LV | 630 kVA :Building Structure | 0.63 | --> | 0.63 | 0.493 | 6.1 |  | --> | 0.598 | 0 | 0 | 0 | 0.003 | 0.5 | 0 |  | --> | C34 ex INCHICORE CENTRAL | INCHICORE CENTRAL: T43 | INCHICORE 220KV |  | 53.3298 | -6.3423
MV/LV Substation BL***739Z | 10 kV | 400V(3ph) & 230V(single ph) | LV | 1000 kVA :Building Structure | 1 | --> | 1 | 0.5 | 6.3 |  | --> | 0.95 | 0 | 0 | 0 | 0 | 0.5 | 0 |  | --> | C14 ex KILBARRY | KILBARRY: T43 | KILBARRY |  | 51.916 | -8.4731
MV/LV Substation BL***741X | 10 kV | 400V(3ph) & 230V(single ph) | LV | 200 kVA :Kiosk Substation | 0.2 | --> | 0.2 | 0.171 | 1.4 |  | --> | 0.19 | 0 | 0 | 0 | 0.003 | 0.2 | 0 |  | --> | E16 ex GARRANACANTY | GARRANACANTY: T422 | TIPPERARY |  | 52.4764 | -8.1435
MV/LV Substation BL***742X | 10 kV | 400V(3ph) & 230V(single ph) | LV | 200 kVA :Pole Substation | 0.2 | --> | 0.2 | 0 | 0 | Constrained,otherwise capacity available =140kVA. | --> | 0.19 | 0 | 0 | 0 | 0.009 | 0.199 | 0 |  | --> | C21 ex KILBARRY | KILBARRY: T101 | KILBARRY |  | 51.9204 | -8.4978
MV/LV Substation BL***745Z | 10 kV | 400V(3ph) & 230V(single ph) | LV | 630 kVA :Kiosk Substation | 0.63 | --> | 0.63 | 0.5 | 9.3 |  | --> | 0.598 | 0 | 0 | 0 | 0 | 0 | 0 | Constrained,otherwise capacity available =500kW. | --> | E20 ex BLESSINGTON | BLESSINGTON: T422 | KILTEEL |  | 53.176 | -6.53
MV/LV Substation BL***751 | 10 kV | 400V(3ph) & 230V(single ph) | LV | 100 kVA :Pole Substation | 0.1 | --> | 0.1 | 0.09 | 5.5 |  | --> | 0.095 | 0 | 0 | 0 | 0.007 | 0.094 | 0 |  | --> | C16 ex LOUGHSHINNY | LOUGHSHINNY: T42 | GLASMORE |  | 53.5796 | -6.1572
MV/LV Substation BL***753X | 20 kV | 400V(3ph) & 230V(single ph) | LV | 50 kVA :Pole Substation | 0.05 | --> | 0.05 | 0.041 | 1.4 |  | --> | 0.047 | 0 | 0 | 0 | 0 | 0 | 0 | Constrained,otherwise capacity available =50kW. | --> | C18 ex DEERPARK | DEERPARK: T41∥T42 | BALLYDINE |  | 52.4275 | -7.3242
MV/LV Substation BL***760X | 10 kV | 400V(3ph) & 230V(single ph) | LV | 200 kVA :Kiosk Substation | 0.2 | --> | 0.2 | 0.111 | 4.3 |  | --> | 0.19 | 0 | 0 | 0 | 0.003 | 0.209 | 0 |  | --> | C12 ex WHITESTOWN | WHITESTOWN: T42 | COOKSTOWN |  | 53.2781 | -6.399
MV/LV Substation BL***772Z | 10 kV | 400V(3ph) & 230V(single ph) | LV | 50 kVA :Pole Substation | 0.05 | --> | 0.05 | 0.045 | 3.2 |  | --> | 0.047 | 0 | 0 | 0 | 0 | 0.05 | 0 |  | --> | C14 ex MCDONAGH | MCDONAGH: T42 | KILKENNY |  | 52.6466 | -7.1118
MV/LV Substation BL***777X | 10 kV | 400V(3ph) & 230V(single ph) | LV | 200 kVA :Pole Substation | 0.2 | --> | 0.2 | 0.154 | 1.6 |  | --> | 0.19 | 0 | 0 | 0 | 0 | 0.205 | 0 |  | --> | C17 ex SALLINS | SALLINS: T41 | GRIFFINRATH |  | 53.2841 | -6.6808
MV/LV Substation BL***777Y | 20 kV | 400V(3ph) & 230V(single ph) | LV | 50 kVA :Pole Substation | 0.05 | --> | 0.05 | 0.049 | 3.2 |  | --> | 0.047 | 0 | 0 | 0 | 0 | 0.049 | 0 |  | --> | E62 ex ATHY | ATHY: T102 | ATHY |  | 53.0292 | -6.9473
MV/LV Substation BL***779 | 10 kV | 400V(3ph) & 230V(single ph) | LV | 400 kVA :Building Structure | 0.4 | --> | 0.4 | 0.255 | 7.3 |  | --> | 0.38 | 0 | 0 | 0 | 0.007 | 0.415 | 0 |  | --> | C23 ex PELLETSTOWN | PELLETSTOWN: T101 | FINGLAS |  | 53.3854 | -6.3743
MV/LV Substation BL***785X | 10 kV | 400V(3ph) & 230V(single ph) | LV | 630 kVA :Building Structure | 0.63 | --> | 0.63 | 0.5 | 3.1 |  | --> | 0.598 | 0 | 0 | 0 | 0.074 | 0.5 | 0 |  | --> | C19 ex BALLYMOUNT | BALLYMOUNT: T41 | INCHICORE 220KV |  | 53.3103 | -6.3509
MV/LV Substation BL***785Z | 10 kV | 400V(3ph) & 230V(single ph) | LV | 400 kVA :Building Structure | 0.4 | --> | 0.4 | 0 | 0 | Constrained,otherwise capacity available =356kVA. | --> | 0.38 | 0 | 0 | 0 | 0.007 | 0.398 | 0 |  | --> | C19 ex DOUGLAS | DOUGLAS: T42 | TRABEG |  | 51.8927 | -8.4114
MV/LV Substation BL***795 | 10 kV | 400V(3ph) & 230V(single ph) | LV | 400 kVA :Kiosk Substation | 0.4 | --> | 0.4 | 0 | 0 | Constrained,otherwise capacity available =215kVA. | --> | 0.38 | 0 | 0 | 0 | 0.022 | 0.405 | 0 |  | --> | C21 ex PHIBSBORO | PHIBSBORO: T41 | FINGLAS |  | 53.3573 | -6.293
MV/LV Substation BL***795Y | 10 kV | 400V(3ph) & 230V(single ph) | LV | 630 kVA :Kiosk Substation | 0.63 | --> | 0.63 | 0.496 | 0.7 |  | --> | 0.598 | 0 | 0 | 0 | 0.032 | 0.5 | 0 |  | --> | C30 ex ACADEMY STREET | ACADEMY STREET: T44 | NAVAN |  | 53.6605 | -6.6718
MV/LV Substation BL***799 | 10 kV | 400V(3ph) & 230V(single ph) | LV | 400 kVA :Kiosk Substation | 0.4 | --> | 0.4 | 0.4 | 2.5 |  | --> | 0.38 | 0 | 0 | 0 | 0 | 0.4 | 0 |  | --> | C21 ex CENTRAL PARK | CENTRAL PARK: T101 | CARRICKMINES |  | 53.2885 | -6.1968
MV/LV Substation BL***804Y | 10 kV | 400V(3ph) & 230V(single ph) | LV | 400 kVA :Building Structure | 0.4 | --> | 0.4 | 0 | 0 | Constrained,otherwise capacity available =350kVA. | --> | 0.38 | 0 | 0 | 0 | 0 | 0 | 0 | Constrained,otherwise capacity available =407kW. | --> | C13 ex FERMOY NORTH | FERMOY NORTH: T41∥T42 | BARRYMORE |  | 52.1458 | -8.2763
MV/LV Substation BL***805Z | 10 kV | 400V(3ph) & 230V(single ph) | LV | 630 kVA :Building Structure | 0.63 | --> | 0.63 | 0.489 | 9.2 |  | --> | 0.598 | 0 | 0 | 0 | 0 | 0.5 | 0 |  | --> | C22 ex TRABEG | TRABEG: T101 | TRABEG |  | 51.8515 | -8.48
MV/LV Substation BL***806 | 20 kV | 400V(3ph) & 230V(single ph) | LV | 100 kVA :Pole Substation | 0.1 | --> | 0.1 | 0.073 | 3.3 |  | --> | 0.095 | 0 | 0 | 0 | 0 | 0.103 | 0 |  | --> | E11 ex BIRDHILL | BIRDHILL: T421 | ARDNACRUSHA |  | 52.7155 | -8.4084
MV/LV Substation BL***811X | 10 kV | 400V(3ph) & 230V(single ph) | LV | 100 kVA :Pole Substation | 0.1 | --> | 0.1 | 0.09 | 1.6 |  | --> | 0.095 | 0 | 0 | 0 | 0 | 0.101 | 0 |  | --> | C17 ex SALLINS | SALLINS: T41 | GRIFFINRATH |  | 53.2855 | -6.6735
MV/LV Substation BL***813X | 10 kV | 400V(3ph) & 230V(single ph) | LV | 50 kVA :Pole Substation | 0.05 | --> | 0.05 | 0.049 | 8.3 |  | --> | 0.047 | 0 | 0 | 0 | 0 | 0.049 | 0 |  | --> | C17 ex BALLYBEG | BALLYBEG: T101 | CARRICKMINES |  | 52.9461 | -6.0476
MV/LV Substation BL***824Z | 10 kV | 400V(3ph) & 230V(single ph) | LV | 630 kVA :Kiosk Substation | 0.63 | --> | 0.63 | 0 | 0 | Constrained,otherwise capacity available =493kVA. | --> | 0.598 | 0 | 0 | 0 | 0 | 0.5 | 0 |  | --> | C19 ex DOUGLAS | DOUGLAS: T42 | TRABEG |  | 51.8941 | -8.4112
MV/LV Substation BL***826 | 10 kV | 400V(3ph) & 230V(single ph) | LV | 50 kVA :Pole Substation | 0.05 | --> | 0.05 | 0.045 | 1 |  | --> | 0.047 | 0 | 0 | 0 | 0.024 | 0 | 0 | Constrained,otherwise capacity available =25kW. | --> | C15 ex KILCLOHER | KILCLOHER: T42 | DUNGARVAN |  | 52.0815 | -7.8403
MV/LV Substation BL***832 | 20 kV | 400V(3ph) & 230V(single ph) | LV | 100 kVA :Pole Substation | 0.1 | --> | 0.1 | 0.09 | 6.9 |  | --> | 0.095 | 0 | 0 | 0 | 0 | 0 | 0 | Constrained,otherwise capacity available =101kW. | --> | C17 ex BALLYSHANNON | BALLYSHANNON: T41∥T42 | CATHALEENS FALL |  | 54.5733 | -8.1281
MV/LV Substation BL***834 | 10 kV | 400V(3ph) & 230V(single ph) | LV | 1000 kVA :Building Structure | 1 | --> | 1 | 0.5 | 8.5 |  | --> | 0.95 | 0 | 0 | 0 | 0.004 | 0.5 | 0 |  | --> | C23 ex MILLTOWN (DR) | MILLTOWN (DR): T101 | POOLBEG |  | 53.3262 | -6.2443
MV/LV Substation BL***841Z | 10 kV | 400V(3ph) & 230V(single ph) | LV | 50 kVA :Pole Substation | 0.05 | --> | 0.05 | 0.035 | 12.3 |  | --> | 0.047 | 0 | 0 | 0 | 0 | 0.051 | 0 |  | --> | C23 ex MONREAD | MONREAD: T101 | MONREAD |  | 53.2321 | -6.7895
MV/LV Substation BL***842X | 10 kV | 400V(3ph) & 230V(single ph) | LV | 400 kVA :Building Structure | 0.4 | --> | 0.4 | 0.294 | 1.2 |  | --> | 0.38 | 0 | 0 | 0 | 0.01 | 0.405 | 0 |  | --> | C15 ex SCARTEEN | SCARTEEN: T41∥T42 | MALLOW |  | 52.1212 | -8.657
MV/LV Substation BL***845X | 20 kV | 400V(3ph) & 230V(single ph) | LV | 50 kVA :Pole Substation | 0.05 | --> | 0.05 | 0.049 | 1.4 |  | --> | 0.047 | 0 | 0 | 0 | 0 | 0 | 0 | Constrained,otherwise capacity available =49kW. | --> | C18 ex DEERPARK | DEERPARK: T41∥T42 | BALLYDINE |  | 52.4414 | -7.4693
MV/LV Substation BL***845Z | 20 kV | 400V(3ph) & 230V(single ph) | LV | 400 kVA :Kiosk Substation | 0.4 | --> | 0.4 | 0.281 | 5.6 |  | --> | 0.38 | 0 | 0 | 0 | 0.028 | 0 | 0 | Constrained,otherwise capacity available =388kW. | --> | E13 ex BLESSINGTON | BLESSINGTON: T421 | KILTEEL |  | 53.1668 | -6.5459
MV/LV Substation BL***847X | 10 kV | 400V(3ph) & 230V(single ph) | LV | 200 kVA :Building Structure | 0.2 | --> | 0.2 | 0.2 | 5.5 |  | --> | 0.19 | 0 | 0 | 0 | 0 | 0.2 | 0 |  | --> | C16 ex ABBEYLAND | ABBEYLAND: T42 | NAVAN |  | 53.656 | -6.6956
MV/LV Substation BL***847Y | 20 kV | 400V(3ph) & 230V(single ph) | LV | 50 kVA :Pole Substation | 0.05 | --> | 0.05 | 0 | 0 | Constrained,otherwise capacity available =43kVA. | --> | 0.047 | 0 | 0 | 0 | 0 | 0.05 | 0 |  | --> | C21 ex TERMONFECKIN ROAD | TERMONFECKIN ROAD: T41∥T42 | DRYBRIDGE |  | 53.7773 | -6.2971
MV/LV Substation BL***848 | 10 kV | 400V(3ph) & 230V(single ph) | LV | 200 kVA :Pole Substation | 0.2 | --> | 0.2 | 0.136 | 5.5 |  | --> | 0.19 | 0 | 0 | 0 | 0.017 | 0.191 | 0 |  | --> | C18 ex LOUGHSHINNY | LOUGHSHINNY: T42 | GLASMORE |  | 53.5422 | -6.1166
MV/LV Substation BL***849Y | 10 kV | 400V(3ph) & 230V(single ph) | LV | 50 kVA :Pole Substation | 0.05 | --> | 0.05 | 0.008 | 2.3 |  | --> | 0.047 | 0 | 0 | 0 | 0 | 0.055 | 0 |  | --> | C17 ex GILLOGUE | GILLOGUE: T41∥T42 | ARDNACRUSHA |  | 52.7145 | -8.5958
MV/LV Substation BL***850Z | 10 kV | 400V(3ph) & 230V(single ph) | LV | 630 kVA :Building Structure | 0.63 | --> | 0.63 | 0.5 | 9.3 |  | --> | 0.598 | 0 | 0 | 0 | 0.008 | 0 | 0 | Constrained,otherwise capacity available =500kW. | --> | E20 ex BLESSINGTON | BLESSINGTON: T422 | KILTEEL |  | 53.1649 | -6.5406
MV/LV Substation BL***851X | 20 kV | 400V(3ph) & 230V(single ph) | LV | 50 kVA :Pole Substation | 0.05 | --> | 0.05 | 0.05 | 12.2 |  | --> | 0.047 | 0 | 0 | 0 | 0 | 0.049 | 0 |  | --> | C36 ex SALTHILL | SALTHILL: T102 | SALTHILL |  | 53.305 | -9.1176
MV/LV Substation BL***862X | 10 kV | 400V(3ph) & 230V(single ph) | LV | 50 kVA :Pole Substation | 0.05 | --> | 0.05 | 0.044 | 4.6 |  | --> | 0.047 | 0 | 0 | 0 | 0 | 0.05 | 0 |  | --> | C18 ex BALLYJAMESDUFF | BALLYJAMESDUFF: T42 | SHANKILL |  | 53.8534 | -7.1968
MV/LV Substation BL***865Y | 10 kV | 400V(3ph) & 230V(single ph) | LV | 100 kVA :Pole Substation | 0.1 | --> | 0.1 | 0.096 | 0.7 |  | --> | 0.095 | 0 | 0 | 0 | 0 | 0.1 | 0 |  | --> | C30 ex ACADEMY STREET | ACADEMY STREET: T44 | NAVAN |  | 53.6609 | -6.6662
MV/LV Substation BL***872X | 20 kV | 400V(3ph) & 230V(single ph) | LV | 200 kVA :Kiosk Substation | 0.2 | --> | 0.2 | 0 | 0 | Constrained,otherwise capacity available =99kVA. | --> | 0.19 | 0 | 0 | 0 | 0 | 0.215 | 0 |  | --> | E20 ex GLASMORE | GLASMORE: T422 | GLASMORE |  | 53.5032 | -6.1931
MV/LV Substation BL***876 | 10 kV | 400V(3ph) & 230V(single ph) | LV | 200 kVA :Pole Substation | 0.2 | --> | 0.2 | 0.147 | 1.2 |  | --> | 0.19 | 0 | 0 | 0 | 0 | 0.207 | 0 |  | --> | C15 ex SCARTEEN | SCARTEEN: T41∥T42 | MALLOW |  | 52.1266 | -8.6645
MV/LV Substation BL***876 | 20 kV | 400V(3ph) & 230V(single ph) | LV | 50 kVA :Pole Substation | 0.05 | --> | 0.05 | 0.05 | 2.9 |  | --> | 0.047 | 0 | 0 | 0 | 0.003 | 0.046 | 0 |  | --> | C12 ex DUNLEER | DUNLEER: T41∥T42 | DRYBRIDGE |  | 53.783 | -6.3015
MV/LV Substation BL***886 | 10 kV | 400V(3ph) & 230V(single ph) | LV | 400 kVA :Kiosk Substation | 0.4 | --> | 0.4 | 0.248 | 2.5 |  | --> | 0.38 | 0 | 0 | 0 | 0.054 | 0.366 | 0 |  | --> | C15 ex GREYSTONES | GREYSTONES: T41 | FASSAROE |  | 53.1506 | -6.0835
MV/LV Substation BL***887 | 10 kV | 400V(3ph) & 230V(single ph) | LV | 400 kVA :Kiosk Substation | 0.4 | --> | 0.4 | 0 | 1 |  | --> | 0.38 | 0 | 0 | 0 | 0 | 0.421 | 0 |  | --> | C20 ex MARROWBONE LANE | MARROWBONE LANE: T42 | INCHICORE 220KV |  | 53.3339 | -6.3289
MV/LV Substation BL***889X | 20 kV | 400V(3ph) & 230V(single ph) | LV | 100 kVA :Pole Substation | 0.1 | --> | 0.1 | 0 | 0 | Constrained,otherwise capacity available =75kVA. | --> | 0.095 | 0 | 0 | 0 | 0 | 0.103 | 0 |  | --> | E20 ex GLASMORE | GLASMORE: T422 | GLASMORE |  | 53.5007 | -6.1953
MV/LV Substation BL***895 | 10 kV | 400V(3ph) & 230V(single ph) | LV | 200 kVA :Pole Substation | 0.2 | --> | 0.2 | 0.197 | 2.3 |  | --> | 0.19 | 0 | 0 | 0 | 0 | 0 | 0 | Constrained,otherwise capacity available =200kW. | --> | C16 ex KILRUSH | KILRUSH: T41∥T42 | TULLABRACK |  | 52.668 | -9.5896
MV/LV Substation BL***901X | 10 kV | 400V(3ph) & 230V(single ph) | LV | 630 kVA :Kiosk Substation | 0.63 | --> | 0.63 | 0.5 | 8.3 |  | --> | 0.598 | 0 | 0 | 0 | 0 | 0.5 | 0 |  | --> | C17 ex BALLYBEG | BALLYBEG: T101 | CARRICKMINES |  | 52.9453 | -6.0217
MV/LV Substation BL***911X | 10 kV | 400V(3ph) & 230V(single ph) | LV | 200 kVA :Pole Substation | 0.2 | --> | 0.2 | 0.185 | 7.7 |  | --> | 0.19 | 0 | 0 | 0 | 0 | 0.202 | 0 |  | --> | C20 ex GARRYCASTLE | GARRYCASTLE: T42 | ATHLONE |  | 53.4249 | -7.8923
MV/LV Substation BL***918 | 10 kV | 400V(3ph) & 230V(single ph) | LV | 50 kVA :Pole Substation | 0.05 | --> | 0.05 | 0.033 | 1.7 |  | --> | 0.047 | 0 | 0 | 0 | 0.007 | 0.044 | 0 |  | --> | C16 ex NEWTOWNCUNNINGHAM | NEWTOWNCUNNINGHAM: T41∥T42 | LETTERKENNY |  | 55.007 | -7.4929
MV/LV Substation BL***918Z | 10 kV | 400V(3ph) & 230V(single ph) | LV | 1000 kVA :Building Structure | 1 | --> | 1 | 0.5 | 9.2 |  | --> | 0.95 | 0 | 0 | 0 | 0 | 0.5 | 0 |  | --> | C22 ex TRABEG | TRABEG: T101 | TRABEG |  | 51.8526 | -8.4867
MV/LV Substation BL***932X | 10 kV | 400V(3ph) & 230V(single ph) | LV | 100 kVA :Pole Substation | 0.1 | --> | 0.1 | 0.082 | 1.5 |  | --> | 0.095 | 0 | 0 | 0 | 0 | 0 | 0 | Constrained,otherwise capacity available =102kW. | --> | C19 ex TURLOUGH ROAD | TURLOUGH ROAD: T43 | CASTLEBAR |  | 53.8666 | -9.2921
MV/LV Substation BL***941 | 10 kV | 400V(3ph) & 230V(single ph) | LV | 630 kVA :Kiosk Substation | 0.63 | --> | 0.63 | 0.5 | 2.5 |  | --> | 0.598 | 0 | 0 | 0 | 0 | 0.5 | 0 |  | --> | C12 ex EAST WALL ROAD | EAST WALL ROAD: T42 | MCDERMOTT |  | 53.3517 | -6.2038
MV/LV Substation BL***955 | 10 kV | 400V(3ph) & 230V(single ph) | LV | 200 kVA :Pole Substation | 0.2 | --> | 0.2 | 0 | 0 | Constrained,otherwise capacity available =131kVA. | --> | 0.19 | 0 | 0 | 0 | 0.001 | 0.209 | 0 |  | --> | C15 ex BLAKE | BLAKE: T41∥T42 | BLAKE |  | 53.2927 | -6.8218
MV/LV Substation BL***956 | 10 kV | 400V(3ph) & 230V(single ph) | LV | 200 kVA :Pole Substation | 0.2 | --> | 0.2 | 0 | 0 | Constrained,otherwise capacity available =47kVA. | --> | 0.19 | 0 | 0 | 0 | 0.006 | 0.216 | 0 |  | --> | C15 ex BLAKE | BLAKE: T41∥T42 | BLAKE |  | 53.2945 | -6.8198
MV/LV Substation BL***965 | 10 kV | 400V(3ph) & 230V(single ph) | LV | 200 kVA :Kiosk Substation | 0.2 | --> | 0.2 | 0.185 | 2.5 |  | --> | 0.19 | 0 | 0 | 0 | 0.007 | 0.195 | 0 |  | --> | C15 ex GREYSTONES | GREYSTONES: T41 | FASSAROE |  | 53.1515 | -6.0856
MV/LV Substation BL***982 | 20 kV | 400V(3ph) & 230V(single ph) | LV | 100 kVA :Pole Substation | 0.1 | --> | 0.1 | 0 | 0 | Constrained,otherwise capacity available =62kVA. | --> | 0.095 | 0 | 0 | 0 | 0 | 0 | 0 | Constrained,otherwise capacity available =105kW. | --> | E20 ex KILLYBEGS | KILLYBEGS: | N/A |  | 54.6278 | -8.5257
MV/LV Substation BL***997 | 10 kV | 400V(3ph) & 230V(single ph) | LV | 1000 kVA :Building Structure | 1 | --> | 1 | 0.5 | 3.8 |  | --> | 0.95 | 0 | 0 | 0 | 0 | 0.5 | 0 |  | --> | C17 ex DUN LAOGHAIRE | DUN LAOGHAIRE: T41 | BLACKROCK |  | 53.2925 | -6.1385
MV/LV Substation BL***997 | 20 kV | 400V(3ph) & 230V(single ph) | LV | 50 kVA :Pole Substation | 0.05 | --> | 0.05 | 0.044 | 4 |  | --> | 0.047 | 0 | 0 | 0 | 0 | 0.05 | 0 |  | --> | E11 ex KILLINICK | KILLINICK: T421∥T422 | WEXFORD |  | 52.2188 | -6.648
MV/LV Substation BM***206X | 20 kV | 400V(3ph) & 230V(single ph) | LV | 100 kVA :Pole Substation | 0.1 | --> | 0.1 | 0.039 | 2.4 |  | --> | 0.095 | 0 | 0 | 0 | 0 | 0.109 | 0 |  | --> | C22 ex BUSHFIELD | BUSHFIELD: T42 | ATHLONE |  | 53.439 | -7.8984
MV/LV Substation BM***998X | 20 kV | 400V(3ph) & 230V(single ph) | LV | 400 kVA :Kiosk Substation | 0.4 | --> | 0.4 | 0.214 | 2.8 |  | --> | 0.38 | 0 | 0 | 0 | 0.015 | 0 | 0 | Constrained,otherwise capacity available =412kW. | --> | C21 ex LEE BRIDGE | LEE BRIDGE: T41 | MACROOM |  | 51.936 | -9.1466
MV/LV Substation BM***999X | 20 kV | 400V(3ph) & 230V(single ph) | LV | 400 kVA :Kiosk Substation | 0.4 | --> | 0.4 | 0.333 | 2.8 |  | --> | 0.38 | 0 | 0 | 0 | 0.003 | 0 | 0 | Constrained,otherwise capacity available =407kW. | --> | C21 ex LEE BRIDGE | LEE BRIDGE: T41 | MACROOM |  | 51.9372 | -9.1442
MV/LV Substation BN***071Y | 10 kV | 400V(3ph) & 230V(single ph) | LV | 50 kVA :Pole Substation | 0.05 | --> | 0.05 | 0.05 | 7.3 |  | --> | 0.047 | 0 | 0 | 0 | 0 | 0.049 | 0 |  | --> | C19 ex GARRYCASTLE | GARRYCASTLE: T41 | ATHLONE |  | 53.3471 | -7.9296
MV/LV Substation BN***131Y | 20 kV | 400V(3ph) & 230V(single ph) | LV | 50 kVA :Pole Substation | 0.05 | --> | 0.05 | 0 | 0 | Constrained,otherwise capacity available =35kVA. | --> | 0.047 | 0 | 0 | 0 | 0 | 0.051 | 0 |  | --> | E17 ex CREAGH | CREAGH: T421∥T422 | ATHLONE |  | 53.2731 | -8.1429
MV/LV Substation BN***157 | 20 kV | 400V(3ph) & 230V(single ph) | LV | 50 kVA :Pole Substation | 0.05 | --> | 0.05 | 0 | 0 | Constrained,otherwise capacity available =45kVA. | --> | 0.047 | 0 | 0 | 0 | 0 | 0.05 | 0 |  | --> | E15 ex CREAGH | CREAGH: T421∥T422 | ATHLONE |  | 53.2999 | -8.0474
MV/LV Substation BN***158 | 20 kV | 400V(3ph) & 230V(single ph) | LV | 50 kVA :Pole Substation | 0.05 | --> | 0.05 | 0 | 0 | Constrained,otherwise capacity available =50kVA. | --> | 0.047 | 0 | 0 | 0 | 0 | 0.049 | 0 |  | --> | E15 ex CREAGH | CREAGH: T421∥T422 | ATHLONE |  | 53.3275 | -8.0089
MV/LV Substation BN***177 | 20 kV | 400V(3ph) & 230V(single ph) | LV | 50 kVA :Pole Substation | 0.05 | --> | 0.05 | 0 | 0 | Constrained,otherwise capacity available =42kVA. | --> | 0.047 | 0 | 0 | 0 | 0 | 0.05 | 0 |  | --> | E15 ex CREAGH | CREAGH: T421∥T422 | ATHLONE |  | 53.2859 | -8.0648
MV/LV Substation BN***209Y | 20 kV | 400V(3ph) & 230V(single ph) | LV | 50 kVA :Pole Substation | 0.05 | --> | 0.05 | 0 | 0 | Constrained,otherwise capacity available =50kVA. | --> | 0.047 | 0 | 0 | 0 | 0 | 0.049 | 0 |  | --> | E15 ex CREAGH | CREAGH: T421∥T422 | ATHLONE |  | 53.3232 | -8.0418
MV/LV Substation BN***4129 | 20 kV | 400V(3ph) & 230V(single ph) | LV | 200 kVA :Pole Substation | 0.2 | --> | 0.2 | 0 | 0 | Constrained,otherwise capacity available =186kVA. | --> | 0.19 | 0 | 0 | 0 | 0 | 0.201 | 0 |  | --> | E20 ex EDENDERRY | EDENDERRY: T421∥T422 | BLAKE |  | 53.2955 | -7.226
MV/LV Substation BN***4189 | 20 kV | 400V(3ph) & 230V(single ph) | LV | 100 kVA :Pole Substation | 0.1 | --> | 0.1 | 0 | 0 | Constrained,otherwise capacity available =100kVA. | --> | 0.095 | 0 | 0 | 0 | 0 | 0.1 | 0 |  | --> | E20 ex EDENDERRY | EDENDERRY: T421∥T422 | BLAKE |  | 53.2819 | -7.1946
MV/LV Substation BN***483 | 20 kV | 400V(3ph) & 230V(single ph) | LV | 100 kVA :Pole Substation | 0.1 | --> | 0.1 | 0.099 | 3.2 |  | --> | 0.095 | 0 | 0 | 0 | 0 | 0 | 0 | Constrained,otherwise capacity available =100kW. | --> | E12 ex BANGOR ERRIS | BANGOR ERRIS: T421 | BELLACORICK |  | 54.1453 | -9.8009
MV/LV Substation BN***616X | 10 kV | 400V(3ph) & 230V(single ph) | LV | 400 kVA :Kiosk Substation | 0.4 | --> | 0.4 | 0 | 0 | Constrained,otherwise capacity available =337kVA. | --> | 0.38 | 0 | 0 | 0 | 0.006 | 0.403 | 0 |  | --> | C17 ex ATHGARVAN | ATHGARVAN: T41 | NEWBRIDGE |  | 53.1792 | -6.7972
MV/LV Substation BN***719X | 20 kV | 400V(3ph) & 230V(single ph) | LV | 100 kVA :Pole Substation | 0.1 | --> | 0.1 | 0 | 0 | Constrained,otherwise capacity available =100kVA. | --> | 0.095 | 0 | 0 | 0 | 0 | 0.1 | 0 |  | --> | E15 ex CREAGH | CREAGH: T421∥T422 | ATHLONE |  | 53.3135 | -8.0552
MV/LV Substation BN***980X | 10 kV | 400V(3ph) & 230V(single ph) | LV | 50 kVA :Pole Substation | 0.05 | --> | 0.05 | 0.05 | 2.4 |  | --> | 0.047 | 0 | 0 | 0 | 0 | 0.049 | 0 |  | --> | C12 ex BALLYMAHON | BALLYMAHON: T41∥T42 | ATHLONE |  | 53.6288 | -7.9107
MV/LV Substation BO***001Y | 10 kV | 400V(3ph) & 230V(single ph) | LV | 100 kVA :Pole Substation | 0.1 | --> | 0.1 | 0 | 0 | Constrained,otherwise capacity available =72kVA. | --> | 0.095 | 0 | 0 | 0 | 0.017 | 0 | 0 | Constrained,otherwise capacity available =86kW. | --> | C14 ex PORTLAOISE | PORTLAOISE: T42 | PORTLAOISE |  | 53.0493 | -7.2759
MV/LV Substation BO***002 | 10 kV | 400V(3ph) & 230V(single ph) | LV | 400 kVA :Building Structure | 0.4 | --> | 0.4 | 0.269 | 3.2 |  | --> | 0.38 | 0 | 0 | 0 | 0 | 0.417 | 0 |  | --> | C17 ex BOYLE | BOYLE: T41∥T42 | CARRICK ON SHANNON |  | 53.975 | -8.2305
MV/LV Substation BO***007 | 10 kV | 400V(3ph) & 230V(single ph) | LV | 100 kVA :Pole Substation | 0.1 | --> | 0.1 | 0 | 0 | Constrained,otherwise capacity available =74kVA. | --> | 0.095 | 0 | 0 | 0 | 0.008 | 0 | 0 | Constrained,otherwise capacity available =95kW. | --> | C19 ex BIRR | BIRR: T41 | DALLOW |  | 53.0932 | -7.8966
MV/LV Substation BO***007 | 10 kV | 400V(3ph) & 230V(single ph) | LV | 200 kVA :Pole Substation | 0.2 | --> | 0.2 | 0.126 | 2.6 |  | --> | 0.19 | 0 | 0 | 0 | 0 | 0 | 0 | Constrained,otherwise capacity available =210kW. | --> | C12 ex CLOONBANNIN | CLOONBANNIN: T42 | GLENLARA |  | 52.1579 | -9.0704
MV/LV Substation BO***010 | 20 kV | 400V(3ph) & 230V(single ph) | LV | 630 kVA :Kiosk Substation | 0.63 | --> | 0.63 | 0 | 0 | Constrained,otherwise capacity available =499kVA. | --> | 0.598 | 0 | 0 | 0 | 0 | 0.5 | 0 |  | --> | E12 ex BALLINROBE | BALLINROBE: T421∥T422 | DALTON |  | 53.6223 | -9.2237
MV/LV Substation BO***012 | 10 kV | 400V(3ph) & 230V(single ph) | LV | 630 kVA :Kiosk Substation | 0.63 | --> | 0.63 | 0.341 | 0.6 |  | --> | 0.598 | 0 | 0 | 0 | 0.04 | 0.5 | 0 |  | --> | C14 ex BELFIELD | BELFIELD: T42 | BLACKROCK |  | 53.3032 | -6.1992
MV/LV Substation BO***012X | 10 kV | 400V(3ph) & 230V(single ph) | LV | 200 kVA :Pole Substation | 0.2 | --> | 0.2 | 0.157 | 1.2 |  | --> | 0.19 | 0 | 0 | 0 | 0 | 0.206 | 0 |  | --> | C17 ex TRIM | TRIM: T41∥T42 | NAVAN |  | 53.5507 | -6.7488
MV/LV Substation BO***015 | 20 kV | 400V(3ph) & 230V(single ph) | LV | 50 kVA :Pole Substation | 0.05 | --> | 0.05 | 0.047 | 2.8 |  | --> | 0.047 | 0 | 0 | 0 | 0 | 0.049 | 0 |  | --> | C14 ex CASHEL | CASHEL: T42 | CAHIR |  | 52.5736 | -7.8927
MV/LV Substation BO***015 | 10 kV | 400V(3ph) & 230V(single ph) | LV | 400 kVA :Kiosk Substation | 0.4 | --> | 0.4 | 0 | 0 | Constrained,otherwise capacity available =295kVA. | --> | 0.38 | 0 | 0 | 0 | 0.008 | 0.408 | 0 |  | --> | C22 ex TERMONFECKIN ROAD | TERMONFECKIN ROAD: T41∥T42 | DRYBRIDGE |  | 53.7227 | -6.3521
MV/LV Substation BO***017 | 10 kV | 400V(3ph) & 230V(single ph) | LV | 630 kVA :Kiosk Substation | 0.63 | --> | 0.63 | 0.5 | 5 |  | --> | 0.598 | 0 | 0 | 0 | 0 | 0.5 | 0 |  | --> | C18 ex BALLYRICKARD | BALLYRICKARD: T41∥T42 | TRALEE |  | 52.2696 | -9.7142
MV/LV Substation BO***017Y | 20 kV | 400V(3ph) & 230V(single ph) | LV | 400 kVA :Kiosk Substation | 0.4 | --> | 0.4 | 0.287 | 2 |  | --> | 0.38 | 0 | 0 | 0 | 0.002 | 0.415 | 0 |  | --> | E15 ex BALLYCONNELL | BALLYCONNELL: T421∥T422 | GORTAWEE |  | 54.1127 | -7.5707
MV/LV Substation BO***021 | 10 kV | 400V(3ph) & 230V(single ph) | LV | 200 kVA :Kiosk Substation | 0.2 | --> | 0.2 | 0.075 | 1.7 |  | --> | 0.19 | 0 | 0 | 0 | 0.003 | 0.215 | 0 |  | --> | C16 ex GORT | GORT: T41∥T42 | ENNIS |  | 53.069 | -8.823
MV/LV Substation BO***021 | 10 kV | 400V(3ph) & 230V(single ph) | LV | 200 kVA :Pole Substation | 0.2 | --> | 0.2 | 0.092 | 7.3 |  | --> | 0.19 | 0 | 0 | 0 | 0.018 | 0.197 | 0 |  | --> | C11 ex GARRYCASTLE | GARRYCASTLE: T41 | ATHLONE |  | 53.4192 | -7.9186
MV/LV Substation BO***026 | 20 kV | 400V(3ph) & 230V(single ph) | LV | 630 kVA :Building Structure | 0.63 | --> | 0.63 | 0 | 0 | Constrained,otherwise capacity available =500kVA. | --> | 0.598 | 0 | 0 | 0 | 0 | 0 | 0 | Constrained,otherwise capacity available =500kW. | --> | E15 ex FERNS | FERNS: T421 | CRANE |  | 52.5849 | -6.4852
MV/LV Substation BO***027Z | 10 kV | 400V(3ph) & 230V(single ph) | LV | 200 kVA :Kiosk Substation | 0.2 | --> | 0.2 | 0.133 | 9.2 |  | --> | 0.19 | 0 | 0 | 0 | 0.004 | 0.205 | 0 |  | --> | C11 ex CENTRE PARK ROAD | MARINA: T105 | MARINA |  | 51.8984 | -8.4449
MV/LV Substation BO***029X | 10 kV | 400V(3ph) & 230V(single ph) | LV | 400 kVA :Building Structure | 0.4 | --> | 0.4 | 0.237 | 3 |  | --> | 0.38 | 0 | 0 | 0 | 0 | 0.424 | 0 |  | --> | C18 ex SANDYFORD | SANDYFORD: T42 | CARRICKMINES |  | 53.2757 | -6.2171
MV/LV Substation BO***030 | 10 kV | 400V(3ph) & 230V(single ph) | LV | 200 kVA :Kiosk Substation | 0.2 | --> | 0.2 | 0.09 | 0.3 |  | --> | 0.19 | 0 | 0 | 0 | 0.008 | 0.208 | 0 |  | --> | C21 ex NENAGH | NENAGH: T41 | NENAGH |  | 52.8607 | -8.2034
MV/LV Substation BO***030 | 10 kV | 400V(3ph) & 230V(single ph) | LV | 400 kVA :Kiosk Substation | 0.4 | --> | 0.4 | 0.385 | 4.5 |  | --> | 0.38 | 0 | 0 | 0 | 0.002 | 0.4 | 0 |  | --> | C11 ex MAYFIELD | MAYFIELD: T41 | KILBARRY |  | 51.9106 | -8.4227
MV/LV Substation BO***032 | 10 kV | 400V(3ph) & 230V(single ph) | LV | 200 kVA :Pole Substation | 0.2 | --> | 0.2 | 0 | 0 | Constrained,otherwise capacity available =58kVA. | --> | 0.19 | 0 | 0 | 0 | 0.006 | 0 | 0 | Constrained,otherwise capacity available =214kW. | --> | C15 ex PALLAS | PALLAS: T41∥T42 | PORTLAOISE |  | 53.0377 | -7.2908
MV/LV Substation BO***035X | 20 kV | 400V(3ph) & 230V(single ph) | LV | 50 kVA :Pole Substation | 0.05 | --> | 0.05 | 0.033 | 0.2 |  | --> | 0.047 | 0 | 0 | 0 | 0.003 | 0.048 | 0 |  | --> | C16 ex MOATE | MOATE: T42 | ATHLONE |  | 53.491 | -7.6587
MV/LV Substation BO***037 | 10 kV | 400V(3ph) & 230V(single ph) | LV | 100 kVA :Pole Substation | 0.1 | --> | 0.1 | 0.041 | 11.5 |  | --> | 0.095 | 0 | 0 | 0 | 0.011 | 0.096 | 0 |  | --> | C33 ex SALTHILL | SALTHILL: T101 | SALTHILL |  | 53.2664 | -9.1056
MV/LV Substation BO***038 | 10 kV | 400V(3ph) & 230V(single ph) | LV | 200 kVA :Pole Substation | 0.2 | --> | 0.2 | 0.152 | 0.8 |  | --> | 0.19 | 0 | 0 | 0 | 0.009 | 0.197 | 0 |  | --> | C14 ex KNOCKMULLEN | KNOCKMULLEN: T42 | GREAT ISLAND |  | 52.4001 | -6.9397
MV/LV Substation BO***038 | 10 kV | 400V(3ph) & 230V(single ph) | LV | 1000 kVA :Building Structure | 1 | --> | 1 | 0 | 0 | Constrained,otherwise capacity available =500kVA. | --> | 0.95 | 0 | 0 | 0 | 0.088 | 0.5 | 0 |  | --> | C11 ex GLASNEVIN | GLASNEVIN: T41 | FINGLAS |  | 53.3676 | -6.2688
MV/LV Substation BO***041X | 10 kV | 400V(3ph) & 230V(single ph) | LV | 630 kVA :Kiosk Substation | 0.63 | --> | 0.63 | 0 | 0 | Constrained,otherwise capacity available =468kVA. | --> | 0.598 | 0 | 0 | 0 | 0 | 0.5 | 0 |  | --> | C18 ex CULLION | CULLION: T41∥T42 | LETTERKENNY |  | 54.9464 | -7.7294
MV/LV Substation BO***042X | 20 kV | 400V(3ph) & 230V(single ph) | LV | 100 kVA :Pole Substation | 0.1 | --> | 0.1 | 0 | 0 | Constrained,otherwise capacity available =87kVA. | --> | 0.095 | 0 | 0 | 0 | 0.003 | 0.098 | 0 |  | --> | C22 ex ENNISTYMON | ENNISTYMON: T41∥T42 | ENNIS |  | 53.0085 | -9.3572
MV/LV Substation BO***044 | 10 kV | 400V(3ph) & 230V(single ph) | LV | 400 kVA :Building Structure | 0.4 | --> | 0.4 | 0.366 | 2.3 |  | --> | 0.38 | 0 | 0 | 0 | 0 | 0 | 0 | Constrained,otherwise capacity available =404kW. | --> | C15 ex KILRUSH | KILRUSH: T41∥T42 | TULLABRACK |  | 52.6342 | -9.4901
MV/LV Substation BO***045Y | 10 kV | 400V(3ph) & 230V(single ph) | LV | 50 kVA :Pole Substation | 0.05 | --> | 0.05 | 0.036 | 0.7 |  | --> | 0.047 | 0 | 0 | 0 | 0 | 0.051 | 0 |  | --> | C12 ex AGHAMORE | AGHAMORE: T42 | LANESBORO |  | 53.7005 | -8.0207
MV/LV Substation BO***048 | 10 kV | 400V(3ph) & 230V(single ph) | LV | 200 kVA :Kiosk Substation | 0.2 | --> | 0.2 | 0.084 | 3.9 |  | --> | 0.19 | 0 | 0 | 0 | 0.042 | 0.173 | 0 |  | --> | C16 ex BOGHALL ROAD | BOGHALL ROAD: T42 | FASSAROE |  | 53.1883 | -6.1176
MV/LV Substation BO***049Y | 20 kV | 400V(3ph) & 230V(single ph) | LV | 630 kVA :Kiosk Substation | 0.63 | --> | 0.63 | 0 | 0 | Constrained,otherwise capacity available =500kVA. | --> | 0.598 | 0 | 0 | 0 | 0.003 | 0.5 | 0 |  | --> | E12 ex BALLINROBE | BALLINROBE: T421∥T422 | DALTON |  | 53.6243 | -9.2236
MV/LV Substation BO***050X | 10 kV | 400V(3ph) & 230V(single ph) | LV | 200 kVA :Building Structure | 0.2 | --> | 0.2 | 0.185 | 5 |  | --> | 0.19 | 0 | 0 | 0 | 0.004 | 0.198 | 0 |  | --> | C21 ex POTTERY ROAD | POTTERY ROAD: T101 | CARRICKMINES |  | 53.2599 | -6.1476
MV/LV Substation BO***051 | 10 kV | 400V(3ph) & 230V(single ph) | LV | 400 kVA :Kiosk Substation | 0.4 | --> | 0.4 | 0 | 4.8 |  | --> | 0.38 | 0 | 0 | 0 | 0 | 0.5 | 0 |  | --> | C19 ex ATHY | ATHY: T101 | ATHY |  | 52.993 | -6.9976
MV/LV Substation BO***053 | 10 kV | 400V(3ph) & 230V(single ph) | LV | 630 kVA :Kiosk Substation | 0.63 | --> | 0.63 | 0.5 | 0.8 |  | --> | 0.598 | 0 | 0 | 0 | 0 | 0.5 | 0 |  | --> | C14 ex KNOCKMULLEN | KNOCKMULLEN: T42 | GREAT ISLAND |  | 52.3972 | -6.9337
MV/LV Substation BO***053 | 10 kV | 400V(3ph) & 230V(single ph) | LV | 200 kVA :Kiosk Substation | 0.2 | --> | 0.2 | 0 | 0 | Constrained,otherwise capacity available =142kVA. | --> | 0.19 | 0 | 0 | 0 | 0.003 | 0 | 0 | Constrained,otherwise capacity available =205kW. | --> | C20 ex COLLIGAN | COLLIGAN: T41 | DUNGARVAN |  | 52.0858 | -7.6217
MV/LV Substation BO***053Z | 20 kV | 400V(3ph) & 230V(single ph) | LV | 100 kVA :Pole Substation | 0.1 | --> | 0.1 | 0.086 | 2.8 |  | --> | 0.095 | 0 | 0 | 0 | 0 | 0.101 | 0 |  | --> | E18 ex LONGFORD | LONGFORD: T422 | RICHMOND |  | 53.7447 | -7.8043
MV/LV Substation BO***055X | 10 kV | 400V(3ph) & 230V(single ph) | LV | 400 kVA :Kiosk Substation | 0.4 | --> | 0.4 | 0 | 0 |  | --> | 0.38 | 0 | 0 | 0 | 0.002 | 0.465 | 0 |  | --> | C13 ex GLASNEVIN | GLASNEVIN: T41 | FINGLAS |  | 53.372 | -6.2693
MV/LV Substation BO***055Y | 20 kV | 400V(3ph) & 230V(single ph) | LV | 630 kVA :Building Structure | 0.63 | --> | 0.63 | 0 | 0 | Constrained,otherwise capacity available =500kVA. | --> | 0.598 | 0 | 0 | 0 | 0.003 | 0.5 | 0 |  | --> | E12 ex BALLINROBE | BALLINROBE: T421∥T422 | DALTON |  | 53.6213 | -9.2229
MV/LV Substation BO***057X | 10 kV | 400V(3ph) & 230V(single ph) | LV | 50 kVA :Pole Substation | 0.05 | --> | 0.05 | 0.048 | 3.2 |  | --> | 0.047 | 0 | 0 | 0 | 0 | 0.049 | 0 |  | --> | C15 ex BOYLE | BOYLE: T41∥T42 | CARRICK ON SHANNON |  | 53.9799 | -8.2975
MV/LV Substation BO***058 | 10 kV | 400V(3ph) & 230V(single ph) | LV | 50 kVA :Pole Substation | 0.05 | --> | 0.05 | 0.044 | 4.3 |  | --> | 0.047 | 0 | 0 | 0 | 0 | 0.05 | 0 |  | --> | C26 ex BAILIEBORO | BAILIEBORO: T41∥T42 | MEATH HILL |  | 53.9267 | -6.9692
MV/LV Substation BO***059X | 20 kV | 400V(3ph) & 230V(single ph) | LV | 100 kVA :Pole Substation | 0.1 | --> | 0.1 | 0.093 | 7.4 |  | --> | 0.095 | 0 | 0 | 0 | 0 | 0.1 | 0 |  | --> | E22 ex BANOGE | BANOGE: T122 | BANOGE |  | 52.6455 | -6.427
MV/LV Substation BO***060X | 10 kV | 400V(3ph) & 230V(single ph) | LV | 400 kVA :Building Structure | 0.4 | --> | 0.4 | 0 | 0 | Constrained,otherwise capacity available =400kVA. | --> | 0.38 | 0 | 0 | 0 | 0 | 0.4 | 0 |  | --> | C24 ex DENNEHYS CROSS | DENNEHYS CROSS: T42 | TRABEG |  | 51.8918 | -8.4986
MV/LV Substation BO***063X | 10 kV | 400V(3ph) & 230V(single ph) | LV | 200 kVA :Kiosk Substation | 0.2 | --> | 0.2 | 0.19 | 3.6 |  | --> | 0.19 | 0 | 0 | 0 | 0 | 0.201 | 0 |  | --> | C13 ex BOGHALL ROAD | BOGHALL ROAD: T41 | FASSAROE |  | 53.187 | -6.1075
MV/LV Substation BO***067Z | 10 kV | 400V(3ph) & 230V(single ph) | LV | 630 kVA :Building Structure | 0.63 | --> | 0.63 | 0.5 | 7.7 |  | --> | 0.598 | 0 | 0 | 0 | 0 | 0.5 | 0 |  | --> | C14 ex GARRYCASTLE | GARRYCASTLE: T42 | ATHLONE |  | 53.4223 | -7.9215
MV/LV Substation BO***070Y | 20 kV | 400V(3ph) & 230V(single ph) | LV | 50 kVA :Pole Substation | 0.05 | --> | 0.05 | 0 | 0 | Constrained,otherwise capacity available =6kVA. | --> | 0.047 | 0 | 0 | 0 | 0 | 0.055 | 0 |  | --> | E30 ex LOUGHREA | LOUGHREA: T41∥T42 | SOMERSET |  | 53.2395 | -8.7016
MV/LV Substation BO***072 | 10 kV | 400V(3ph) & 230V(single ph) | LV | 400 kVA :Building Structure | 0.4 | --> | 0.4 | 0.187 | 11.2 |  | --> | 0.38 | 0 | 0 | 0 | 0.011 | 0.42 | 0 |  | --> | C17 ex ARTANE | ARTANE: T101 | FINGLAS |  | 53.3819 | -6.1885
MV/LV Substation BO***074X | 10 kV | 400V(3ph) & 230V(single ph) | LV | 50 kVA :Pole Substation | 0.05 | --> | 0.05 | 0.05 | 2.4 |  | --> | 0.047 | 0 | 0 | 0 | 0 | 0.049 | 0 |  | --> | C12 ex BALLYMAHON | BALLYMAHON: T41∥T42 | ATHLONE |  | 53.6217 | -7.8968
MV/LV Substation BO***076 | 10 kV | 400V(3ph) & 230V(single ph) | LV | 630 kVA :Kiosk Substation | 0.63 | --> | 0.63 | 0.468 | 11.1 |  | --> | 0.598 | 0 | 0 | 0 | 0.002 | 0.5 | 0 |  | --> | C17 ex FORTUNESTOWN | FORTUNESTOWN: T101 | INCHICORE 220KV |  | 53.278 | -6.4448
MV/LV Substation BO***077X | 10 kV | 400V(3ph) & 230V(single ph) | LV | 100 kVA :Pole Substation | 0.1 | --> | 0.1 | 0.053 | 0.6 |  | --> | 0.095 | 0 | 0 | 0 | 0.013 | 0.093 | 0 |  | --> | C19 ex CLONDALKIN | CLONDALKIN: T41 | INCHICORE 220KV |  | 53.3128 | -6.3979
MV/LV Substation BO***077Y | 20 kV | 400V(3ph) & 230V(single ph) | LV | 50 kVA :Pole Substation | 0.05 | --> | 0.05 | 0 | 0 | Constrained,otherwise capacity available =50kVA. | --> | 0.047 | 0 | 0 | 0 | 0 | 0.049 | 0 |  | --> | E28 ex LOUGHREA | LOUGHREA: T41∥T42 | SOMERSET |  | 53.1836 | -8.3563
MV/LV Substation BO***080 | 10 kV | 400V(3ph) & 230V(single ph) | LV | 400 kVA :Kiosk Substation | 0.4 | --> | 0.4 | 0.259 | 2.6 |  | --> | 0.38 | 0 | 0 | 0 | 0 | 0.421 | 0 |  | --> | C13 ex MONEENAGEISHA | MONEENAGEISHA: T41 | GALWAY 110KV |  | 53.2825 | -9.0374
MV/LV Substation BO***081 | 10 kV | 400V(3ph) & 230V(single ph) | LV | 1000 kVA :Building Structure | 1 | --> | 1 | 0.5 | 3.9 |  | --> | 0.95 | 0 | 0 | 0 | 0.004 | 0.5 | 0 |  | --> | C27 ex GALWAY 110KV | GALWAY 110KV: T103 | GALWAY 110KV |  | 53.2694 | -9.0466
MV/LV Substation BO***086 | 10 kV | 400V(3ph) & 230V(single ph) | LV | 630 kVA :Kiosk Substation | 0.63 | --> | 0.63 | 0.486 | 4.9 |  | --> | 0.598 | 0 | 0 | 0 | 0.013 | 0.5 | 0 |  | --> | C21 ex DUNDALK | DUNDALK: T42 | DUNDALK |  | 54.0047 | -6.4189
MV/LV Substation BO***089 | 20 kV | 400V(3ph) & 230V(single ph) | LV | 100 kVA :Pole Substation | 0.1 | --> | 0.1 | 0.085 | 2.8 |  | --> | 0.095 | 0 | 0 | 0 | 0 | 0.102 | 0 |  | --> | C14 ex CASHEL | CASHEL: T42 | CAHIR |  | 52.5735 | -7.892
MV/LV Substation BO***091X | 10 kV | 400V(3ph) & 230V(single ph) | LV | 400 kVA :Kiosk Substation | 0.4 | --> | 0.4 | 0.246 | 6.1 |  | --> | 0.38 | 0 | 0 | 0 | 0 | 0.423 | 0 |  | --> | C12 ex KINGSBRIDGE | KINGSBRIDGE: T42 | INCHICORE 220KV |  | 53.3434 | -6.2947
MV/LV Substation BO***091X | 20 kV | 400V(3ph) & 230V(single ph) | LV | 100 kVA :Pole Substation | 0.1 | --> | 0.1 | 0 | 0 | Constrained,otherwise capacity available =93kVA. | --> | 0.095 | 0 | 0 | 0 | 0 | 0 | 0 | Constrained,otherwise capacity available =100kW. | --> | E12 ex KILLYBEGS | KILLYBEGS: | N/A |  | 54.6356 | -8.3758
MV/LV Substation BO***093 | 10 kV | 400V(3ph) & 230V(single ph) | LV | 50 kVA :Pole Substation | 0.05 | --> | 0.05 | 0.031 | 1.5 |  | --> | 0.047 | 0 | 0 | 0 | 0 | 0 | 0 | Constrained,otherwise capacity available =51kW. | --> | C19 ex TURLOUGH ROAD | TURLOUGH ROAD: T43 | CASTLEBAR |  | 53.8682 | -9.2878
MV/LV Substation BO***096X | 10 kV | 400V(3ph) & 230V(single ph) | LV | 200 kVA :Pole Substation | 0.2 | --> | 0.2 | 0 | 0 | Constrained,otherwise capacity available =156kVA. | --> | 0.19 | 0 | 0 | 0 | 0.039 | 0 | 0 | Constrained,otherwise capacity available =165kW. | --> | C15 ex PALLAS | PALLAS: T41∥T42 | PORTLAOISE |  | 53.0437 | -7.2869
MV/LV Substation BO***099 | 10 kV | 400V(3ph) & 230V(single ph) | LV | 400 kVA :Building Structure | 0.4 | --> | 0.4 | 0.29 | 2.6 |  | --> | 0.38 | 0 | 0 | 0 | 0 | 0.417 | 0 |  | --> | C11 ex DRYBRIDGE | DRYBRIDGE: T41 | DRYBRIDGE |  | 53.7196 | -6.3705
MV/LV Substation BO***107 | 20 kV | 400V(3ph) & 230V(single ph) | LV | 200 kVA :Pole Substation | 0.2 | --> | 0.2 | 0.125 | 2.8 |  | --> | 0.19 | 0 | 0 | 0 | 0.008 | 0.196 | 0 |  | --> | C12 ex CARRIGLAWN | CARRIGLAWN: T41∥T42 | WEXFORD |  | 52.3522 | -6.4538
MV/LV Substation BO***109X | 10 kV | 400V(3ph) & 230V(single ph) | LV | 50 kVA :Pole Substation | 0.05 | --> | 0.05 | 0 | 0 | Constrained,otherwise capacity available =35kVA. | --> | 0.047 | 0 | 0 | 0 | 0 | 0 | 0 | Constrained,otherwise capacity available =51kW. | --> | C11 ex KILMALLOCK | KILMALLOCK: T42 | CHARLEVILLE |  | 52.3708 | -8.4902
MV/LV Substation BO***110X | 20 kV | 400V(3ph) & 230V(single ph) | LV | 100 kVA :Pole Substation | 0.1 | --> | 0.1 | 0.097 | 4.5 |  | --> | 0.095 | 0 | 0 | 0 | 0 | 0 | 0 | Constrained,otherwise capacity available =100kW. | --> | E13 ex TELAYDON | TELAYDON: T421 | LISDRUM |  | 54.2745 | -7.0793
MV/LV Substation BO***112Y | 10 kV | 400V(3ph) & 230V(single ph) | LV | 50 kVA :Pole Substation | 0.05 | --> | 0.05 | 0 | 0 | Constrained,otherwise capacity available =42kVA. | --> | 0.047 | 0 | 0 | 0 | 0.007 | 0 | 0 | Constrained,otherwise capacity available =42kW. | --> | C11 ex KANTURK | KANTURK: T41∥T42 | GLENLARA |  | 52.1763 | -8.8778
MV/LV Substation BO***113 | 10 kV | 400V(3ph) & 230V(single ph) | LV | 100 kVA :Pole Substation | 0.1 | --> | 0.1 | 0.095 | 3.3 |  | --> | 0.095 | 0 | 0 | 0 | 0 | 0.1 | 0 |  | --> | E11 ex KNOCKMULLEN | KNOCKMULLEN: T421 | GREAT ISLAND |  | 52.432 | -6.8853
MV/LV Substation BO***116Y | 20 kV | 400V(3ph) & 230V(single ph) | LV | 200 kVA :Pole Substation | 0.2 | --> | 0.2 | 0 | 0 | Constrained,otherwise capacity available =199kVA. | --> | 0.19 | 0 | 0 | 0 | 0 | 0.2 | 0 |  | --> | E20 ex BALTINGLASS | BALTINGLASS: T421∥T422 | STRATFORD |  | 52.9451 | -6.8275
MV/LV Substation BO***118Y | 20 kV | 400V(3ph) & 230V(single ph) | LV | 50 kVA :Pole Substation | 0.05 | --> | 0.05 | 0 | 0 | Constrained,otherwise capacity available =50kVA. | --> | 0.047 | 0 | 0 | 0 | 0 | 0.049 | 0 |  | --> | E20 ex BALTINGLASS | BALTINGLASS: T421∥T422 | STRATFORD |  | 52.9563 | -6.8223
MV/LV Substation BO***119Y | 20 kV | 400V(3ph) & 230V(single ph) | LV | 100 kVA :Pole Substation | 0.1 | --> | 0.1 | 0 | 0 | Constrained,otherwise capacity available =100kVA. | --> | 0.095 | 0 | 0 | 0 | 0 | 0.1 | 0 |  | --> | E20 ex BALTINGLASS | BALTINGLASS: T421∥T422 | STRATFORD |  | 52.9556 | -6.818
MV/LV Substation BO***120 | 10 kV | 400V(3ph) & 230V(single ph) | LV | 630 kVA :Kiosk Substation | 0.63 | --> | 0.63 | 0.415 | 4.1 |  | --> | 0.598 | 0 | 0 | 0 | 0.002 | 0.5 | 0 |  | --> | C21 ex MOUNT MERRION | MOUNT MERRION: T41 | CARRICKMINES |  | 53.2997 | -6.2037
MV/LV Substation BO***122 | 20 kV | 400V(3ph) & 230V(single ph) | LV | 100 kVA :Building Structure | 0.1 | --> | 0.1 | 0.088 | 1.5 |  | --> | 0.095 | 0 | 0 | 0 | 0.062 | 0.034 | 0 |  | --> | C21 ex TRAMORE | TRAMORE: T41 | BUTLERSTOWN |  | 52.1608 | -7.3709
MV/LV Substation BO***122Y | 10 kV | 400V(3ph) & 230V(single ph) | LV | 400 kVA :Kiosk Substation | 0.4 | --> | 0.4 | 0 | 0 | Constrained,otherwise capacity available =303kVA. | --> | 0.38 | 0 | 0 | 0 | 0.026 | 0 | 0 | Constrained,otherwise capacity available =387kW. | --> | C16 ex RAMSTOWN | RAMSTOWN: T41∥T42 | CRANE |  | 52.6697 | -6.2914
MV/LV Substation BO***123X | 10 kV | 400V(3ph) & 230V(single ph) | LV | 400 kVA :Kiosk Substation | 0.4 | --> | 0.4 | 0.215 | 5 |  | --> | 0.38 | 0 | 0 | 0 | 0.022 | 0.405 | 0 |  | --> | C20 ex CENTRE PARK ROAD | MARINA: T106 | MARINA |  | 51.8922 | -8.4596
MV/LV Substation BO***124Y | 20 kV | 400V(3ph) & 230V(single ph) | LV | 1000 kVA :Building Structure | 1 | --> | 1 | 0 | 0 | Constrained,otherwise capacity available =500kVA. | --> | 0.95 | 0 | 0 | 0 | 0 | 0.5 | 0 |  | --> | E20 ex BALTINGLASS | BALTINGLASS: T421∥T422 | STRATFORD |  | 52.9527 | -6.8414
MV/LV Substation BO***125 | 20 kV | 400V(3ph) & 230V(single ph) | LV | 50 kVA :Pole Substation | 0.05 | --> | 0.05 | 0 | 0 | Constrained,otherwise capacity available =47kVA. | --> | 0.047 | 0 | 0 | 0 | 0 | 0.049 | 0 |  | --> | E11 ex WHITECHURCH | WHITECHURCH: T421 | KILBARRY |  | 52.0444 | -8.5663
MV/LV Substation BO***126 | 10 kV | 400V(3ph) & 230V(single ph) | LV | 630 kVA :Building Structure | 0.63 | --> | 0.63 | 0.47 | 2.6 |  | --> | 0.598 | 0 | 0 | 0 | 0.018 | 0.5 | 0 |  | --> | C11 ex DRYBRIDGE | DRYBRIDGE: T41 | DRYBRIDGE |  | 53.7173 | -6.3553
MV/LV Substation BO***128Y | 10 kV | 400V(3ph) & 230V(single ph) | LV | 200 kVA :Kiosk Substation | 0.2 | --> | 0.2 | 0.157 | 1.3 |  | --> | 0.19 | 0 | 0 | 0 | 0.015 | 0.19 | 0 |  | --> | E12 ex KILCARRAGH | KILCARRAGH: T421∥T422 | BUTLERSTOWN |  | 52.238 | -7.0662
MV/LV Substation BO***132Z | 20 kV | 400V(3ph) & 230V(single ph) | LV | 50 kVA :Pole Substation | 0.05 | --> | 0.05 | 0 | 0 | Constrained,otherwise capacity available =50kVA. | --> | 0.047 | 0 | 0 | 0 | 0 | 0.049 | 0 |  | --> | E17 ex BALTINGLASS | BALTINGLASS: T421∥T422 | STRATFORD |  | 52.8825 | -6.7007
MV/LV Substation BO***136 | 10 kV | 400V(3ph) & 230V(single ph) | LV | 200 kVA :Pole Substation | 0.2 | --> | 0.2 | 0.156 | 5.5 |  | --> | 0.19 | 0 | 0 | 0 | 0.017 | 0.188 | 0 |  | --> | C18 ex ABBEYLAND | ABBEYLAND: T42 | NAVAN |  | 53.6373 | -6.7657
MV/LV Substation BO***138 | 10 kV | 400V(3ph) & 230V(single ph) | LV | 630 kVA :Building Structure | 0.63 | --> | 0.63 | 0.5 | 7.5 |  | --> | 0.598 | 0 | 0 | 0 | 0 | 0.5 | 0 |  | --> | C07 ex AHANE | AHANE: T102 | AHANE |  | 52.6662 | -8.5021
MV/LV Substation BO***139X | 10 kV | 400V(3ph) & 230V(single ph) | LV | 100 kVA :Pole Substation | 0.1 | --> | 0.1 | 0.1 | 4.7 |  | --> | 0.095 | 0 | 0 | 0 | 0 | 0.1 | 0 |  | --> | C25 ex EDGEWORTHSTOWN | EDGEWORTHSTOWN: T421∥T422 | RICHMOND |  | 53.6748 | -7.4305
MV/LV Substation BO***140X | 10 kV | 400V(3ph) & 230V(single ph) | LV | 400 kVA :Building Structure | 0.4 | --> | 0.4 | 0.253 | 0.6 |  | --> | 0.38 | 0 | 0 | 0 | 0 | 0.422 | 0 |  | --> | C25 ex SRAH | SRAH: T43 | THORNSBERRY |  | 53.284 | -7.5091
MV/LV Substation BO***141 | 10 kV | 400V(3ph) & 230V(single ph) | LV | 100 kVA :Pole Substation | 0.1 | --> | 0.1 | 0.051 | 3.4 |  | --> | 0.095 | 0 | 0 | 0 | 0 | 0.106 | 0 |  | --> | C19 ex CAUSEWAY | CAUSEWAY: T41∥T42 | TRALEE |  | 52.4039 | -9.8258
MV/LV Substation BO***141Y | 20 kV | 400V(3ph) & 230V(single ph) | LV | 200 kVA :Kiosk Substation | 0.2 | --> | 0.2 | 0 | 0 | Constrained,otherwise capacity available =114kVA. | --> | 0.19 | 0 | 0 | 0 | 0.01 | 0.202 | 0 |  | --> | E11 ex EDENDERRY | EDENDERRY: T421∥T422 | BLAKE |  | 53.3463 | -7.039
MV/LV Substation BO***142 | 10 kV | 400V(3ph) & 230V(single ph) | LV | 50 kVA :Pole Substation | 0.05 | --> | 0.05 | 0.048 | 2.9 |  | --> | 0.047 | 0 | 0 | 0 | 0 | 0.049 | 0 |  | --> | C17 ex CASTLEBLAYNEY | CASTLEBLAYNEY: T41 | DUNDALK |  | 54.1077 | -6.763
MV/LV Substation BO***147X | 10 kV | 400V(3ph) & 230V(single ph) | LV | 50 kVA :Pole Substation | 0.05 | --> | 0.05 | 0.048 | 0.2 |  | --> | 0.047 | 0 | 0 | 0 | 0 | 0 | 0 | Constrained,otherwise capacity available =49kW. | --> | C18 ex DUNGLOE | DUNGLOE: T42 | ARDNAGAPPARY |  | 54.99 | -8.5005
MV/LV Substation BO***148Z | 10 kV | 400V(3ph) & 230V(single ph) | LV | 400 kVA :Kiosk Substation | 0.4 | --> | 0.4 | 0 | 0 | Constrained,otherwise capacity available =283kVA. | --> | 0.38 | 0 | 0 | 0 | 0.009 | 0.408 | 0 |  | --> | E17 ex GLASMORE | GLASMORE: T421 | GLASMORE |  | 53.4454 | -6.2307
MV/LV Substation BO***150Z | 10 kV | 400V(3ph) & 230V(single ph) | LV | 200 kVA :Kiosk Substation | 0.2 | --> | 0.2 | 0 | 0 | Constrained,otherwise capacity available =143kVA. | --> | 0.19 | 0 | 0 | 0 | 0.003 | 0.205 | 0 |  | --> | E17 ex GLASMORE | GLASMORE: T421 | GLASMORE |  | 53.4458 | -6.2333
MV/LV Substation BO***151X | 10 kV | 400V(3ph) & 230V(single ph) | LV | 50 kVA :Pole Substation | 0.05 | --> | 0.05 | 0.05 | 4.7 |  | --> | 0.047 | 0 | 0 | 0 | 0 | 0.049 | 0 |  | --> | C25 ex EDGEWORTHSTOWN | EDGEWORTHSTOWN: T421∥T422 | RICHMOND |  | 53.6716 | -7.4532
MV/LV Substation BO***153X | 10 kV | 400V(3ph) & 230V(single ph) | LV | 400 kVA :Kiosk Substation | 0.4 | --> | 0.4 | 0.356 | 5.9 |  | --> | 0.38 | 0 | 0 | 0 | 0 | 0.406 | 0 |  | --> | C12 ex BALLINCOLLIG | BALLINCOLLIG: T42 | KILBARRY |  | 51.8882 | -8.6126
MV/LV Substation BO***154 | 10 kV | 400V(3ph) & 230V(single ph) | LV | 200 kVA :Building Structure | 0.2 | --> | 0.2 | 0.173 | 0.8 |  | --> | 0.19 | 0 | 0 | 0 | 0 | 0.203 | 0 |  | --> | C18 ex BALLYBEGGAN | BALLYBEGGAN: T43∥T44 | TRALEE |  | 52.2749 | -9.6785
MV/LV Substation BO***156Y | 10 kV | 400V(3ph) & 230V(single ph) | LV | 50 kVA :Pole Substation | 0.05 | --> | 0.05 | 0.048 | 2.6 |  | --> | 0.047 | 0 | 0 | 0 | 0.008 | 0.041 | 0 |  | --> | C19 ex DRYBRIDGE | DRYBRIDGE: T41 | DRYBRIDGE |  | 53.7252 | -6.3611
MV/LV Substation BO***158X | 10 kV | 400V(3ph) & 230V(single ph) | LV | 50 kVA :Pole Substation | 0.05 | --> | 0.05 | 0.05 | 8.5 |  | --> | 0.047 | 0 | 0 | 0 | 0 | 0 | 0 | Constrained,otherwise capacity available =49kW. | --> | C15 ex BUNDORAN | BUNDORAN: T41∥T42 | CATHALEENS FALL |  | 54.4743 | -8.3018
MV/LV Substation BO***160 | 20 kV | 400V(3ph) & 230V(single ph) | LV | 50 kVA :Pole Substation | 0.05 | --> | 0.05 | 0 | 0 | Constrained,otherwise capacity available =5kVA. | --> | 0.047 | 0 | 0 | 0 | 0 | 0.056 | 0 |  | --> | E18 ex CREAGH | CREAGH: T421∥T422 | ATHLONE |  | 53.4583 | -8.4737
MV/LV Substation BO***160 | 10 kV | 400V(3ph) & 230V(single ph) | LV | 400 kVA :Kiosk Substation | 0.4 | --> | 0.4 | 0.12 | 0.1 | Constrained,otherwise capacity available =380kVA. | --> | 0.38 | 0 | 0 | 0 | 0 | 0 | 0 | Constrained,otherwise capacity available =403kW. | --> | C16 ex CREGG ROAD | CREGG ROAD: T41∥T42 | BALLYDINE |  | 52.3507 | -7.3902
MV/LV Substation BO***162Z | 10 kV | 400V(3ph) & 230V(single ph) | LV | 400 kVA :Building Structure | 0.4 | --> | 0.4 | 0 | 0 | Constrained,otherwise capacity available =333kVA. | --> | 0.38 | 0 | 0 | 0 | 0.008 | 0.401 | 0 |  | --> | C20 ex TERMONFECKIN ROAD | TERMONFECKIN ROAD: T41∥T42 | DRYBRIDGE |  | 53.7253 | -6.3212
MV/LV Substation BO***163 | 10 kV | 400V(3ph) & 230V(single ph) | LV | 400 kVA :Building Structure | 0.4 | --> | 0.4 | 0.248 | 2.8 |  | --> | 0.38 | 0 | 0 | 0 | 0.019 | 0.403 | 0 |  | --> | C18 ex BALLYBODEN | BALLYBODEN: T42 | COOKSTOWN |  | 53.289 | -6.287
MV/LV Substation BO***164X | 20 kV | 400V(3ph) & 230V(single ph) | LV | 400 kVA :Building Structure | 0.4 | --> | 0.4 | 0.369 | 0.9 |  | --> | 0.38 | 0 | 0 | 0 | 0.039 | 0 | 0 | Constrained,otherwise capacity available =363kW. | --> | E23 ex ATHBOY | ATHBOY: T423 | NAVAN |  | 53.533 | -7.0288
MV/LV Substation BO***166 | 10 kV | 400V(3ph) & 230V(single ph) | LV | 50 kVA :Pole Substation | 0.05 | --> | 0.05 | 0.048 | 0.9 |  | --> | 0.047 | 0 | 0 | 0 | 0 | 0.049 | 0 |  | --> | C15 ex CRANNY | CRANNY: T41 | ENNIS |  | 52.7249 | -9.2104
MV/LV Substation BO***167 | 10 kV | 400V(3ph) & 230V(single ph) | LV | 400 kVA :Building Structure | 0.4 | --> | 0.4 | 0.386 | 0.7 |  | --> | 0.38 | 0 | 0 | 0 | 0 | 0.401 | 0 |  | --> | C30 ex ACADEMY STREET | ACADEMY STREET: T44 | NAVAN |  | 53.6498 | -6.6786
MV/LV Substation BO***169 | 10 kV | 400V(3ph) & 230V(single ph) | LV | 400 kVA :Building Structure | 0.4 | --> | 0.4 | 0.328 | 6.3 |  | --> | 0.38 | 0 | 0 | 0 | 0.035 | 0.374 | 0 |  | --> | C26 ex KILBARRY | KILBARRY: T43 | KILBARRY |  | 51.9216 | -8.4825
MV/LV Substation BO***171X | 20 kV | 400V(3ph) & 230V(single ph) | LV | 100 kVA :Pole Substation | 0.1 | --> | 0.1 | 0.083 | 4.4 |  | --> | 0.095 | 0 | 0 | 0 | 0.003 | 0.099 | 0 |  | --> | E16 ex MOHILL | MOHILL: T421∥T422 | CARRICK ON SHANNON |  | 53.9153 | -7.8644
MV/LV Substation BO***174 | 10 kV | 400V(3ph) & 230V(single ph) | LV | 630 kVA :Building Structure | 0.63 | --> | 0.63 | 0 | 0 | Constrained,otherwise capacity available =500kVA. | --> | 0.598 | 0 | 0 | 0 | 0 | 0.5 | 0 |  | --> | C18 ex WATLING STREET | WATLING STREET: T42 | FRANCIS STREET |  | 53.3473 | -6.2768
MV/LV Substation BO***175X | 10 kV | 400V(3ph) & 230V(single ph) | LV | 400 kVA :Kiosk Substation | 0.4 | --> | 0.4 | 0.36 | 4.1 |  | --> | 0.38 | 0 | 0 | 0 | 0 | 0.406 | 0 |  | --> | C21 ex MOUNT MERRION | MOUNT MERRION: T41 | CARRICKMINES |  | 53.2995 | -6.2036
MV/LV Substation BO***180 | 10 kV | 400V(3ph) & 230V(single ph) | LV | 630 kVA :Kiosk Substation | 0.63 | --> | 0.63 | 0.5 | 5 |  | --> | 0.598 | 0 | 0 | 0 | 0.007 | 0.5 | 0 |  | --> | C19 ex POTTERY ROAD | POTTERY ROAD: T101 | CARRICKMINES |  | 53.2783 | -6.1602
MV/LV Substation BO***183X | 20 kV | 400V(3ph) & 230V(single ph) | LV | 50 kVA :Pole Substation | 0.05 | --> | 0.05 | 0.047 | 1 |  | --> | 0.047 | 0 | 0 | 0 | 0 | 0 | 0 | Constrained,otherwise capacity available =49kW. | --> | E13 ex SHILLELAGH | SHILLELAGH: T421∥T422 | CARLOW |  | 52.767 | -6.5564
MV/LV Substation BO***183X | 10 kV | 400V(3ph) & 230V(single ph) | LV | 400 kVA :Building Structure | 0.4 | --> | 0.4 | 0.4 | 2.5 |  | --> | 0.38 | 0 | 0 | 0 | 0 | 0.4 | 0 |  | --> | C12 ex EAST WALL ROAD | EAST WALL ROAD: T42 | MCDERMOTT |  | 53.3539 | -6.214
MV/LV Substation BO***189Z | 10 kV | 400V(3ph) & 230V(single ph) | LV | 400 kVA :Building Structure | 0.4 | --> | 0.4 | 0 | 0 | Constrained,otherwise capacity available =330kVA. | --> | 0.38 | 0 | 0 | 0 | 0 | 0.411 | 0 |  | --> | C14 ex MACETOWN | MACETOWN: T102 | MACETOWN |  | 53.4082 | -6.4141
MV/LV Substation BO***198 | 20 kV | 400V(3ph) & 230V(single ph) | LV | 50 kVA :Pole Substation | 0.05 | --> | 0.05 | 0.046 | 2.6 |  | --> | 0.047 | 0 | 0 | 0 | 0 | 0.049 | 0 |  | --> | E19 ex KILCOCK | KILCOCK: T421 | GRIFFINRATH |  | 53.3309 | -6.6994
MV/LV Substation BO***204 | 10 kV | 400V(3ph) & 230V(single ph) | LV | 630 kVA :Building Structure | 0.63 | --> | 0.63 | 0.5 | 4.9 |  | --> | 0.598 | 0 | 0 | 0 | 0 | 0.5 | 0 |  | --> | C14 ex DUNDALK | DUNDALK: T42 | DUNDALK |  | 54.0137 | -6.4097
MV/LV Substation BO***206X | 20 kV | 400V(3ph) & 230V(single ph) | LV | 200 kVA :Kiosk Substation | 0.2 | --> | 0.2 | 0.2 | 8.5 |  | --> | 0.19 | 0 | 0 | 0 | 0 | 0 | 0 | Constrained,otherwise capacity available =200kW. | --> | E14 ex BELLACORICK | BELLACORICK: T122 | BELLACORICK |  | 54.1499 | -9.7672
MV/LV Substation BO***210 | 10 kV | 400V(3ph) & 230V(single ph) | LV | 400 kVA :Kiosk Substation | 0.4 | --> | 0.4 | 0.209 | 3.4 |  | --> | 0.38 | 0 | 0 | 0 | 0.014 | 0.414 | 0 |  | --> | C18 ex MAYFIELD | MAYFIELD: T42 | KILBARRY |  | 51.9076 | -8.4378
MV/LV Substation BO***212X | 10 kV | 400V(3ph) & 230V(single ph) | LV | 50 kVA :Pole Substation | 0.05 | --> | 0.05 | 0.044 | 2.7 |  | --> | 0.047 | 0 | 0 | 0 | 0 | 0.05 | 0 |  | --> | C13 ex OLDCASTLE | OLDCASTLE: T41 | MULLINGAR |  | 53.767 | -7.1191
MV/LV Substation BO***212Y | 10 kV | 400V(3ph) & 230V(single ph) | LV | 630 kVA :Building Structure | 0.63 | --> | 0.63 | 0.5 | 2.8 |  | --> | 0.598 | 0 | 0 | 0 | 0.093 | 0 | 0 | Constrained,otherwise capacity available =500kW. | --> | C11 ex LEE BRIDGE | LEE BRIDGE: T41 | MACROOM |  | 51.9065 | -8.9492
MV/LV Substation BO***213Y | 10 kV | 400V(3ph) & 230V(single ph) | LV | 400 kVA :Kiosk Substation | 0.4 | --> | 0.4 | 0.303 | 2.9 |  | --> | 0.38 | 0 | 0 | 0 | 0 | 0.414 | 0 |  | --> | C20 ex INCHICORE NORTH | INCHICORE NORTH: T41 | INCHICORE 220KV |  | 53.3264 | -6.3518
MV/LV Substation BO***214X | 10 kV | 400V(3ph) & 230V(single ph) | LV | 200 kVA :Kiosk Substation | 0.2 | --> | 0.2 | 0.107 | 2.7 |  | --> | 0.19 | 0 | 0 | 0 | 0.066 | 0.144 | 0 |  | --> | C19 ex CALLAN | CALLAN: T41∥T42 | KILKENNY |  | 52.5416 | -7.3864
MV/LV Substation BO***216 | 10 kV | 400V(3ph) & 230V(single ph) | LV | 200 kVA :Pole Substation | 0.2 | --> | 0.2 | 0.198 | 5.2 |  | --> | 0.19 | 0 | 0 | 0 | 0.003 | 0.196 | 0 |  | --> | C11 ex KILFLYNN | KILFLYNN: T41∥T42 | TRALEE |  | 52.3495 | -9.6751
MV/LV Substation BO***220Y | 10 kV | 400V(3ph) & 230V(single ph) | LV | 200 kVA :Kiosk Substation | 0.2 | --> | 0.2 | 0.173 | 0.8 |  | --> | 0.19 | 0 | 0 | 0 | 0.003 | 0.2 | 0 |  | --> | C18 ex BALLYMOTE | BALLYMOTE: T41 | SLIGO |  | 54.0826 | -8.5081
MV/LV Substation BO***221Z | 10 kV | 400V(3ph) & 230V(single ph) | LV | 400 kVA :Building Structure | 0.4 | --> | 0.4 | 0.158 | 5 |  | --> | 0.38 | 0 | 0 | 0 | 0 | 0.436 | 0 |  | --> | C24 ex CENTRE PARK ROAD | MARINA: T106 | MARINA |  | 51.895 | -8.4616
MV/LV Substation BO***222Z | 10 kV | 400V(3ph) & 230V(single ph) | LV | 400 kVA :Building Structure | 0.4 | --> | 0.4 | 0.367 | 2.1 |  | --> | 0.38 | 0 | 0 | 0 | 0 | 0.404 | 0 |  | --> | C14 ex MORNINGTON ROAD | MORNINGTON ROAD: T42 | DRYBRIDGE |  | 53.7133 | -6.3492
MV/LV Substation BO***228Z | 10 kV | 400V(3ph) & 230V(single ph) | LV | 50 kVA :Pole Substation | 0.05 | --> | 0.05 | 0.042 | 2.7 |  | --> | 0.047 | 0 | 0 | 0 | 0 | 0.05 | 0 |  | --> | C13 ex OLDCASTLE | OLDCASTLE: T41 | MULLINGAR |  | 53.7632 | -7.1249
MV/LV Substation BO***229X | 20 kV | 400V(3ph) & 230V(single ph) | LV | 200 kVA :Pole Substation | 0.2 | --> | 0.2 | 0.15 | 4.5 |  | --> | 0.19 | 0 | 0 | 0 | 0 | 0 | 0 | Constrained,otherwise capacity available =207kW. | --> | E13 ex TELAYDON | TELAYDON: T421 | LISDRUM |  | 54.2754 | -7.0704
MV/LV Substation BO***231X | 20 kV | 400V(3ph) & 230V(single ph) | LV | 400 kVA :Kiosk Substation | 0.4 | --> | 0.4 | 0.315 | 3.3 |  | --> | 0.38 | 0 | 0 | 0 | 0.003 | 0.41 | 0 |  | --> | E17 ex BIRDHILL | BIRDHILL: T421 | ARDNACRUSHA |  | 52.8134 | -8.4347
MV/LV Substation BO***234Z | 10 kV | 400V(3ph) & 230V(single ph) | LV | 200 kVA :Kiosk Substation | 0.2 | --> | 0.2 | 0 | 0 | Constrained,otherwise capacity available =192kVA. | --> | 0.19 | 0 | 0 | 0 | 0.002 | 0.198 | 0 |  | --> | C29 ex GRANGE CASTLE | GRANGE CASTLE: T101 | INCHICORE 220KV |  | 53.3197 | -6.4336
MV/LV Substation BO***239X | 10 kV | 400V(3ph) & 230V(single ph) | LV | 200 kVA :Pole Substation | 0.2 | --> | 0.2 | 0.184 | 3.7 |  | --> | 0.19 | 0 | 0 | 0 | 0 | 0.202 | 0 |  | --> | C18 ex CASTLEBLAYNEY | CASTLEBLAYNEY: T42 | DUNDALK |  | 54.1244 | -6.7413
MV/LV Substation BO***239X | 10 kV | 400V(3ph) & 230V(single ph) | LV | 100 kVA :Pole Substation | 0.1 | --> | 0.1 | 0.099 | 9.9 |  | --> | 0.095 | 0 | 0 | 0 | 0 | 0.1 | 0 |  | --> | C12 ex CONVOY | CONVOY: T41∥T42 | LETTERKENNY |  | 54.8581 | -7.7361
MV/LV Substation BO***239Y | 20 kV | 400V(3ph) & 230V(single ph) | LV | 200 kVA :Pole Substation | 0.2 | --> | 0.2 | 0.131 | 4.4 |  | --> | 0.19 | 0 | 0 | 0 | 0 | 0 | 0 | Constrained,otherwise capacity available =210kW. | --> | E19 ex SLANE | SLANE: T421 | DRYBRIDGE |  | 53.6971 | -6.6153
MV/LV Substation BO***242 | 10 kV | 400V(3ph) & 230V(single ph) | LV | 400 kVA :Kiosk Substation | 0.4 | --> | 0.4 | 0.249 | 1.2 |  | --> | 0.38 | 0 | 0 | 0 | 0 | 0.423 | 0 |  | --> | C13 ex TRIMMS LANE | TRIMMS LANE: T41 | SALTHILL |  | 53.2729 | -9.0553
MV/LV Substation BO***243Y | 20 kV | 400V(3ph) & 230V(single ph) | LV | 50 kVA :Pole Substation | 0.05 | --> | 0.05 | 0 | 0 | Constrained,otherwise capacity available =42kVA. | --> | 0.047 | 0 | 0 | 0 | 0 | 0.05 | 0 |  | --> | E15 ex DULEEK | DULEEK: T421∥T422 | DRYBRIDGE |  | 53.6229 | -6.4227
MV/LV Substation BO***244 | 10 kV | 400V(3ph) & 230V(single ph) | LV | 630 kVA :Kiosk Substation | 0.63 | --> | 0.63 | 0.36 | 3.9 |  | --> | 0.598 | 0 | 0 | 0 | 0.035 | 0.5 | 0 |  | --> | C17 ex GALWAY 110KV | GALWAY 110KV: T103 | GALWAY 110KV |  | 53.292 | -9.0164
MV/LV Substation BO***244X | 20 kV | 400V(3ph) & 230V(single ph) | LV | 100 kVA :Pole Substation | 0.1 | --> | 0.1 | 0 | 0 | Constrained,otherwise capacity available =82kVA. | --> | 0.095 | 0 | 0 | 0 | 0 | 0.102 | 0 |  | --> | E43 ex CLAREGALWAY | CLAREGALWAY: T421 | GALWAY 110KV |  | 53.3422 | -8.8614
MV/LV Substation BO***244Y | 10 kV | 400V(3ph) & 230V(single ph) | LV | 100 kVA :Pole Substation | 0.1 | --> | 0.1 | 0.051 | 8.3 |  | --> | 0.095 | 0 | 0 | 0 | 0.027 | 0.078 | 0 |  | --> | C18 ex DRYBRIDGE | DRYBRIDGE: T42 | DRYBRIDGE |  | 53.719 | -6.379
MV/LV Substation BO***246Z | 20 kV | 400V(3ph) & 230V(single ph) | LV | 100 kVA :Pole Substation | 0.1 | --> | 0.1 | 0.094 | 1.5 |  | --> | 0.095 | 0 | 0 | 0 | 0 | 0 | 0 | Constrained,otherwise capacity available =100kW. | --> | C17 ex FOYNES | FOYNES: T41 | RATHKEALE |  | 52.6116 | -9.1303
MV/LV Substation BO***251X | 10 kV | 400V(3ph) & 230V(single ph) | LV | 400 kVA :Kiosk Substation | 0.4 | --> | 0.4 | 0.386 | 3.7 |  | --> | 0.38 | 0 | 0 | 0 | 0 | 0.401 | 0 |  | --> | C18 ex CASTLEBLAYNEY | CASTLEBLAYNEY: T42 | DUNDALK |  | 54.1251 | -6.737
MV/LV Substation BO***252X | 10 kV | 400V(3ph) & 230V(single ph) | LV | 400 kVA :Building Structure | 0.4 | --> | 0.4 | 0 | 0 | Constrained,otherwise capacity available =378kVA. | --> | 0.38 | 0 | 0 | 0 | 0 | 0.403 | 0 |  | --> | C14 ex POPPINTREE | POPPINTREE: T102 | FINGLAS |  | 53.4055 | -6.2337
MV/LV Substation BO***258Z | 10 kV | 400V(3ph) & 230V(single ph) | LV | 400 kVA :Kiosk Substation | 0.4 | --> | 0.4 | 0 | 0 | Constrained,otherwise capacity available =312kVA. | --> | 0.38 | 0 | 0 | 0 | 0.007 | 0.406 | 0 |  | --> | E17 ex GLASMORE | GLASMORE: T421 | GLASMORE |  | 53.4471 | -6.2351
MV/LV Substation BO***259Z | 10 kV | 400V(3ph) & 230V(single ph) | LV | 200 kVA :Kiosk Substation | 0.2 | --> | 0.2 | 0 | 0 | Constrained,otherwise capacity available =138kVA. | --> | 0.19 | 0 | 0 | 0 | 0.005 | 0.204 | 0 |  | --> | E17 ex GLASMORE | GLASMORE: T421 | GLASMORE |  | 53.4463 | -6.2331
MV/LV Substation BO***260Z | 10 kV | 400V(3ph) & 230V(single ph) | LV | 200 kVA :Kiosk Substation | 0.2 | --> | 0.2 | 0 | 0 | Constrained,otherwise capacity available =159kVA. | --> | 0.19 | 0 | 0 | 0 | 0 | 0.206 | 0 |  | --> | E17 ex GLASMORE | GLASMORE: T421 | GLASMORE |  | 53.4478 | -6.2335
MV/LV Substation BO***261Y | 20 kV | 400V(3ph) & 230V(single ph) | LV | 50 kVA :Pole Substation | 0.05 | --> | 0.05 | 0 | 0 | Constrained,otherwise capacity available =46kVA. | --> | 0.047 | 0 | 0 | 0 | 0 | 0.049 | 0 |  | --> | E21 ex DALTON | DALTON: T421∥T422 | DALTON |  | 53.7424 | -9.0905
MV/LV Substation BO***264 | 20 kV | 400V(3ph) & 230V(single ph) | LV | 50 kVA :Pole Substation | 0.05 | --> | 0.05 | 0.049 | 2.2 |  | --> | 0.047 | 0 | 0 | 0 | 0 | 0 | 0 | Constrained,otherwise capacity available =49kW. | --> | E17 ex BALLYMACARRY | BALLYMACARRY: T421 | TRILLICK |  | 55.1075 | -7.4694
MV/LV Substation BO***264 | 10 kV | 400V(3ph) & 230V(single ph) | LV | 400 kVA :Kiosk Substation | 0.4 | --> | 0.4 | 0 | 0 | Constrained,otherwise capacity available =386kVA. | --> | 0.38 | 0 | 0 | 0 | 0 | 0 | 0 | Constrained,otherwise capacity available =401kW. | --> | C11 ex TEMPLEMORE | TEMPLEMORE: T41 | IKERRIN |  | 52.7541 | -7.9554
MV/LV Substation BO***264X | 10 kV | 400V(3ph) & 230V(single ph) | LV | 50 kVA :Pole Substation | 0.05 | --> | 0.05 | 0.05 | 0.9 |  | --> | 0.047 | 0 | 0 | 0 | 0 | 0.049 | 0 |  | --> | C20 ex MULGANNON | MULGANNON: T42 | WEXFORD |  | 52.293 | -6.4561
MV/LV Substation BO***266Z | 10 kV | 400V(3ph) & 230V(single ph) | LV | 400 kVA :Kiosk Substation | 0.4 | --> | 0.4 | 0.343 | 2.6 |  | --> | 0.38 | 0 | 0 | 0 | 0.007 | 0.401 | 0 |  | --> | C19 ex DRYBRIDGE | DRYBRIDGE: T41 | DRYBRIDGE |  | 53.7266 | -6.3592
MV/LV Substation BO***267 | 10 kV | 400V(3ph) & 230V(single ph) | LV | 200 kVA :Pole Substation | 0.2 | --> | 0.2 | 0.138 | 2.6 |  | --> | 0.19 | 0 | 0 | 0 | 0 | 0 | 0 | Constrained,otherwise capacity available =209kW. | --> | C12 ex CLOONBANNIN | CLOONBANNIN: T42 | GLENLARA |  | 52.1587 | -9.0631
MV/LV Substation BO***267 | 10 kV | 400V(3ph) & 230V(single ph) | LV | 50 kVA :Pole Substation | 0.05 | --> | 0.05 | 0 | 0 | Constrained,otherwise capacity available =20kVA. | --> | 0.047 | 0 | 0 | 0 | 0 | 0 | 0 | Constrained,otherwise capacity available =54kW. | --> | C17 ex ROSCREA | ROSCREA: T41 | IKERRIN |  | 52.8866 | -7.7663
MV/LV Substation BO***272 | 10 kV | 400V(3ph) & 230V(single ph) | LV | 100 kVA :Pole Substation | 0.1 | --> | 0.1 | 0.057 | 3 |  | --> | 0.095 | 0 | 0 | 0 | 0 | 0 | 0 | Constrained,otherwise capacity available =106kW. | --> | C13 ex SWINFORD | SWINFORD: T41∥T42 | CASTLEBAR |  | 53.9023 | -9.0543
MV/LV Substation BO***274X | 20 kV | 400V(3ph) & 230V(single ph) | LV | 50 kVA :Pole Substation | 0.05 | --> | 0.05 | 0.05 | 3.3 |  | --> | 0.047 | 0 | 0 | 0 | 0 | 0.049 | 0 |  | --> | E13 ex BIRDHILL | BIRDHILL: T421 | ARDNACRUSHA |  | 52.7659 | -8.549
MV/LV Substation BO***275 | 10 kV | 400V(3ph) & 230V(single ph) | LV | 400 kVA :Kiosk Substation | 0.4 | --> | 0.4 | 0.32 | 4.2 |  | --> | 0.38 | 0 | 0 | 0 | 0 | 0.412 | 0 |  | --> | C20 ex HOWTH JUNCTION | HOWTH JUNCTION: T42 | GRANGE (DR) |  | 53.3874 | -6.1396
MV/LV Substation BO***277X | 20 kV | 400V(3ph) & 230V(single ph) | LV | 200 kVA :Pole Substation | 0.2 | --> | 0.2 | 0 | 0 | Constrained,otherwise capacity available =142kVA. | --> | 0.19 | 0 | 0 | 0 | 0.009 | 0 | 0 | Constrained,otherwise capacity available =199kW. | --> | E24 ex BIRR | BIRR: T422 | DALLOW |  | 53.1717 | -7.7263
MV/LV Substation BO***283 | 10 kV | 400V(3ph) & 230V(single ph) | LV | 50 kVA :Pole Substation | 0.05 | --> | 0.05 | 0.043 | 3 |  | --> | 0.047 | 0 | 0 | 0 | 0 | 0.05 | 0 |  | --> | C20 ex KILMEADEN | KILMEADEN: T42 | BUTLERSTOWN |  | 52.2307 | -7.2415
MV/LV Substation BO***293 | 10 kV | 400V(3ph) & 230V(single ph) | LV | 630 kVA :Kiosk Substation | 0.63 | --> | 0.63 | 0.5 | 2.6 |  | --> | 0.598 | 0 | 0 | 0 | 0.006 | 0.5 | 0 |  | --> | C13 ex MONEENAGEISHA | MONEENAGEISHA: T41 | GALWAY 110KV |  | 53.2797 | -9.0427
MV/LV Substation BO***294 | 10 kV | 400V(3ph) & 230V(single ph) | LV | 100 kVA :Pole Substation | 0.1 | --> | 0.1 | 0.085 | 8.5 |  | --> | 0.095 | 0 | 0 | 0 | 0 | 0.102 | 0 |  | --> | C13 ex MULLINGAR | MULLINGAR: T101 | MULLINGAR |  | 53.5452 | -7.3344
MV/LV Substation BO***294Y | 20 kV | 400V(3ph) & 230V(single ph) | LV | 50 kVA :Pole Substation | 0.05 | --> | 0.05 | 0.05 | 1.1 |  | --> | 0.047 | 0 | 0 | 0 | 0 | 0.049 | 0 |  | --> | E25 ex LAWLESSTOWN | LAWLESSTOWN: T421 | DOON |  | 52.3776 | -7.6978
MV/LV Substation BO***297 | 20 kV | 400V(3ph) & 230V(single ph) | LV | 100 kVA :Pole Substation | 0.1 | --> | 0.1 | 0.095 | 3.7 |  | --> | 0.095 | 0 | 0 | 0 | 0.008 | 0 | 0 | Constrained,otherwise capacity available =92kW. | --> | E13 ex FOXHOLE | FOXHOLE: T421∥T422 | DUNGARVAN |  | 52.0063 | -7.7129
MV/LV Substation BO***309 | 10 kV | 400V(3ph) & 230V(single ph) | LV | 200 kVA :Kiosk Substation | 0.2 | --> | 0.2 | 0.156 | 3.3 |  | --> | 0.19 | 0 | 0 | 0 | 0.004 | 0.202 | 0 |  | --> | C14 ex WATERFORD | WATERFORD: T42 | WATERFORD |  | 52.2674 | -7.1376
MV/LV Substation BO***310X | 20 kV | 400V(3ph) & 230V(single ph) | LV | 630 kVA :Building Structure | 0.63 | --> | 0.63 | 0.5 | 3.5 |  | --> | 0.598 | 0 | 0 | 0 | 0 | 0.5 | 0 |  | --> | E21 ex STRANORLAR | STRANORLAR: T421 | LETTERKENNY |  | 54.7993 | -7.781
MV/LV Substation BO***311X | 10 kV | 400V(3ph) & 230V(single ph) | LV | 50 kVA :Pole Substation | 0.05 | --> | 0.05 | 0.029 | 1 |  | --> | 0.047 | 0 | 0 | 0 | 0 | 0 | 0 | Constrained,otherwise capacity available =52kW. | --> | C11 ex LOUGHTAGALLA | LOUGHTAGALLA: T41∥T42 | THURLES |  | 52.6756 | -7.7096
MV/LV Substation BO***315Y | 10 kV | 400V(3ph) & 230V(single ph) | LV | 400 kVA :Kiosk Substation | 0.4 | --> | 0.4 | 0.334 | 25.1 |  | --> | 0.38 | 0 | 0 | 0 | 0.008 | 0.401 | 0 |  | --> | C22 ex ARKLOW | ARKLOW: T101∥T102 | ARKLOW |  | 52.7893 | -6.1721
MV/LV Substation BO***321 | 10 kV | 400V(3ph) & 230V(single ph) | LV | 100 kVA :Pole Substation | 0.1 | --> | 0.1 | 0.091 | 3 |  | --> | 0.095 | 0 | 0 | 0 | 0 | 0 | 0 | Constrained,otherwise capacity available =100kW. | --> | C13 ex SWINFORD | SWINFORD: T41∥T42 | CASTLEBAR |  | 53.9019 | -9.0139
MV/LV Substation BO***329 | 10 kV | 400V(3ph) & 230V(single ph) | LV | 50 kVA :Pole Substation | 0.05 | --> | 0.05 | 0.039 | 0.2 |  | --> | 0.047 | 0 | 0 | 0 | 0 | 0.051 | 0 |  | --> | C11 ex SCARIFF | SCARIFF: T42 | ENNIS |  | 52.8843 | -8.5965
MV/LV Substation BO***331X | 10 kV | 400V(3ph) & 230V(single ph) | LV | 50 kVA :Pole Substation | 0.05 | --> | 0.05 | 0.032 | 1.7 |  | --> | 0.047 | 0 | 0 | 0 | 0.007 | 0 | 0 | Constrained,otherwise capacity available =44kW. | --> | C12 ex BALLYBAY | BALLYBAY: T41∥T42 | LISDRUM |  | 54.1155 | -7.0189
MV/LV Substation BO***332 | 10 kV | 400V(3ph) & 230V(single ph) | LV | 400 kVA :Kiosk Substation | 0.4 | --> | 0.4 | 0.364 | 4.5 |  | --> | 0.38 | 0 | 0 | 0 | 0.003 | 0.402 | 0 |  | --> | C11 ex MAYFIELD | MAYFIELD: T41 | KILBARRY |  | 51.9123 | -8.4207
MV/LV Substation BO***334 | 10 kV | 400V(3ph) & 230V(single ph) | LV | 50 kVA :Pole Substation | 0.05 | --> | 0.05 | 0 | 0 | Constrained,otherwise capacity available =48kVA. | --> | 0.047 | 0 | 0 | 0 | 0 | 0.049 | 0 |  | --> | C14 ex HEADFORD | HEADFORD: T42 | CLOON |  | 53.529 | -9.0164
MV/LV Substation BO***334Y | 20 kV | 400V(3ph) & 230V(single ph) | LV | 400 kVA :Building Structure | 0.4 | --> | 0.4 | 0.4 | 1.6 |  | --> | 0.38 | 0 | 0 | 0 | 0 | 0.4 | 0 |  | --> | E12 ex OLDCASTLE | OLDCASTLE: T422 | MULLINGAR |  | 53.7642 | -7.2326
MV/LV Substation BO***349 | 20 kV | 400V(3ph) & 230V(single ph) | LV | 50 kVA :Pole Substation | 0.05 | --> | 0.05 | 0.042 | 5.2 |  | --> | 0.047 | 0 | 0 | 0 | 0 | 0.05 | 0 |  | --> | E12 ex WHITECHURCH | WHITECHURCH: T422 | KILBARRY |  | 52.0086 | -8.498
MV/LV Substation BO***349X | 10 kV | 400V(3ph) & 230V(single ph) | LV | 1000 kVA :Building Structure | 1 | --> | 1 | 0 | 0 | Constrained,otherwise capacity available =500kVA. | --> | 0.95 | 0 | 0 | 0 | 0 | 0.5 | 0 |  | --> | C21 ex CAMDEN ROW | CAMDEN ROW: T41 | FRANCIS STREET |  | 53.3402 | -6.2647
MV/LV Substation BO***358 | 20 kV | 400V(3ph) & 230V(single ph) | LV | 50 kVA :Pole Substation | 0.05 | --> | 0.05 | 0.05 | 1.1 |  | --> | 0.047 | 0 | 0 | 0 | 0 | 0.049 | 0 |  | --> | E23 ex LAWLESSTOWN | LAWLESSTOWN: T421 | DOON |  | 52.2871 | -7.7133
MV/LV Substation BO***360 | 10 kV | 400V(3ph) & 230V(single ph) | LV | 200 kVA :Pole Substation | 0.2 | --> | 0.2 | 0.156 | 1.7 |  | --> | 0.19 | 0 | 0 | 0 | 0 | 0.206 | 0 |  | --> | C24 ex BISHOPSTOWN | BISHOPSTOWN: T42 | KILBARRY |  | 51.8556 | -8.5156
MV/LV Substation BO***367 | 20 kV | 400V(3ph) & 230V(single ph) | LV | 100 kVA :Pole Substation | 0.1 | --> | 0.1 | 0 | 0 | Constrained,otherwise capacity available =97kVA. | --> | 0.095 | 0 | 0 | 0 | 0 | 0 | 0 | Constrained,otherwise capacity available =100kW. | --> | E14 ex LUMCLOON | LUMCLOON: T421∥T422 | DALLOW |  | 53.2266 | -7.7331
MV/LV Substation BO***368 | 20 kV | 400V(3ph) & 230V(single ph) | LV | 200 kVA :Kiosk Substation | 0.2 | --> | 0.2 | 0 | 0 | Constrained,otherwise capacity available =179kVA. | --> | 0.19 | 0 | 0 | 0 | 0 | 0 | 0 | Constrained,otherwise capacity available =203kW. | --> | E14 ex LUMCLOON | LUMCLOON: T421∥T422 | DALLOW |  | 53.2271 | -7.7313
MV/LV Substation BO***369Y | 10 kV | 400V(3ph) & 230V(single ph) | LV | 200 kVA :Kiosk Substation | 0.2 | --> | 0.2 | 0 | 0 | Constrained,otherwise capacity available =185kVA. | --> | 0.19 | 0 | 0 | 0 | 0.003 | 0 | 0 | Constrained,otherwise capacity available =199kW. | --> | C20 ex COLLIGAN | COLLIGAN: T41 | DUNGARVAN |  | 52.0853 | -7.627
MV/LV Substation BO***378 | 10 kV | 400V(3ph) & 230V(single ph) | LV | 50 kVA :Pole Substation | 0.05 | --> | 0.05 | 0.031 | 3.2 |  | --> | 0.047 | 0 | 0 | 0 | 0.003 | 0.048 | 0 |  | --> | C17 ex BOYLE | BOYLE: T41∥T42 | CARRICK ON SHANNON |  | 53.9688 | -8.2625
MV/LV Substation BO***381Y | 10 kV | 400V(3ph) & 230V(single ph) | LV | 200 kVA :Kiosk Substation | 0.2 | --> | 0.2 | 0.119 | 8.3 |  | --> | 0.19 | 0 | 0 | 0 | 0.024 | 0.187 | 0 |  | --> | C18 ex DRYBRIDGE | DRYBRIDGE: T42 | DRYBRIDGE |  | 53.7197 | -6.3823
MV/LV Substation BO***381Z | 10 kV | 400V(3ph) & 230V(single ph) | LV | 630 kVA :Kiosk Substation | 0.63 | --> | 0.63 | 0 | 0 | Constrained,otherwise capacity available =500kVA. | --> | 0.598 | 0 | 0 | 0 | 0 | 0.5 | 0 |  | --> | C12 ex GRANGE (DR) | GRANGE (DR): T42 | GRANGE (DR) |  | 53.3996 | -6.1482
MV/LV Substation BO***384Y | 10 kV | 400V(3ph) & 230V(single ph) | LV | 400 kVA :Kiosk Substation | 0.4 | --> | 0.4 | 0.332 | 1.3 |  | --> | 0.38 | 0 | 0 | 0 | 0 | 0.41 | 0 |  | --> | E12 ex KILCARRAGH | KILCARRAGH: T421∥T422 | BUTLERSTOWN |  | 52.2386 | -7.0682
MV/LV Substation BO***398 | 20 kV | 400V(3ph) & 230V(single ph) | LV | 200 kVA :Pole Substation | 0.2 | --> | 0.2 | 0 | 0 | Constrained,otherwise capacity available =200kVA. | --> | 0.19 | 0 | 0 | 0 | 0 | 0.2 | 0 |  | --> | E11 ex WHITECHURCH | WHITECHURCH: T421 | KILBARRY |  | 52.0596 | -8.5316
MV/LV Substation BO***400 | 10 kV | 400V(3ph) & 230V(single ph) | LV | 200 kVA :Pole Substation | 0.2 | --> | 0.2 | 0.134 | 1.2 |  | --> | 0.19 | 0 | 0 | 0 | 0.023 | 0 | 0 | Constrained,otherwise capacity available =185kW. | --> | C15 ex ROSBERCON | ROSBERCON: T42 | WATERFORD |  | 52.3894 | -6.9616
MV/LV Substation BO***4007 | 10 kV | 400V(3ph) & 230V(single ph) | LV | 50 kVA :Pole Substation | 0.05 | --> | 0.05 | 0.035 | 3.8 |  | --> | 0.047 | 0 | 0 | 0 | 0 | 0 | 0 | Constrained,otherwise capacity available =51kW. | --> | C18 ex TURLOUGH ROAD | TURLOUGH ROAD: T41∥T42 | CASTLEBAR |  | 53.8498 | -9.157
MV/LV Substation BO***4007 | 20 kV | 400V(3ph) & 230V(single ph) | LV | 400 kVA :Kiosk Substation | 0.4 | --> | 0.4 | 0 | 0 | Constrained,otherwise capacity available =367kVA. | --> | 0.38 | 0 | 0 | 0 | 0.018 | 0.385 | 0 |  | --> | E11 ex KILCOLGAN | KILCOLGAN: T421 | GALWAY 110KV |  | 53.1386 | -8.9265
MV/LV Substation BO***400Z | 20 kV | 400V(3ph) & 230V(single ph) | LV | 50 kVA :Pole Substation | 0.05 | --> | 0.05 | 0 | 0 | Constrained,otherwise capacity available =44kVA. | --> | 0.047 | 0 | 0 | 0 | 0 | 0.05 | 0 |  | --> | E18 ex GLASMORE | GLASMORE: T422 | GLASMORE |  | 53.5312 | -6.2058
MV/LV Substation BO***4012 | 10 kV | 400V(3ph) & 230V(single ph) | LV | 50 kVA :Pole Substation | 0.05 | --> | 0.05 | 0.049 | 0.9 |  | --> | 0.047 | 0 | 0 | 0 | 0 | 0.049 | 0 |  | --> | C11 ex CRANNY | CRANNY: T41 | ENNIS |  | 52.6539 | -9.241
MV/LV Substation BO***4013 | 20 kV | 400V(3ph) & 230V(single ph) | LV | 50 kVA :Pole Substation | 0.05 | --> | 0.05 | 0.048 | 1.6 |  | --> | 0.047 | 0 | 0 | 0 | 0.005 | 0.044 | 0 |  | --> | E17 ex INCH | INCH: T421∥T422 | OUGHTRAGH |  | 52.2281 | -10.1772
MV/LV Substation BO***4019 | 10 kV | 400V(3ph) & 230V(single ph) | LV | 630 kVA :Building Structure | 0.63 | --> | 0.63 | 0 | 0 | Constrained,otherwise capacity available =500kVA. | --> | 0.598 | 0 | 0 | 0 | 0 | 0.5 | 0 |  | --> | C28 ex POPPINTREE | POPPINTREE: T102 | FINGLAS |  | 53.4056 | -6.3023
MV/LV Substation BO***4021 | 10 kV | 400V(3ph) & 230V(single ph) | LV | 50 kVA :Pole Substation | 0.05 | --> | 0.05 | 0.047 | 2.1 |  | --> | 0.047 | 0 | 0 | 0 | 0 | 0.049 | 0 |  | --> | C11 ex KILSARAN | KILSARAN: T42 | DRYBRIDGE |  | 53.8811 | -6.4185
MV/LV Substation BO***4026 | 10 kV | 400V(3ph) & 230V(single ph) | LV | 50 kVA :Pole Substation | 0.05 | --> | 0.05 | 0.05 | 3.3 |  | --> | 0.047 | 0 | 0 | 0 | 0 | 0.049 | 0 |  | --> | C19 ex CELBRIDGE | CELBRIDGE: T41 | GRIFFINRATH |  | 53.313 | -6.6242
MV/LV Substation BO***4028 | 10 kV | 400V(3ph) & 230V(single ph) | LV | 50 kVA :Pole Substation | 0.05 | --> | 0.05 | 0 | 0 | Constrained,otherwise capacity available =50kVA. | --> | 0.047 | 0 | 0 | 0 | 0 | 0.049 | 0 |  | --> | C11 ex ATHENRY | ATHENRY: T41∥T42 | GALWAY 110KV |  | 53.2814 | -8.7423
MV/LV Substation BO***4029 | 10 kV | 400V(3ph) & 230V(single ph) | LV | 50 kVA :Pole Substation | 0.05 | --> | 0.05 | 0.031 | 7.8 |  | --> | 0.047 | 0 | 0 | 0 | 0 | 0.051 | 0 |  | --> | C26 ex PELLETSTOWN | PELLETSTOWN: T102 | FINGLAS |  | 53.3905 | -6.3478
MV/LV Substation BO***403 | 10 kV | 400V(3ph) & 230V(single ph) | LV | 50 kVA :Pole Substation | 0.05 | --> | 0.05 | 0 | 0 | Constrained,otherwise capacity available =43kVA. | --> | 0.047 | 0 | 0 | 0 | 0 | 0.05 | 0 |  | --> | C19 ex BALLYBAILIE | BALLYBAILIE: T41 | DUNDALK |  | 53.8535 | -6.5693
MV/LV Substation BO***4030 | 10 kV | 400V(3ph) & 230V(single ph) | LV | 200 kVA :Pole Substation | 0.2 | --> | 0.2 | 0 | 0 | Constrained,otherwise capacity available =152kVA. | --> | 0.19 | 0 | 0 | 0 | 0 | 0.207 | 0 |  | --> | C19 ex BALLYBAILIE | BALLYBAILIE: T41 | DUNDALK |  | 53.8587 | -6.5711
MV/LV Substation BO***4033 | 10 kV | 400V(3ph) & 230V(single ph) | LV | 100 kVA :Pole Substation | 0.1 | --> | 0.1 | 0.098 | 8.9 |  | --> | 0.095 | 0 | 0 | 0 | 0 | 0.1 | 0 |  | --> | C12 ex CARROWBEG | CARROWBEG: T41∥T42 | CARROWBEG |  | 53.805 | -9.5095
MV/LV Substation BO***404 | 10 kV | 400V(3ph) & 230V(single ph) | LV | 100 kVA :Pole Substation | 0.1 | --> | 0.1 | 0 | 0 | Constrained,otherwise capacity available =73kVA. | --> | 0.095 | 0 | 0 | 0 | 0.007 | 0.096 | 0 |  | --> | C19 ex BALLYBAILIE | BALLYBAILIE: T41 | DUNDALK |  | 53.8539 | -6.5738
MV/LV Substation BO***4046 | 20 kV | 400V(3ph) & 230V(single ph) | LV | 50 kVA :Pole Substation | 0.05 | --> | 0.05 | 0.048 | 3.7 |  | --> | 0.047 | 0 | 0 | 0 | 0 | 0.049 | 0 |  | --> | E21 ex CLARA | CLARA: T421 | THORNSBERRY |  | 53.3225 | -7.7366
MV/LV Substation BO***4049 | 10 kV | 400V(3ph) & 230V(single ph) | LV | 400 kVA :Kiosk Substation | 0.4 | --> | 0.4 | 0.351 | 7.5 |  | --> | 0.38 | 0 | 0 | 0 | 0.014 | 0.392 | 0 |  | --> | C18 ex CARRICKMINES | CARRICKMINES: T42 | CARRICKMINES |  | 53.2547 | -6.2098
MV/LV Substation BO***4057 | 10 kV | 400V(3ph) & 230V(single ph) | LV | 400 kVA :Kiosk Substation | 0.4 | --> | 0.4 | 0.36 | 8.3 |  | --> | 0.38 | 0 | 0 | 0 | 0.003 | 0.403 | 0 |  | --> | C12 ex DRYBRIDGE | DRYBRIDGE: T42 | DRYBRIDGE |  | 53.721 | -6.3713
MV/LV Substation BO***4066 | 20 kV | 400V(3ph) & 230V(single ph) | LV | 100 kVA :Pole Substation | 0.1 | --> | 0.1 | 0.064 | 1.7 |  | --> | 0.095 | 0 | 0 | 0 | 0 | 0.105 | 0 |  | --> | C18 ex NEWTOWNCUNNINGHAM | NEWTOWNCUNNINGHAM: T41∥T42 | LETTERKENNY |  | 55.0171 | -7.4765
MV/LV Substation BO***4068 | 10 kV | 400V(3ph) & 230V(single ph) | LV | 50 kVA :Pole Substation | 0.05 | --> | 0.05 | 0 | 0 | Constrained,otherwise capacity available =50kVA. | --> | 0.047 | 0 | 0 | 0 | 0 | 0 | 0 | Constrained,otherwise capacity available =49kW. | --> | C21 ex BIRR | BIRR: T41 | DALLOW |  | 53.0803 | -7.8603
MV/LV Substation BO***4070 | 10 kV | 400V(3ph) & 230V(single ph) | LV | 50 kVA :Pole Substation | 0.05 | --> | 0.05 | 0.05 | 2 |  | --> | 0.047 | 0 | 0 | 0 | 0 | 0.049 | 0 |  | --> | C17 ex BALLYTIVNAN | BALLYTIVNAN: T41 | SLIGO |  | 54.3112 | -8.5585
MV/LV Substation BO***4071 | 10 kV | 400V(3ph) & 230V(single ph) | LV | 50 kVA :Pole Substation | 0.05 | --> | 0.05 | 0 | 0 | Constrained,otherwise capacity available =41kVA. | --> | 0.047 | 0 | 0 | 0 | 0 | 0.05 | 0 |  | --> | C20 ex BUTTEVANT | BUTTEVANT: T41∥T42 | MALLOW |  | 52.211 | -8.731
MV/LV Substation BO***407X | 20 kV | 400V(3ph) & 230V(single ph) | LV | 50 kVA :Pole Substation | 0.05 | --> | 0.05 | 0 | 0 |  | --> | 0.047 | 0 | 0 | 0 | 0.023 | 0.034 | 0 |  | --> | E15 ex ACADEMY STREET | ACADEMY STREET: T421∥T422 | NAVAN |  | 53.6255 | -6.662
MV/LV Substation BO***4089 | 10 kV | 400V(3ph) & 230V(single ph) | LV | 630 kVA :Building Structure | 0.63 | --> | 0.63 | 0.5 | 11.2 |  | --> | 0.598 | 0 | 0 | 0 | 0 | 0.5 | 0 |  | --> | C19 ex CABRA | CABRA: T102 | FINGLAS |  | 53.3731 | -6.2968
MV/LV Substation BO***4115 | 20 kV | 400V(3ph) & 230V(single ph) | LV | 50 kVA :Pole Substation | 0.05 | --> | 0.05 | 0.05 | 1.3 |  | --> | 0.047 | 0 | 0 | 0 | 0 | 0.049 | 0 |  | --> | E12 ex KILCULLEN | KILCULLEN: T424 | STRATFORD |  | 53.0727 | -6.8468
MV/LV Substation BO***4118 | 10 kV | 400V(3ph) & 230V(single ph) | LV | 1000 kVA :Building Structure | 1 | --> | 1 | 0.5 | 7.2 |  | --> | 0.95 | 0 | 0 | 0 | 0 | 0.5 | 0 |  | --> | C15 ex WATLING STREET | WATLING STREET: T41 | FRANCIS STREET |  | 53.345 | -6.2834
MV/LV Substation BO***4124 | 20 kV | 400V(3ph) & 230V(single ph) | LV | 50 kVA :Pole Substation | 0.05 | --> | 0.05 | 0.047 | 5.6 |  | --> | 0.047 | 0 | 0 | 0 | 0 | 0.049 | 0 |  | --> | E13 ex CRANE | CRANE: T122 | CRANE |  | 52.4811 | -6.4763
MV/LV Substation BO***4126 | 20 kV | 400V(3ph) & 230V(single ph) | LV | 50 kVA :Pole Substation | 0.05 | --> | 0.05 | 0 | 0 | Constrained,otherwise capacity available =47kVA. | --> | 0.047 | 0 | 0 | 0 | 0 | 0.049 | 0 |  | --> | E14 ex DALTON | DALTON: T421∥T422 | DALTON |  | 53.7299 | -8.9827
MV/LV Substation BO***4130 | 20 kV | 400V(3ph) & 230V(single ph) | LV | 400 kVA :Kiosk Substation | 0.4 | --> | 0.4 | 0.397 | 0.8 |  | --> | 0.38 | 0 | 0 | 0 | 0 | 0.4 | 0 |  | --> | C20 ex KNOCKMULLEN | KNOCKMULLEN: T42 | GREAT ISLAND |  | 52.2794 | -6.9887
MV/LV Substation BO***413X | 10 kV | 400V(3ph) & 230V(single ph) | LV | 1000 kVA :Building Structure | 1 | --> | 1 | 0.5 | 8 |  | --> | 0.95 | 0 | 0 | 0 | 0 | 0.5 | 0 |  | --> | C21 ex TRINITY | TRINITY: T101 | POOLBEG |  | 53.3419 | -6.2457
MV/LV Substation BO***4142 | 10 kV | 400V(3ph) & 230V(single ph) | LV | 50 kVA :Pole Substation | 0.05 | --> | 0.05 | 0 | 0 | Constrained,otherwise capacity available =50kVA. | --> | 0.047 | 0 | 0 | 0 | 0 | 0.049 | 0 |  | --> | C20 ex GARRYOWEN | GARRYOWEN: T42 | LIMERICK |  | 52.6405 | -8.5845
MV/LV Substation BO***4143 | 20 kV | 400V(3ph) & 230V(single ph) | LV | 50 kVA :Pole Substation | 0.05 | --> | 0.05 | 0 | 0 | Constrained,otherwise capacity available =44kVA. | --> | 0.047 | 0 | 0 | 0 | 0 | 0.05 | 0 |  | --> | E15 ex BELVIEW | BELVIEW: T421 | WATERFORD |  | 52.2642 | -7.0483
MV/LV Substation BO***4151 | 20 kV | 400V(3ph) & 230V(single ph) | LV | 200 kVA :Kiosk Substation | 0.2 | --> | 0.2 | 0 | 0 | Constrained,otherwise capacity available =171kVA. | --> | 0.19 | 0 | 0 | 0 | 0.049 | 0.152 | 0 |  | --> | E14 ex KILCOCK | KILCOCK: T422 | GRIFFINRATH |  | 53.4054 | -6.6812
MV/LV Substation BO***415Y | 10 kV | 400V(3ph) & 230V(single ph) | LV | 50 kVA :Pole Substation | 0.05 | --> | 0.05 | 0.05 | 2.7 |  | --> | 0.047 | 0 | 0 | 0 | 0 | 0.049 | 0 |  | --> | C13 ex OLDCASTLE | OLDCASTLE: T41 | MULLINGAR |  | 53.7662 | -7.1325
MV/LV Substation BO***416X | 10 kV | 400V(3ph) & 230V(single ph) | LV | 400 kVA :Kiosk Substation | 0.4 | --> | 0.4 | 0.342 | 2.1 |  | --> | 0.38 | 0 | 0 | 0 | 0 | 0.408 | 0 |  | --> | C12 ex MORNINGTON ROAD | MORNINGTON ROAD: T42 | DRYBRIDGE |  | 53.7089 | -6.3137
MV/LV Substation BO***4176 | 10 kV | 400V(3ph) & 230V(single ph) | LV | 400 kVA :Kiosk Substation | 0.4 | --> | 0.4 | 0.274 | 8.3 |  | --> | 0.38 | 0 | 0 | 0 | 0.031 | 0.386 | 0 |  | --> | C25 ex BALLYBEG | BALLYBEG: T101 | CARRICKMINES |  | 52.9865 | -6.0576
MV/LV Substation BO***4177 | 10 kV | 400V(3ph) & 230V(single ph) | LV | 1000 kVA :Building Structure | 1 | --> | 1 | 0.5 | 2.6 |  | --> | 0.95 | 0 | 0 | 0 | 0 | 0.5 | 0 |  | --> | C12 ex MONEENAGEISHA | MONEENAGEISHA: T42 | GALWAY 110KV |  | 53.2722 | -9.0487
MV/LV Substation BO***417X | 10 kV | 400V(3ph) & 230V(single ph) | LV | 1000 kVA :Building Structure | 1 | --> | 1 | 0.5 | 2.5 |  | --> | 0.95 | 0 | 0 | 0 | 0 | 0.5 | 0 |  | --> | C12 ex EAST WALL ROAD | EAST WALL ROAD: T42 | MCDERMOTT |  | 53.3542 | -6.2221
MV/LV Substation BO***4181 | 20 kV | 400V(3ph) & 230V(single ph) | LV | 50 kVA :Pole Substation | 0.05 | --> | 0.05 | 0.05 | 5.6 |  | --> | 0.047 | 0 | 0 | 0 | 0 | 0.049 | 0 |  | --> | E18 ex CRANE | CRANE: T122 | CRANE |  | 52.6359 | -6.277
MV/LV Substation BO***4197 | 10 kV | 400V(3ph) & 230V(single ph) | LV | 50 kVA :Pole Substation | 0.05 | --> | 0.05 | 0.045 | 0.7 |  | --> | 0.047 | 0 | 0 | 0 | 0.007 | 0 | 0 | Constrained,otherwise capacity available =42kW. | --> | C20 ex KILMARTIN | KILMARTIN: T41 | ARKLOW |  | 53.0337 | -6.1676
MV/LV Substation BO***420 | 10 kV | 400V(3ph) & 230V(single ph) | LV | 100 kVA :Pole Substation | 0.1 | --> | 0.1 | 0.09 | 5 |  | --> | 0.095 | 0 | 0 | 0 | 0 | 0.101 | 0 |  | --> | C21 ex OLDBAWN | OLDBAWN: T41 | COOKSTOWN |  | 53.2721 | -6.3582
MV/LV Substation BO***4205 | 10 kV | 400V(3ph) & 230V(single ph) | LV | 1000 kVA :Building Structure | 1 | --> | 1 | 0.5 | 0.6 |  | --> | 0.95 | 0 | 0 | 0 | 0 | 0.5 | 0 |  | --> | C19 ex CLONDALKIN | CLONDALKIN: T41 | INCHICORE 220KV |  | 53.3165 | -6.3967
MV/LV Substation BO***4227 | 20 kV | 400V(3ph) & 230V(single ph) | LV | 50 kVA :Pole Substation | 0.05 | --> | 0.05 | 0.043 | 7.4 |  | --> | 0.047 | 0 | 0 | 0 | 0 | 0.05 | 0 |  | --> | E22 ex BANOGE | BANOGE: T122 | BANOGE |  | 52.6407 | -6.4243
MV/LV Substation BO***4227 | 20 kV | 400V(3ph) & 230V(single ph) | LV | 50 kVA :Pole Substation | 0.05 | --> | 0.05 | 0 | 0 | Constrained,otherwise capacity available =50kVA. | --> | 0.047 | 0 | 0 | 0 | 0 | 0 | 0 | Constrained,otherwise capacity available =49kW. | --> | C15 ex MOUNTRATH | MOUNTRATH: T41∥T42 | PORTLAOISE |  | 52.9096 | -7.4167
MV/LV Substation BO***422X | 10 kV | 400V(3ph) & 230V(single ph) | LV | 50 kVA :Pole Substation | 0.05 | --> | 0.05 | 0.029 | 2.9 |  | --> | 0.047 | 0 | 0 | 0 | 0.007 | 0.045 | 0 |  | --> | C13 ex MONFIN | MONFIN: T41∥T42 | WEXFORD |  | 52.461 | -6.5782
MV/LV Substation BO***4236 | 10 kV | 400V(3ph) & 230V(single ph) | LV | 50 kVA :Pole Substation | 0.05 | --> | 0.05 | 0 | 0 | Constrained,otherwise capacity available =50kVA. | --> | 0.047 | 0 | 0 | 0 | 0 | 0 | 0 | Constrained,otherwise capacity available =49kW. | --> | C14 ex TEMPLEMORE | TEMPLEMORE: T42 | IKERRIN |  | 52.7731 | -7.6995
MV/LV Substation BO***4254 | 20 kV | 400V(3ph) & 230V(single ph) | LV | 50 kVA :Pole Substation | 0.05 | --> | 0.05 | 0.05 | 2.6 |  | --> | 0.047 | 0 | 0 | 0 | 0 | 0.049 | 0 |  | --> | E13 ex KILCOCK | KILCOCK: T421 | GRIFFINRATH |  | 53.4777 | -6.6121
MV/LV Substation BO***425Z | 10 kV | 400V(3ph) & 230V(single ph) | LV | 400 kVA :Kiosk Substation | 0.4 | --> | 0.4 | 0 | 0 | Constrained,otherwise capacity available =286kVA. | --> | 0.38 | 0 | 0 | 0 | 0.028 | 0.387 | 0 |  | --> | E17 ex GLASMORE | GLASMORE: T421 | GLASMORE |  | 53.446 | -6.2392
MV/LV Substation BO***4263 | 10 kV | 400V(3ph) & 230V(single ph) | LV | 1000 kVA :Building Structure | 1 | --> | 1 | 0.5 | 7.1 |  | --> | 0.95 | 0 | 0 | 0 | 0 | 0.5 | 0 |  | --> | C12 ex PEMBROKE | PEMBROKE: T41∥T43 | RINGSEND |  | 53.3419 | -6.2365
MV/LV Substation BO***4264 | 10 kV | 400V(3ph) & 230V(single ph) | LV | 1000 kVA :Building Structure | 1 | --> | 1 | 0.5 | 7.1 |  | --> | 0.95 | 0 | 0 | 0 | 0 | 0.5 | 0 |  | --> | C12 ex PEMBROKE | PEMBROKE: T41∥T43 | RINGSEND |  | 53.3411 | -6.2367
MV/LV Substation BO***4265 | 10 kV | 400V(3ph) & 230V(single ph) | LV | 1000 kVA :Building Structure | 1 | --> | 1 | 0.5 | 7.1 |  | --> | 0.95 | 0 | 0 | 0 | 0 | 0.5 | 0 |  | --> | C12 ex PEMBROKE | PEMBROKE: T41∥T43 | RINGSEND |  | 53.3411 | -6.2369
MV/LV Substation BO***426Z | 10 kV | 400V(3ph) & 230V(single ph) | LV | 400 kVA :Kiosk Substation | 0.4 | --> | 0.4 | 0 | 0 | Constrained,otherwise capacity available =99kVA. | --> | 0.38 | 0 | 0 | 0 | 0.016 | 0.428 | 0 |  | --> | E17 ex GLASMORE | GLASMORE: T421 | GLASMORE |  | 53.4458 | -6.2369
MV/LV Substation BO***4273 | 10 kV | 400V(3ph) & 230V(single ph) | LV | 400 kVA :Kiosk Substation | 0.4 | --> | 0.4 | 0 | 0 | Constrained,otherwise capacity available =370kVA. | --> | 0.38 | 0 | 0 | 0 | 0.008 | 0.396 | 0 |  | --> | C15 ex BLAKE | BLAKE: T41∥T42 | BLAKE |  | 53.2822 | -6.8599
MV/LV Substation BO***4279 | 10 kV | 400V(3ph) & 230V(single ph) | LV | 50 kVA :Pole Substation | 0.05 | --> | 0.05 | 0.05 | 0.3 |  | --> | 0.047 | 0 | 0 | 0 | 0 | 0.049 | 0 |  | --> | C23 ex NENAGH | NENAGH: T41 | NENAGH |  | 52.8148 | -8.2007
MV/LV Substation BO***4293 | 10 kV | 400V(3ph) & 230V(single ph) | LV | 50 kVA :Pole Substation | 0.05 | --> | 0.05 | 0.042 | 5.6 |  | --> | 0.047 | 0 | 0 | 0 | 0 | 0.05 | 0 |  | --> | C12 ex PURCELLS INCH | PURCELLS INCH: T42 | KILKENNY |  | 52.5919 | -7.1551
MV/LV Substation BO***4294 | 10 kV | 400V(3ph) & 230V(single ph) | LV | 630 kVA :Building Structure | 0.63 | --> | 0.63 | 0.366 | 1.5 |  | --> | 0.598 | 0 | 0 | 0 | 0 | 0.5 | 0 |  | --> | C11 ex DERRYCRAMPH | DERRYCRAMPH: T41∥T42 | SHANKILL |  | 53.9575 | -7.3769
MV/LV Substation BO***430 | 10 kV | 400V(3ph) & 230V(single ph) | LV | 630 kVA :Building Structure | 0.63 | --> | 0.63 | 0 | 0 | Constrained,otherwise capacity available =500kVA. | --> | 0.598 | 0 | 0 | 0 | 0 | 0.5 | 0 |  | --> | E16 ex DRUMLINE | DRUMLINE: T421∥T422 | DRUMLINE |  | 52.7193 | -8.872
MV/LV Substation BO***431 | 10 kV | 400V(3ph) & 230V(single ph) | LV | 100 kVA :Pole Substation | 0.1 | --> | 0.1 | 0.09 | 0.3 |  | --> | 0.095 | 0 | 0 | 0 | 0 | 0.101 | 0 |  | --> | C23 ex NENAGH | NENAGH: T41 | NENAGH |  | 52.7951 | -8.2283
MV/LV Substation BO***4341 | 20 kV | 400V(3ph) & 230V(single ph) | LV | 50 kVA :Pole Substation | 0.05 | --> | 0.05 | 0 | 0 | Constrained,otherwise capacity available =48kVA. | --> | 0.047 | 0 | 0 | 0 | 0 | 0.049 | 0 |  | --> | E17 ex BALTRASNA | BALTRASNA: T121 | BALTRASNA |  | 53.5304 | -6.4692
MV/LV Substation BO***4354 | 10 kV | 400V(3ph) & 230V(single ph) | LV | 50 kVA :Pole Substation | 0.05 | --> | 0.05 | 0.05 | 2.1 |  | --> | 0.047 | 0 | 0 | 0 | 0 | 0 | 0 | Constrained,otherwise capacity available =49kW. | --> | C17 ex MILFORD (MWR) | MILFORD (MWR): T41 | CHARLEVILLE |  | 52.3147 | -8.846
MV/LV Substation BO***4365 | 10 kV | 400V(3ph) & 230V(single ph) | LV | 400 kVA :Kiosk Substation | 0.4 | --> | 0.4 | 0.016 | 0 | Constrained,otherwise capacity available =400kVA. | --> | 0.38 | 0 | 0 | 0 | 0.001 | 0.398 | 0 |  | --> | C14 ex SWORDS | SWORDS: T42 | GLASMORE |  | 53.4645 | -6.234
MV/LV Substation BO***4392 | 10 kV | 400V(3ph) & 230V(single ph) | LV | 50 kVA :Pole Substation | 0.05 | --> | 0.05 | 0 | 0 | Constrained,otherwise capacity available =50kVA. | --> | 0.047 | 0 | 0 | 0 | 0 | 0 | 0 | Constrained,otherwise capacity available =49kW. | --> | C18 ex PORTARLINGTON | PORTARLINGTON: T41∥T42 | PORTLAOISE |  | 53.178 | -7.2598
MV/LV Substation BO***4395 | 10 kV | 400V(3ph) & 230V(single ph) | LV | 50 kVA :Pole Substation | 0.05 | --> | 0.05 | 0.047 | 0.3 |  | --> | 0.047 | 0 | 0 | 0 | 0 | 0.049 | 0 |  | --> | C23 ex NENAGH | NENAGH: T41 | NENAGH |  | 52.8113 | -8.2007
MV/LV Substation BO***4398 | 20 kV | 400V(3ph) & 230V(single ph) | LV | 400 kVA :Kiosk Substation | 0.4 | --> | 0.4 | 0.399 | 10.9 |  | --> | 0.38 | 0 | 0 | 0 | 0 | 0.4 | 0 |  | --> | E13 ex COOLROE | COOLROE: T121 | COOLROE |  | 51.8826 | -8.6307
MV/LV Substation BO***4422 | 10 kV | 400V(3ph) & 230V(single ph) | LV | 400 kVA :Kiosk Substation | 0.4 | --> | 0.4 | 0.346 | 2.6 |  | --> | 0.38 | 0 | 0 | 0 | 0.004 | 0.403 | 0 |  | --> | C11 ex DRYBRIDGE | DRYBRIDGE: T41 | DRYBRIDGE |  | 53.7205 | -6.374
MV/LV Substation BO***4438 | 10 kV | 400V(3ph) & 230V(single ph) | LV | 400 kVA :Kiosk Substation | 0.4 | --> | 0.4 | 0.347 | 7.7 |  | --> | 0.38 | 0 | 0 | 0 | 0.006 | 0.401 | 0 |  | --> | C14 ex GARRYCASTLE | GARRYCASTLE: T42 | ATHLONE |  | 53.4228 | -7.9268
MV/LV Substation BO***4456 | 10 kV | 400V(3ph) & 230V(single ph) | LV | 630 kVA :Kiosk Substation | 0.63 | --> | 0.63 | 0.5 | 2.4 |  | --> | 0.598 | 0 | 0 | 0 | 0 | 0.5 | 0 |  | --> | C18 ex BUSHFIELD | BUSHFIELD: T42 | ATHLONE |  | 53.4351 | -7.9245
MV/LV Substation BO***446X | 20 kV | 400V(3ph) & 230V(single ph) | LV | 200 kVA :Pole Substation | 0.2 | --> | 0.2 | 0.095 | 3.2 |  | --> | 0.19 | 0 | 0 | 0 | 0 | 0.216 | 0 |  | --> | E62 ex ATHY | ATHY: T102 | ATHY |  | 53.0738 | -6.9371
MV/LV Substation BO***4470 | 10 kV | 400V(3ph) & 230V(single ph) | LV | 630 kVA :Building Structure | 0.63 | --> | 0.63 | 0.5 | 7.2 |  | --> | 0.598 | 0 | 0 | 0 | 0 | 0.5 | 0 |  | --> | C15 ex WATLING STREET | WATLING STREET: T41 | FRANCIS STREET |  | 53.3452 | -6.2834
MV/LV Substation BO***450X | 20 kV | 400V(3ph) & 230V(single ph) | LV | 50 kVA :Pole Substation | 0.05 | --> | 0.05 | 0.05 | 4.6 |  | --> | 0.047 | 0 | 0 | 0 | 0 | 0.049 | 0 |  | --> | E12 ex CLARA | CLARA: T422 | THORNSBERRY |  | 53.3708 | -7.5099
MV/LV Substation BO***450X | 20 kV | 400V(3ph) & 230V(single ph) | LV | 100 kVA :Pole Substation | 0.1 | --> | 0.1 | 0.099 | 4.5 |  | --> | 0.095 | 0 | 0 | 0 | 0.003 | 0 | 0 | Constrained,otherwise capacity available =96kW. | --> | E13 ex TELAYDON | TELAYDON: T421 | LISDRUM |  | 54.2776 | -7.0766
MV/LV Substation BO***4516 | 10 kV | 400V(3ph) & 230V(single ph) | LV | 1000 kVA :Building Structure | 1 | --> | 1 | 0.5 | 2.5 |  | --> | 0.95 | 0 | 0 | 0 | 0 | 0.5 | 0 |  | --> | C12 ex EAST WALL ROAD | EAST WALL ROAD: T42 | MCDERMOTT |  | 53.3556 | -6.2123
MV/LV Substation BO***451Y | 20 kV | 400V(3ph) & 230V(single ph) | LV | 400 kVA :Building Structure | 0.4 | --> | 0.4 | 0 | 0 | Constrained,otherwise capacity available =285kVA. | --> | 0.38 | 0 | 0 | 0 | 0 | 0 | 0 | Constrained,otherwise capacity available =417kW. | --> | E13 ex ABBEYLEIX | ABBEYLEIX: T422 | PORTLAOISE |  | 52.8897 | -7.3378
MV/LV Substation BO***4530 | 10 kV | 400V(3ph) & 230V(single ph) | LV | 1000 kVA :Building Structure | 1 | --> | 1 | 0.5 | 2.5 |  | --> | 0.95 | 0 | 0 | 0 | 0.004 | 0.5 | 0 |  | --> | C11 ex EAST WALL ROAD | EAST WALL ROAD: T42 | MCDERMOTT |  | 53.3501 | -6.2346
MV/LV Substation BO***457Y | 10 kV | 400V(3ph) & 230V(single ph) | LV | 400 kVA :Kiosk Substation | 0.4 | --> | 0.4 | 0.252 | 8.3 |  | --> | 0.38 | 0 | 0 | 0 | 0.054 | 0.365 | 0 |  | --> | C25 ex BALLYBEG | BALLYBEG: T101 | CARRICKMINES |  | 52.9867 | -6.0632
MV/LV Substation BO***457Z | 20 kV | 400V(3ph) & 230V(single ph) | LV | 50 kVA :Pole Substation | 0.05 | --> | 0.05 | 0 | 0 | Constrained,otherwise capacity available =50kVA. | --> | 0.047 | 0 | 0 | 0 | 0 | 0.049 | 0 |  | --> | E11 ex WHITECHURCH | WHITECHURCH: T421 | KILBARRY |  | 52.0438 | -8.7258
MV/LV Substation BO***457Z | 10 kV | 400V(3ph) & 230V(single ph) | LV | 50 kVA :Pole Substation | 0.05 | --> | 0.05 | 0.044 | 3.3 |  | --> | 0.047 | 0 | 0 | 0 | 0 | 0.05 | 0 |  | --> | C19 ex CELBRIDGE | CELBRIDGE: T41 | GRIFFINRATH |  | 53.3123 | -6.6204
MV/LV Substation BO***459Y | 20 kV | 400V(3ph) & 230V(single ph) | LV | 50 kVA :Pole Substation | 0.05 | --> | 0.05 | 0.047 | 1.2 |  | --> | 0.047 | 0 | 0 | 0 | 0 | 0.049 | 0 |  | --> | E11 ex BALLYDEHOB | BALLYDEHOB: T421 | DUNMANWAY |  | 51.5736 | -9.4399
MV/LV Substation BO***464 | 20 kV | 400V(3ph) & 230V(single ph) | LV | 200 kVA :Pole Substation | 0.2 | --> | 0.2 | 0 | 0 | Constrained,otherwise capacity available =158kVA. | --> | 0.19 | 0 | 0 | 0 | 0 | 0.206 | 0 |  | --> | E17 ex DRUMLINE | DRUMLINE: T421∥T422 | DRUMLINE |  | 52.7586 | -8.8939
MV/LV Substation BO***467Z | 10 kV | 400V(3ph) & 230V(single ph) | LV | 630 kVA :Building Structure | 0.63 | --> | 0.63 | 0.473 | 6.3 |  | --> | 0.598 | 0 | 0 | 0 | 0 | 0.5 | 0 |  | --> | C26 ex KILBARRY | KILBARRY: T43 | KILBARRY |  | 51.922 | -8.4839
MV/LV Substation BO***470Y | 10 kV | 400V(3ph) & 230V(single ph) | LV | 100 kVA :Pole Substation | 0.1 | --> | 0.1 | 0.09 | 2.8 |  | --> | 0.095 | 0 | 0 | 0 | 0 | 0.101 | 0 |  | --> | C15 ex TULLYNAMALRA | TULLYNAMALRA: T41∥T42 | MEATH HILL |  | 54.0384 | -6.791
MV/LV Substation BO***471X | 20 kV | 400V(3ph) & 230V(single ph) | LV | 100 kVA :Pole Substation | 0.1 | --> | 0.1 | 0 | 0 | Constrained,otherwise capacity available =74kVA. | --> | 0.095 | 0 | 0 | 0 | 0.008 | 0.095 | 0 |  | --> | E17 ex BALTRASNA | BALTRASNA: T121 | BALTRASNA |  | 53.5336 | -6.4664
MV/LV Substation BO***475X | 20 kV | 400V(3ph) & 230V(single ph) | LV | 100 kVA :Pole Substation | 0.1 | --> | 0.1 | 0 | 0 | Constrained,otherwise capacity available =80kVA. | --> | 0.095 | 0 | 0 | 0 | 0 | 0.103 | 0 |  | --> | E23 ex BALTRASNA | BALTRASNA: T121 | BALTRASNA |  | 53.5468 | -6.4147
MV/LV Substation BO***489Z | 20 kV | 400V(3ph) & 230V(single ph) | LV | 50 kVA :Pole Substation | 0.05 | --> | 0.05 | 0 | 0 | Constrained,otherwise capacity available =50kVA. | --> | 0.047 | 0 | 0 | 0 | 0 | 0.049 | 0 |  | --> | E17 ex BALTRASNA | BALTRASNA: T121 | BALTRASNA |  | 53.5182 | -6.531
MV/LV Substation BO***490 | 10 kV | 400V(3ph) & 230V(single ph) | LV | 630 kVA :Kiosk Substation | 0.63 | --> | 0.63 | 0.474 | 2.8 |  | --> | 0.598 | 0 | 0 | 0 | 0.032 | 0.5 | 0 |  | --> | C12 ex BALLYBODEN | BALLYBODEN: T42 | COOKSTOWN |  | 53.2806 | -6.3052
MV/LV Substation BO***490 | 10 kV | 400V(3ph) & 230V(single ph) | LV | 50 kVA :Pole Substation | 0.05 | --> | 0.05 | 0.049 | 2.1 |  | --> | 0.047 | 0 | 0 | 0 | 0.005 | 0.044 | 0 |  | --> | C11 ex KILSARAN | KILSARAN: T42 | DRYBRIDGE |  | 53.8768 | -6.4247
MV/LV Substation BO***490X | 10 kV | 400V(3ph) & 230V(single ph) | LV | 400 kVA :Building Structure | 0.4 | --> | 0.4 | 0 | 0 | Constrained,otherwise capacity available =400kVA. | --> | 0.38 | 0 | 0 | 0 | 0 | 0 | 0 | Constrained,otherwise capacity available =400kW. | --> | C16 ex RAMSTOWN | RAMSTOWN: T41∥T42 | CRANE |  | 52.671 | -6.2872
MV/LV Substation BO***491 | 10 kV | 400V(3ph) & 230V(single ph) | LV | 50 kVA :Pole Substation | 0.05 | --> | 0.05 | 0.039 | 2.1 |  | --> | 0.047 | 0 | 0 | 0 | 0 | 0.051 | 0 |  | --> | C11 ex KILSARAN | KILSARAN: T42 | DRYBRIDGE |  | 53.8798 | -6.418
MV/LV Substation BO***491Y | 10 kV | 400V(3ph) & 230V(single ph) | LV | 50 kVA :Pole Substation | 0.05 | --> | 0.05 | 0.05 | 1.5 |  | --> | 0.047 | 0 | 0 | 0 | 0.003 | 0.046 | 0 |  | --> | E17 ex BEALISTOWN | BEALISTOWN: T421∥T422 | GREAT ISLAND |  | 52.2028 | -6.8504
MV/LV Substation BO***495Y | 20 kV | 400V(3ph) & 230V(single ph) | LV | 200 kVA :Kiosk Substation | 0.2 | --> | 0.2 | 0 | 0 | Constrained,otherwise capacity available =146kVA. | --> | 0.19 | 0 | 0 | 0 | 0.01 | 0.197 | 0 |  | --> | E11 ex EDENDERRY | EDENDERRY: T421∥T422 | BLAKE |  | 53.3481 | -7.0376
MV/LV Substation BO***504X | 20 kV | 400V(3ph) & 230V(single ph) | LV | 100 kVA :Pole Substation | 0.1 | --> | 0.1 | 0.048 | 4 |  | --> | 0.095 | 0 | 0 | 0 | 0.003 | 0.104 | 0 |  | --> | E12 ex KILLINICK | KILLINICK: T421∥T422 | WEXFORD |  | 52.2472 | -6.3453
MV/LV Substation BO***505 | 10 kV | 400V(3ph) & 230V(single ph) | LV | 50 kVA :Pole Substation | 0.05 | --> | 0.05 | 0.031 | 0.2 |  | --> | 0.047 | 0 | 0 | 0 | 0.004 | 0.047 | 0 |  | --> | C11 ex SCARIFF | SCARIFF: T42 | ENNIS |  | 52.883 | -8.6003
MV/LV Substation BO***505 | 10 kV | 400V(3ph) & 230V(single ph) | LV | 50 kVA :Pole Substation | 0.05 | --> | 0.05 | 0 | 0 | Constrained,otherwise capacity available =37kVA. | --> | 0.047 | 0 | 0 | 0 | 0.003 | 0.047 | 0 |  | --> | C12 ex CULLION | CULLION: T41∥T42 | LETTERKENNY |  | 54.9364 | -7.7792
MV/LV Substation BO***508X | 10 kV | 400V(3ph) & 230V(single ph) | LV | 400 kVA :Building Structure | 0.4 | --> | 0.4 | 0.342 | 1.6 |  | --> | 0.38 | 0 | 0 | 0 | 0 | 0.408 | 0 |  | --> | C12 ex HEADFORD ROAD | HEADFORD ROAD: T42 | GALWAY 110KV |  | 53.2764 | -9.0505
MV/LV Substation BO***512 | 20 kV | 400V(3ph) & 230V(single ph) | LV | 50 kVA :Pole Substation | 0.05 | --> | 0.05 | 0.05 | 2.5 |  | --> | 0.047 | 0 | 0 | 0 | 0 | 0.049 | 0 |  | --> | E12 ex CONG | CONG: T421∥T422 | CLOON |  | 53.5115 | -9.4687
MV/LV Substation BO***515 | 10 kV | 400V(3ph) & 230V(single ph) | LV | 630 kVA :Kiosk Substation | 0.63 | --> | 0.63 | 0.5 | 0.5 |  | --> | 0.598 | 0 | 0 | 0 | 0.006 | 0.5 | 0 |  | --> | C19 ex BALLYBODEN | BALLYBODEN: T41 | COOKSTOWN |  | 53.282 | -6.2994
MV/LV Substation BO***515Z | 10 kV | 400V(3ph) & 230V(single ph) | LV | 400 kVA :Kiosk Substation | 0.4 | --> | 0.4 | 0 | 0 | Constrained,otherwise capacity available =400kVA. | --> | 0.38 | 0 | 0 | 0 | 0 | 0.4 | 0 |  | --> | C20 ex MOUNTGORRY | MOUNTGORRY: T42 | GRANGE (DR) |  | 53.4437 | -6.2371
MV/LV Substation BO***516Z | 10 kV | 400V(3ph) & 230V(single ph) | LV | 400 kVA :Kiosk Substation | 0.4 | --> | 0.4 | 0 | 0 | Constrained,otherwise capacity available =400kVA. | --> | 0.38 | 0 | 0 | 0 | 0 | 0.4 | 0 |  | --> | C20 ex MOUNTGORRY | MOUNTGORRY: T42 | GRANGE (DR) |  | 53.4439 | -6.234
MV/LV Substation BO***525 | 10 kV | 400V(3ph) & 230V(single ph) | LV | 400 kVA :Kiosk Substation | 0.4 | --> | 0.4 | 0.266 | 2.8 |  | --> | 0.38 | 0 | 0 | 0 | 0.009 | 0.41 | 0 |  | --> | C18 ex BALLYBODEN | BALLYBODEN: T42 | COOKSTOWN |  | 53.2905 | -6.2905
MV/LV Substation BO***528X | 10 kV | 400V(3ph) & 230V(single ph) | LV | 50 kVA :Pole Substation | 0.05 | --> | 0.05 | 0.032 | 3.7 |  | --> | 0.047 | 0 | 0 | 0 | 0.007 | 0.044 | 0 |  | --> | C14 ex SALLINS | SALLINS: T42 | GRIFFINRATH |  | 53.2587 | -6.667
MV/LV Substation BO***532 | 10 kV | 400V(3ph) & 230V(single ph) | LV | 400 kVA :Kiosk Substation | 0.4 | --> | 0.4 | 0.282 | 2.3 |  | --> | 0.38 | 0 | 0 | 0 | 0.003 | 0.414 | 0 |  | --> | C14 ex RINEANNA | RINEANNA: T41 | DRUMLINE |  | 52.7579 | -8.8957
MV/LV Substation BO***537Y | 10 kV | 400V(3ph) & 230V(single ph) | LV | 200 kVA :Pole Substation | 0.2 | --> | 0.2 | 0 | 0 | Constrained,otherwise capacity available =176kVA. | --> | 0.19 | 0 | 0 | 0 | 0 | 0.203 | 0 |  | --> | C17 ex CARRIGALINE | CARRIGALINE: T41∥T42 | BARNAHELY |  | 51.7952 | -8.3567
MV/LV Substation BO***541 | 10 kV | 400V(3ph) & 230V(single ph) | LV | 200 kVA :Pole Substation | 0.2 | --> | 0.2 | 0.194 | 2.3 |  | --> | 0.19 | 0 | 0 | 0 | 0 | 0 | 0 | Constrained,otherwise capacity available =200kW. | --> | C19 ex GLENGOOLE | GLENGOOLE: T41 | THURLES |  | 52.6171 | -7.5666
MV/LV Substation BO***548 | 10 kV | 400V(3ph) & 230V(single ph) | LV | 50 kVA :Pole Substation | 0.05 | --> | 0.05 | 0.046 | 3.8 |  | --> | 0.047 | 0 | 0 | 0 | 0 | 0.049 | 0 |  | --> | C19 ex KINGSCOURT | KINGSCOURT: T41 | MEATH HILL |  | 53.8467 | -6.7996
MV/LV Substation BO***550 | 10 kV | 400V(3ph) & 230V(single ph) | LV | 100 kVA :Pole Substation | 0.1 | --> | 0.1 | 0 | 0 | Constrained,otherwise capacity available =66kVA. | --> | 0.095 | 0 | 0 | 0 | 0.012 | 0.092 | 0 |  | --> | C12 ex CULLION | CULLION: T41∥T42 | LETTERKENNY |  | 54.9319 | -7.7818
MV/LV Substation BO***561 | 10 kV | 400V(3ph) & 230V(single ph) | LV | 200 kVA :Pole Substation | 0.2 | --> | 0.2 | 0 | 0 | Constrained,otherwise capacity available =151kVA. | --> | 0.19 | 0 | 0 | 0 | 0 | 0 | 0 | Constrained,otherwise capacity available =207kW. | --> | C18 ex BANAGHER | BANAGHER: T42 | DALLOW |  | 53.173 | -7.9488
MV/LV Substation BO***565 | 10 kV | 400V(3ph) & 230V(single ph) | LV | 100 kVA :Pole Substation | 0.1 | --> | 0.1 | 0 | 0 | Constrained,otherwise capacity available =89kVA. | --> | 0.095 | 0 | 0 | 0 | 0 | 0.101 | 0 |  | --> | C16 ex BLAKE | BLAKE: T41∥T42 | BLAKE |  | 53.2321 | -6.9213
MV/LV Substation BO***567X | 20 kV | 400V(3ph) & 230V(single ph) | LV | 50 kVA :Pole Substation | 0.05 | --> | 0.05 | 0 | 0 | Constrained,otherwise capacity available =39kVA. | --> | 0.047 | 0 | 0 | 0 | 0 | 0 | 0 | Constrained,otherwise capacity available =51kW. | --> | E18 ex BUNCLODY | BUNCLODY: T421∥T422 | CRANE |  | 52.5816 | -6.7074
MV/LV Substation BO***575 | 10 kV | 400V(3ph) & 230V(single ph) | LV | 400 kVA :Building Structure | 0.4 | --> | 0.4 | 0 | 0 | Constrained,otherwise capacity available =339kVA. | --> | 0.38 | 0 | 0 | 0 | 0 | 0.401 | 0 |  | --> | E16 ex DRUMLINE | DRUMLINE: T421∥T422 | DRUMLINE |  | 52.7199 | -8.8727
MV/LV Substation BO***578X | 10 kV | 400V(3ph) & 230V(single ph) | LV | 50 kVA :Pole Substation | 0.05 | --> | 0.05 | 0.029 | 5.9 |  | --> | 0.047 | 0 | 0 | 0 | 0 | 0.052 | 0 |  | --> | C17 ex BANDON | BANDON: T101 | BANDON |  | 51.7682 | -8.6508
MV/LV Substation BO***579 | 20 kV | 400V(3ph) & 230V(single ph) | LV | 200 kVA :Pole Substation | 0.2 | --> | 0.2 | 0.17 | 4.6 |  | --> | 0.19 | 0 | 0 | 0 | 0 | 0.204 | 0 |  | --> | E13 ex BALLYRAGGET | BALLYRAGGET: T421∥T422 | BALLYRAGGET |  | 52.7356 | -7.3997
MV/LV Substation BO***582Y | 10 kV | 400V(3ph) & 230V(single ph) | LV | 100 kVA :Pole Substation | 0.1 | --> | 0.1 | 0.092 | 2.7 |  | --> | 0.095 | 0 | 0 | 0 | 0 | 0.1 | 0 |  | --> | C19 ex RAMPARTS | RAMPARTS: T41 | DUNDALK |  | 54.0174 | -6.3944
MV/LV Substation BO***584X | 10 kV | 400V(3ph) & 230V(single ph) | LV | 400 kVA :Kiosk Substation | 0.4 | --> | 0.4 | 0.346 | 5 |  | --> | 0.38 | 0 | 0 | 0 | 0.008 | 0.399 | 0 |  | --> | C28 ex GALWAY 110KV | GALWAY 110KV: T102 | GALWAY 110KV |  | 53.2944 | -9.0318
MV/LV Substation BO***584Y | 10 kV | 400V(3ph) & 230V(single ph) | LV | 400 kVA :Building Structure | 0.4 | --> | 0.4 | 0 | 0 | Constrained,otherwise capacity available =210kVA. | --> | 0.38 | 0 | 0 | 0 | 0 | 0 | 0 | Constrained,otherwise capacity available =420kW. | --> | C15 ex PORTARLINGTON | PORTARLINGTON: T41∥T42 | PORTLAOISE |  | 53.1642 | -7.1963
MV/LV Substation BO***585X | 10 kV | 400V(3ph) & 230V(single ph) | LV | 400 kVA :Kiosk Substation | 0.4 | --> | 0.4 | 0.32 | 5 |  | --> | 0.38 | 0 | 0 | 0 | 0.006 | 0.406 | 0 |  | --> | C28 ex GALWAY 110KV | GALWAY 110KV: T102 | GALWAY 110KV |  | 53.2958 | -9.0311
MV/LV Substation BO***590 | 20 kV | 400V(3ph) & 230V(single ph) | LV | 100 kVA :Pole Substation | 0.1 | --> | 0.1 | 0.1 | 3.5 |  | --> | 0.095 | 0 | 0 | 0 | 0 | 0.1 | 0 |  | --> | E19 ex STRANORLAR | STRANORLAR: T421 | LETTERKENNY |  | 54.8715 | -8.1615
MV/LV Substation BO***596 | 10 kV | 400V(3ph) & 230V(single ph) | LV | 400 kVA :Kiosk Substation | 0.4 | --> | 0.4 | 0 | 0 | Constrained,otherwise capacity available =154kVA. | --> | 0.38 | 0 | 0 | 0 | 0.008 | 0.428 | 0 |  | --> | C12 ex GLASNEVIN | GLASNEVIN: T41 | FINGLAS |  | 53.3699 | -6.2639
MV/LV Substation BO***599X | 20 kV | 400V(3ph) & 230V(single ph) | LV | 50 kVA :Pole Substation | 0.05 | --> | 0.05 | 0.045 | 2.6 |  | --> | 0.047 | 0 | 0 | 0 | 0 | 0.05 | 0 |  | --> | C24 ex CLIFDEN | CLIFDEN: T41∥T42 | GALWAY 110KV |  | 53.6145 | -10.2124
MV/LV Substation BO***609X | 20 kV | 400V(3ph) & 230V(single ph) | LV | 50 kVA :Pole Substation | 0.05 | --> | 0.05 | 0.045 | 2.6 |  | --> | 0.047 | 0 | 0 | 0 | 0 | 0.05 | 0 |  | --> | C24 ex CLIFDEN | CLIFDEN: T41∥T42 | GALWAY 110KV |  | 53.6138 | -10.2096
MV/LV Substation BO***614Y | 20 kV | 400V(3ph) & 230V(single ph) | LV | 100 kVA :Pole Substation | 0.1 | --> | 0.1 | 0.065 | 0.9 |  | --> | 0.095 | 0 | 0 | 0 | 0 | 0 | 0 | Constrained,otherwise capacity available =105kW. | --> | C12 ex BANTRY | BANTRY: T41∥T42 | BALLYLICKY |  | 51.6768 | -9.4401
MV/LV Substation BO***616Y | 20 kV | 400V(3ph) & 230V(single ph) | LV | 200 kVA :Pole Substation | 0.2 | --> | 0.2 | 0.096 | 6.3 |  | --> | 0.19 | 0 | 0 | 0 | 0 | 0 | 0 | Constrained,otherwise capacity available =215kW. | --> | E18 ex BAGENALSTOWN | BAGENALSTOWN: T421∥T422 | CARLOW |  | 52.7222 | -6.88
MV/LV Substation BO***617 | 20 kV | 400V(3ph) & 230V(single ph) | LV | 400 kVA :Building Structure | 0.4 | --> | 0.4 | 0 | 0 | Constrained,otherwise capacity available =263kVA. | --> | 0.38 | 0 | 0 | 0 | 0.144 | 0.269 | 0 |  | --> | E16 ex PATRICKSWELL | PATRICKSWELL: T421∥T422 | LIMERICK |  | 52.5532 | -8.7859
MV/LV Substation BO***617Z | 10 kV | 400V(3ph) & 230V(single ph) | LV | 200 kVA :Kiosk Substation | 0.2 | --> | 0.2 | 0 | 0 | Constrained,otherwise capacity available =200kVA. | --> | 0.19 | 0 | 0 | 0 | 0 | 0.2 | 0 |  | --> | E17 ex GLASMORE | GLASMORE: T421 | GLASMORE |  | 53.4445 | -6.2412
MV/LV Substation BO***619Z | 10 kV | 400V(3ph) & 230V(single ph) | LV | 200 kVA :Pole Substation | 0.2 | --> | 0.2 | 0.2 | 2.7 |  | --> | 0.19 | 0 | 0 | 0 | 0 | 0.2 | 0 |  | --> | C11 ex CALLAN | CALLAN: T41∥T42 | KILKENNY |  | 52.5413 | -7.3819
MV/LV Substation BO***623 | 10 kV | 400V(3ph) & 230V(single ph) | LV | 200 kVA :Kiosk Substation | 0.2 | --> | 0.2 | 0.158 | 5.9 |  | --> | 0.19 | 0 | 0 | 0 | 0.031 | 0.173 | 0 |  | --> | C17 ex BANDON | BANDON: T101 | BANDON |  | 51.7683 | -8.6545
MV/LV Substation BO***624X | 20 kV | 400V(3ph) & 230V(single ph) | LV | 50 kVA :Pole Substation | 0.05 | --> | 0.05 | 0.032 | 2.6 |  | --> | 0.047 | 0 | 0 | 0 | 0 | 0.051 | 0 |  | --> | C24 ex CLIFDEN | CLIFDEN: T41∥T42 | GALWAY 110KV |  | 53.6219 | -10.2165
MV/LV Substation BO***629Y | 10 kV | 400V(3ph) & 230V(single ph) | LV | 200 kVA :Pole Substation | 0.2 | --> | 0.2 | 0 | 0 | Constrained,otherwise capacity available =181kVA. | --> | 0.19 | 0 | 0 | 0 | 0 | 0.202 | 0 |  | --> | C14 ex HEADFORD | HEADFORD: T42 | CLOON |  | 53.4703 | -9.0222
MV/LV Substation BO***630X | 20 kV | 400V(3ph) & 230V(single ph) | LV | 200 kVA :Pole Substation | 0.2 | --> | 0.2 | 0.179 | 2 |  | --> | 0.19 | 0 | 0 | 0 | 0 | 0.203 | 0 |  | --> | C16 ex CAPPAMORE | CAPPAMORE: T41∥T42 | ARDNACRUSHA |  | 52.6065 | -8.2549
MV/LV Substation BO***635 | 10 kV | 400V(3ph) & 230V(single ph) | LV | 50 kVA :Pole Substation | 0.05 | --> | 0.05 | 0.04 | 0.7 |  | --> | 0.047 | 0 | 0 | 0 | 0.007 | 0.043 | 0 |  | --> | C23 ex GLENTIES | GLENTIES: T41 | BINBANE |  | 54.7658 | -8.3737
MV/LV Substation BO***649Y | 10 kV | 400V(3ph) & 230V(single ph) | LV | 630 kVA :Building Structure | 0.63 | --> | 0.63 | 0 | 0 | Constrained,otherwise capacity available =500kVA. | --> | 0.598 | 0 | 0 | 0 | 0 | 0.5 | 0 |  | --> | C19 ex TERMONFECKIN ROAD | TERMONFECKIN ROAD: T41∥T42 | DRYBRIDGE |  | 53.7252 | -6.3238
MV/LV Substation BO***652X | 10 kV | 400V(3ph) & 230V(single ph) | LV | 100 kVA :Pole Substation | 0.1 | --> | 0.1 | 0.067 | 2.3 |  | --> | 0.095 | 0 | 0 | 0 | 0.039 | 0.063 | 0 |  | --> | C16 ex CASTLECOMER | CASTLECOMER: T41∥T42 | BALLYRAGGET |  | 52.878 | -7.2658
MV/LV Substation BO***654Z | 20 kV | 400V(3ph) & 230V(single ph) | LV | 200 kVA :Pole Substation | 0.2 | --> | 0.2 | 0 | 0 | Constrained,otherwise capacity available =199kVA. | --> | 0.19 | 0 | 0 | 0 | 0 | 0.2 | 0 |  | --> | C14 ex KILDARE | KILDARE: T41∥T42 | NEWBRIDGE |  | 53.203 | -6.9546
MV/LV Substation BO***656X | 10 kV | 400V(3ph) & 230V(single ph) | LV | 50 kVA :Pole Substation | 0.05 | --> | 0.05 | 0 | 0 | Constrained,otherwise capacity available =45kVA. | --> | 0.047 | 0 | 0 | 0 | 0.003 | 0 | 0 | Constrained,otherwise capacity available =47kW. | --> | C11 ex PORTARLINGTON | PORTARLINGTON: T41∥T42 | PORTLAOISE |  | 53.1654 | -7.1935
MV/LV Substation BO***657Y | 10 kV | 400V(3ph) & 230V(single ph) | LV | 100 kVA :Pole Substation | 0.1 | --> | 0.1 | 0 | 0 | Constrained,otherwise capacity available =80kVA. | --> | 0.095 | 0 | 0 | 0 | 0 | 0.103 | 0 |  | --> | C14 ex GORESBRIDGE | GORESBRIDGE: T41∥T42 | KILKENNY |  | 52.5998 | -6.929
MV/LV Substation BO***658Y | 10 kV | 400V(3ph) & 230V(single ph) | LV | 400 kVA :Kiosk Substation | 0.4 | --> | 0.4 | 0 | 0 | Constrained,otherwise capacity available =340kVA. | --> | 0.38 | 0 | 0 | 0 | 0.004 | 0.405 | 0 |  | --> | C14 ex GORESBRIDGE | GORESBRIDGE: T41∥T42 | KILKENNY |  | 52.6017 | -6.9271
MV/LV Substation BO***659X | 20 kV | 400V(3ph) & 230V(single ph) | LV | 200 kVA :Pole Substation | 0.2 | --> | 0.2 | 0.148 | 25.4 |  | --> | 0.19 | 0 | 0 | 0 | 0 | 0 | 0 | Constrained,otherwise capacity available =207kW. | --> | E13 ex DUNFIRTH | DUNFIRTH: T122 | DUNFIRTH |  | 53.4089 | -6.6992
MV/LV Substation BO***660Y | 10 kV | 400V(3ph) & 230V(single ph) | LV | 200 kVA :Pole Substation | 0.2 | --> | 0.2 | 0 | 0 | Constrained,otherwise capacity available =123kVA. | --> | 0.19 | 0 | 0 | 0 | 0 | 0.211 | 0 |  | --> | C14 ex GORESBRIDGE | GORESBRIDGE: T41∥T42 | KILKENNY |  | 52.6052 | -6.9233
MV/LV Substation BO***662Y | 10 kV | 400V(3ph) & 230V(single ph) | LV | 630 kVA :Building Structure | 0.63 | --> | 0.63 | 0 | 0 | Constrained,otherwise capacity available =500kVA. | --> | 0.598 | 0 | 0 | 0 | 0 | 0.5 | 0 |  | --> | C14 ex GORESBRIDGE | GORESBRIDGE: T41∥T42 | KILKENNY |  | 52.6069 | -6.9242
MV/LV Substation BO***662Z | 10 kV | 400V(3ph) & 230V(single ph) | LV | 400 kVA :Kiosk Substation | 0.4 | --> | 0.4 | 0 | 0 | Constrained,otherwise capacity available =331kVA. | --> | 0.38 | 0 | 0 | 0 | 0.002 | 0.408 | 0 |  | --> | E17 ex GLASMORE | GLASMORE: T421 | GLASMORE |  | 53.4436 | -6.2319
MV/LV Substation BO***663X | 20 kV | 400V(3ph) & 230V(single ph) | LV | 50 kVA :Pole Substation | 0.05 | --> | 0.05 | 0.049 | 2.5 |  | --> | 0.047 | 0 | 0 | 0 | 0 | 0.049 | 0 |  | --> | C16 ex CURRA | CURRA: T41 | SOMERSET |  | 53.0529 | -8.3799
MV/LV Substation BO***666 | 10 kV | 400V(3ph) & 230V(single ph) | LV | 100 kVA :Pole Substation | 0.1 | --> | 0.1 | 0.066 | 3 |  | --> | 0.095 | 0 | 0 | 0 | 0.003 | 0 | 0 | Constrained,otherwise capacity available =101kW. | --> | C19 ex SWINFORD | SWINFORD: T41∥T42 | CASTLEBAR |  | 53.9459 | -8.9568
MV/LV Substation BO***668Y | 10 kV | 400V(3ph) & 230V(single ph) | LV | 200 kVA :Pole Substation | 0.2 | --> | 0.2 | 0 | 0 | Constrained,otherwise capacity available =108kVA. | --> | 0.19 | 0 | 0 | 0 | 0 | 0.213 | 0 |  | --> | C14 ex GORESBRIDGE | GORESBRIDGE: T41∥T42 | KILKENNY |  | 52.5977 | -6.9198
MV/LV Substation BO***669X | 10 kV | 400V(3ph) & 230V(single ph) | LV | 50 kVA :Pole Substation | 0.05 | --> | 0.05 | 0 | 0 | Constrained,otherwise capacity available =47kVA. | --> | 0.047 | 0 | 0 | 0 | 0.003 | 0.046 | 0 |  | --> | C17 ex CARRIGALINE | CARRIGALINE: T41∥T42 | BARNAHELY |  | 51.796 | -8.356
MV/LV Substation BO***673 | 20 kV | 400V(3ph) & 230V(single ph) | LV | 200 kVA :Pole Substation | 0.2 | --> | 0.2 | 0.152 | 3.6 |  | --> | 0.19 | 0 | 0 | 0 | 0 | 0.207 | 0 |  | --> | E16 ex BALLYCROSSAUN | BALLYCROSSAUN: T421∥T422 | SOMERSET |  | 53.0983 | -8.1881
MV/LV Substation BO***677X | 10 kV | 400V(3ph) & 230V(single ph) | LV | 1000 kVA :Building Structure | 1 | --> | 1 | 0.5 | 1.7 |  | --> | 0.95 | 0 | 0 | 0 | 0.001 | 0.5 | 0 |  | --> | C24 ex PEMBROKE | PEMBROKE: T42 | RINGSEND |  | 53.3412 | -6.2261
MV/LV Substation BO***678X | 10 kV | 400V(3ph) & 230V(single ph) | LV | 400 kVA :Kiosk Substation | 0.4 | --> | 0.4 | 0.17 | 0.2 | Constrained,otherwise capacity available =345kVA. | --> | 0.38 | 0 | 0 | 0 | 0.003 | 0.405 | 0 |  | --> | C16 ex TALBOTS INCH | TALBOTS INCH: T41∥T42 | KILKENNY |  | 52.6562 | -7.2484
MV/LV Substation BO***704X | 20 kV | 400V(3ph) & 230V(single ph) | LV | 200 kVA :Kiosk Substation | 0.2 | --> | 0.2 | 0 | 0 | Constrained,otherwise capacity available =190kVA. | --> | 0.19 | 0 | 0 | 0 | 0 | 0.201 | 0 |  | --> | E14 ex KILCOCK | KILCOCK: T422 | GRIFFINRATH |  | 53.4059 | -6.6813
MV/LV Substation BO***707 | 10 kV | 400V(3ph) & 230V(single ph) | LV | 100 kVA :Pole Substation | 0.1 | --> | 0.1 | 0.091 | 3.4 |  | --> | 0.095 | 0 | 0 | 0 | 0.003 | 0.097 | 0 |  | --> | C19 ex CAUSEWAY | CAUSEWAY: T41∥T42 | TRALEE |  | 52.4034 | -9.8153
MV/LV Substation BO***707X | 20 kV | 400V(3ph) & 230V(single ph) | LV | 400 kVA :Kiosk Substation | 0.4 | --> | 0.4 | 0.354 | 11.5 |  | --> | 0.38 | 0 | 0 | 0 | 0.007 | 0.399 | 0 |  | --> | C27 ex SALTHILL | SALTHILL: T101 | SALTHILL |  | 53.3345 | -9.182
MV/LV Substation BO***719X | 10 kV | 400V(3ph) & 230V(single ph) | LV | 50 kVA :Pole Substation | 0.05 | --> | 0.05 | 0.049 | 2 |  | --> | 0.047 | 0 | 0 | 0 | 0 | 0.049 | 0 |  | --> | C12 ex CAPPAMORE | CAPPAMORE: T41∥T42 | ARDNACRUSHA |  | 52.6698 | -8.4038
MV/LV Substation BO***722Y | 10 kV | 400V(3ph) & 230V(single ph) | LV | 400 kVA :Kiosk Substation | 0.4 | --> | 0.4 | 0.377 | 8.3 |  | --> | 0.38 | 0 | 0 | 0 | 0 | 0.403 | 0 |  | --> | C18 ex DRYBRIDGE | DRYBRIDGE: T42 | DRYBRIDGE |  | 53.7179 | -6.3951
MV/LV Substation BO***723 | 10 kV | 400V(3ph) & 230V(single ph) | LV | 200 kVA :Pole Substation | 0.2 | --> | 0.2 | 0 | 0 | Constrained,otherwise capacity available =197kVA. | --> | 0.19 | 0 | 0 | 0 | 0 | 0.2 | 0 |  | --> | C11 ex ATHENRY | ATHENRY: T41∥T42 | GALWAY 110KV |  | 53.2804 | -8.7433
MV/LV Substation BO***728 | 10 kV | 400V(3ph) & 230V(single ph) | LV | 200 kVA :Kiosk Substation | 0.2 | --> | 0.2 | 0.117 | 1.3 |  | --> | 0.19 | 0 | 0 | 0 | 0.007 | 0.205 | 0 |  | --> | E12 ex KILCARRAGH | KILCARRAGH: T421∥T422 | BUTLERSTOWN |  | 52.2395 | -7.067
MV/LV Substation BO***736Y | 20 kV | 400V(3ph) & 230V(single ph) | LV | 200 kVA :Kiosk Substation | 0.2 | --> | 0.2 | 0 | 0 | Constrained,otherwise capacity available =100kVA. | --> | 0.19 | 0 | 0 | 0 | 0.011 | 0.203 | 0 |  | --> | E12 ex ACADEMY STREET | ACADEMY STREET: T421∥T422 | NAVAN |  | 53.6386 | -6.6563
MV/LV Substation BO***745 | 10 kV | 400V(3ph) & 230V(single ph) | LV | 630 kVA :Building Structure | 0.63 | --> | 0.63 | 0.5 | 3.7 |  | --> | 0.598 | 0 | 0 | 0 | 0 | 0.5 | 0 |  | --> | C11 ex MERRION SQUARE | MERRION SQUARE: T42 | RINGSEND |  | 53.3347 | -6.2467
MV/LV Substation BO***745Z | 10 kV | 400V(3ph) & 230V(single ph) | LV | 630 kVA :Kiosk Substation | 0.63 | --> | 0.63 | 0 | 0 | Constrained,otherwise capacity available =500kVA. | --> | 0.598 | 0 | 0 | 0 | 0 | 0.5 | 0 |  | --> | E17 ex GLASMORE | GLASMORE: T421 | GLASMORE |  | 53.4488 | -6.2326
MV/LV Substation BO***746Y | 10 kV | 400V(3ph) & 230V(single ph) | LV | 630 kVA :Kiosk Substation | 0.63 | --> | 0.63 | 0 | 0 | Constrained,otherwise capacity available =485kVA. | --> | 0.598 | 0 | 0 | 0 | 0.018 | 0.5 | 0 |  | --> | C22 ex MIDLETON | MIDLETON: T102 | MIDLETON |  | 51.9115 | -8.1828
MV/LV Substation BO***754Y | 10 kV | 400V(3ph) & 230V(single ph) | LV | 100 kVA :Pole Substation | 0.1 | --> | 0.1 | 0.093 | 1.5 |  | --> | 0.095 | 0 | 0 | 0 | 0 | 0.1 | 0 |  | --> | E17 ex BEALISTOWN | BEALISTOWN: T421∥T422 | GREAT ISLAND |  | 52.2034 | -6.8552
MV/LV Substation BO***757 | 20 kV | 400V(3ph) & 230V(single ph) | LV | 50 kVA :Pole Substation | 0.05 | --> | 0.05 | 0.038 | 3.3 |  | --> | 0.047 | 0 | 0 | 0 | 0 | 0.051 | 0 |  | --> | E14 ex BIRDHILL | BIRDHILL: T422 | ARDNACRUSHA |  | 52.7887 | -8.3792
MV/LV Substation BO***757X | 10 kV | 400V(3ph) & 230V(single ph) | LV | 400 kVA :Building Structure | 0.4 | --> | 0.4 | 0.387 | 5 |  | --> | 0.38 | 0 | 0 | 0 | 0 | 0.401 | 0 |  | --> | C18 ex CENTRE PARK ROAD | MARINA: T106 | MARINA |  | 51.8846 | -8.4152
MV/LV Substation BO***759Z | 10 kV | 400V(3ph) & 230V(single ph) | LV | 200 kVA :Building Structure | 0.2 | --> | 0.2 | 0 | 0 | Constrained,otherwise capacity available =190kVA. | --> | 0.19 | 0 | 0 | 0 | 0.004 | 0.197 | 0 |  | --> | C14 ex GORESBRIDGE | GORESBRIDGE: T41∥T42 | KILKENNY |  | 52.5976 | -6.9174
MV/LV Substation BO***761 | 20 kV | 400V(3ph) & 230V(single ph) | LV | 100 kVA :Pole Substation | 0.1 | --> | 0.1 | 0.067 | 1.6 |  | --> | 0.095 | 0 | 0 | 0 | 0 | 0.104 | 0 |  | --> | E11 ex MILLTOWN (SR) | MILLTOWN (SR): T421 | OUGHTRAGH |  | 52.1769 | -9.7553
MV/LV Substation BO***768 | 10 kV | 400V(3ph) & 230V(single ph) | LV | 100 kVA :Pole Substation | 0.1 | --> | 0.1 | 0.09 | 3.3 |  | --> | 0.095 | 0 | 0 | 0 | 0 | 0.101 | 0 |  | --> | E11 ex KNOCKMULLEN | KNOCKMULLEN: T421 | GREAT ISLAND |  | 52.4398 | -6.883
MV/LV Substation BO***783 | 20 kV | 400V(3ph) & 230V(single ph) | LV | 50 kVA :Pole Substation | 0.05 | --> | 0.05 | 0 | 0 | Constrained,otherwise capacity available =50kVA. | --> | 0.047 | 0 | 0 | 0 | 0 | 0 | 0 | Constrained,otherwise capacity available =49kW. | --> | E14 ex LUMCLOON | LUMCLOON: T421∥T422 | DALLOW |  | 53.2372 | -7.6886
MV/LV Substation BO***787Z | 10 kV | 400V(3ph) & 230V(single ph) | LV | 200 kVA :Kiosk Substation | 0.2 | --> | 0.2 | 0.152 | 2.8 |  | --> | 0.19 | 0 | 0 | 0 | 0 | 0.207 | 0 |  | --> | C16 ex CARRIGLAWN | CARRIGLAWN: T41∥T42 | WEXFORD |  | 52.3426 | -6.4859
MV/LV Substation BO***790X | 10 kV | 400V(3ph) & 230V(single ph) | LV | 100 kVA :Pole Substation | 0.1 | --> | 0.1 | 0 | 0 | Constrained,otherwise capacity available =72kVA. | --> | 0.095 | 0 | 0 | 0 | 0 | 0 | 0 | Constrained,otherwise capacity available =103kW. | --> | C17 ex HOLYCROSS ROAD | HOLYCROSS ROAD: T41∥T42 | THURLES |  | 52.7515 | -7.9514
MV/LV Substation BO***791 | 10 kV | 400V(3ph) & 230V(single ph) | LV | 50 kVA :Pole Substation | 0.05 | --> | 0.05 | 0.049 | 0.2 |  | --> | 0.047 | 0 | 0 | 0 | 0 | 0.049 | 0 |  | --> | C15 ex TALBOTS INCH | TALBOTS INCH: T41∥T42 | KILKENNY |  | 52.6675 | -7.3083
MV/LV Substation BO***793Y | 10 kV | 400V(3ph) & 230V(single ph) | LV | 200 kVA :Kiosk Substation | 0.2 | --> | 0.2 | 0.174 | 3.3 |  | --> | 0.19 | 0 | 0 | 0 | 0 | 0.203 | 0 |  | --> | C14 ex WATERFORD | WATERFORD: T42 | WATERFORD |  | 52.2693 | -7.1411
MV/LV Substation BO***794 | 20 kV | 400V(3ph) & 230V(single ph) | LV | 100 kVA :Pole Substation | 0.1 | --> | 0.1 | 0 | 0 |  | --> | 0.095 | 0 | 0 | 0 | 0 | 0.117 | 0 |  | --> | C22 ex ATHLONE | ATHLONE: T41 | ATHLONE |  | 53.4298 | -7.9635
MV/LV Substation BO***794X | 10 kV | 400V(3ph) & 230V(single ph) | LV | 200 kVA :Pole Substation | 0.2 | --> | 0.2 | 0.106 | 1.5 |  | --> | 0.19 | 0 | 0 | 0 | 0.003 | 0.21 | 0 |  | --> | C19 ex ROSCOMMON | ROSCOMMON: T41 | LANESBORO |  | 53.6426 | -8.2111
MV/LV Substation BO***796Z | 10 kV | 400V(3ph) & 230V(single ph) | LV | 400 kVA :Kiosk Substation | 0.4 | --> | 0.4 | 0.323 | 2.7 |  | --> | 0.38 | 0 | 0 | 0 | 0.003 | 0.408 | 0 |  | --> | C19 ex CALLAN | CALLAN: T41∥T42 | KILKENNY |  | 52.539 | -7.3888
MV/LV Substation BO***803X | 10 kV | 400V(3ph) & 230V(single ph) | LV | 50 kVA :Pole Substation | 0.05 | --> | 0.05 | 0.04 | 3.8 |  | --> | 0.047 | 0 | 0 | 0 | 0 | 0 | 0 | Constrained,otherwise capacity available =51kW. | --> | C18 ex TURLOUGH ROAD | TURLOUGH ROAD: T41∥T42 | CASTLEBAR |  | 53.883 | -9.237
MV/LV Substation BO***806X | 10 kV | 400V(3ph) & 230V(single ph) | LV | 100 kVA :Kiosk Substation | 0.1 | --> | 0.1 | 0.081 | 1.1 |  | --> | 0.095 | 0 | 0 | 0 | 0 | 0.102 | 0 |  | --> | E25 ex LAWLESSTOWN | LAWLESSTOWN: T421 | DOON |  | 52.3626 | -7.6803
MV/LV Substation BO***807 | 10 kV | 400V(3ph) & 230V(single ph) | LV | 50 kVA :Pole Substation | 0.05 | --> | 0.05 | 0 | 0 | Constrained,otherwise capacity available =15kVA. | --> | 0.047 | 0 | 0 | 0 | 0.004 | 0 | 0 | Constrained,otherwise capacity available =50kW. | --> | C17 ex HOLYCROSS ROAD | HOLYCROSS ROAD: T41∥T42 | THURLES |  | 52.7489 | -7.9567
MV/LV Substation BO***808Y | 10 kV | 400V(3ph) & 230V(single ph) | LV | 200 kVA :Kiosk Substation | 0.2 | --> | 0.2 | 0.173 | 8.3 |  | --> | 0.19 | 0 | 0 | 0 | 0.015 | 0.188 | 0 |  | --> | C14 ex DRYBRIDGE | DRYBRIDGE: T42 | DRYBRIDGE |  | 53.7919 | -6.4196
MV/LV Substation BO***810X | 10 kV | 400V(3ph) & 230V(single ph) | LV | 630 kVA :Building Structure | 0.63 | --> | 0.63 | 0.421 | 2.2 |  | --> | 0.598 | 0 | 0 | 0 | 0 | 0.5 | 0 |  | --> | C20 ex MANOR STREET | MANOR STREET: T42 | WATERFORD |  | 52.2479 | -7.1234
MV/LV Substation BO***811Z | 10 kV | 400V(3ph) & 230V(single ph) | LV | 50 kVA :Pole Substation | 0.05 | --> | 0.05 | 0.05 | 2.7 |  | --> | 0.047 | 0 | 0 | 0 | 0 | 0.049 | 0 |  | --> | C18 ex CALLAN | CALLAN: T41∥T42 | KILKENNY |  | 52.5364 | -7.3882
MV/LV Substation BO***813X | 10 kV | 400V(3ph) & 230V(single ph) | LV | 630 kVA :Building Structure | 0.63 | --> | 0.63 | 0.5 | 3.1 |  | --> | 0.598 | 0 | 0 | 0 | 0 | 0.5 | 0 |  | --> | C13 ex MERRION SQUARE | MERRION SQUARE: T41 | RINGSEND |  | 53.3415 | -6.2538
MV/LV Substation BO***813X | 10 kV | 400V(3ph) & 230V(single ph) | LV | 50 kVA :Pole Substation | 0.05 | --> | 0.05 | 0.045 | 1.6 |  | --> | 0.047 | 0 | 0 | 0 | 0 | 0.05 | 0 |  | --> | C20 ex CAHIR | CAHIR: T42 | CAHIR |  | 52.3371 | -8.0133
MV/LV Substation BO***816 | 20 kV | 400V(3ph) & 230V(single ph) | LV | 100 kVA :Pole Substation | 0.1 | --> | 0.1 | 0 | 0 | Constrained,otherwise capacity available =92kVA. | --> | 0.095 | 0 | 0 | 0 | 0 | 0.1 | 0 |  | --> | C12 ex SPIDDAL | SPIDDAL: T42 | SCREEB |  | 53.2484 | -9.3169
MV/LV Substation BO***817X | 10 kV | 400V(3ph) & 230V(single ph) | LV | 630 kVA :Building Structure | 0.63 | --> | 0.63 | 0.5 | 2.6 |  | --> | 0.598 | 0 | 0 | 0 | 0.003 | 0.5 | 0 |  | --> | C22 ex MONEENAGEISHA | MONEENAGEISHA: T42 | GALWAY 110KV |  | 53.278 | -9.0193
MV/LV Substation BO***823X | 20 kV | 400V(3ph) & 230V(single ph) | LV | 50 kVA :Pole Substation | 0.05 | --> | 0.05 | 0.048 | 25.4 |  | --> | 0.047 | 0 | 0 | 0 | 0 | 0 | 0 | Constrained,otherwise capacity available =49kW. | --> | E13 ex DUNFIRTH | DUNFIRTH: T122 | DUNFIRTH |  | 53.4099 | -6.7084
MV/LV Substation BO***824Y | 20 kV | 400V(3ph) & 230V(single ph) | LV | 630 kVA :Kiosk Substation | 0.63 | --> | 0.63 | 0 | 0 | Constrained,otherwise capacity available =500kVA. | --> | 0.598 | 0 | 0 | 0 | 0.018 | 0.5 | 0 |  | --> | E12 ex ACADEMY STREET | ACADEMY STREET: T421∥T422 | NAVAN |  | 53.6375 | -6.6519
MV/LV Substation BO***826 | 10 kV | 400V(3ph) & 230V(single ph) | LV | 630 kVA :Kiosk Substation | 0.63 | --> | 0.63 | 0.5 | 0.5 |  | --> | 0.598 | 0 | 0 | 0 | 0.007 | 0.5 | 0 |  | --> | C19 ex BALLYBODEN | BALLYBODEN: T41 | COOKSTOWN |  | 53.2822 | -6.3005
MV/LV Substation BO***827Y | 20 kV | 400V(3ph) & 230V(single ph) | LV | 200 kVA :Kiosk Substation | 0.2 | --> | 0.2 | 0.163 | 3.7 |  | --> | 0.19 | 0 | 0 | 0 | 0.005 | 0.2 | 0 |  | --> | E18 ex JENKINSTOWN | JENKINSTOWN: T421∥T422 | DUNDALK |  | 54.0834 | -6.2547
MV/LV Substation BO***835Y | 20 kV | 400V(3ph) & 230V(single ph) | LV | 200 kVA :Kiosk Substation | 0.2 | --> | 0.2 | 0 | 0 | Constrained,otherwise capacity available =169kVA. | --> | 0.19 | 0 | 0 | 0 | 0.003 | 0.201 | 0 |  | --> | E15 ex JULIANSTOWN | JULIANSTOWN: T421∥T422 | DRYBRIDGE |  | 53.6382 | -6.2221
MV/LV Substation BO***837X | 10 kV | 400V(3ph) & 230V(single ph) | LV | 50 kVA :Pole Substation | 0.05 | --> | 0.05 | 0.05 | 1.7 |  | --> | 0.047 | 0 | 0 | 0 | 0 | 0.049 | 0 |  | --> | C18 ex GORT | GORT: T41∥T42 | ENNIS |  | 53.0541 | -8.834
MV/LV Substation BO***838X | 10 kV | 400V(3ph) & 230V(single ph) | LV | 50 kVA :Pole Substation | 0.05 | --> | 0.05 | 0 | 0 | Constrained,otherwise capacity available =31kVA. | --> | 0.047 | 0 | 0 | 0 | 0.003 | 0 | 0 | Constrained,otherwise capacity available =48kW. | --> | C20 ex TEMPLEMORE | TEMPLEMORE: T42 | IKERRIN |  | 52.8031 | -7.8304
MV/LV Substation BO***854Y | 10 kV | 400V(3ph) & 230V(single ph) | LV | 50 kVA :Pole Substation | 0.05 | --> | 0.05 | 0.05 | 2.4 |  | --> | 0.047 | 0 | 0 | 0 | 0 | 0 | 0 | Constrained,otherwise capacity available =49kW. | --> | C18 ex FOYNES | FOYNES: T42 | RATHKEALE |  | 52.5952 | -9.0496
MV/LV Substation BO***856 | 20 kV | 400V(3ph) & 230V(single ph) | LV | 400 kVA :Kiosk Substation | 0.4 | --> | 0.4 | 0 | 0 | Constrained,otherwise capacity available =296kVA. | --> | 0.38 | 0 | 0 | 0 | 0.031 | 0 | 0 | Constrained,otherwise capacity available =383kW. | --> | E15 ex ASHBOURNE | ASHBOURNE: T421 | FINGLAS |  | 53.5046 | -6.4044
MV/LV Substation BO***856 | 10 kV | 400V(3ph) & 230V(single ph) | LV | 630 kVA :Building Structure | 0.63 | --> | 0.63 | 0.5 | 2.6 |  | --> | 0.598 | 0 | 0 | 0 | 0 | 0 | 0 | Constrained,otherwise capacity available =500kW. | --> | C12 ex CLOONBANNIN | CLOONBANNIN: T42 | GLENLARA |  | 52.1587 | -9.0721
MV/LV Substation BO***858 | 20 kV | 400V(3ph) & 230V(single ph) | LV | 50 kVA :Pole Substation | 0.05 | --> | 0.05 | 0.05 | 0.9 |  | --> | 0.047 | 0 | 0 | 0 | 0 | 0.049 | 0 |  | --> | C11 ex DRUMQUIN | DRUMQUIN: T42 | ENNIS |  | 52.7865 | -9.2086
MV/LV Substation BO***859 | 10 kV | 400V(3ph) & 230V(single ph) | LV | 50 kVA :Pole Substation | 0.05 | --> | 0.05 | 0.048 | 0.9 |  | --> | 0.047 | 0 | 0 | 0 | 0 | 0.049 | 0 |  | --> | C14 ex DRUMQUIN | DRUMQUIN: T42 | ENNIS |  | 52.8047 | -8.9883
MV/LV Substation BO***862X | 10 kV | 400V(3ph) & 230V(single ph) | LV | 630 kVA :Kiosk Substation | 0.63 | --> | 0.63 | 0.435 | 0.8 |  | --> | 0.598 | 0 | 0 | 0 | 0.017 | 0.5 | 0 |  | --> | C12 ex ORANMORE | ORANMORE: T44 | GALWAY 110KV |  | 53.2766 | -8.9673
MV/LV Substation BO***862X | 20 kV | 400V(3ph) & 230V(single ph) | LV | 100 kVA :Pole Substation | 0.1 | --> | 0.1 | 0 | 0 | Constrained,otherwise capacity available =78kVA. | --> | 0.095 | 0 | 0 | 0 | 0.003 | 0.099 | 0 |  | --> | E17 ex BALTINGLASS | BALTINGLASS: T421∥T422 | STRATFORD |  | 52.8864 | -6.7013
MV/LV Substation BO***875 | 10 kV | 400V(3ph) & 230V(single ph) | LV | 50 kVA :Pole Substation | 0.05 | --> | 0.05 | 0.043 | 0.9 |  | --> | 0.047 | 0 | 0 | 0 | 0 | 0.05 | 0 |  | --> | C15 ex DRUMQUIN | DRUMQUIN: T42 | ENNIS |  | 52.6248 | -9.1619
MV/LV Substation BO***876X | 10 kV | 400V(3ph) & 230V(single ph) | LV | 630 kVA :Kiosk Substation | 0.63 | --> | 0.63 | 0.5 | 0.8 |  | --> | 0.598 | 0 | 0 | 0 | 0 | 0.5 | 0 |  | --> | C12 ex ORANMORE | ORANMORE: T44 | GALWAY 110KV |  | 53.2762 | -8.966
MV/LV Substation BO***883 | 10 kV | 400V(3ph) & 230V(single ph) | LV | 50 kVA :Pole Substation | 0.05 | --> | 0.05 | 0.028 | 0.7 |  | --> | 0.047 | 0 | 0 | 0 | 0 | 0 | 0 | Constrained,otherwise capacity available =52kW. | --> | C15 ex KILMARTIN | KILMARTIN: T41 | ARKLOW |  | 53.0338 | -6.1144
MV/LV Substation BO***885Y | 10 kV | 400V(3ph) & 230V(single ph) | LV | 50 kVA :Pole Substation | 0.05 | --> | 0.05 | 0 | 0 | Constrained,otherwise capacity available =29kVA. | --> | 0.047 | 0 | 0 | 0 | 0.019 | 0.032 | 0 |  | --> | C14 ex GORESBRIDGE | GORESBRIDGE: T41∥T42 | KILKENNY |  | 52.6059 | -6.9328
MV/LV Substation BO***886 | 20 kV | 400V(3ph) & 230V(single ph) | LV | 50 kVA :Pole Substation | 0.05 | --> | 0.05 | 0.044 | 2.6 |  | --> | 0.047 | 0 | 0 | 0 | 0 | 0.05 | 0 |  | --> | C24 ex CLIFDEN | CLIFDEN: T41∥T42 | GALWAY 110KV |  | 53.5214 | -10.1184
MV/LV Substation BO***890Z | 10 kV | 400V(3ph) & 230V(single ph) | LV | 100 kVA :Pole Substation | 0.1 | --> | 0.1 | 0.1 | 1.6 |  | --> | 0.095 | 0 | 0 | 0 | 0 | 0.1 | 0 |  | --> | C19 ex SALLINS | SALLINS: T41 | GRIFFINRATH |  | 53.3077 | -6.7544
MV/LV Substation BO***895 | 20 kV | 400V(3ph) & 230V(single ph) | LV | 50 kVA :Pole Substation | 0.05 | --> | 0.05 | 0 | 0 | Constrained,otherwise capacity available =34kVA. | --> | 0.047 | 0 | 0 | 0 | 0 | 0.051 | 0 |  | --> | E15 ex BRUFF | BRUFF: T421 | LIMERICK |  | 52.562 | -8.5034
MV/LV Substation BO***896X | 10 kV | 400V(3ph) & 230V(single ph) | LV | 200 kVA :Kiosk Substation | 0.2 | --> | 0.2 | 0 | 0 | Constrained,otherwise capacity available =166kVA. | --> | 0.19 | 0 | 0 | 0 | 0.012 | 0 | 0 | Constrained,otherwise capacity available =192kW. | --> | C23 ex POLLERTON | POLLERTON: T41 | CARLOW |  | 52.8224 | -6.9343
MV/LV Substation BO***913Z | 20 kV | 400V(3ph) & 230V(single ph) | LV | 400 kVA :Kiosk Substation | 0.4 | --> | 0.4 | 0 | 0 | Constrained,otherwise capacity available =335kVA. | --> | 0.38 | 0 | 0 | 0 | 0 | 0.41 | 0 |  | --> | E19 ex EDENDERRY | EDENDERRY: T421∥T422 | BLAKE |  | 53.4581 | -7.0986
MV/LV Substation BO***914X | 10 kV | 400V(3ph) & 230V(single ph) | LV | 630 kVA :Building Structure | 0.63 | --> | 0.63 | 0.5 | 4.6 |  | --> | 0.598 | 0 | 0 | 0 | 0 | 0.5 | 0 |  | --> | C24 ex CABRA | CABRA: T101 | FINGLAS |  | 53.3762 | -6.3065
MV/LV Substation BO***916 | 10 kV | 400V(3ph) & 230V(single ph) | LV | 400 kVA :Kiosk Substation | 0.4 | --> | 0.4 | 0.326 | 2.2 |  | --> | 0.38 | 0 | 0 | 0 | 0 | 0 | 0 | Constrained,otherwise capacity available =411kW. | --> | C15 ex NEWCASTLEWEST | NEWCASTLEWEST: T41∥T42 | RATHKEALE |  | 52.4449 | -9.0587
MV/LV Substation BO***917 | 20 kV | 400V(3ph) & 230V(single ph) | LV | 50 kVA :Pole Substation | 0.05 | --> | 0.05 | 0.028 | 7.4 |  | --> | 0.047 | 0 | 0 | 0 | 0 | 0 | 0 | Constrained,otherwise capacity available =52kW. | --> | E14 ex ARIGNA | ARIGNA: T121 | ARIGNA |  | 54.0435 | -8.0345
MV/LV Substation BO***918 | 20 kV | 400V(3ph) & 230V(single ph) | LV | 50 kVA :Pole Substation | 0.05 | --> | 0.05 | 0.05 | 3.6 |  | --> | 0.047 | 0 | 0 | 0 | 0 | 0.049 | 0 |  | --> | C22 ex CASTLEREA | CASTLEREA: T41∥T42 | CARRICK ON SHANNON |  | 53.8002 | -8.2755
MV/LV Substation BO***918X | 20 kV | 400V(3ph) & 230V(single ph) | LV | 50 kVA :Pole Substation | 0.05 | --> | 0.05 | 0.042 | 2.6 |  | --> | 0.047 | 0 | 0 | 0 | 0.004 | 0.046 | 0 |  | --> | E19 ex KILCOCK | KILCOCK: T421 | GRIFFINRATH |  | 53.3229 | -6.7006
MV/LV Substation BO***920 | 10 kV | 400V(3ph) & 230V(single ph) | LV | 100 kVA :Pole Substation | 0.1 | --> | 0.1 | 0.097 | 2.4 |  | --> | 0.095 | 0 | 0 | 0 | 0 | 0 | 0 | Constrained,otherwise capacity available =100kW. | --> | C23 ex TINAHASK | TINAHASK: T41∥T42 | ARKLOW |  | 52.7293 | -6.2432
MV/LV Substation BO***920 | 20 kV | 400V(3ph) & 230V(single ph) | LV | 630 kVA :Kiosk Substation | 0.63 | --> | 0.63 | 0.276 | 3.5 |  | --> | 0.598 | 0 | 0 | 0 | 0.009 | 0.5 | 0 |  | --> | E21 ex STRANORLAR | STRANORLAR: T421 | LETTERKENNY |  | 54.7973 | -7.7824
MV/LV Substation BO***923X | 10 kV | 400V(3ph) & 230V(single ph) | LV | 630 kVA :Kiosk Substation | 0.63 | --> | 0.63 | 0.5 | 0.8 |  | --> | 0.598 | 0 | 0 | 0 | 0 | 0.5 | 0 |  | --> | C12 ex ORANMORE | ORANMORE: T44 | GALWAY 110KV |  | 53.2762 | -8.966
MV/LV Substation BO***924X | 10 kV | 400V(3ph) & 230V(single ph) | LV | 400 kVA :Kiosk Substation | 0.4 | --> | 0.4 | 0.361 | 0.8 |  | --> | 0.38 | 0 | 0 | 0 | 0.007 | 0.398 | 0 |  | --> | C12 ex ORANMORE | ORANMORE: T44 | GALWAY 110KV |  | 53.2748 | -8.9655
MV/LV Substation BO***925X | 10 kV | 400V(3ph) & 230V(single ph) | LV | 50 kVA :Pole Substation | 0.05 | --> | 0.05 | 0 | 0 | Constrained,otherwise capacity available =50kVA. | --> | 0.047 | 0 | 0 | 0 | 0 | 0 | 0 | Constrained,otherwise capacity available =49kW. | --> | C21 ex BIRR | BIRR: T41 | DALLOW |  | 53.0811 | -7.8721
MV/LV Substation BO***925Z | 10 kV | 400V(3ph) & 230V(single ph) | LV | 1000 kVA :Building Structure | 1 | --> | 1 | 0.5 | 4.6 |  | --> | 0.95 | 0 | 0 | 0 | 0 | 0.5 | 0 |  | --> | C30 ex LIBERTY STREET | LIBERTY STREET: T102 | LIBERTY STREET |  | 51.8991 | -8.4721
MV/LV Substation BO***926Z | 10 kV | 400V(3ph) & 230V(single ph) | LV | 1000 kVA :Building Structure | 1 | --> | 1 | 0.5 | 4.6 |  | --> | 0.95 | 0 | 0 | 0 | 0 | 0.5 | 0 |  | --> | C30 ex LIBERTY STREET | LIBERTY STREET: T102 | LIBERTY STREET |  | 51.899 | -8.472
MV/LV Substation BO***927Z | 10 kV | 400V(3ph) & 230V(single ph) | LV | 1000 kVA :Building Structure | 1 | --> | 1 | 0.5 | 6.8 |  | --> | 0.95 | 0 | 0 | 0 | 0 | 0.5 | 0 |  | --> | C21 ex LIBERTY STREET | LIBERTY STREET: T101 | LIBERTY STREET |  | 51.8993 | -8.4722
MV/LV Substation BO***928Z | 10 kV | 400V(3ph) & 230V(single ph) | LV | 1000 kVA :Building Structure | 1 | --> | 1 | 0.5 | 6.8 |  | --> | 0.95 | 0 | 0 | 0 | 0 | 0.5 | 0 |  | --> | C21 ex LIBERTY STREET | LIBERTY STREET: T101 | LIBERTY STREET |  | 51.8995 | -8.4724
MV/LV Substation BO***930 | 10 kV | 400V(3ph) & 230V(single ph) | LV | 400 kVA :Kiosk Substation | 0.4 | --> | 0.4 | 0 | 0 | Constrained,otherwise capacity available =190kVA. | --> | 0.38 | 0 | 0 | 0 | 0.246 | 0.165 | 0 |  | --> | C19 ex BALLYBAILIE | BALLYBAILIE: T41 | DUNDALK |  | 53.8548 | -6.5567
MV/LV Substation BO***939X | 10 kV | 400V(3ph) & 230V(single ph) | LV | 400 kVA :Building Structure | 0.4 | --> | 0.4 | 0 | 0 | Constrained,otherwise capacity available =358kVA. | --> | 0.38 | 0 | 0 | 0 | 0 | 0.406 | 0 |  | --> | C17 ex CARRIGSHANE | CARRIGSHANE: T41 | MIDLETON |  | 51.8899 | -8.1574
MV/LV Substation BO***939X | 10 kV | 400V(3ph) & 230V(single ph) | LV | 400 kVA :Kiosk Substation | 0.4 | --> | 0.4 | 0.392 | 5 |  | --> | 0.38 | 0 | 0 | 0 | 0 | 0.4 | 0 |  | --> | C15 ex OLDBAWN | OLDBAWN: T41 | COOKSTOWN |  | 53.2861 | -6.3426
MV/LV Substation BO***940 | 20 kV | 400V(3ph) & 230V(single ph) | LV | 200 kVA :Pole Substation | 0.2 | --> | 0.2 | 0.186 | 0.9 |  | --> | 0.19 | 0 | 0 | 0 | 0 | 0.201 | 0 |  | --> | C11 ex DRUMQUIN | DRUMQUIN: T42 | ENNIS |  | 52.7752 | -9.2396
MV/LV Substation BO***940Z | 10 kV | 400V(3ph) & 230V(single ph) | LV | 630 kVA :Building Structure | 0.63 | --> | 0.63 | 0.114 | 0.1 | Constrained,otherwise capacity available =483kVA. | --> | 0.598 | 0 | 0 | 0 | 0 | 0.5 | 0 |  | --> | C19 ex ROSEHILL | ROSEHILL: T41 | KILKENNY |  | 52.6407 | -7.2463
MV/LV Substation BO***942 | 20 kV | 400V(3ph) & 230V(single ph) | LV | 400 kVA :Kiosk Substation | 0.4 | --> | 0.4 | 0 | 0 | Constrained,otherwise capacity available =323kVA. | --> | 0.38 | 0 | 0 | 0 | 0.002 | 0 | 0 | Constrained,otherwise capacity available =409kW. | --> | E20 ex ROSCREA | ROSCREA: T42 | IKERRIN |  | 52.9382 | -7.627
MV/LV Substation BO***946X | 10 kV | 400V(3ph) & 230V(single ph) | LV | 400 kVA :Kiosk Substation | 0.4 | --> | 0.4 | 0 | 0 | Constrained,otherwise capacity available =341kVA. | --> | 0.38 | 0 | 0 | 0 | 0 | 0 | 0 | Constrained,otherwise capacity available =408kW. | --> | C17 ex HOLYCROSS ROAD | HOLYCROSS ROAD: T41∥T42 | THURLES |  | 52.7534 | -7.9638
MV/LV Substation BO***949 | 10 kV | 400V(3ph) & 230V(single ph) | LV | 630 kVA :Building Structure | 0.63 | --> | 0.63 | 0.5 | 9 |  | --> | 0.598 | 0 | 0 | 0 | 0.003 | 0.5 | 0 |  | --> | C28 ex TRINITY | TRINITY: T102 | POOLBEG |  | 53.3396 | -6.2405
MV/LV Substation BO***949 | 10 kV | 400V(3ph) & 230V(single ph) | LV | 100 kVA :Pole Substation | 0.1 | --> | 0.1 | 0.086 | 4.5 |  | --> | 0.095 | 0 | 0 | 0 | 0.003 | 0.098 | 0 |  | --> | C16 ex BRAY | BRAY: T42 | FASSAROE |  | 53.1697 | -6.1438
MV/LV Substation BO***953Y | 10 kV | 400V(3ph) & 230V(single ph) | LV | 200 kVA :Kiosk Substation | 0.2 | --> | 0.2 | 0.119 | 8.3 |  | --> | 0.19 | 0 | 0 | 0 | 0.01 | 0.201 | 0 |  | --> | C18 ex DRYBRIDGE | DRYBRIDGE: T42 | DRYBRIDGE |  | 53.721 | -6.3859
MV/LV Substation BO***957X | 20 kV | 400V(3ph) & 230V(single ph) | LV | 50 kVA :Pole Substation | 0.05 | --> | 0.05 | 0 | 0 | Constrained,otherwise capacity available =35kVA. | --> | 0.047 | 0 | 0 | 0 | 0.003 | 0.048 | 0 |  | --> | E30 ex LOUGHREA | LOUGHREA: T41∥T42 | SOMERSET |  | 53.1927 | -8.6466
MV/LV Substation BO***957Y | 10 kV | 400V(3ph) & 230V(single ph) | LV | 1000 kVA :Building Structure | 1 | --> | 1 | 0 | 0 | Constrained,otherwise capacity available =500kVA. | --> | 0.95 | 0 | 0 | 0 | 0 | 0.5 | 0 |  | --> | C20 ex ROSEHILL | ROSEHILL: T42 | KILKENNY |  | 52.6338 | -7.235
MV/LV Substation BO***959Y | 20 kV | 400V(3ph) & 230V(single ph) | LV | 50 kVA :Pole Substation | 0.05 | --> | 0.05 | 0.045 | 1.9 |  | --> | 0.047 | 0 | 0 | 0 | 0.003 | 0.047 | 0 |  | --> | C20 ex ROSCOMMON | ROSCOMMON: T42 | LANESBORO |  | 53.6499 | -8.2005
MV/LV Substation BO***959Y | 10 kV | 400V(3ph) & 230V(single ph) | LV | 400 kVA :Kiosk Substation | 0.4 | --> | 0.4 | 0 | 0 | Constrained,otherwise capacity available =340kVA. | --> | 0.38 | 0 | 0 | 0 | 0 | 0 | 0 | Constrained,otherwise capacity available =409kW. | --> | C15 ex PORTARLINGTON | PORTARLINGTON: T41∥T42 | PORTLAOISE |  | 53.1647 | -7.1939
MV/LV Substation BO***967X | 10 kV | 400V(3ph) & 230V(single ph) | LV | 50 kVA :Pole Substation | 0.05 | --> | 0.05 | 0.048 | 2.4 |  | --> | 0.047 | 0 | 0 | 0 | 0 | 0.049 | 0 |  | --> | C12 ex BALLYMAHON | BALLYMAHON: T41∥T42 | ATHLONE |  | 53.607 | -7.9038
MV/LV Substation BO***968 | 20 kV | 400V(3ph) & 230V(single ph) | LV | 50 kVA :Pole Substation | 0.05 | --> | 0.05 | 0.036 | 7.7 |  | --> | 0.047 | 0 | 0 | 0 | 0 | 0.051 | 0 |  | --> | C18 ex GARRYCASTLE | GARRYCASTLE: T42 | ATHLONE |  | 53.3974 | -7.8502
MV/LV Substation BO***972 | 10 kV | 400V(3ph) & 230V(single ph) | LV | 200 kVA :Pole Substation | 0.2 | --> | 0.2 | 0.146 | 1.2 |  | --> | 0.19 | 0 | 0 | 0 | 0 | 0.207 | 0 |  | --> | C17 ex TRIM | TRIM: T41∥T42 | NAVAN |  | 53.5574 | -6.7674
MV/LV Substation BO***973 | 20 kV | 400V(3ph) & 230V(single ph) | LV | 200 kVA :Pole Substation | 0.2 | --> | 0.2 | 0.187 | 0.8 |  | --> | 0.19 | 0 | 0 | 0 | 0 | 0.201 | 0 |  | --> | E17 ex RATHMORE | RATHMORE: T421 | KNOCKEARAGH |  | 52.0766 | -9.0716
MV/LV Substation BO***974 | 20 kV | 400V(3ph) & 230V(single ph) | LV | 200 kVA :Pole Substation | 0.2 | --> | 0.2 | 0 | 0 | Constrained,otherwise capacity available =137kVA. | --> | 0.19 | 0 | 0 | 0 | 0 | 0 | 0 | Constrained,otherwise capacity available =209kW. | --> | C17 ex COLLIGAN | COLLIGAN: T41 | DUNGARVAN |  | 52.0941 | -7.6983
MV/LV Substation BO***974Z | 20 kV | 400V(3ph) & 230V(single ph) | LV | 100 kVA :Pole Substation | 0.1 | --> | 0.1 | 0 | 0 | Constrained,otherwise capacity available =72kVA. | --> | 0.095 | 0 | 0 | 0 | 0 | 0.103 | 0 |  | --> | E18 ex BALLINDERRY | BALLINDERRY: T422 | MULLINGAR |  | 53.509 | -7.1349
MV/LV Substation BO***976X | 20 kV | 400V(3ph) & 230V(single ph) | LV | 100 kVA :Pole Substation | 0.1 | --> | 0.1 | 0.076 | 11.9 |  | --> | 0.095 | 0 | 0 | 0 | 0 | 0 | 0 | Constrained,otherwise capacity available =103kW. | --> | E18 ex WESTPORT | WESTPORT: T421∥T422 | CASTLEBAR |  | 53.8284 | -9.4869
MV/LV Substation BO***984X | 20 kV | 400V(3ph) & 230V(single ph) | LV | 50 kVA :Pole Substation | 0.05 | --> | 0.05 | 0.047 | 7.4 |  | --> | 0.047 | 0 | 0 | 0 | 0 | 0.049 | 0 |  | --> | E19 ex BANOGE | BANOGE: T122 | BANOGE |  | 52.5968 | -6.3428
MV/LV Substation BO***993Y | 20 kV | 400V(3ph) & 230V(single ph) | LV | 50 kVA :Pole Substation | 0.05 | --> | 0.05 | 0.039 | 4 |  | --> | 0.047 | 0 | 0 | 0 | 0.013 | 0.037 | 0 |  | --> | E12 ex KILLINICK | KILLINICK: T421∥T422 | WEXFORD |  | 52.24 | -6.3324
MV/LV Substation BP***169Y | 20 kV | 400V(3ph) & 230V(single ph) | LV | 100 kVA :Pole Substation | 0.1 | --> | 0.1 | 0 | 0 | Constrained,otherwise capacity available =99kVA. | --> | 0.095 | 0 | 0 | 0 | 0 | 0.1 | 0 |  | --> | C16 ex KILSHANNY | KILSHANNY: T42 | CAHIR |  | 52.2723 | -8.0982
MV/LV Substation BP***858 | 20 kV | 400V(3ph) & 230V(single ph) | LV | 50 kVA :Pole Substation | 0.05 | --> | 0.05 | 0 | 0 | Constrained,otherwise capacity available =24kVA. | --> | 0.047 | 0 | 0 | 0 | 0.004 | 0.049 | 0 |  | --> | C16 ex KILSHANNY | KILSHANNY: T42 | CAHIR |  | 52.272 | -8.1011
MV/LV Substation BR***001 | 10 kV | 400V(3ph) & 230V(single ph) | LV | 200 kVA :Pole Substation | 0.2 | --> | 0.2 | 0.093 | 4 |  | --> | 0.19 | 0 | 0 | 0 | 0.002 | 0.214 | 0 |  | --> | C11 ex DUNMANWAY | DUNMANWAY: T43 | DUNMANWAY |  | 51.7212 | -9.1122
MV/LV Substation BR***002 | 10 kV | 400V(3ph) & 230V(single ph) | LV | 630 kVA :Kiosk Substation | 0.63 | --> | 0.63 | 0.5 | 25.1 |  | --> | 0.598 | 0 | 0 | 0 | 0 | 0.5 | 0 |  | --> | C17 ex ARKLOW | ARKLOW: T101∥T102 | ARKLOW |  | 52.7984 | -6.1463
MV/LV Substation BR***002 | 10 kV | 400V(3ph) & 230V(single ph) | LV | 400 kVA :Kiosk Substation | 0.4 | --> | 0.4 | 0.267 | 2.2 |  | --> | 0.38 | 0 | 0 | 0 | 0 | 0.42 | 0 |  | --> | C11 ex MALLOW | MALLOW: T41 | MALLOW |  | 52.1339 | -8.6406
MV/LV Substation BR***003 | 10 kV | 400V(3ph) & 230V(single ph) | LV | 400 kVA :Kiosk Substation | 0.4 | --> | 0.4 | 0.25 | 2 |  | --> | 0.38 | 0 | 0 | 0 | 0.007 | 0.415 | 0 |  | --> | C18 ex CARRICKMACROSS | CARRICKMACROSS: T42 | MEATH HILL |  | 53.9772 | -6.7208
MV/LV Substation BR***003 | 10 kV | 400V(3ph) & 230V(single ph) | LV | 400 kVA :Building Structure | 0.4 | --> | 0.4 | 0.1 | 1.8 |  | --> | 0.38 | 0 | 0 | 0 | 0 | 0.445 | 0 |  | --> | C13 ex WATERFORD | WATERFORD: T41 | WATERFORD |  | 52.2642 | -7.1194
MV/LV Substation BR***003 | 10 kV | 400V(3ph) & 230V(single ph) | LV | 630 kVA :Kiosk Substation | 0.63 | --> | 0.63 | 0 | 0 | Constrained,otherwise capacity available =500kVA. | --> | 0.598 | 0 | 0 | 0 | 0 | 0.5 | 0 |  | --> | C17 ex KILBARRY | KILBARRY: T101 | KILBARRY |  | 51.9094 | -8.4583
MV/LV Substation BR***004 | 10 kV | 400V(3ph) & 230V(single ph) | LV | 630 kVA :Kiosk Substation | 0.63 | --> | 0.63 | 0 | 0 | Constrained,otherwise capacity available =434kVA. | --> | 0.598 | 0 | 0 | 0 | 0.015 | 0.5 | 0 |  | --> | C11 ex CRANMORE | CRANMORE: T41∥T42 | SLIGO |  | 54.2722 | -8.4717
MV/LV Substation BR***004Y | 20 kV | 400V(3ph) & 230V(single ph) | LV | 50 kVA :Pole Substation | 0.05 | --> | 0.05 | 0.05 | 4 |  | --> | 0.047 | 0 | 0 | 0 | 0 | 0.049 | 0 |  | --> | E20 ex KILLINICK | KILLINICK: T421∥T422 | WEXFORD |  | 52.2327 | -6.537
MV/LV Substation BR***005 | 20 kV | 400V(3ph) & 230V(single ph) | LV | 200 kVA :Pole Substation | 0.2 | --> | 0.2 | 0 | 0 | Constrained,otherwise capacity available =166kVA. | --> | 0.19 | 0 | 0 | 0 | 0 | 0.204 | 0 |  | --> | E17 ex BRUFF | BRUFF: T421 | LIMERICK |  | 52.4786 | -8.5462
MV/LV Substation BR***006 | 20 kV | 400V(3ph) & 230V(single ph) | LV | 200 kVA :Kiosk Substation | 0.2 | --> | 0.2 | 0 | 0 | Constrained,otherwise capacity available =68kVA. | --> | 0.19 | 0 | 0 | 0 | 0 | 0.219 | 0 |  | --> | E12 ex BALLINROBE | BALLINROBE: T421∥T422 | DALTON |  | 53.6253 | -9.2241
MV/LV Substation BR***006 | 10 kV | 400V(3ph) & 230V(single ph) | LV | 200 kVA :Kiosk Substation | 0.2 | --> | 0.2 | 0 | 0 | Constrained,otherwise capacity available =82kVA. | --> | 0.19 | 0 | 0 | 0 | 0.003 | 0 | 0 | Constrained,otherwise capacity available =214kW. | --> | C15 ex MOUNTMELLICK | MOUNTMELLICK: T41∥T42 | PORTLAOISE |  | 53.1155 | -7.3213
MV/LV Substation BR***006 | 20 kV | 400V(3ph) & 230V(single ph) | LV | 200 kVA :Pole Substation | 0.2 | --> | 0.2 | 0.137 | 1.6 |  | --> | 0.19 | 0 | 0 | 0 | 0 | 0.209 | 0 |  | --> | E16 ex MILLTOWN (SR) | MILLTOWN (SR): T422 | OUGHTRAGH |  | 52.106 | -9.7811
MV/LV Substation BR***006 | 20 kV | 400V(3ph) & 230V(single ph) | LV | 200 kVA :Pole Substation | 0.2 | --> | 0.2 | 0 | 0 |  | --> | 0.19 | 0 | 0 | 0 | 0.014 | 0.215 | 0 |  | --> | E17 ex BRUFF | BRUFF: T421 | LIMERICK |  | 52.4751 | -8.5449
MV/LV Substation BR***006X | 10 kV | 400V(3ph) & 230V(single ph) | LV | 50 kVA :Pole Substation | 0.05 | --> | 0.05 | 0.04 | 3.9 |  | --> | 0.047 | 0 | 0 | 0 | 0 | 0.051 | 0 |  | --> | C21 ex GALWAY 110KV | GALWAY 110KV: T103 | GALWAY 110KV |  | 53.2899 | -8.9889
MV/LV Substation BR***006X | 10 kV | 400V(3ph) & 230V(single ph) | LV | 630 kVA :Kiosk Substation | 0.63 | --> | 0.63 | 0.38 | 3.6 |  | --> | 0.598 | 0 | 0 | 0 | 0.013 | 0.5 | 0 |  | --> | C21 ex BOGHALL ROAD | BOGHALL ROAD: T41 | FASSAROE |  | 53.2053 | -6.1013
MV/LV Substation BR***006Z | 20 kV | 400V(3ph) & 230V(single ph) | LV | 50 kVA :Pole Substation | 0.05 | --> | 0.05 | 0 | 0 | Constrained,otherwise capacity available =44kVA. | --> | 0.047 | 0 | 0 | 0 | 0 | 0.05 | 0 |  | --> | E11 ex ACADEMY STREET | ACADEMY STREET: T421∥T422 | NAVAN |  | 53.6264 | -6.5544
MV/LV Substation BR***007 | 20 kV | 400V(3ph) & 230V(single ph) | LV | 100 kVA :Pole Substation | 0.1 | --> | 0.1 | 0 | 0 |  | --> | 0.095 | 0 | 0 | 0 | 0.014 | 0.102 | 0 |  | --> | E17 ex BRUFF | BRUFF: T421 | LIMERICK |  | 52.4731 | -8.55
MV/LV Substation BR***009 | 10 kV | 400V(3ph) & 230V(single ph) | LV | 400 kVA :Building Structure | 0.4 | --> | 0.4 | 0.009 | 4.6 |  | --> | 0.38 | 0 | 0 | 0 | 0.236 | 0.209 | 0 |  | --> | E14 ex CLARA | CLARA: T422 | THORNSBERRY |  | 53.3424 | -7.6157
MV/LV Substation BR***010 | 10 kV | 400V(3ph) & 230V(single ph) | LV | 400 kVA :Kiosk Substation | 0.4 | --> | 0.4 | 0.284 | 1.2 |  | --> | 0.38 | 0 | 0 | 0 | 0 | 0.417 | 0 |  | --> | C11 ex SMEARLA | SMEARLA: T41 | TRIEN |  | 52.4424 | -9.4779
MV/LV Substation BR***011X | 10 kV | 400V(3ph) & 230V(single ph) | LV | 400 kVA :Kiosk Substation | 0.4 | --> | 0.4 | 0.137 | 0.1 | Constrained,otherwise capacity available =331kVA. | --> | 0.38 | 0 | 0 | 0 | 0.007 | 0.402 | 0 |  | --> | C13 ex SANDYFORD | SANDYFORD: T41 | CARRICKMINES |  | 53.2675 | -6.2642
MV/LV Substation BR***012 | 10 kV | 400V(3ph) & 230V(single ph) | LV | 630 kVA :Kiosk Substation | 0.63 | --> | 0.63 | 0.5 | 5 |  | --> | 0.598 | 0 | 0 | 0 | 0 | 0.5 | 0 |  | --> | C22 ex UNIDARE | UNIDARE: T42 | FINGLAS |  | 53.3908 | -6.301
MV/LV Substation BR***013X | 10 kV | 400V(3ph) & 230V(single ph) | LV | 50 kVA :Pole Substation | 0.05 | --> | 0.05 | 0 | 3.7 |  | --> | 0.047 | 0 | 0 | 0 | 0 | 0.056 | 0 |  | --> | C20 ex CASTLEBLAYNEY | CASTLEBLAYNEY: T42 | DUNDALK |  | 54.065 | -6.7022
MV/LV Substation BR***013X | 10 kV | 400V(3ph) & 230V(single ph) | LV | 200 kVA :Pole Substation | 0.2 | --> | 0.2 | 0.138 | 4.6 |  | --> | 0.19 | 0 | 0 | 0 | 0.008 | 0.2 | 0 |  | --> | C21 ex BALLYRAINE | BALLYRAINE: T41∥T42 | LETTERKENNY |  | 54.9834 | -7.7197
MV/LV Substation BR***013X | 10 kV | 400V(3ph) & 230V(single ph) | LV | 630 kVA :Building Structure | 0.63 | --> | 0.63 | 0 | 0 | Constrained,otherwise capacity available =394kVA. | --> | 0.598 | 0 | 0 | 0 | 0 | 0.5 | 0 |  | --> | C21 ex BELGARD | BELGARD: T41 | COOKSTOWN |  | 53.2879 | -6.3514
MV/LV Substation BR***014 | 10 kV | 400V(3ph) & 230V(single ph) | LV | 400 kVA :Kiosk Substation | 0.4 | --> | 0.4 | 0.234 | 3.7 |  | --> | 0.38 | 0 | 0 | 0 | 0.009 | 0.416 | 0 |  | --> | C17 ex BALLINASLOE | BALLINASLOE: T41∥T42 | SOMERSET |  | 53.3234 | -8.2386
MV/LV Substation BR***014 | 10 kV | 400V(3ph) & 230V(single ph) | LV | 50 kVA :Pole Substation | 0.05 | --> | 0.05 | 0.04 | 1 |  | --> | 0.047 | 0 | 0 | 0 | 0 | 0 | 0 | Constrained,otherwise capacity available =51kW. | --> | C17 ex LOUGHTAGALLA | LOUGHTAGALLA: T41∥T42 | THURLES |  | 52.6844 | -7.8096
MV/LV Substation BR***014 | 10 kV | 400V(3ph) & 230V(single ph) | LV | 400 kVA :Building Structure | 0.4 | --> | 0.4 | 0 | 0 | Constrained,otherwise capacity available =376kVA. | --> | 0.38 | 0 | 0 | 0 | 0 | 0.403 | 0 |  | --> | C22 ex CASTLEISLAND | CASTLEISLAND: T41∥T42 | TRALEE |  | 52.2287 | -9.4648
MV/LV Substation BR***014Y | 10 kV | 400V(3ph) & 230V(single ph) | LV | 400 kVA :Kiosk Substation | 0.4 | --> | 0.4 | 0 | 0 | Constrained,otherwise capacity available =335kVA. | --> | 0.38 | 0 | 0 | 0 | 0 | 0.41 | 0 |  | --> | C21 ex KILBARRY | KILBARRY: T101 | KILBARRY |  | 51.917 | -8.4899
MV/LV Substation BR***017 | 10 kV | 400V(3ph) & 230V(single ph) | LV | 200 kVA :Kiosk Substation | 0.2 | --> | 0.2 | 0.145 | 0.2 |  | --> | 0.19 | 0 | 0 | 0 | 0.033 | 0.173 | 0 |  | --> | C16 ex TALBOTS INCH | TALBOTS INCH: T41∥T42 | KILKENNY |  | 52.6613 | -7.2533
MV/LV Substation BR***018X | 10 kV | 400V(3ph) & 230V(single ph) | LV | 50 kVA :Pole Substation | 0.05 | --> | 0.05 | 0 | 0 | Constrained,otherwise capacity available =48kVA. | --> | 0.047 | 0 | 0 | 0 | 0 | 0.049 | 0 |  | --> | C23 ex CASTLEISLAND | CASTLEISLAND: T41∥T42 | TRALEE |  | 52.2374 | -9.4593
MV/LV Substation BR***018Z | 20 kV | 400V(3ph) & 230V(single ph) | LV | 50 kVA :Pole Substation | 0.05 | --> | 0.05 | 0 | 0 | Constrained,otherwise capacity available =39kVA. | --> | 0.047 | 0 | 0 | 0 | 0 | 0.051 | 0 |  | --> | E17 ex JULIANSTOWN | JULIANSTOWN: T421∥T422 | DRYBRIDGE |  | 53.6988 | -6.271
MV/LV Substation BR***020X | 10 kV | 400V(3ph) & 230V(single ph) | LV | 400 kVA :Kiosk Substation | 0.4 | --> | 0.4 | 0.295 | 0.7 |  | --> | 0.38 | 0 | 0 | 0 | 0 | 0.416 | 0 |  | --> | C11 ex FINISKLIN | FINISKLIN: T41∥T42 | SLIGO |  | 54.2744 | -8.483
MV/LV Substation BR***021X | 10 kV | 400V(3ph) & 230V(single ph) | LV | 100 kVA :Pole Substation | 0.1 | --> | 0.1 | 0 | 0 | Constrained,otherwise capacity available =80kVA. | --> | 0.095 | 0 | 0 | 0 | 0 | 0.103 | 0 |  | --> | C15 ex CULLION | CULLION: T41∥T42 | LETTERKENNY |  | 54.9451 | -7.6987
MV/LV Substation BR***023 | 10 kV | 400V(3ph) & 230V(single ph) | LV | 50 kVA :Pole Substation | 0.05 | --> | 0.05 | 0 | 0 | Constrained,otherwise capacity available =33kVA. | --> | 0.047 | 0 | 0 | 0 | 0.003 | 0.048 | 0 |  | --> | C19 ex PARKMORE | PARKMORE: T41∥T42 | GALWAY 110KV |  | 53.2955 | -8.9794
MV/LV Substation BR***023X | 10 kV | 400V(3ph) & 230V(single ph) | LV | 200 kVA :Kiosk Substation | 0.2 | --> | 0.2 | 0.18 | 3.8 |  | --> | 0.19 | 0 | 0 | 0 | 0 | 0.203 | 0 |  | --> | C19 ex KINGSCOURT | KINGSCOURT: T41 | MEATH HILL |  | 53.8208 | -6.748
MV/LV Substation BR***023X | 10 kV | 400V(3ph) & 230V(single ph) | LV | 400 kVA :Kiosk Substation | 0.4 | --> | 0.4 | 0.137 | 0.1 | Constrained,otherwise capacity available =276kVA. | --> | 0.38 | 0 | 0 | 0 | 0.003 | 0.415 | 0 |  | --> | C19 ex SANDYFORD | SANDYFORD: T41 | CARRICKMINES |  | 53.2716 | -6.2545
MV/LV Substation BR***024 | 10 kV | 400V(3ph) & 230V(single ph) | LV | 630 kVA :Kiosk Substation | 0.63 | --> | 0.63 | 0.353 | 1.6 |  | --> | 0.598 | 0 | 0 | 0 | 0.064 | 0.5 | 0 |  | --> | C13 ex DODDER ROAD | DODDER ROAD: T42 | MILLTOWN (DR) |  | 53.3027 | -6.2673
MV/LV Substation BR***024X | 20 kV | 400V(3ph) & 230V(single ph) | LV | 200 kVA :Pole Substation | 0.2 | --> | 0.2 | 0 | 0 | Constrained,otherwise capacity available =149kVA. | --> | 0.19 | 0 | 0 | 0 | 0 | 0.207 | 0 |  | --> | C16 ex TULLA | TULLA: T42 | ENNIS |  | 52.803 | -8.6317
MV/LV Substation BR***025 | 10 kV | 400V(3ph) & 230V(single ph) | LV | 200 kVA :Pole Substation | 0.2 | --> | 0.2 | 0.115 | 2.4 |  | --> | 0.19 | 0 | 0 | 0 | 0.008 | 0.204 | 0 |  | --> | C11 ex PORTLAW | PORTLAW: T41∥T42 | BUTLERSTOWN |  | 52.2897 | -7.3149
MV/LV Substation BR***028 | 10 kV | 400V(3ph) & 230V(single ph) | LV | 200 kVA :Pole Substation | 0.2 | --> | 0.2 | 0 | 0 | Constrained,otherwise capacity available =117kVA. | --> | 0.19 | 0 | 0 | 0 | 0.003 | 0.209 | 0 |  | --> | C12 ex SKIBBEREEN | SKIBBEREEN: T41∥T42 | DUNMANWAY |  | 51.5506 | -9.2795
MV/LV Substation BR***028 | 10 kV | 400V(3ph) & 230V(single ph) | LV | 630 kVA :Building Structure | 0.63 | --> | 0.63 | 0.286 | 1.4 |  | --> | 0.598 | 0 | 0 | 0 | 0.007 | 0.5 | 0 |  | --> | E16 ex GARRANACANTY | GARRANACANTY: T422 | TIPPERARY |  | 52.4734 | -8.1616
MV/LV Substation BR***028 | 10 kV | 400V(3ph) & 230V(single ph) | LV | 400 kVA :Building Structure | 0.4 | --> | 0.4 | 0.276 | 2.3 |  | --> | 0.38 | 0 | 0 | 0 | 0 | 0 | 0 | Constrained,otherwise capacity available =418kW. | --> | C14 ex KILRUSH | KILRUSH: T41∥T42 | TULLABRACK |  | 52.6447 | -9.4828
MV/LV Substation BR***029 | 10 kV | 400V(3ph) & 230V(single ph) | LV | 50 kVA :Pole Substation | 0.05 | --> | 0.05 | 0 | 2.1 |  | --> | 0.047 | 0 | 0 | 0 | 0 | 0 | 0 | Constrained,otherwise capacity available =57kW. | --> | C17 ex MILFORD (MWR) | MILFORD (MWR): T41 | CHARLEVILLE |  | 52.3457 | -8.977
MV/LV Substation BR***029 | 10 kV | 400V(3ph) & 230V(single ph) | LV | 630 kVA :Kiosk Substation | 0.63 | --> | 0.63 | 0.283 | 8.9 |  | --> | 0.598 | 0 | 0 | 0 | 0 | 0.5 | 0 |  | --> | C13 ex CARROWBEG | CARROWBEG: T41∥T42 | CARROWBEG |  | 53.7996 | -9.5215
MV/LV Substation BR***029X | 20 kV | 400V(3ph) & 230V(single ph) | LV | 100 kVA :Pole Substation | 0.1 | --> | 0.1 | 0.097 | 1.8 |  | --> | 0.095 | 0 | 0 | 0 | 0 | 0.1 | 0 |  | --> | E17 ex CARRIGALLEN | CARRIGALLEN: T421 | CARRICK ON SHANNON |  | 53.9723 | -7.6968
MV/LV Substation BR***030Z | 10 kV | 400V(3ph) & 230V(single ph) | LV | 400 kVA :Kiosk Substation | 0.4 | --> | 0.4 | 0.262 | 2.7 |  | --> | 0.38 | 0 | 0 | 0 | 0 | 0.421 | 0 |  | --> | C19 ex RAMPARTS | RAMPARTS: T41 | DUNDALK |  | 54.0174 | -6.3986
MV/LV Substation BR***032 | 10 kV | 400V(3ph) & 230V(single ph) | LV | 200 kVA :Kiosk Substation | 0.2 | --> | 0.2 | 0 | 0 | Constrained,otherwise capacity available =127kVA. | --> | 0.19 | 0 | 0 | 0 | 0 | 0 | 0 | Constrained,otherwise capacity available =210kW. | --> | C15 ex PORTARLINGTON | PORTARLINGTON: T41∥T42 | PORTLAOISE |  | 53.1545 | -7.1784
MV/LV Substation BR***032Z | 10 kV | 400V(3ph) & 230V(single ph) | LV | 200 kVA :Kiosk Substation | 0.2 | --> | 0.2 | 0 | 0 | Constrained,otherwise capacity available =103kVA. | --> | 0.19 | 0 | 0 | 0 | 0.042 | 0.17 | 0 |  | --> | C18 ex NAAS | NAAS: T42 | NEWBRIDGE |  | 53.203 | -6.6704
MV/LV Substation BR***033 | 20 kV | 400V(3ph) & 230V(single ph) | LV | 200 kVA :Pole Substation | 0.2 | --> | 0.2 | 0.131 | 5.3 |  | --> | 0.19 | 0 | 0 | 0 | 0 | 0.21 | 0 |  | --> | C14 ex SMEARLA | SMEARLA: T42 | TRIEN |  | 52.5726 | -9.377
MV/LV Substation BR***033Y | 10 kV | 400V(3ph) & 230V(single ph) | LV | 400 kVA :Kiosk Substation | 0.4 | --> | 0.4 | 0.332 | 11.3 |  | --> | 0.38 | 0 | 0 | 0 | 0 | 0.41 | 0 |  | --> | C18 ex SINGLAND | SINGLAND: T102 | SINGLAND |  | 52.6665 | -8.5578
MV/LV Substation BR***034 | 10 kV | 400V(3ph) & 230V(single ph) | LV | 400 kVA :Building Structure | 0.4 | --> | 0.4 | 0.306 | 6.5 |  | --> | 0.38 | 0 | 0 | 0 | 0.153 | 0.253 | 0 |  | --> | C19 ex CAHIR | CAHIR: T41 | CAHIR |  | 52.3756 | -7.9283
MV/LV Substation BR***037 | 10 kV | 400V(3ph) & 230V(single ph) | LV | 100 kVA :Pole Substation | 0.1 | --> | 0.1 | 0.09 | 8.3 |  | --> | 0.095 | 0 | 0 | 0 | 0 | 0.101 | 0 |  | --> | C25 ex BALLYBEG | BALLYBEG: T101 | CARRICKMINES |  | 52.9853 | -6.0487
MV/LV Substation BR***037Z | 20 kV | 400V(3ph) & 230V(single ph) | LV | 630 kVA :Kiosk Substation | 0.63 | --> | 0.63 | 0 | 0 | Constrained,otherwise capacity available =450kVA. | --> | 0.598 | 0 | 0 | 0 | 0 | 0.5 | 0 |  | --> | E15 ex GLENAMADDY | GLENAMADDY: T422 | ATHLONE |  | 53.6017 | -8.5593
MV/LV Substation BR***038 | 10 kV | 400V(3ph) & 230V(single ph) | LV | 400 kVA :Kiosk Substation | 0.4 | --> | 0.4 | 0 | 0 | Constrained,otherwise capacity available =268kVA. | --> | 0.38 | 0 | 0 | 0 | 0.031 | 0.387 | 0 |  | --> | C13 ex CARRICKMINES | CARRICKMINES: T41 | CARRICKMINES |  | 53.2576 | -6.1684
MV/LV Substation BR***039 | 10 kV | 400V(3ph) & 230V(single ph) | LV | 630 kVA :Building Structure | 0.63 | --> | 0.63 | 0.448 | 3.8 |  | --> | 0.598 | 0 | 0 | 0 | 0.007 | 0 | 0 | Constrained,otherwise capacity available =500kW. | --> | C13 ex TURLOUGH ROAD | TURLOUGH ROAD: T41∥T42 | CASTLEBAR |  | 53.8569 | -9.2977
MV/LV Substation BR***039X | 10 kV | 400V(3ph) & 230V(single ph) | LV | 1000 kVA :Building Structure | 1 | --> | 1 | 0 | 0 | Constrained,otherwise capacity available =500kVA. | --> | 0.95 | 0 | 0 | 0 | 0 | 0.5 | 0 |  | --> | C19 ex BELGARD | BELGARD: T41 | COOKSTOWN |  | 53.2977 | -6.3614
MV/LV Substation BR***041Y | 10 kV | 400V(3ph) & 230V(single ph) | LV | 400 kVA :Building Structure | 0.4 | --> | 0.4 | 0.375 | 0.9 |  | --> | 0.38 | 0 | 0 | 0 | 0 | 0.403 | 0 |  | --> | C18 ex BALLYHALE | BALLYHALE: T42 | KILKENNY |  | 52.4648 | -7.3774
MV/LV Substation BR***042 | 10 kV | 400V(3ph) & 230V(single ph) | LV | 1000 kVA :Building Structure | 1 | --> | 1 | 0.5 | 1.1 |  | --> | 0.95 | 0 | 0 | 0 | 0.027 | 0.5 | 0 |  | --> | C17 ex CAHIRCALLA | CAHIRCALLA: T41∥T42 | ENNIS |  | 52.8403 | -8.9801
MV/LV Substation BR***043 | 20 kV | 400V(3ph) & 230V(single ph) | LV | 200 kVA :Pole Substation | 0.2 | --> | 0.2 | 0 | 0 | Constrained,otherwise capacity available =94kVA. | --> | 0.19 | 0 | 0 | 0 | 0.039 | 0.175 | 0 |  | --> | E17 ex KILCOLGAN | KILCOLGAN: T421 | GALWAY 110KV |  | 53.1642 | -8.8121
MV/LV Substation BR***043 | 20 kV | 400V(3ph) & 230V(single ph) | LV | 200 kVA :Pole Substation | 0.2 | --> | 0.2 | 0 | 0 | Constrained,otherwise capacity available =164kVA. | --> | 0.19 | 0 | 0 | 0 | 0 | 0.205 | 0 |  | --> | E17 ex BRUFF | BRUFF: T421 | LIMERICK |  | 52.4814 | -8.5486
MV/LV Substation BR***044 | 10 kV | 400V(3ph) & 230V(single ph) | LV | 200 kVA :Kiosk Substation | 0.2 | --> | 0.2 | 0.099 | 3.1 |  | --> | 0.19 | 0 | 0 | 0 | 0 | 0.215 | 0 |  | --> | C19 ex ERRIGAL | ERRIGAL: T41 | SHANKILL |  | 54.0736 | -7.0843
MV/LV Substation BR***045 | 10 kV | 400V(3ph) & 230V(single ph) | LV | 400 kVA :Kiosk Substation | 0.4 | --> | 0.4 | 0.04 | 0 | Constrained,otherwise capacity available =312kVA. | --> | 0.38 | 0 | 0 | 0 | 0.008 | 0.404 | 0 |  | --> | C11 ex GRAIGUENAMANAGH | GRAIGUENAMANAGH: T41∥T42 | KILKENNY |  | 52.5386 | -6.9625
MV/LV Substation BR***045Z | 10 kV | 400V(3ph) & 230V(single ph) | LV | 50 kVA :Pole Substation | 0.05 | --> | 0.05 | 0 | 0 | Constrained,otherwise capacity available =40kVA. | --> | 0.047 | 0 | 0 | 0 | 0 | 0 | 0 | Constrained,otherwise capacity available =51kW. | --> | C11 ex PORTARLINGTON | PORTARLINGTON: T41∥T42 | PORTLAOISE |  | 53.2162 | -7.1421
MV/LV Substation BR***047Y | 10 kV | 400V(3ph) & 230V(single ph) | LV | 50 kVA :Pole Substation | 0.05 | --> | 0.05 | 0.04 | 2.3 |  | --> | 0.047 | 0 | 0 | 0 | 0.004 | 0 | 0 | Constrained,otherwise capacity available =46kW. | --> | C19 ex GLENGOOLE | GLENGOOLE: T41 | THURLES |  | 52.5809 | -7.6212
MV/LV Substation BR***047Z | 10 kV | 400V(3ph) & 230V(single ph) | LV | 400 kVA :Kiosk Substation | 0.4 | --> | 0.4 | 0.308 | 1.4 |  | --> | 0.38 | 0 | 0 | 0 | 0 | 0.414 | 0 |  | --> | C21 ex BALLINDERRY | BALLINDERRY: T41 | MULLINGAR |  | 53.5164 | -7.3419
MV/LV Substation BR***049Y | 20 kV | 400V(3ph) & 230V(single ph) | LV | 630 kVA :Building Structure | 0.63 | --> | 0.63 | 0 | 0 | Constrained,otherwise capacity available =500kVA. | --> | 0.598 | 0 | 0 | 0 | 0 | 0.5 | 0 |  | --> | E17 ex BALTRASNA | BALTRASNA: T121 | BALTRASNA |  | 53.5166 | -6.5396
MV/LV Substation BR***050 | 10 kV | 400V(3ph) & 230V(single ph) | LV | 400 kVA :Kiosk Substation | 0.4 | --> | 0.4 | 0.232 | 9.7 |  | --> | 0.38 | 0 | 0 | 0 | 0.037 | 0.386 | 0 |  | --> | C30 ex ARTANE | ARTANE: T102 | FINGLAS |  | 53.3805 | -6.1999
MV/LV Substation BR***051Y | 20 kV | 400V(3ph) & 230V(single ph) | LV | 400 kVA :Building Structure | 0.4 | --> | 0.4 | 0 | 0 | Constrained,otherwise capacity available =356kVA. | --> | 0.38 | 0 | 0 | 0 | 0 | 0.406 | 0 |  | --> | C12 ex SPIDDAL | SPIDDAL: T42 | SCREEB |  | 53.2449 | -9.3067
MV/LV Substation BR***053X | 10 kV | 400V(3ph) & 230V(single ph) | LV | 400 kVA :Kiosk Substation | 0.4 | --> | 0.4 | 0.366 | 13.1 |  | --> | 0.38 | 0 | 0 | 0 | 0 | 0.404 | 0 |  | --> | C18 ex POTTERY ROAD | POTTERY ROAD: T102 | CARRICKMINES |  | 53.2843 | -6.1127
MV/LV Substation BR***053Y | 20 kV | 400V(3ph) & 230V(single ph) | LV | 200 kVA :Pole Substation | 0.2 | --> | 0.2 | 0 | 0 | Constrained,otherwise capacity available =188kVA. | --> | 0.19 | 0 | 0 | 0 | 0 | 0.201 | 0 |  | --> | E12 ex KILCOCK | KILCOCK: T422 | GRIFFINRATH |  | 53.4242 | -6.5758
MV/LV Substation BR***055 | 10 kV | 400V(3ph) & 230V(single ph) | LV | 400 kVA :Kiosk Substation | 0.4 | --> | 0.4 | 0.326 | 3.4 |  | --> | 0.38 | 0 | 0 | 0 | 0.003 | 0.407 | 0 |  | --> | C16 ex TRAMORE | TRAMORE: T42 | BUTLERSTOWN |  | 52.1637 | -7.149
MV/LV Substation BR***056 | 10 kV | 400V(3ph) & 230V(single ph) | LV | 400 kVA :Kiosk Substation | 0.4 | --> | 0.4 | 0.232 | 2.1 |  | --> | 0.38 | 0 | 0 | 0 | 0.03 | 0.393 | 0 |  | --> | C12 ex CAHERDAVIN | CAHERDAVIN: T42 | ARDNACRUSHA |  | 52.6652 | -8.6592
MV/LV Substation BR***056 | 10 kV | 400V(3ph) & 230V(single ph) | LV | 100 kVA :Building Structure | 0.1 | --> | 0.1 | 0.083 | 4.9 |  | --> | 0.095 | 0 | 0 | 0 | 0 | 0.102 | 0 |  | --> | C13 ex DUNDALK | DUNDALK: T42 | DUNDALK |  | 53.9952 | -6.4135
MV/LV Substation BR***058Y | 10 kV | 400V(3ph) & 230V(single ph) | LV | 200 kVA :Kiosk Substation | 0.2 | --> | 0.2 | 0.145 | 25.1 |  | --> | 0.19 | 0 | 0 | 0 | 0 | 0.208 | 0 |  | --> | C19 ex ARKLOW | ARKLOW: T101∥T102 | ARKLOW |  | 52.7967 | -6.1505
MV/LV Substation BR***059 | 10 kV | 400V(3ph) & 230V(single ph) | LV | 50 kVA :Pole Substation | 0.05 | --> | 0.05 | 0 | 0 | Constrained,otherwise capacity available =44kVA. | --> | 0.047 | 0 | 0 | 0 | 0 | 0.05 | 0 |  | --> | C15 ex SKIBBEREEN | SKIBBEREEN: T41∥T42 | DUNMANWAY |  | 51.5068 | -9.3494
MV/LV Substation BR***059 | 10 kV | 400V(3ph) & 230V(single ph) | LV | 400 kVA :Kiosk Substation | 0.4 | --> | 0.4 | 0.328 | 2.9 |  | --> | 0.38 | 0 | 0 | 0 | 0.004 | 0.406 | 0 |  | --> | C20 ex MONKSTOWN | MONKSTOWN: T42 | BLACKROCK |  | 53.3012 | -6.1861
MV/LV Substation BR***061 | 10 kV | 400V(3ph) & 230V(single ph) | LV | 400 kVA :Building Structure | 0.4 | --> | 0.4 | 0.267 | 8.5 |  | --> | 0.38 | 0 | 0 | 0 | 0 | 0.42 | 0 |  | --> | C11 ex ARDGEEHA | ARDGEEHA: T41∥T42 | DOON |  | 52.3522 | -7.7043
MV/LV Substation BR***061X | 10 kV | 400V(3ph) & 230V(single ph) | LV | 400 kVA :Kiosk Substation | 0.4 | --> | 0.4 | 0.268 | 0.9 |  | --> | 0.38 | 0 | 0 | 0 | 0.006 | 0.413 | 0 |  | --> | C13 ex BRAY | BRAY: T41 | FASSAROE |  | 53.2016 | -6.1113
MV/LV Substation BR***062 | 10 kV | 400V(3ph) & 230V(single ph) | LV | 630 kVA :Kiosk Substation | 0.63 | --> | 0.63 | 0.5 | 11.5 |  | --> | 0.598 | 0 | 0 | 0 | 0.002 | 0.5 | 0 |  | --> | C20 ex BALLYBEG | BALLYBEG: T102 | CARRICKMINES |  | 52.9754 | -6.0532
MV/LV Substation BR***062X | 20 kV | 400V(3ph) & 230V(single ph) | LV | 50 kVA :Pole Substation | 0.05 | --> | 0.05 | 0.045 | 5.7 |  | --> | 0.047 | 0 | 0 | 0 | 0 | 0.05 | 0 |  | --> | E14 ex MOY | MOY: T421∥T422 | MOY |  | 54.1363 | -9.1665
MV/LV Substation BR***064Y | 10 kV | 400V(3ph) & 230V(single ph) | LV | 400 kVA :Kiosk Substation | 0.4 | --> | 0.4 | 0.3 | 2.8 |  | --> | 0.38 | 0 | 0 | 0 | 0 | 0.415 | 0 |  | --> | C16 ex CORBALLY | CORBALLY: T41∥T42 | ARDNACRUSHA |  | 52.6657 | -8.6204
MV/LV Substation BR***065 | 10 kV | 400V(3ph) & 230V(single ph) | LV | 100 kVA :Pole Substation | 0.1 | --> | 0.1 | 0 | 0 | Constrained,otherwise capacity available =88kVA. | --> | 0.095 | 0 | 0 | 0 | 0.01 | 0.091 | 0 |  | --> | C19 ex PARKMORE | PARKMORE: T41∥T42 | GALWAY 110KV |  | 53.2967 | -8.9746
MV/LV Substation BR***066X | 10 kV | 400V(3ph) & 230V(single ph) | LV | 400 kVA :Building Structure | 0.4 | --> | 0.4 | 0.344 | 3 |  | --> | 0.38 | 0 | 0 | 0 | 0 | 0.408 | 0 |  | --> | C18 ex SANDYFORD | SANDYFORD: T42 | CARRICKMINES |  | 53.2754 | -6.2159
MV/LV Substation BR***066X | 10 kV | 400V(3ph) & 230V(single ph) | LV | 50 kVA :Pole Substation | 0.05 | --> | 0.05 | 0.041 | 2.3 |  | --> | 0.047 | 0 | 0 | 0 | 0.019 | 0 | 0 | Constrained,otherwise capacity available =30kW. | --> | C11 ex KILRUSH | KILRUSH: T41∥T42 | TULLABRACK |  | 52.6161 | -9.3804
MV/LV Substation BR***067 | 10 kV | 400V(3ph) & 230V(single ph) | LV | 100 kVA :Pole Substation | 0.1 | --> | 0.1 | 0.086 | 4.8 |  | --> | 0.095 | 0 | 0 | 0 | 0 | 0.101 | 0 |  | --> | C21 ex ATHY | ATHY: T101 | ATHY |  | 53.0185 | -7.1381
MV/LV Substation BR***067 | 10 kV | 400V(3ph) & 230V(single ph) | LV | 630 kVA :Kiosk Substation | 0.63 | --> | 0.63 | 0.418 | 3.6 |  | --> | 0.598 | 0 | 0 | 0 | 0.04 | 0.5 | 0 |  | --> | C21 ex DEANSGRANGE | DEANSGRANGE: T41 | CARRICKMINES |  | 53.2651 | -6.1824
MV/LV Substation BR***067 | 10 kV | 400V(3ph) & 230V(single ph) | LV | 400 kVA :Kiosk Substation | 0.4 | --> | 0.4 | 0.295 | 8.9 |  | --> | 0.38 | 0 | 0 | 0 | 0.007 | 0.409 | 0 |  | --> | C21 ex STEPHENSTOWN | STEPHENSTOWN: T101 | FINGLAS |  | 53.6137 | -6.1916
MV/LV Substation BR***068 | 10 kV | 400V(3ph) & 230V(single ph) | LV | 200 kVA :Kiosk Substation | 0.2 | --> | 0.2 | 0 | 0 | Constrained,otherwise capacity available =184kVA. | --> | 0.19 | 0 | 0 | 0 | 0 | 0.202 | 0 |  | --> | C12 ex COOLCORCORAN | COOLCORCORAN: T41∥T42 | KNOCKEARAGH |  | 52.0662 | -9.5124
MV/LV Substation BR***068Y | 10 kV | 400V(3ph) & 230V(single ph) | LV | 400 kVA :Kiosk Substation | 0.4 | --> | 0.4 | 0 | 0 | Constrained,otherwise capacity available =228kVA. | --> | 0.38 | 0 | 0 | 0 | 0.016 | 0.409 | 0 |  | --> | C17 ex DOUGLAS | DOUGLAS: T42 | TRABEG |  | 51.8612 | -8.4358
MV/LV Substation BR***068Z | 10 kV | 400V(3ph) & 230V(single ph) | LV | 630 kVA :Building Structure | 0.63 | --> | 0.63 | 0.5 | 0.6 |  | --> | 0.598 | 0 | 0 | 0 | 0 | 0.5 | 0 |  | --> | C16 ex BALBRIGGAN | BALBRIGGAN: T42 | GLASMORE |  | 53.6092 | -6.1828
MV/LV Substation BR***069X | 10 kV | 400V(3ph) & 230V(single ph) | LV | 400 kVA :Kiosk Substation | 0.4 | --> | 0.4 | 0.356 | 2 |  | --> | 0.38 | 0 | 0 | 0 | 0 | 0.406 | 0 |  | --> | C16 ex KENMARE | KENMARE: T42 | KNOCKEARAGH |  | 51.8838 | -9.5912
MV/LV Substation BR***069Y | 20 kV | 400V(3ph) & 230V(single ph) | LV | 100 kVA :Pole Substation | 0.1 | --> | 0.1 | 0.098 | 3.3 |  | --> | 0.095 | 0 | 0 | 0 | 0 | 0.1 | 0 |  | --> | E21 ex CRATLOE | CRATLOE: T421∥T422 | ARDNACRUSHA |  | 52.7011 | -8.7734
MV/LV Substation BR***069Z | 10 kV | 400V(3ph) & 230V(single ph) | LV | 400 kVA :Building Structure | 0.4 | --> | 0.4 | 0.256 | 1.8 |  | --> | 0.38 | 0 | 0 | 0 | 0 | 0.421 | 0 |  | --> | C19 ex DUNDALK | DUNDALK: T41 | DUNDALK |  | 53.9936 | -6.4152
MV/LV Substation BR***071 | 20 kV | 400V(3ph) & 230V(single ph) | LV | 50 kVA :Pole Substation | 0.05 | --> | 0.05 | 0.033 | 4.6 |  | --> | 0.047 | 0 | 0 | 0 | 0.011 | 0.04 | 0 |  | --> | E13 ex BALLYRAGGET | BALLYRAGGET: T421∥T422 | BALLYRAGGET |  | 52.7831 | -7.3308
MV/LV Substation BR***073 | 20 kV | 400V(3ph) & 230V(single ph) | LV | 50 kVA :Pole Substation | 0.05 | --> | 0.05 | 0 | 0 | Constrained,otherwise capacity available =42kVA. | --> | 0.047 | 0 | 0 | 0 | 0 | 0 | 0 | Constrained,otherwise capacity available =50kW. | --> | E11 ex BEALNABLATH | BEALNABLATH: T421 | BANDON |  | 51.8634 | -8.7272
MV/LV Substation BR***073X | 20 kV | 400V(3ph) & 230V(single ph) | LV | 50 kVA :Pole Substation | 0.05 | --> | 0.05 | 0.022 | 4.7 |  | --> | 0.047 | 0 | 0 | 0 | 0.002 | 0.051 | 0 |  | --> | E17 ex EDGEWORTHSTOWN | EDGEWORTHSTOWN: T421∥T422 | RICHMOND |  | 53.6987 | -7.6094
MV/LV Substation BR***074 | 10 kV | 400V(3ph) & 230V(single ph) | LV | 1000 kVA :Building Structure | 1 | --> | 1 | 0.5 | 5 |  | --> | 0.95 | 0 | 0 | 0 | 0 | 0.5 | 0 |  | --> | C22 ex GALWAY 110KV | GALWAY 110KV: T102 | GALWAY 110KV |  | 53.2896 | -9.0033
MV/LV Substation BR***075Z | 10 kV | 400V(3ph) & 230V(single ph) | LV | 400 kVA :Kiosk Substation | 0.4 | --> | 0.4 | 0 | 0 | Constrained,otherwise capacity available =299kVA. | --> | 0.38 | 0 | 0 | 0 | 0.028 | 0.386 | 0 |  | --> | C12 ex CARRIGALINE | CARRIGALINE: T41∥T42 | BARNAHELY |  | 51.8212 | -8.382
MV/LV Substation BR***077X | 10 kV | 400V(3ph) & 230V(single ph) | LV | 400 kVA :Kiosk Substation | 0.4 | --> | 0.4 | 0.016 | 0 | Constrained,otherwise capacity available =318kVA. | --> | 0.38 | 0 | 0 | 0 | 0.016 | 0.395 | 0 |  | --> | C14 ex SWORDS | SWORDS: T42 | GLASMORE |  | 53.4659 | -6.2294
MV/LV Substation BR***077X | 10 kV | 400V(3ph) & 230V(single ph) | LV | 400 kVA :Building Structure | 0.4 | --> | 0.4 | 0.4 | 4.5 |  | --> | 0.38 | 0 | 0 | 0 | 0 | 0.4 | 0 |  | --> | C20 ex BRAY | BRAY: T42 | FASSAROE |  | 53.1834 | -6.1235
MV/LV Substation BR***078Y | 20 kV | 400V(3ph) & 230V(single ph) | LV | 50 kVA :Pole Substation | 0.05 | --> | 0.05 | 0.039 | 5.6 |  | --> | 0.047 | 0 | 0 | 0 | 0 | 0 | 0 | Constrained,otherwise capacity available =51kW. | --> | E17 ex BLESSINGTON | BLESSINGTON: T421 | KILTEEL |  | 53.0866 | -6.5815
MV/LV Substation BR***082Z | 10 kV | 400V(3ph) & 230V(single ph) | LV | 100 kVA :Pole Substation | 0.1 | --> | 0.1 | 0 | 0 | Constrained,otherwise capacity available =22kVA. | --> | 0.095 | 0 | 0 | 0 | 0 | 0 | 0 | Constrained,otherwise capacity available =111kW. | --> | E11 ex ASHBOURNE | ASHBOURNE: T421 | FINGLAS |  | 53.4326 | -6.3295
MV/LV Substation BR***084 | 10 kV | 400V(3ph) & 230V(single ph) | LV | 1000 kVA :Kiosk Substation | 1 | --> | 1 | 0.5 | 4.1 |  | --> | 0.95 | 0 | 0 | 0 | 0 | 0 | 0 | Constrained,otherwise capacity available =500kW. | --> | E17 ex CHARLEVILLE | CHARLEVILLE: T422 | CHARLEVILLE |  | 52.355 | -8.6825
MV/LV Substation BR***086Y | 10 kV | 400V(3ph) & 230V(single ph) | LV | 400 kVA :Building Structure | 0.4 | --> | 0.4 | 0.243 | 0.7 |  | --> | 0.38 | 0 | 0 | 0 | 0 | 0 | 0 | Constrained,otherwise capacity available =424kW. | --> | C15 ex KILMAGIG | KILMAGIG: T42 | ARKLOW |  | 52.8808 | -6.3306
MV/LV Substation BR***086Y | 20 kV | 400V(3ph) & 230V(single ph) | LV | 630 kVA :Building Structure | 0.63 | --> | 0.63 | 0.402 | 3 |  | --> | 0.598 | 0 | 0 | 0 | 0.008 | 0 | 0 | Constrained,otherwise capacity available =500kW. | --> | E16 ex WINDSOR | WINDSOR: T421∥T422 | CASTLEBAR |  | 53.8474 | -9.2798
MV/LV Substation BR***092 | 10 kV | 400V(3ph) & 230V(single ph) | LV | 400 kVA :Kiosk Substation | 0.4 | --> | 0.4 | 0.37 | 2.6 |  | --> | 0.38 | 0 | 0 | 0 | 0.007 | 0.397 | 0 |  | --> | C19 ex DRYBRIDGE | DRYBRIDGE: T41 | DRYBRIDGE |  | 53.7257 | -6.351
MV/LV Substation BR***093 | 10 kV | 400V(3ph) & 230V(single ph) | LV | 100 kVA :Pole Substation | 0.1 | --> | 0.1 | 0 | 0 | Constrained,otherwise capacity available =74kVA. | --> | 0.095 | 0 | 0 | 0 | 0.003 | 0.1 | 0 |  | --> | C15 ex LOUGHSHINNY | LOUGHSHINNY: T41 | GLASMORE |  | 53.5239 | -6.0927
MV/LV Substation BR***093Y | 10 kV | 400V(3ph) & 230V(single ph) | LV | 200 kVA :Kiosk Substation | 0.2 | --> | 0.2 | 0.137 | 2.9 |  | --> | 0.19 | 0 | 0 | 0 | 0.003 | 0.206 | 0 |  | --> | C16 ex MALAHIDE | MALAHIDE: T42 | GLASMORE |  | 53.4405 | -6.1504
MV/LV Substation BR***094Y | 20 kV | 400V(3ph) & 230V(single ph) | LV | 50 kVA :Pole Substation | 0.05 | --> | 0.05 | 0 | 0 | Constrained,otherwise capacity available =47kVA. | --> | 0.047 | 0 | 0 | 0 | 0 | 0.049 | 0 |  | --> | E17 ex BRUFF | BRUFF: T421 | LIMERICK |  | 52.4781 | -8.5426
MV/LV Substation BR***094Z | 10 kV | 400V(3ph) & 230V(single ph) | LV | 200 kVA :Kiosk Substation | 0.2 | --> | 0.2 | 0 | 0 | Constrained,otherwise capacity available =125kVA. | --> | 0.19 | 0 | 0 | 0 | 0.003 | 0.208 | 0 |  | --> | C41 ex COLLEGE PARK | COLLEGE PARK: T103 | COLLEGE PARK |  | 53.4048 | -6.414
MV/LV Substation BR***095 | 10 kV | 400V(3ph) & 230V(single ph) | LV | 400 kVA :Kiosk Substation | 0.4 | --> | 0.4 | 0.296 | 2.6 |  | --> | 0.38 | 0 | 0 | 0 | 0.018 | 0.396 | 0 |  | --> | C19 ex DRYBRIDGE | DRYBRIDGE: T41 | DRYBRIDGE |  | 53.7269 | -6.3449
MV/LV Substation BR***095Z | 10 kV | 400V(3ph) & 230V(single ph) | LV | 100 kVA :Pole Substation | 0.1 | --> | 0.1 | 0 | 0 | Constrained,otherwise capacity available =89kVA. | --> | 0.095 | 0 | 0 | 0 | 0 | 0.101 | 0 |  | --> | C31 ex KILBARRY | KILBARRY: T101 | KILBARRY |  | 51.9445 | -8.4387
MV/LV Substation BR***096Z | 10 kV | 400V(3ph) & 230V(single ph) | LV | 400 kVA :Kiosk Substation | 0.4 | --> | 0.4 | 0 | 0 | Constrained,otherwise capacity available =329kVA. | --> | 0.38 | 0 | 0 | 0 | 0.003 | 0.407 | 0 |  | --> | C41 ex COLLEGE PARK | COLLEGE PARK: T103 | COLLEGE PARK |  | 53.4045 | -6.4107
MV/LV Substation BR***098Z | 10 kV | 400V(3ph) & 230V(single ph) | LV | 400 kVA :Kiosk Substation | 0.4 | --> | 0.4 | 0.321 | 0.7 |  | --> | 0.38 | 0 | 0 | 0 | 0.007 | 0.404 | 0 |  | --> | C30 ex ACADEMY STREET | ACADEMY STREET: T44 | NAVAN |  | 53.6589 | -6.6695
MV/LV Substation BR***098Z | 20 kV | 400V(3ph) & 230V(single ph) | LV | 100 kVA :Pole Substation | 0.1 | --> | 0.1 | 0 | 0 | Constrained,otherwise capacity available =47kVA. | --> | 0.095 | 0 | 0 | 0 | 0.014 | 0.092 | 0 |  | --> | E17 ex BALTRASNA | BALTRASNA: T121 | BALTRASNA |  | 53.5082 | -6.4777
MV/LV Substation BR***100Z | 10 kV | 400V(3ph) & 230V(single ph) | LV | 400 kVA :Kiosk Substation | 0.4 | --> | 0.4 | 0 | 0 | Constrained,otherwise capacity available =334kVA. | --> | 0.38 | 0 | 0 | 0 | 0.002 | 0 | 0 | Constrained,otherwise capacity available =408kW. | --> | C22 ex PORTLAOISE | PORTLAOISE: T42 | PORTLAOISE |  | 53.0447 | -7.2612
MV/LV Substation BR***103X | 10 kV | 400V(3ph) & 230V(single ph) | LV | 200 kVA :Kiosk Substation | 0.2 | --> | 0.2 | 0 | 0 | Constrained,otherwise capacity available =178kVA. | --> | 0.19 | 0 | 0 | 0 | 0 | 0.203 | 0 |  | --> | C19 ex PARKMORE | PARKMORE: T41∥T42 | GALWAY 110KV |  | 53.2982 | -8.992
MV/LV Substation BR***105 | 10 kV | 400V(3ph) & 230V(single ph) | LV | 200 kVA :Kiosk Substation | 0.2 | --> | 0.2 | 0.179 | 1.5 |  | --> | 0.19 | 0 | 0 | 0 | 0.003 | 0.2 | 0 |  | --> | C15 ex TUBBERCURRY | TUBBERCURRY: T42 | TONROE |  | 54.0979 | -8.7777
MV/LV Substation BR***106 | 20 kV | 400V(3ph) & 230V(single ph) | LV | 200 kVA :Building Structure | 0.2 | --> | 0.2 | 0.102 | 3.7 |  | --> | 0.19 | 0 | 0 | 0 | 0 | 0 | 0 | Constrained,otherwise capacity available =214kW. | --> | E14 ex FOXHOLE | FOXHOLE: T421∥T422 | DUNGARVAN |  | 51.9707 | -7.8651
MV/LV Substation BR***107 | 10 kV | 400V(3ph) & 230V(single ph) | LV | 630 kVA :Kiosk Substation | 0.63 | --> | 0.63 | 0.5 | 5.9 |  | --> | 0.598 | 0 | 0 | 0 | 0 | 0.5 | 0 |  | --> | C14 ex BANDON | BANDON: T101 | BANDON |  | 51.7475 | -8.7151
MV/LV Substation BR***107 | 10 kV | 400V(3ph) & 230V(single ph) | LV | 200 kVA :Kiosk Substation | 0.2 | --> | 0.2 | 0.116 | 0.9 |  | --> | 0.19 | 0 | 0 | 0 | 0.039 | 0.171 | 0 |  | --> | C20 ex RATHMULLAN | RATHMULLAN: T42 | DRYBRIDGE |  | 53.7076 | -6.3334
MV/LV Substation BR***109 | 10 kV | 400V(3ph) & 230V(single ph) | LV | 400 kVA :Building Structure | 0.4 | --> | 0.4 | 0.129 | 9.7 |  | --> | 0.38 | 0 | 0 | 0 | 0.074 | 0.363 | 0 |  | --> | C30 ex ARTANE | ARTANE: T102 | FINGLAS |  | 53.379 | -6.1977
MV/LV Substation BR***110X | 20 kV | 400V(3ph) & 230V(single ph) | LV | 100 kVA :Pole Substation | 0.1 | --> | 0.1 | 0.005 | 0 | Constrained,otherwise capacity available =50kVA. | --> | 0.095 | 0 | 0 | 0 | 0 | 0.107 | 0 |  | --> | E12 ex FINEA | FINEA: T421∥T422 | SHANKILL |  | 53.7923 | -7.4122
MV/LV Substation BR***110Y | 10 kV | 400V(3ph) & 230V(single ph) | LV | 400 kVA :Building Structure | 0.4 | --> | 0.4 | 0 | 0 | Constrained,otherwise capacity available =370kVA. | --> | 0.38 | 0 | 0 | 0 | 0 | 0.404 | 0 |  | --> | C14 ex TOGHER | TOGHER: T42 | TRABEG |  | 51.8742 | -8.4878
MV/LV Substation BR***112 | 20 kV | 400V(3ph) & 230V(single ph) | LV | 50 kVA :Pole Substation | 0.05 | --> | 0.05 | 0 | 0 | Constrained,otherwise capacity available =18kVA. | --> | 0.047 | 0 | 0 | 0 | 0 | 0.054 | 0 |  | --> | E47 ex CLAREGALWAY | CLAREGALWAY: T421 | GALWAY 110KV |  | 53.429 | -8.7953
MV/LV Substation BR***112Z | 10 kV | 400V(3ph) & 230V(single ph) | LV | 200 kVA :Kiosk Substation | 0.2 | --> | 0.2 | 0 | 0 | Constrained,otherwise capacity available =148kVA. | --> | 0.19 | 0 | 0 | 0 | 0 | 0.207 | 0 |  | --> | C11 ex MACETOWN | MACETOWN: T101 | MACETOWN |  | 53.4033 | -6.4129
MV/LV Substation BR***114X | 20 kV | 400V(3ph) & 230V(single ph) | LV | 100 kVA :Pole Substation | 0.1 | --> | 0.1 | 0.05 | 3.3 |  | --> | 0.095 | 0 | 0 | 0 | 0.003 | 0.104 | 0 |  | --> | E13 ex BIRDHILL | BIRDHILL: T421 | ARDNACRUSHA |  | 52.7634 | -8.5253
MV/LV Substation BR***114Y | 10 kV | 400V(3ph) & 230V(single ph) | LV | 630 kVA :Building Structure | 0.63 | --> | 0.63 | 0.467 | 9.2 |  | --> | 0.598 | 0 | 0 | 0 | 0.117 | 0.5 | 0 |  | --> | C19 ex CENTRE PARK ROAD | MARINA: T105 | MARINA |  | 51.8987 | -8.4701
MV/LV Substation BR***115 | 20 kV | 400V(3ph) & 230V(single ph) | LV | 50 kVA :Pole Substation | 0.05 | --> | 0.05 | 0.05 | 4.4 |  | --> | 0.047 | 0 | 0 | 0 | 0 | 0.049 | 0 |  | --> | E11 ex MOHILL | MOHILL: T421∥T422 | CARRICK ON SHANNON |  | 53.8615 | -7.815
MV/LV Substation BR***115 | 20 kV | 400V(3ph) & 230V(single ph) | LV | 50 kVA :Pole Substation | 0.05 | --> | 0.05 | 0.039 | 5.1 |  | --> | 0.047 | 0 | 0 | 0 | 0 | 0.051 | 0 |  | --> | E15 ex BALLYBUNION | BALLYBUNION: T421∥T422 | TRIEN |  | 52.5316 | -9.6543
MV/LV Substation BR***115X | 20 kV | 400V(3ph) & 230V(single ph) | LV | 100 kVA :Pole Substation | 0.1 | --> | 0.1 | 0.09 | 3.3 |  | --> | 0.095 | 0 | 0 | 0 | 0.017 | 0.083 | 0 |  | --> | E13 ex BIRDHILL | BIRDHILL: T421 | ARDNACRUSHA |  | 52.763 | -8.524
MV/LV Substation BR***115Z | 10 kV | 400V(3ph) & 230V(single ph) | LV | 50 kVA :Pole Substation | 0.05 | --> | 0.05 | 0.043 | 1.6 |  | --> | 0.047 | 0 | 0 | 0 | 0.004 | 0.046 | 0 |  | --> | C18 ex CELBRIDGE | CELBRIDGE: T42 | GRIFFINRATH |  | 53.3174 | -6.4932
MV/LV Substation BR***116X | 20 kV | 400V(3ph) & 230V(single ph) | LV | 50 kVA :Pole Substation | 0.05 | --> | 0.05 | 0.048 | 3.6 |  | --> | 0.047 | 0 | 0 | 0 | 0 | 0.049 | 0 |  | --> | C22 ex CASTLEREA | CASTLEREA: T41∥T42 | CARRICK ON SHANNON |  | 53.787 | -8.2394
MV/LV Substation BR***117X | 10 kV | 400V(3ph) & 230V(single ph) | LV | 400 kVA :Kiosk Substation | 0.4 | --> | 0.4 | 0.226 | 4.2 |  | --> | 0.38 | 0 | 0 | 0 | 0.003 | 0.423 | 0 |  | --> | C22 ex LOUGHLINSTOWN | LOUGHLINSTOWN: T42 | CARRICKMINES |  | 53.2571 | -6.1503
MV/LV Substation BR***117Y | 10 kV | 400V(3ph) & 230V(single ph) | LV | 200 kVA :Kiosk Substation | 0.2 | --> | 0.2 | 0.159 | 2.8 |  | --> | 0.19 | 0 | 0 | 0 | 0.013 | 0.192 | 0 |  | --> | C18 ex CORBALLY | CORBALLY: T41∥T42 | ARDNACRUSHA |  | 52.6834 | -8.6212
MV/LV Substation BR***121 | 20 kV | 400V(3ph) & 230V(single ph) | LV | 50 kVA :Pole Substation | 0.05 | --> | 0.05 | 0 | 0 | Constrained,otherwise capacity available =49kVA. | --> | 0.047 | 0 | 0 | 0 | 0 | 0 | 0 | Constrained,otherwise capacity available =49kW. | --> | E12 ex EMYVALE | EMYVALE: T422 | LISDRUM |  | 54.3594 | -7.0797
MV/LV Substation BR***123X | 10 kV | 400V(3ph) & 230V(single ph) | LV | 50 kVA :Pole Substation | 0.05 | --> | 0.05 | 0 | 1.2 |  | --> | 0.047 | 0 | 0 | 0 | 0 | 0.058 | 0 |  | --> | C12 ex ABBEYFEALE | ABBEYFEALE: T42 | TRIEN |  | 52.3126 | -9.2735
MV/LV Substation BR***123Y | 10 kV | 400V(3ph) & 230V(single ph) | LV | 400 kVA :Building Structure | 0.4 | --> | 0.4 | 0.243 | 0.9 |  | --> | 0.38 | 0 | 0 | 0 | 0 | 0.424 | 0 |  | --> | C20 ex RATHMULLAN | RATHMULLAN: T42 | DRYBRIDGE |  | 53.7044 | -6.3697
MV/LV Substation BR***128Y | 10 kV | 400V(3ph) & 230V(single ph) | LV | 100 kVA :Pole Substation | 0.1 | --> | 0.1 | 0.044 | 25.1 |  | --> | 0.095 | 0 | 0 | 0 | 0.021 | 0.086 | 0 |  | --> | C13 ex ARKLOW | ARKLOW: T101∥T102 | ARKLOW |  | 52.8479 | -6.2031
MV/LV Substation BR***130Y | 20 kV | 400V(3ph) & 230V(single ph) | LV | 50 kVA :Pole Substation | 0.05 | --> | 0.05 | 0 | 0 | Constrained,otherwise capacity available =50kVA. | --> | 0.047 | 0 | 0 | 0 | 0 | 0 | 0 | Constrained,otherwise capacity available =49kW. | --> | C18 ex KANTURK | KANTURK: T41∥T42 | GLENLARA |  | 52.0436 | -8.9679
MV/LV Substation BR***131X | 20 kV | 400V(3ph) & 230V(single ph) | LV | 50 kVA :Pole Substation | 0.05 | --> | 0.05 | 0.036 | 3.7 |  | --> | 0.047 | 0 | 0 | 0 | 0 | 0 | 0 | Constrained,otherwise capacity available =51kW. | --> | E19 ex FOXHOLE | FOXHOLE: T421∥T422 | DUNGARVAN |  | 51.9771 | -7.9144
MV/LV Substation BR***131X | 10 kV | 400V(3ph) & 230V(single ph) | LV | 630 kVA :Building Structure | 0.63 | --> | 0.63 | 0.5 | 0.8 |  | --> | 0.598 | 0 | 0 | 0 | 0 | 0.5 | 0 |  | --> | C14 ex BALLYBEGGAN | BALLYBEGGAN: T43∥T44 | TRALEE |  | 52.2737 | -9.6739
MV/LV Substation BR***133 | 20 kV | 400V(3ph) & 230V(single ph) | LV | 200 kVA :Kiosk Substation | 0.2 | --> | 0.2 | 0 | 0 | Constrained,otherwise capacity available =93kVA. | --> | 0.19 | 0 | 0 | 0 | 0.017 | 0.198 | 0 |  | --> | E16 ex JULIANSTOWN | JULIANSTOWN: T421∥T422 | DRYBRIDGE |  | 53.6955 | -6.2454
MV/LV Substation BR***134Y | 10 kV | 400V(3ph) & 230V(single ph) | LV | 400 kVA :Kiosk Substation | 0.4 | --> | 0.4 | 0.38 | 25.1 |  | --> | 0.38 | 0 | 0 | 0 | 0 | 0.403 | 0 |  | --> | C18 ex ARKLOW | ARKLOW: T101∥T102 | ARKLOW |  | 52.8782 | -6.0769
MV/LV Substation BR***135 | 20 kV | 400V(3ph) & 230V(single ph) | LV | 50 kVA :Pole Substation | 0.05 | --> | 0.05 | 0 | 0 | Constrained,otherwise capacity available =43kVA. | --> | 0.047 | 0 | 0 | 0 | 0 | 0 | 0 | Constrained,otherwise capacity available =50kW. | --> | E18 ex BEALNABLATH | BEALNABLATH: T421 | BANDON |  | 51.8516 | -8.8285
MV/LV Substation BR***135X | 10 kV | 400V(3ph) & 230V(single ph) | LV | 100 kVA :Pole Substation | 0.1 | --> | 0.1 | 0.029 | 2 |  | --> | 0.095 | 0 | 0 | 0 | 0 | 0.11 | 0 |  | --> | C15 ex BALLYTIVNAN | BALLYTIVNAN: T41 | SLIGO |  | 54.2773 | -8.454
MV/LV Substation BR***136X | 10 kV | 400V(3ph) & 230V(single ph) | LV | 400 kVA :Kiosk Substation | 0.4 | --> | 0.4 | 0.077 | 1.2 |  | --> | 0.38 | 0 | 0 | 0 | 0 | 0 | 0 | Constrained,otherwise capacity available =448kW. | --> | E16 ex BUNCRANA | BUNCRANA: T421∥T422 | TRILLICK |  | 55.1354 | -7.4551
MV/LV Substation BR***137 | 10 kV | 400V(3ph) & 230V(single ph) | LV | 400 kVA :Kiosk Substation | 0.4 | --> | 0.4 | 0.297 | 8.9 |  | --> | 0.38 | 0 | 0 | 0 | 0 | 0.415 | 0 |  | --> | C21 ex STEPHENSTOWN | STEPHENSTOWN: T101 | FINGLAS |  | 53.6117 | -6.1897
MV/LV Substation BR***138 | 20 kV | 400V(3ph) & 230V(single ph) | LV | 200 kVA :Pole Substation | 0.2 | --> | 0.2 | 0.076 | 2 |  | --> | 0.19 | 0 | 0 | 0 | 0 | 0.218 | 0 |  | --> | E15 ex BALLYCONNELL | BALLYCONNELL: T421∥T422 | GORTAWEE |  | 54.1018 | -7.446
MV/LV Substation BR***140Z | 10 kV | 400V(3ph) & 230V(single ph) | LV | 200 kVA :Kiosk Substation | 0.2 | --> | 0.2 | 0.139 | 6.3 |  | --> | 0.19 | 0 | 0 | 0 | 0.007 | 0.202 | 0 |  | --> | C12 ex KILBARRY | KILBARRY: T43 | KILBARRY |  | 51.9245 | -8.4569
MV/LV Substation BR***141Y | 10 kV | 400V(3ph) & 230V(single ph) | LV | 100 kVA :Pole Substation | 0.1 | --> | 0.1 | 0.089 | 4.1 |  | --> | 0.095 | 0 | 0 | 0 | 0 | 0 | 0 | Constrained,otherwise capacity available =101kW. | --> | E17 ex CHARLEVILLE | CHARLEVILLE: T422 | CHARLEVILLE |  | 52.3597 | -8.6914
MV/LV Substation BR***142 | 10 kV | 400V(3ph) & 230V(single ph) | LV | 400 kVA :Kiosk Substation | 0.4 | --> | 0.4 | 0.137 | 0.1 | Constrained,otherwise capacity available =215kVA. | --> | 0.38 | 0 | 0 | 0 | 0.089 | 0.334 | 0 |  | --> | C19 ex SANDYFORD | SANDYFORD: T41 | CARRICKMINES |  | 53.2766 | -6.2552
MV/LV Substation BR***143 | 10 kV | 400V(3ph) & 230V(single ph) | LV | 400 kVA :Kiosk Substation | 0.4 | --> | 0.4 | 0.306 | 2.4 |  | --> | 0.38 | 0 | 0 | 0 | 0.016 | 0.397 | 0 |  | --> | C14 ex DUNDRUM | DUNDRUM: T42 | BLACKROCK |  | 53.2759 | -6.2592
MV/LV Substation BR***143Y | 20 kV | 400V(3ph) & 230V(single ph) | LV | 200 kVA :Pole Substation | 0.2 | --> | 0.2 | 0.182 | 2.7 |  | --> | 0.19 | 0 | 0 | 0 | 0 | 0.202 | 0 |  | --> | C18 ex KILLESHANDRA | KILLESHANDRA: T41∥T42 | GORTAWEE |  | 53.921 | -7.574
MV/LV Substation BR***143Z | 10 kV | 400V(3ph) & 230V(single ph) | LV | 400 kVA :Kiosk Substation | 0.4 | --> | 0.4 | 0.382 | 0.9 |  | --> | 0.38 | 0 | 0 | 0 | 0 | 0.402 | 0 |  | --> | C20 ex RATHMULLAN | RATHMULLAN: T42 | DRYBRIDGE |  | 53.7085 | -6.3366
MV/LV Substation BR***144 | 10 kV | 400V(3ph) & 230V(single ph) | LV | 400 kVA :Kiosk Substation | 0.4 | --> | 0.4 | 0.137 | 0.1 | Constrained,otherwise capacity available =255kVA. | --> | 0.38 | 0 | 0 | 0 | 0.047 | 0.373 | 0 |  | --> | C19 ex SANDYFORD | SANDYFORD: T41 | CARRICKMINES |  | 53.2788 | -6.2553
MV/LV Substation BR***145 | 10 kV | 400V(3ph) & 230V(single ph) | LV | 400 kVA :Building Structure | 0.4 | --> | 0.4 | 0.181 | 2.7 |  | --> | 0.38 | 0 | 0 | 0 | 0.005 | 0.427 | 0 |  | --> | C11 ex GREENHILLS | GREENHILLS: T42 | INCHICORE 220KV |  | 53.3157 | -6.3357
MV/LV Substation BR***145 | 10 kV | 400V(3ph) & 230V(single ph) | LV | 400 kVA :Kiosk Substation | 0.4 | --> | 0.4 | 0.144 | 4.2 |  | --> | 0.38 | 0 | 0 | 0 | 0.003 | 0.435 | 0 |  | --> | C23 ex SWORDS | SWORDS: T41 | GLASMORE |  | 53.4595 | -6.2224
MV/LV Substation BR***145 | 10 kV | 400V(3ph) & 230V(single ph) | LV | 400 kVA :Kiosk Substation | 0.4 | --> | 0.4 | 0.264 | 2.4 |  | --> | 0.38 | 0 | 0 | 0 | 0.07 | 0.347 | 0 |  | --> | C14 ex DUNDRUM | DUNDRUM: T42 | BLACKROCK |  | 53.2784 | -6.2613
MV/LV Substation BR***145Y | 10 kV | 400V(3ph) & 230V(single ph) | LV | 400 kVA :Kiosk Substation | 0.4 | --> | 0.4 | 0.275 | 9 |  | --> | 0.38 | 0 | 0 | 0 | 0.038 | 0.379 | 0 |  | --> | C14 ex MULLINGAR | MULLINGAR: T102 | MULLINGAR |  | 53.5347 | -7.356
MV/LV Substation BR***146 | 10 kV | 400V(3ph) & 230V(single ph) | LV | 630 kVA :Building Structure | 0.63 | --> | 0.63 | 0 | 0 | Constrained,otherwise capacity available =232kVA. | --> | 0.598 | 0 | 0 | 0 | 0.007 | 0.5 | 0 |  | --> | C17 ex PHIBSBORO | PHIBSBORO: T41 | FINGLAS |  | 53.3603 | -6.271
MV/LV Substation BR***146X | 20 kV | 400V(3ph) & 230V(single ph) | LV | 50 kVA :Pole Substation | 0.05 | --> | 0.05 | 0.05 | 2.2 |  | --> | 0.047 | 0 | 0 | 0 | 0 | 0.049 | 0 |  | --> | C12 ex ROSSGEIR | ROSSGEIR: T41∥T42 | LETTERKENNY |  | 54.8219 | -7.6012
MV/LV Substation BR***150 | 10 kV | 400V(3ph) & 230V(single ph) | LV | 400 kVA :Kiosk Substation | 0.4 | --> | 0.4 | 0.358 | 2.5 |  | --> | 0.38 | 0 | 0 | 0 | 0.011 | 0.394 | 0 |  | --> | C21 ex CENTRAL PARK | CENTRAL PARK: T101 | CARRICKMINES |  | 53.2828 | -6.1949
MV/LV Substation BR***151Z | 10 kV | 400V(3ph) & 230V(single ph) | LV | 200 kVA :Pole Substation | 0.2 | --> | 0.2 | 0.2 | 1 |  | --> | 0.19 | 0 | 0 | 0 | 0 | 0.2 | 0 |  | --> | C17 ex KILCULLEN | KILCULLEN: T41 | STRATFORD |  | 53.1468 | -6.718
MV/LV Substation BR***152Y | 10 kV | 400V(3ph) & 230V(single ph) | LV | 200 kVA :Pole Substation | 0.2 | --> | 0.2 | 0 | 0 | Constrained,otherwise capacity available =182kVA. | --> | 0.19 | 0 | 0 | 0 | 0 | 0 | 0 | Constrained,otherwise capacity available =202kW. | --> | C14 ex TEMPLEMORE | TEMPLEMORE: T42 | IKERRIN |  | 52.7526 | -7.6069
MV/LV Substation BR***152Y | 10 kV | 400V(3ph) & 230V(single ph) | LV | 400 kVA :Kiosk Substation | 0.4 | --> | 0.4 | 0.32 | 9.2 |  | --> | 0.38 | 0 | 0 | 0 | 0.003 | 0.409 | 0 |  | --> | C13 ex MIDLETON | MIDLETON: T101 | MIDLETON |  | 51.9246 | -8.18
MV/LV Substation BR***152Z | 10 kV | 400V(3ph) & 230V(single ph) | LV | 400 kVA :Kiosk Substation | 0.4 | --> | 0.4 | 0.364 | 1 |  | --> | 0.38 | 0 | 0 | 0 | 0 | 0.405 | 0 |  | --> | C17 ex KILCULLEN | KILCULLEN: T41 | STRATFORD |  | 53.1447 | -6.7218
MV/LV Substation BR***153X | 10 kV | 400V(3ph) & 230V(single ph) | LV | 630 kVA :Building Structure | 0.63 | --> | 0.63 | 0.5 | 3 |  | --> | 0.598 | 0 | 0 | 0 | 0 | 0.5 | 0 |  | --> | C14 ex SANDYFORD | SANDYFORD: T42 | CARRICKMINES |  | 53.2703 | -6.2362
MV/LV Substation BR***153Y | 20 kV | 400V(3ph) & 230V(single ph) | LV | 50 kVA :Pole Substation | 0.05 | --> | 0.05 | 0.047 | 1.1 |  | --> | 0.047 | 0 | 0 | 0 | 0 | 0.049 | 0 |  | --> | E19 ex LAWLESSTOWN | LAWLESSTOWN: T421 | DOON |  | 52.4668 | -7.7021
MV/LV Substation BR***157Z | 10 kV | 400V(3ph) & 230V(single ph) | LV | 50 kVA :Pole Substation | 0.05 | --> | 0.05 | 0 | 0 | Constrained,otherwise capacity available =13kVA. | --> | 0.047 | 0 | 0 | 0 | 0 | 0 | 0 | Constrained,otherwise capacity available =54kW. | --> | C12 ex MOUNTRATH | MOUNTRATH: T41∥T42 | PORTLAOISE |  | 53.0481 | -7.4301
MV/LV Substation BR***163 | 10 kV | 400V(3ph) & 230V(single ph) | LV | 1000 kVA :Building Structure | 1 | --> | 1 | 0.5 | 11.4 |  | --> | 0.95 | 0 | 0 | 0 | 0 | 0.5 | 0 |  | --> | C21 ex COOKSTOWN | COOKSTOWN: T101 | CARRICKMINES |  | 53.2879 | -6.3739
MV/LV Substation BR***163 | 10 kV | 400V(3ph) & 230V(single ph) | LV | 400 kVA :Kiosk Substation | 0.4 | --> | 0.4 | 0.311 | 3.1 |  | --> | 0.38 | 0 | 0 | 0 | 0.003 | 0.41 | 0 |  | --> | C11 ex MONKSTOWN | MONKSTOWN: T41 | BLACKROCK |  | 53.2952 | -6.179
MV/LV Substation BR***166X | 10 kV | 400V(3ph) & 230V(single ph) | LV | 50 kVA :Pole Substation | 0.05 | --> | 0.05 | 0 | 0 | Constrained,otherwise capacity available =38kVA. | --> | 0.047 | 0 | 0 | 0 | 0 | 0.051 | 0 |  | --> | C17 ex SKIBBEREEN | SKIBBEREEN: T41∥T42 | DUNMANWAY |  | 51.5645 | -9.1699
MV/LV Substation BR***166Y | 10 kV | 400V(3ph) & 230V(single ph) | LV | 50 kVA :Pole Substation | 0.05 | --> | 0.05 | 0.034 | 1.9 |  | --> | 0.047 | 0 | 0 | 0 | 0.002 | 0.049 | 0 |  | --> | C17 ex VIRGINIA | VIRGINIA: T41∥T42 | MEATH HILL |  | 53.8313 | -7.0731
MV/LV Substation BR***169Y | 20 kV | 400V(3ph) & 230V(single ph) | LV | 200 kVA :Pole Substation | 0.2 | --> | 0.2 | 0 | 0 |  | --> | 0.19 | 0 | 0 | 0 | 0 | 0.246 | 0 |  | --> | E15 ex JULIANSTOWN | JULIANSTOWN: T421∥T422 | DRYBRIDGE |  | 53.6295 | -6.3002
MV/LV Substation BR***171 | 10 kV | 400V(3ph) & 230V(single ph) | LV | 400 kVA :Kiosk Substation | 0.4 | --> | 0.4 | 0 | 0 | Constrained,otherwise capacity available =349kVA. | --> | 0.38 | 0 | 0 | 0 | 0.003 | 0.404 | 0 |  | --> | C22 ex COBH | COBH: T41∥T42 | COW CROSS |  | 51.8499 | -8.3115
MV/LV Substation BR***171 | 10 kV | 400V(3ph) & 230V(single ph) | LV | 400 kVA :Building Structure | 0.4 | --> | 0.4 | 0.265 | 4.2 |  | --> | 0.38 | 0 | 0 | 0 | 0.009 | 0.411 | 0 |  | --> | C13 ex CAHERDAVIN | CAHERDAVIN: T41 | ARDNACRUSHA |  | 52.6725 | -8.6535
MV/LV Substation BR***171X | 10 kV | 400V(3ph) & 230V(single ph) | LV | 630 kVA :Building Structure | 0.63 | --> | 0.63 | 0.5 | 2.4 |  | --> | 0.598 | 0 | 0 | 0 | 0 | 0.5 | 0 |  | --> | C24 ex MOUNT MERRION | MOUNT MERRION: T42 | CARRICKMINES |  | 53.2988 | -6.179
MV/LV Substation BR***174Y | 10 kV | 400V(3ph) & 230V(single ph) | LV | 50 kVA :Pole Substation | 0.05 | --> | 0.05 | 0 | 0 | Constrained,otherwise capacity available =42kVA. | --> | 0.047 | 0 | 0 | 0 | 0.004 | 0 | 0 | Constrained,otherwise capacity available =46kW. | --> | C20 ex CLOONLOUGH | CLOONLOUGH: T41∥T42 | BARRYMORE |  | 52.2555 | -8.2648
MV/LV Substation BR***174Y | 10 kV | 400V(3ph) & 230V(single ph) | LV | 50 kVA :Pole Substation | 0.05 | --> | 0.05 | 0.046 | 1 |  | --> | 0.047 | 0 | 0 | 0 | 0 | 0 | 0 | Constrained,otherwise capacity available =49kW. | --> | C17 ex LOUGHTAGALLA | LOUGHTAGALLA: T41∥T42 | THURLES |  | 52.6864 | -7.8101
MV/LV Substation BR***176 | 10 kV | 400V(3ph) & 230V(single ph) | LV | 400 kVA :Kiosk Substation | 0.4 | --> | 0.4 | 0.303 | 2.4 |  | --> | 0.38 | 0 | 0 | 0 | 0.03 | 0.383 | 0 |  | --> | C14 ex DUNDRUM | DUNDRUM: T42 | BLACKROCK |  | 53.2803 | -6.2593
MV/LV Substation BR***178 | 20 kV | 400V(3ph) & 230V(single ph) | LV | 200 kVA :Pole Substation | 0.2 | --> | 0.2 | 0.19 | 1.8 |  | --> | 0.19 | 0 | 0 | 0 | 0 | 0.201 | 0 |  | --> | E17 ex CARRIGALLEN | CARRIGALLEN: T421 | CARRICK ON SHANNON |  | 53.943 | -7.7867
MV/LV Substation BR***178 | 10 kV | 400V(3ph) & 230V(single ph) | LV | 400 kVA :Building Structure | 0.4 | --> | 0.4 | 0 | 0 | Constrained,otherwise capacity available =10kVA. | --> | 0.38 | 0 | 0 | 0 | 0.01 | 0.447 | 0 |  | --> | C21 ex KILBARRY | KILBARRY: T101 | KILBARRY |  | 51.912 | -8.4747
MV/LV Substation BR***178Z | 10 kV | 400V(3ph) & 230V(single ph) | LV | 200 kVA :Kiosk Substation | 0.2 | --> | 0.2 | 0 | 0 | Constrained,otherwise capacity available =122kVA. | --> | 0.19 | 0 | 0 | 0 | 0 | 0.211 | 0 |  | --> | C24 ex DENNEHYS CROSS | DENNEHYS CROSS: T42 | TRABEG |  | 51.8916 | -8.5019
MV/LV Substation BR***181 | 20 kV | 400V(3ph) & 230V(single ph) | LV | 200 kVA :Pole Substation | 0.2 | --> | 0.2 | 0.152 | 2.7 |  | --> | 0.19 | 0 | 0 | 0 | 0 | 0.207 | 0 |  | --> | C18 ex KILLESHANDRA | KILLESHANDRA: T41∥T42 | GORTAWEE |  | 53.9208 | -7.578
MV/LV Substation BR***181X | 10 kV | 400V(3ph) & 230V(single ph) | LV | 400 kVA :Kiosk Substation | 0.4 | --> | 0.4 | 0 | 0 | Constrained,otherwise capacity available =355kVA. | --> | 0.38 | 0 | 0 | 0 | 0 | 0.407 | 0 |  | --> | C16 ex BALLYHAUNIS | BALLYHAUNIS: T41∥T42 | DALTON |  | 53.7611 | -8.7665
MV/LV Substation BR***183Y | 20 kV | 400V(3ph) & 230V(single ph) | LV | 200 kVA :Kiosk Substation | 0.2 | --> | 0.2 | 0.171 | 1.5 |  | --> | 0.19 | 0 | 0 | 0 | 0.003 | 0.2 | 0 |  | --> | C17 ex MOUNT MISERY | MOUNT MISERY: T41 | WATERFORD |  | 52.2877 | -7.0696
MV/LV Substation BR***184Y | 20 kV | 400V(3ph) & 230V(single ph) | LV | 50 kVA :Pole Substation | 0.05 | --> | 0.05 | 0.027 | 25.4 |  | --> | 0.047 | 0 | 0 | 0 | 0.013 | 0 | 0 | Constrained,otherwise capacity available =38kW. | --> | E11 ex DUNFIRTH | DUNFIRTH: T122 | DUNFIRTH |  | 53.4016 | -6.8523
MV/LV Substation BR***187Y | 10 kV | 400V(3ph) & 230V(single ph) | LV | 200 kVA :Kiosk Substation | 0.2 | --> | 0.2 | 0.144 | 0.6 |  | --> | 0.19 | 0 | 0 | 0 | 0.007 | 0.201 | 0 |  | --> | C19 ex CLONDALKIN | CLONDALKIN: T41 | INCHICORE 220KV |  | 53.2975 | -6.4206
MV/LV Substation BR***187Z | 10 kV | 400V(3ph) & 230V(single ph) | LV | 400 kVA :Kiosk Substation | 0.4 | --> | 0.4 | 0.351 | 2.3 |  | --> | 0.38 | 0 | 0 | 0 | 0 | 0.407 | 0 |  | --> | C16 ex GILLOGUE | GILLOGUE: T41∥T42 | ARDNACRUSHA |  | 52.6785 | -8.6
MV/LV Substation BR***187Z | 10 kV | 400V(3ph) & 230V(single ph) | LV | 630 kVA :Kiosk Substation | 0.63 | --> | 0.63 | 0.5 | 0.9 |  | --> | 0.598 | 0 | 0 | 0 | 0 | 0.5 | 0 |  | --> | C20 ex RATHMULLAN | RATHMULLAN: T42 | DRYBRIDGE |  | 53.7085 | -6.3366
MV/LV Substation BR***188X | 10 kV | 400V(3ph) & 230V(single ph) | LV | 400 kVA :Kiosk Substation | 0.4 | --> | 0.4 | 0.265 | 2 |  | --> | 0.38 | 0 | 0 | 0 | 0.009 | 0.411 | 0 |  | --> | C13 ex SUTTON | SUTTON: T41 | GRANGE (DR) |  | 53.3933 | -6.1321
MV/LV Substation BR***191 | 10 kV | 400V(3ph) & 230V(single ph) | LV | 400 kVA :Kiosk Substation | 0.4 | --> | 0.4 | 0.22 | 2.9 |  | --> | 0.38 | 0 | 0 | 0 | 0.014 | 0.413 | 0 |  | --> | C16 ex MONKSTOWN | MONKSTOWN: T42 | BLACKROCK |  | 53.2948 | -6.1573
MV/LV Substation BR***192 | 10 kV | 400V(3ph) & 230V(single ph) | LV | 400 kVA :Kiosk Substation | 0.4 | --> | 0.4 | 0.365 | 1 |  | --> | 0.38 | 0 | 0 | 0 | 0 | 0.405 | 0 |  | --> | C17 ex KILCULLEN | KILCULLEN: T41 | STRATFORD |  | 53.1355 | -6.737
MV/LV Substation BR***193 | 10 kV | 400V(3ph) & 230V(single ph) | LV | 400 kVA :Kiosk Substation | 0.4 | --> | 0.4 | 0.374 | 1 |  | --> | 0.38 | 0 | 0 | 0 | 0 | 0.403 | 0 |  | --> | C17 ex KILCULLEN | KILCULLEN: T41 | STRATFORD |  | 53.1355 | -6.736
MV/LV Substation BR***194Y | 10 kV | 400V(3ph) & 230V(single ph) | LV | 50 kVA :Pole Substation | 0.05 | --> | 0.05 | 0.032 | 0.9 |  | --> | 0.047 | 0 | 0 | 0 | 0 | 0.051 | 0 |  | --> | C15 ex RIVERSTOWN | RIVERSTOWN: T41∥T42 | KILBARRY |  | 51.9345 | -8.3619
MV/LV Substation BR***196Y | 10 kV | 400V(3ph) & 230V(single ph) | LV | 50 kVA :Pole Substation | 0.05 | --> | 0.05 | 0.05 | 2.3 |  | --> | 0.047 | 0 | 0 | 0 | 0 | 0.049 | 0 |  | --> | C15 ex RANDALSTOWN | RANDALSTOWN: T41 | NAVAN |  | 53.6908 | -6.7792
MV/LV Substation BR***197X | 20 kV | 400V(3ph) & 230V(single ph) | LV | 630 kVA :Building Structure | 0.63 | --> | 0.63 | 0.5 | 1.1 |  | --> | 0.598 | 0 | 0 | 0 | 0 | 0 | 0 | Constrained,otherwise capacity available =500kW. | --> | E12 ex BELMULLET | BELMULLET: T421 | BELLACORICK |  | 54.2187 | -9.9777
MV/LV Substation BR***198 | 10 kV | 400V(3ph) & 230V(single ph) | LV | 100 kVA :Pole Substation | 0.1 | --> | 0.1 | 0 | 0 | Constrained,otherwise capacity available =61kVA. | --> | 0.095 | 0 | 0 | 0 | 0 | 0 | 0 | Constrained,otherwise capacity available =105kW. | --> | E14 ex CASTLELYONS | CASTLELYONS: T421∥T422 | BARRYMORE |  | 52.0741 | -8.2248
MV/LV Substation BR***202X | 10 kV | 400V(3ph) & 230V(single ph) | LV | 400 kVA :Kiosk Substation | 0.4 | --> | 0.4 | 0.371 | 5.4 |  | --> | 0.38 | 0 | 0 | 0 | 0.004 | 0.399 | 0 |  | --> | C18 ex ARDNAREE | ARDNAREE: T42 | MOY |  | 54.1102 | -9.1386
MV/LV Substation BR***205X | 20 kV | 400V(3ph) & 230V(single ph) | LV | 200 kVA :Pole Substation | 0.2 | --> | 0.2 | 0.136 | 4.7 |  | --> | 0.19 | 0 | 0 | 0 | 0 | 0.209 | 0 |  | --> | E16 ex EDGEWORTHSTOWN | EDGEWORTHSTOWN: T421∥T422 | RICHMOND |  | 53.702 | -7.6157
MV/LV Substation BR***209 | 20 kV | 400V(3ph) & 230V(single ph) | LV | 400 kVA :Kiosk Substation | 0.4 | --> | 0.4 | 0 | 0 | Constrained,otherwise capacity available =328kVA. | --> | 0.38 | 0 | 0 | 0 | 0.02 | 0 | 0 | Constrained,otherwise capacity available =389kW. | --> | E11 ex BEALNABLATH | BEALNABLATH: T421 | BANDON |  | 51.8544 | -8.7305
MV/LV Substation BR***209Z | 20 kV | 400V(3ph) & 230V(single ph) | LV | 200 kVA :Kiosk Substation | 0.2 | --> | 0.2 | 0 | 0 | Constrained,otherwise capacity available =135kVA. | --> | 0.19 | 0 | 0 | 0 | 0 | 0 | 0 | Constrained,otherwise capacity available =210kW. | --> | E15 ex ASHBOURNE | ASHBOURNE: T421 | FINGLAS |  | 53.5099 | -6.398
MV/LV Substation BR***210Y | 20 kV | 400V(3ph) & 230V(single ph) | LV | 50 kVA :Pole Substation | 0.05 | --> | 0.05 | 0 | 0 | Constrained,otherwise capacity available =47kVA. | --> | 0.047 | 0 | 0 | 0 | 0 | 0.049 | 0 |  | --> | E13 ex HEADFORD | HEADFORD: T42 | CLOON |  | 53.5174 | -9.1207
MV/LV Substation BR***212Y | 10 kV | 400V(3ph) & 230V(single ph) | LV | 200 kVA :Kiosk Substation | 0.2 | --> | 0.2 | 0.127 | 2.9 |  | --> | 0.19 | 0 | 0 | 0 | 0.04 | 0.168 | 0 |  | --> | C15 ex COES ROAD | COES ROAD: T41∥T42 | DUNDALK |  | 54.0002 | -6.3714
MV/LV Substation BR***213X | 10 kV | 400V(3ph) & 230V(single ph) | LV | 200 kVA :Kiosk Substation | 0.2 | --> | 0.2 | 0.173 | 2.1 |  | --> | 0.19 | 0 | 0 | 0 | 0 | 0.203 | 0 |  | --> | C16 ex LITTLE BRAY | LITTLE BRAY: T42 | FASSAROE |  | 53.2392 | -6.1456
MV/LV Substation BR***213X | 10 kV | 400V(3ph) & 230V(single ph) | LV | 630 kVA :Building Structure | 0.63 | --> | 0.63 | 0 | 0 | Constrained,otherwise capacity available =364kVA. | --> | 0.598 | 0 | 0 | 0 | 0 | 0.5 | 0 |  | --> | C17 ex CLONMINCH | CLONMINCH: T41 | THORNSBERRY |  | 53.2746 | -7.4938
MV/LV Substation BR***215X | 10 kV | 400V(3ph) & 230V(single ph) | LV | 400 kVA :Kiosk Substation | 0.4 | --> | 0.4 | 0 | 0 | Constrained,otherwise capacity available =356kVA. | --> | 0.38 | 0 | 0 | 0 | 0.008 | 0 | 0 | Constrained,otherwise capacity available =397kW. | --> | C13 ex DONEGAL | DONEGAL: T41∥T42 | CATHALEENS FALL |  | 54.6492 | -8.0949
MV/LV Substation BR***218X | 20 kV | 400V(3ph) & 230V(single ph) | LV | 50 kVA :Pole Substation | 0.05 | --> | 0.05 | 0.049 | 4.6 |  | --> | 0.047 | 0 | 0 | 0 | 0 | 0.049 | 0 |  | --> | E12 ex CLARA | CLARA: T422 | THORNSBERRY |  | 53.3761 | -7.3873
MV/LV Substation BR***219 | 10 kV | 400V(3ph) & 230V(single ph) | LV | 100 kVA :Pole Substation | 0.1 | --> | 0.1 | 0 | 0 | Constrained,otherwise capacity available =98kVA. | --> | 0.095 | 0 | 0 | 0 | 0 | 0.1 | 0 |  | --> | C16 ex SAGGART | SAGGART: T41∥T42 | GRANGE CASTLE |  | 53.2915 | -6.4421
MV/LV Substation BR***219X | 10 kV | 400V(3ph) & 230V(single ph) | LV | 400 kVA :Kiosk Substation | 0.4 | --> | 0.4 | 0.283 | 0.8 |  | --> | 0.38 | 0 | 0 | 0 | 0 | 0.417 | 0 |  | --> | C17 ex BALLYBEGGAN | BALLYBEGGAN: T43∥T44 | TRALEE |  | 52.276 | -9.6971
MV/LV Substation BR***221Z | 10 kV | 400V(3ph) & 230V(single ph) | LV | 200 kVA :Kiosk Substation | 0.2 | --> | 0.2 | 0.133 | 4.5 |  | --> | 0.19 | 0 | 0 | 0 | 0.003 | 0.206 | 0 |  | --> | C21 ex MAYFIELD | MAYFIELD: T41 | KILBARRY |  | 51.9171 | -8.4444
MV/LV Substation BR***222Y | 10 kV | 400V(3ph) & 230V(single ph) | LV | 400 kVA :Building Structure | 0.4 | --> | 0.4 | 0.37 | 0.9 |  | --> | 0.38 | 0 | 0 | 0 | 0 | 0.404 | 0 |  | --> | C16 ex RATHMULLAN | RATHMULLAN: T42 | DRYBRIDGE |  | 53.71 | -6.371
MV/LV Substation BR***227X | 10 kV | 400V(3ph) & 230V(single ph) | LV | 400 kVA :Kiosk Substation | 0.4 | --> | 0.4 | 0.304 | 11.2 |  | --> | 0.38 | 0 | 0 | 0 | 0.007 | 0.407 | 0 |  | --> | C17 ex ARTANE | ARTANE: T101 | FINGLAS |  | 53.3845 | -6.1917
MV/LV Substation BR***227Z | 10 kV | 400V(3ph) & 230V(single ph) | LV | 200 kVA :Kiosk Substation | 0.2 | --> | 0.2 | 0 | 0 | Constrained,otherwise capacity available =147kVA. | --> | 0.19 | 0 | 0 | 0 | 0.01 | 0.197 | 0 |  | --> | C12 ex CARRIGALINE | CARRIGALINE: T41∥T42 | BARNAHELY |  | 51.8223 | -8.3844
MV/LV Substation BR***228 | 10 kV | 400V(3ph) & 230V(single ph) | LV | 200 kVA :Pole Substation | 0.2 | --> | 0.2 | 0 | 0 | Constrained,otherwise capacity available =197kVA. | --> | 0.19 | 0 | 0 | 0 | 0 | 0.2 | 0 |  | --> | C15 ex LITTLE BRAY | LITTLE BRAY: T41 | FASSAROE |  | 53.2106 | -6.1031
MV/LV Substation BR***229X | 20 kV | 400V(3ph) & 230V(single ph) | LV | 100 kVA :Pole Substation | 0.1 | --> | 0.1 | 0.1 | 4.4 |  | --> | 0.095 | 0 | 0 | 0 | 0 | 0.1 | 0 |  | --> | E11 ex MOHILL | MOHILL: T421∥T422 | CARRICK ON SHANNON |  | 53.9148 | -7.7808
MV/LV Substation BR***230X | 20 kV | 400V(3ph) & 230V(single ph) | LV | 50 kVA :Pole Substation | 0.05 | --> | 0.05 | 0.05 | 3.7 |  | --> | 0.047 | 0 | 0 | 0 | 0 | 0.049 | 0 |  | --> | E21 ex CLARA | CLARA: T421 | THORNSBERRY |  | 53.325 | -7.6806
MV/LV Substation BR***232 | 10 kV | 400V(3ph) & 230V(single ph) | LV | 50 kVA :Pole Substation | 0.05 | --> | 0.05 | 0 | 0 | Constrained,otherwise capacity available =46kVA. | --> | 0.047 | 0 | 0 | 0 | 0 | 0.049 | 0 |  | --> | C16 ex BALLAGHADERREEN | BALLAGHADERREEN: T41∥T42 | TONROE |  | 53.9215 | -8.6362
MV/LV Substation BR***235Y | 10 kV | 400V(3ph) & 230V(single ph) | LV | 50 kVA :Pole Substation | 0.05 | --> | 0.05 | 0 | 0 | Constrained,otherwise capacity available =50kVA. | --> | 0.047 | 0 | 0 | 0 | 0 | 0 | 0 | Constrained,otherwise capacity available =49kW. | --> | C11 ex PORTARLINGTON | PORTARLINGTON: T41∥T42 | PORTLAOISE |  | 53.2084 | -7.0981
MV/LV Substation BR***236Y | 20 kV | 400V(3ph) & 230V(single ph) | LV | 400 kVA :Kiosk Substation | 0.4 | --> | 0.4 | 0.261 | 2.5 |  | --> | 0.38 | 0 | 0 | 0 | 0 | 0 | 0 | Constrained,otherwise capacity available =421kW. | --> | E15 ex TULLOW | TULLOW: T421 | CARLOW |  | 52.8006 | -6.7397
MV/LV Substation BR***237X | 20 kV | 400V(3ph) & 230V(single ph) | LV | 50 kVA :Pole Substation | 0.05 | --> | 0.05 | 0.042 | 8.5 |  | --> | 0.047 | 0 | 0 | 0 | 0 | 0 | 0 | Constrained,otherwise capacity available =50kW. | --> | E14 ex BELLACORICK | BELLACORICK: T122 | BELLACORICK |  | 54.1361 | -9.7118
MV/LV Substation BR***239X | 10 kV | 400V(3ph) & 230V(single ph) | LV | 630 kVA :Building Structure | 0.63 | --> | 0.63 | 0 | 0 | Constrained,otherwise capacity available =500kVA. | --> | 0.598 | 0 | 0 | 0 | 0 | 0.5 | 0 |  | --> | C11 ex CAMDEN ROW | CAMDEN ROW: T41 | FRANCIS STREET |  | 53.3394 | -6.2701
MV/LV Substation BR***240Z | 10 kV | 400V(3ph) & 230V(single ph) | LV | 400 kVA :Kiosk Substation | 0.4 | --> | 0.4 | 0.309 | 8.9 |  | --> | 0.38 | 0 | 0 | 0 | 0.004 | 0.409 | 0 |  | --> | C21 ex STEPHENSTOWN | STEPHENSTOWN: T101 | FINGLAS |  | 53.6146 | -6.1996
MV/LV Substation BR***241 | 10 kV | 400V(3ph) & 230V(single ph) | LV | 200 kVA :Kiosk Substation | 0.2 | --> | 0.2 | 0.09 | 7.3 |  | --> | 0.19 | 0 | 0 | 0 | 0.036 | 0.178 | 0 |  | --> | C23 ex PELLETSTOWN | PELLETSTOWN: T101 | FINGLAS |  | 53.3805 | -6.3824
MV/LV Substation BR***244 | 10 kV | 400V(3ph) & 230V(single ph) | LV | 630 kVA :Kiosk Substation | 0.63 | --> | 0.63 | 0.32 | 0.8 |  | --> | 0.598 | 0 | 0 | 0 | 0.021 | 0.5 | 0 |  | --> | C20 ex GARVILLE AVENUE | GARVILLE AVENUE: T42 | MILLTOWN (DR) |  | 53.3124 | -6.2771
MV/LV Substation BR***250Z | 10 kV | 400V(3ph) & 230V(single ph) | LV | 100 kVA :Pole Substation | 0.1 | --> | 0.1 | 0.088 | 2.4 |  | --> | 0.095 | 0 | 0 | 0 | 0 | 0.101 | 0 |  | --> | C14 ex BALLYMAHON | BALLYMAHON: T41∥T42 | ATHLONE |  | 53.6209 | -7.8132
MV/LV Substation BR***251 | 20 kV | 400V(3ph) & 230V(single ph) | LV | 50 kVA :Pole Substation | 0.05 | --> | 0.05 | 0.049 | 4.7 |  | --> | 0.047 | 0 | 0 | 0 | 0 | 0.049 | 0 |  | --> | E18 ex EDGEWORTHSTOWN | EDGEWORTHSTOWN: T421∥T422 | RICHMOND |  | 53.6562 | -7.5398
MV/LV Substation BR***253 | 10 kV | 400V(3ph) & 230V(single ph) | LV | 400 kVA :Kiosk Substation | 0.4 | --> | 0.4 | 0 | 0 | Constrained,otherwise capacity available =343kVA. | --> | 0.38 | 0 | 0 | 0 | 0.01 | 0 | 0 | Constrained,otherwise capacity available =398kW. | --> | C24 ex BALLYCOOLIN | BALLYCOOLIN: T42 | FINGLAS |  | 53.3984 | -6.3847
MV/LV Substation BR***253Z | 20 kV | 400V(3ph) & 230V(single ph) | LV | 200 kVA :Kiosk Substation | 0.2 | --> | 0.2 | 0 | 0 | Constrained,otherwise capacity available =128kVA. | --> | 0.19 | 0 | 0 | 0 | 0.007 | 0.203 | 0 |  | --> | E13 ex GLASMORE | GLASMORE: T421 | GLASMORE |  | 53.4688 | -6.236
MV/LV Substation BR***254 | 10 kV | 400V(3ph) & 230V(single ph) | LV | 630 kVA :Kiosk Substation | 0.63 | --> | 0.63 | 0 | 0 | Constrained,otherwise capacity available =500kVA. | --> | 0.598 | 0 | 0 | 0 | 0.003 | 0 | 0 | Constrained,otherwise capacity available =500kW. | --> | C24 ex BALLYCOOLIN | BALLYCOOLIN: T42 | FINGLAS |  | 53.3972 | -6.3839
MV/LV Substation BR***255 | 10 kV | 400V(3ph) & 230V(single ph) | LV | 400 kVA :Kiosk Substation | 0.4 | --> | 0.4 | 0 | 0 | Constrained,otherwise capacity available =331kVA. | --> | 0.38 | 0 | 0 | 0 | 0.007 | 0 | 0 | Constrained,otherwise capacity available =402kW. | --> | C24 ex BALLYCOOLIN | BALLYCOOLIN: T42 | FINGLAS |  | 53.3978 | -6.3858
MV/LV Substation BR***256 | 10 kV | 400V(3ph) & 230V(single ph) | LV | 200 kVA :Pole Substation | 0.2 | --> | 0.2 | 0.2 | 2.3 |  | --> | 0.19 | 0 | 0 | 0 | 0 | 0 | 0 | Constrained,otherwise capacity available =200kW. | --> | C17 ex GLENGOOLE | GLENGOOLE: T41 | THURLES |  | 52.6142 | -7.7016
MV/LV Substation BR***256X | 10 kV | 400V(3ph) & 230V(single ph) | LV | 400 kVA :Building Structure | 0.4 | --> | 0.4 | 0.364 | 2.1 |  | --> | 0.38 | 0 | 0 | 0 | 0 | 0.405 | 0 |  | --> | C14 ex LITTLE BRAY | LITTLE BRAY: T42 | FASSAROE |  | 53.2062 | -6.1272
MV/LV Substation BR***256Y | 20 kV | 400V(3ph) & 230V(single ph) | LV | 200 kVA :Pole Substation | 0.2 | --> | 0.2 | 0.092 | 1.3 |  | --> | 0.19 | 0 | 0 | 0 | 0.038 | 0.176 | 0 |  | --> | C17 ex ROOSKY | ROOSKY: T41 | RICHMOND |  | 53.7751 | -8.1038
MV/LV Substation BR***257X | 10 kV | 400V(3ph) & 230V(single ph) | LV | 50 kVA :Pole Substation | 0.05 | --> | 0.05 | 0.049 | 0.2 |  | --> | 0.047 | 0 | 0 | 0 | 0 | 0 | 0 | Constrained,otherwise capacity available =49kW. | --> | C11 ex COOLMINE | COOLMINE: T41 | FINGLAS |  | 53.3691 | -6.417
MV/LV Substation BR***261 | 20 kV | 400V(3ph) & 230V(single ph) | LV | 50 kVA :Pole Substation | 0.05 | --> | 0.05 | 0 | 0 | Constrained,otherwise capacity available =40kVA. | --> | 0.047 | 0 | 0 | 0 | 0 | 0.051 | 0 |  | --> | C15 ex DELVIN | DELVIN: T42 | MULLINGAR |  | 53.572 | -7.0993
MV/LV Substation BR***262Y | 10 kV | 400V(3ph) & 230V(single ph) | LV | 100 kVA :Pole Substation | 0.1 | --> | 0.1 | 0.039 | 2.8 |  | --> | 0.095 | 0 | 0 | 0 | 0 | 0.109 | 0 |  | --> | C18 ex CASHEL | CASHEL: T42 | CAHIR |  | 52.5153 | -7.8158
MV/LV Substation BR***263 | 20 kV | 400V(3ph) & 230V(single ph) | LV | 200 kVA :Pole Substation | 0.2 | --> | 0.2 | 0 | 0 | Constrained,otherwise capacity available =195kVA. | --> | 0.19 | 0 | 0 | 0 | 0 | 0.2 | 0 |  | --> | C15 ex DELVIN | DELVIN: T42 | MULLINGAR |  | 53.5709 | -7.0894
MV/LV Substation BR***263Z | 10 kV | 400V(3ph) & 230V(single ph) | LV | 400 kVA :Kiosk Substation | 0.4 | --> | 0.4 | 0.253 | 2.5 |  | --> | 0.38 | 0 | 0 | 0 | 0.009 | 0.413 | 0 |  | --> | C16 ex KILCULLEN | KILCULLEN: T42 | STRATFORD |  | 53.138 | -6.8374
MV/LV Substation BR***265X | 10 kV | 400V(3ph) & 230V(single ph) | LV | 630 kVA :Kiosk Substation | 0.63 | --> | 0.63 | 0.5 | 2.9 |  | --> | 0.598 | 0 | 0 | 0 | 0 | 0.5 | 0 |  | --> | C13 ex CASTLEBLAYNEY | CASTLEBLAYNEY: T41 | DUNDALK |  | 54.1216 | -6.7364
MV/LV Substation BR***266Z | 10 kV | 400V(3ph) & 230V(single ph) | LV | 400 kVA :Kiosk Substation | 0.4 | --> | 0.4 | 0.17 | 0.2 | Constrained,otherwise capacity available =256kVA. | --> | 0.38 | 0 | 0 | 0 | 0 | 0.421 | 0 |  | --> | C16 ex TALBOTS INCH | TALBOTS INCH: T41∥T42 | KILKENNY |  | 52.6681 | -7.264
MV/LV Substation BR***267 | 10 kV | 400V(3ph) & 230V(single ph) | LV | 200 kVA :Pole Substation | 0.2 | --> | 0.2 | 0.137 | 9.9 |  | --> | 0.19 | 0 | 0 | 0 | 0 | 0.209 | 0 |  | --> | C18 ex CONVOY | CONVOY: T41∥T42 | LETTERKENNY |  | 54.8699 | -7.5512
MV/LV Substation BR***267 | 10 kV | 400V(3ph) & 230V(single ph) | LV | 630 kVA :Building Structure | 0.63 | --> | 0.63 | 0.158 | 4.6 |  | --> | 0.598 | 0 | 0 | 0 | 0.016 | 0.5 | 0 |  | --> | C11 ex CABRA | CABRA: T101 | FINGLAS |  | 53.3672 | -6.3017
MV/LV Substation BR***271 | 10 kV | 400V(3ph) & 230V(single ph) | LV | 100 kVA :Pole Substation | 0.1 | --> | 0.1 | 0.065 | 1.2 |  | --> | 0.095 | 0 | 0 | 0 | 0 | 0.105 | 0 |  | --> | C12 ex ABBEYFEALE | ABBEYFEALE: T42 | TRIEN |  | 52.3127 | -9.2658
MV/LV Substation BR***274Y | 10 kV | 400V(3ph) & 230V(single ph) | LV | 50 kVA :Pole Substation | 0.05 | --> | 0.05 | 0.045 | 0.1 |  | --> | 0.047 | 0 | 0 | 0 | 0 | 0 | 0 | Constrained,otherwise capacity available =50kW. | --> | C23 ex CREGG ROAD | CREGG ROAD: T41∥T42 | BALLYDINE |  | 52.3745 | -7.3339
MV/LV Substation BR***275X | 10 kV | 400V(3ph) & 230V(single ph) | LV | 400 kVA :Kiosk Substation | 0.4 | --> | 0.4 | 0.109 | 7.3 |  | --> | 0.38 | 0 | 0 | 0 | 0.003 | 0.44 | 0 |  | --> | C11 ex GARRYCASTLE | GARRYCASTLE: T41 | ATHLONE |  | 53.4212 | -7.9262
MV/LV Substation BR***279X | 10 kV | 400V(3ph) & 230V(single ph) | LV | 400 kVA :Kiosk Substation | 0.4 | --> | 0.4 | 0 | 0 | Constrained,otherwise capacity available =290kVA. | --> | 0.38 | 0 | 0 | 0 | 0.012 | 0 | 0 | Constrained,otherwise capacity available =404kW. | --> | C14 ex PORTLAOISE | PORTLAOISE: T42 | PORTLAOISE |  | 53.0407 | -7.2803
MV/LV Substation BR***280Z | 10 kV | 400V(3ph) & 230V(single ph) | LV | 400 kVA :Kiosk Substation | 0.4 | --> | 0.4 | 0.32 | 15.6 |  | --> | 0.38 | 0 | 0 | 0 | 0 | 0.412 | 0 |  | --> | C22 ex STEPHENSTOWN | STEPHENSTOWN: T102 | FINGLAS |  | 53.6151 | -6.2029
MV/LV Substation BR***281 | 10 kV | 400V(3ph) & 230V(single ph) | LV | 630 kVA :Kiosk Substation | 0.63 | --> | 0.63 | 0 | 0 | Constrained,otherwise capacity available =399kVA. | --> | 0.598 | 0 | 0 | 0 | 0.157 | 0.499 | 0 |  | --> | C12 ex SAGGART | SAGGART: T41∥T42 | GRANGE CASTLE |  | 53.278 | -6.4846
MV/LV Substation BR***283Z | 10 kV | 400V(3ph) & 230V(single ph) | LV | 200 kVA :Kiosk Substation | 0.2 | --> | 0.2 | 0.15 | 8.9 |  | --> | 0.19 | 0 | 0 | 0 | 0.008 | 0.199 | 0 |  | --> | C21 ex STEPHENSTOWN | STEPHENSTOWN: T101 | FINGLAS |  | 53.6152 | -6.1969
MV/LV Substation BR***284Y | 10 kV | 400V(3ph) & 230V(single ph) | LV | 630 kVA :Kiosk Substation | 0.63 | --> | 0.63 | 0 | 0 | Constrained,otherwise capacity available =407kVA. | --> | 0.598 | 0 | 0 | 0 | 0 | 0.5 | 0 |  | --> | C24 ex DENNEHYS CROSS | DENNEHYS CROSS: T42 | TRABEG |  | 51.8907 | -8.5017
MV/LV Substation BR***287X | 10 kV | 400V(3ph) & 230V(single ph) | LV | 400 kVA :Building Structure | 0.4 | --> | 0.4 | 0.137 | 0.1 | Constrained,otherwise capacity available =344kVA. | --> | 0.38 | 0 | 0 | 0 | 0 | 0.408 | 0 |  | --> | C19 ex SANDYFORD | SANDYFORD: T41 | CARRICKMINES |  | 53.2689 | -6.243
MV/LV Substation BR***290 | 10 kV | 400V(3ph) & 230V(single ph) | LV | 400 kVA :Kiosk Substation | 0.4 | --> | 0.4 | 0 | 0 | Constrained,otherwise capacity available =187kVA. | --> | 0.38 | 0 | 0 | 0 | 0.01 | 0 | 0 | Constrained,otherwise capacity available =421kW. | --> | C20 ex COOLMINE | COOLMINE: T42 | FINGLAS |  | 53.3987 | -6.4057
MV/LV Substation BR***290Y | 10 kV | 400V(3ph) & 230V(single ph) | LV | 200 kVA :Kiosk Substation | 0.2 | --> | 0.2 | 0.156 | 25.1 |  | --> | 0.19 | 0 | 0 | 0 | 0 | 0.206 | 0 |  | --> | C18 ex ARKLOW | ARKLOW: T101∥T102 | ARKLOW |  | 52.8777 | -6.0732
MV/LV Substation BR***291 | 10 kV | 400V(3ph) & 230V(single ph) | LV | 100 kVA :Pole Substation | 0.1 | --> | 0.1 | 0.069 | 3 |  | --> | 0.095 | 0 | 0 | 0 | 0 | 0 | 0 | Constrained,otherwise capacity available =104kW. | --> | C13 ex SWINFORD | SWINFORD: T41∥T42 | CASTLEBAR |  | 53.9366 | -8.9473
MV/LV Substation BR***296Z | 10 kV | 400V(3ph) & 230V(single ph) | LV | 100 kVA :Pole Substation | 0.1 | --> | 0.1 | 0 | 0 | Constrained,otherwise capacity available =62kVA. | --> | 0.095 | 0 | 0 | 0 | 0.01 | 0.094 | 0 |  | --> | E15 ex WHITECHURCH | WHITECHURCH: T421 | KILBARRY |  | 51.9386 | -8.5699
MV/LV Substation BR***302X | 10 kV | 400V(3ph) & 230V(single ph) | LV | 1000 kVA :Building Structure | 1 | --> | 1 | 0 | 0 | Constrained,otherwise capacity available =500kVA. | --> | 0.95 | 0 | 0 | 0 | 0.039 | 0.5 | 0 |  | --> | C19 ex PARKMORE | PARKMORE: T41∥T42 | GALWAY 110KV |  | 53.2939 | -8.9898
MV/LV Substation BR***306 | 10 kV | 400V(3ph) & 230V(single ph) | LV | 630 kVA :Kiosk Substation | 0.63 | --> | 0.63 | 0.123 | 0.7 |  | --> | 0.598 | 0 | 0 | 0 | 0 | 0.5 | 0 |  | --> | C17 ex GLOUCESTER PLACE | GLOUCESTER PLACE: T41 | MCDERMOTT |  | 53.3534 | -6.2588
MV/LV Substation BR***306Y | 10 kV | 400V(3ph) & 230V(single ph) | LV | 50 kVA :Pole Substation | 0.05 | --> | 0.05 | 0.05 | 0.7 |  | --> | 0.047 | 0 | 0 | 0 | 0 | 0.049 | 0 |  | --> | C15 ex MONEYCOOLEY | MONEYCOOLEY: T41 | GRIFFINRATH |  | 53.3482 | -6.6221
MV/LV Substation BR***309Z | 20 kV | 400V(3ph) & 230V(single ph) | LV | 400 kVA :Kiosk Substation | 0.4 | --> | 0.4 | 0 | 0 | Constrained,otherwise capacity available =264kVA. | --> | 0.38 | 0 | 0 | 0 | 0.015 | 0.405 | 0 |  | --> | E13 ex GLASMORE | GLASMORE: T421 | GLASMORE |  | 53.4693 | -6.2383
MV/LV Substation BR***310 | 10 kV | 400V(3ph) & 230V(single ph) | LV | 50 kVA :Pole Substation | 0.05 | --> | 0.05 | 0.05 | 3.7 |  | --> | 0.047 | 0 | 0 | 0 | 0 | 0 | 0 | Constrained,otherwise capacity available =49kW. | --> | E19 ex FOXHOLE | FOXHOLE: T421∥T422 | DUNGARVAN |  | 52.0729 | -7.8804
MV/LV Substation BR***310Y | 10 kV | 400V(3ph) & 230V(single ph) | LV | 200 kVA :Kiosk Substation | 0.2 | --> | 0.2 | 0.143 | 3.4 |  | --> | 0.19 | 0 | 0 | 0 | 0.003 | 0 | 0 | Constrained,otherwise capacity available =205kW. | --> | C18 ex GRAIGUE | GRAIGUE: T42 | CARLOW |  | 52.8434 | -6.9413
MV/LV Substation BR***312Z | 20 kV | 400V(3ph) & 230V(single ph) | LV | 400 kVA :Building Structure | 0.4 | --> | 0.4 | 0 | 0 | Constrained,otherwise capacity available =171kVA. | --> | 0.38 | 0 | 0 | 0 | 0 | 0.434 | 0 |  | --> | E13 ex GLASMORE | GLASMORE: T421 | GLASMORE |  | 53.4712 | -6.2315
MV/LV Substation BR***313X | 10 kV | 400V(3ph) & 230V(single ph) | LV | 200 kVA :Kiosk Substation | 0.2 | --> | 0.2 | 0 | 0 | Constrained,otherwise capacity available =164kVA. | --> | 0.19 | 0 | 0 | 0 | 0 | 0.205 | 0 |  | --> | C12 ex BALLAGHADERREEN | BALLAGHADERREEN: T41∥T42 | TONROE |  | 53.8974 | -8.5848
MV/LV Substation BR***315X | 10 kV | 400V(3ph) & 230V(single ph) | LV | 400 kVA :Kiosk Substation | 0.4 | --> | 0.4 | 0.369 | 11.5 |  | --> | 0.38 | 0 | 0 | 0 | 0.01 | 0.394 | 0 |  | --> | C33 ex SALTHILL | SALTHILL: T101 | SALTHILL |  | 53.2684 | -9.0897
MV/LV Substation BR***318Y | 10 kV | 400V(3ph) & 230V(single ph) | LV | 1000 kVA :Building Structure | 1 | --> | 1 | 0.5 | 8.9 |  | --> | 0.95 | 0 | 0 | 0 | 0 | 0.5 | 0 |  | --> | C12 ex CARROWBEG | CARROWBEG: T41∥T42 | CARROWBEG |  | 53.7981 | -9.5117
MV/LV Substation BR***320Z | 10 kV | 400V(3ph) & 230V(single ph) | LV | 630 kVA :Kiosk Substation | 0.63 | --> | 0.63 | 0.463 | 4.2 |  | --> | 0.598 | 0 | 0 | 0 | 0.011 | 0.5 | 0 |  | --> | C22 ex HOWTH JUNCTION | HOWTH JUNCTION: T42 | GRANGE (DR) |  | 53.3845 | -6.1642
MV/LV Substation BR***321 | 10 kV | 400V(3ph) & 230V(single ph) | LV | 630 kVA :Building Structure | 0.63 | --> | 0.63 | 0.5 | 3.9 |  | --> | 0.598 | 0 | 0 | 0 | 0 | 0.5 | 0 |  | --> | C21 ex GALWAY 110KV | GALWAY 110KV: T103 | GALWAY 110KV |  | 53.2833 | -9.0038
MV/LV Substation BR***324X | 10 kV | 400V(3ph) & 230V(single ph) | LV | 400 kVA :Kiosk Substation | 0.4 | --> | 0.4 | 0.33 | 15.8 |  | --> | 0.38 | 0 | 0 | 0 | 0.014 | 0.396 | 0 |  | --> | C18 ex CASTLEVIEW | CASTLEVIEW: T102 | CASTLEVIEW |  | 51.9258 | -8.3876
MV/LV Substation BR***325X | 10 kV | 400V(3ph) & 230V(single ph) | LV | 400 kVA :Kiosk Substation | 0.4 | --> | 0.4 | 0.381 | 1.2 |  | --> | 0.38 | 0 | 0 | 0 | 0 | 0.402 | 0 |  | --> | C15 ex SCREEB | SCREEB: T41 | SCREEB |  | 53.3249 | -9.8377
MV/LV Substation BR***326Y | 20 kV | 400V(3ph) & 230V(single ph) | LV | 200 kVA :Pole Substation | 0.2 | --> | 0.2 | 0.2 | 1.6 |  | --> | 0.19 | 0 | 0 | 0 | 0 | 0.2 | 0 |  | --> | E12 ex OLDCASTLE | OLDCASTLE: T422 | MULLINGAR |  | 53.765 | -7.2427
MV/LV Substation BR***331 | 10 kV | 400V(3ph) & 230V(single ph) | LV | 400 kVA :Building Structure | 0.4 | --> | 0.4 | 0.333 | 5 |  | --> | 0.38 | 0 | 0 | 0 | 0 | 0.41 | 0 |  | --> | C22 ex GALWAY 110KV | GALWAY 110KV: T102 | GALWAY 110KV |  | 53.2895 | -9.0023
MV/LV Substation BR***331 | 10 kV | 400V(3ph) & 230V(single ph) | LV | 400 kVA :Kiosk Substation | 0.4 | --> | 0.4 | 0.249 | 4.2 |  | --> | 0.38 | 0 | 0 | 0 | 0.041 | 0.38 | 0 |  | --> | C19 ex SWORDS | SWORDS: T41 | GLASMORE |  | 53.4579 | -6.2293
MV/LV Substation BR***335 | 10 kV | 400V(3ph) & 230V(single ph) | LV | 100 kVA :Pole Substation | 0.1 | --> | 0.1 | 0 | 0 | Constrained,otherwise capacity available =28kVA. | --> | 0.095 | 0 | 0 | 0 | 0 | 0.11 | 0 |  | --> | C15 ex SAGGART | SAGGART: T41∥T42 | GRANGE CASTLE |  | 53.2367 | -6.454
MV/LV Substation BR***335X | 10 kV | 400V(3ph) & 230V(single ph) | LV | 400 kVA :Kiosk Substation | 0.4 | --> | 0.4 | 0 | 0 | Constrained,otherwise capacity available =278kVA. | --> | 0.38 | 0 | 0 | 0 | 0.009 | 0.409 | 0 |  | --> | E12 ex GLASMORE | GLASMORE: T422 | GLASMORE |  | 53.454 | -6.2488
MV/LV Substation BR***336Z | 10 kV | 400V(3ph) & 230V(single ph) | LV | 400 kVA :Kiosk Substation | 0.4 | --> | 0.4 | 0.327 | 0.8 |  | --> | 0.38 | 0 | 0 | 0 | 0 | 0.411 | 0 |  | --> | C18 ex KNOCKMULLEN | KNOCKMULLEN: T42 | GREAT ISLAND |  | 52.3856 | -6.9393
MV/LV Substation BR***337Y | 10 kV | 400V(3ph) & 230V(single ph) | LV | 630 kVA :Kiosk Substation | 0.63 | --> | 0.63 | 0 | 0 | Constrained,otherwise capacity available =422kVA. | --> | 0.598 | 0 | 0 | 0 | 0.027 | 0.5 | 0 |  | --> | C18 ex DOUGLAS | DOUGLAS: T41 | TRABEG |  | 51.8651 | -8.4109
MV/LV Substation BR***340Z | 10 kV | 400V(3ph) & 230V(single ph) | LV | 400 kVA :Kiosk Substation | 0.4 | --> | 0.4 | 0.114 | 0.1 | Constrained,otherwise capacity available =370kVA. | --> | 0.38 | 0 | 0 | 0 | 0.005 | 0.399 | 0 |  | --> | C11 ex ROSEHILL | ROSEHILL: T41 | KILKENNY |  | 52.6536 | -7.2645
MV/LV Substation BR***342 | 10 kV | 400V(3ph) & 230V(single ph) | LV | 1000 kVA :Building Structure | 1 | --> | 1 | 0.5 | 1.2 |  | --> | 0.95 | 0 | 0 | 0 | 0 | 0.5 | 0 |  | --> | C17 ex TRIMMS LANE | TRIMMS LANE: T41 | SALTHILL |  | 53.2713 | -9.0548
MV/LV Substation BR***344Z | 10 kV | 400V(3ph) & 230V(single ph) | LV | 400 kVA :Kiosk Substation | 0.4 | --> | 0.4 | 0.306 | 0.6 |  | --> | 0.38 | 0 | 0 | 0 | 0.038 | 0.374 | 0 |  | --> | C19 ex CLONDALKIN | CLONDALKIN: T41 | INCHICORE 220KV |  | 53.2989 | -6.4191
MV/LV Substation BR***346 | 10 kV | 400V(3ph) & 230V(single ph) | LV | 630 kVA :Kiosk Substation | 0.63 | --> | 0.63 | 0.344 | 7.8 |  | --> | 0.598 | 0 | 0 | 0 | 0.042 | 0.5 | 0 |  | --> | C24 ex PELLETSTOWN | PELLETSTOWN: T102 | FINGLAS |  | 53.3741 | -6.3194
MV/LV Substation BR***349X | 10 kV | 400V(3ph) & 230V(single ph) | LV | 400 kVA :Kiosk Substation | 0.4 | --> | 0.4 | 0.24 | 4.2 |  | --> | 0.38 | 0 | 0 | 0 | 0.034 | 0.389 | 0 |  | --> | C19 ex SWORDS | SWORDS: T41 | GLASMORE |  | 53.4583 | -6.2376
MV/LV Substation BR***352X | 20 kV | 400V(3ph) & 230V(single ph) | LV | 200 kVA :Pole Substation | 0.2 | --> | 0.2 | 0 | 0 | Constrained,otherwise capacity available =200kVA. | --> | 0.19 | 0 | 0 | 0 | 0 | 0.2 | 0 |  | --> | E17 ex DALTON | DALTON: T421∥T422 | DALTON |  | 53.7689 | -8.8755
MV/LV Substation BR***352Y | 20 kV | 400V(3ph) & 230V(single ph) | LV | 200 kVA :Kiosk Substation | 0.2 | --> | 0.2 | 0.154 | 2.2 |  | --> | 0.19 | 0 | 0 | 0 | 0.014 | 0.192 | 0 |  | --> | E18 ex CLONROCHE | CLONROCHE: T421∥T422 | WEXFORD |  | 52.4371 | -6.608
MV/LV Substation BR***356X | 10 kV | 400V(3ph) & 230V(single ph) | LV | 630 kVA :Building Structure | 0.63 | --> | 0.63 | 0.5 | 2.5 |  | --> | 0.598 | 0 | 0 | 0 | 0 | 0.5 | 0 |  | --> | C19 ex CENTRAL PARK | CENTRAL PARK: T101 | CARRICKMINES |  | 53.2682 | -6.1991
MV/LV Substation BR***356Z | 10 kV | 400V(3ph) & 230V(single ph) | LV | 400 kVA :Kiosk Substation | 0.4 | --> | 0.4 | 0.292 | 15.6 |  | --> | 0.38 | 0 | 0 | 0 | 0 | 0.416 | 0 |  | --> | C22 ex STEPHENSTOWN | STEPHENSTOWN: T102 | FINGLAS |  | 53.6132 | -6.208
MV/LV Substation BR***357Z | 20 kV | 400V(3ph) & 230V(single ph) | LV | 50 kVA :Pole Substation | 0.05 | --> | 0.05 | 0.042 | 5.6 |  | --> | 0.047 | 0 | 0 | 0 | 0 | 0 | 0 | Constrained,otherwise capacity available =50kW. | --> | E17 ex BLESSINGTON | BLESSINGTON: T421 | KILTEEL |  | 53.0908 | -6.5829
MV/LV Substation BR***358Z | 10 kV | 400V(3ph) & 230V(single ph) | LV | 400 kVA :Kiosk Substation | 0.4 | --> | 0.4 | 0.309 | 5.5 |  | --> | 0.38 | 0 | 0 | 0 | 0.021 | 0.392 | 0 |  | --> | C18 ex LOUGHSHINNY | LOUGHSHINNY: T42 | GLASMORE |  | 53.5243 | -6.1053
MV/LV Substation BR***360Y | 10 kV | 400V(3ph) & 230V(single ph) | LV | 400 kVA :Kiosk Substation | 0.4 | --> | 0.4 | 0.338 | 0.4 |  | --> | 0.38 | 0 | 0 | 0 | 0.01 | 0.398 | 0 |  | --> | C11 ex KYLEERAGH | KYLEERAGH: T41 | NENAGH |  | 52.8724 | -8.1949
MV/LV Substation BR***362Y | 20 kV | 400V(3ph) & 230V(single ph) | LV | 100 kVA :Pole Substation | 0.1 | --> | 0.1 | 0 | 0 | Constrained,otherwise capacity available =98kVA. | --> | 0.095 | 0 | 0 | 0 | 0 | 0.1 | 0 |  | --> | E17 ex BALTINGLASS | BALTINGLASS: T421∥T422 | STRATFORD |  | 52.913 | -6.6217
MV/LV Substation BR***363Y | 20 kV | 400V(3ph) & 230V(single ph) | LV | 50 kVA :Pole Substation | 0.05 | --> | 0.05 | 0 | 0 | Constrained,otherwise capacity available =50kVA. | --> | 0.047 | 0 | 0 | 0 | 0 | 0 | 0 | Constrained,otherwise capacity available =49kW. | --> | E12 ex BIRR | BIRR: T422 | DALLOW |  | 53.0848 | -7.7788
MV/LV Substation BR***370 | 10 kV | 400V(3ph) & 230V(single ph) | LV | 100 kVA :Pole Substation | 0.1 | --> | 0.1 | 0 | 0 | Constrained,otherwise capacity available =94kVA. | --> | 0.095 | 0 | 0 | 0 | 0.004 | 0 | 0 | Constrained,otherwise capacity available =96kW. | --> | C12 ex KANTURK | KANTURK: T41∥T42 | GLENLARA |  | 52.1699 | -8.9147
MV/LV Substation BR***370Y | 20 kV | 400V(3ph) & 230V(single ph) | LV | 400 kVA :Kiosk Substation | 0.4 | --> | 0.4 | 0 | 0 | Constrained,otherwise capacity available =301kVA. | --> | 0.38 | 0 | 0 | 0 | 0.017 | 0.397 | 0 |  | --> | E12 ex CARRIGSHANE | CARRIGSHANE: T422 | MIDLETON |  | 51.9086 | -8.05
MV/LV Substation BR***372Y | 10 kV | 400V(3ph) & 230V(single ph) | LV | 400 kVA :Kiosk Substation | 0.4 | --> | 0.4 | 0 | 0 | Constrained,otherwise capacity available =271kVA. | --> | 0.38 | 0 | 0 | 0 | 0.044 | 0.373 | 0 |  | --> | C18 ex DOUGLAS | DOUGLAS: T41 | TRABEG |  | 51.8655 | -8.407
MV/LV Substation BR***374Y | 10 kV | 400V(3ph) & 230V(single ph) | LV | 200 kVA :Kiosk Substation | 0.2 | --> | 0.2 | 0.155 | 1.4 |  | --> | 0.19 | 0 | 0 | 0 | 0.007 | 0.199 | 0 |  | --> | C12 ex GRANGE (SR) | GRANGE (SR): T41∥T42 | BUTLERSTOWN |  | 52.2358 | -7.1135
MV/LV Substation BR***376 | 10 kV | 400V(3ph) & 230V(single ph) | LV | 400 kVA :Kiosk Substation | 0.4 | --> | 0.4 | 0.36 | 11.2 |  | --> | 0.38 | 0 | 0 | 0 | 0 | 0.406 | 0 |  | --> | C14 ex CABRA | CABRA: T102 | FINGLAS |  | 53.3704 | -6.2924
MV/LV Substation BR***379X | 10 kV | 400V(3ph) & 230V(single ph) | LV | 50 kVA :Pole Substation | 0.05 | --> | 0.05 | 0.049 | 4.6 |  | --> | 0.047 | 0 | 0 | 0 | 0 | 0.049 | 0 |  | --> | E16 ex BALLYRAGGET | BALLYRAGGET: T421∥T422 | BALLYRAGGET |  | 52.8048 | -7.3411
MV/LV Substation BR***382 | 10 kV | 400V(3ph) & 230V(single ph) | LV | 100 kVA :Pole Substation | 0.1 | --> | 0.1 | 0.098 | 2.4 |  | --> | 0.095 | 0 | 0 | 0 | 0 | 0.1 | 0 |  | --> | C13 ex CASTLETOWNROCHE | CASTLETOWNROCHE: T41 | MALLOW |  | 52.154 | -8.4696
MV/LV Substation BR***382 | 20 kV | 400V(3ph) & 230V(single ph) | LV | 100 kVA :Pole Substation | 0.1 | --> | 0.1 | 0.095 | 4.1 |  | --> | 0.095 | 0 | 0 | 0 | 0 | 0 | 0 | Constrained,otherwise capacity available =100kW. | --> | E11 ex CHARLEVILLE | CHARLEVILLE: T422 | CHARLEVILLE |  | 52.4261 | -8.6796
MV/LV Substation BR***387 | 20 kV | 400V(3ph) & 230V(single ph) | LV | 100 kVA :Pole Substation | 0.1 | --> | 0.1 | 0.032 | 4.1 |  | --> | 0.095 | 0 | 0 | 0 | 0.008 | 0 | 0 | Constrained,otherwise capacity available =101kW. | --> | E11 ex CHARLEVILLE | CHARLEVILLE: T422 | CHARLEVILLE |  | 52.4172 | -8.6607
MV/LV Substation BR***388X | 10 kV | 400V(3ph) & 230V(single ph) | LV | 100 kVA :Pole Substation | 0.1 | --> | 0.1 | 0 | 0 | Constrained,otherwise capacity available =99kVA. | --> | 0.095 | 0 | 0 | 0 | 0 | 0.1 | 0 |  | --> | C22 ex SKIBBEREEN | SKIBBEREEN: T41∥T42 | DUNMANWAY |  | 51.4495 | -9.4846
MV/LV Substation BR***390X | 10 kV | 400V(3ph) & 230V(single ph) | LV | 100 kVA :Pole Substation | 0.1 | --> | 0.1 | 0 | 0 | Constrained,otherwise capacity available =84kVA. | --> | 0.095 | 0 | 0 | 0 | 0.003 | 0.099 | 0 |  | --> | C15 ex MALAHIDE | MALAHIDE: T41 | GLASMORE |  | 53.4402 | -6.1553
MV/LV Substation BR***390Y | 10 kV | 400V(3ph) & 230V(single ph) | LV | 400 kVA :Building Structure | 0.4 | --> | 0.4 | 0.175 | 25.1 |  | --> | 0.38 | 0 | 0 | 0 | 0.023 | 0.408 | 0 |  | --> | C22 ex ARKLOW | ARKLOW: T101∥T102 | ARKLOW |  | 52.7995 | -6.1491
MV/LV Substation BR***391Y | 10 kV | 400V(3ph) & 230V(single ph) | LV | 400 kVA :Building Structure | 0.4 | --> | 0.4 | 0.337 | 25.1 |  | --> | 0.38 | 0 | 0 | 0 | 0 | 0.408 | 0 |  | --> | C22 ex ARKLOW | ARKLOW: T101∥T102 | ARKLOW |  | 52.7992 | -6.1477
MV/LV Substation BR***392Y | 10 kV | 400V(3ph) & 230V(single ph) | LV | 1000 kVA :Building Structure | 1 | --> | 1 | 0.5 | 25.1 |  | --> | 0.95 | 0 | 0 | 0 | 0 | 0.5 | 0 |  | --> | C17 ex ARKLOW | ARKLOW: T101∥T102 | ARKLOW |  | 52.7988 | -6.1491
MV/LV Substation BR***393 | 10 kV | 400V(3ph) & 230V(single ph) | LV | 400 kVA :Building Structure | 0.4 | --> | 0.4 | 0.362 | 2.6 |  | --> | 0.38 | 0 | 0 | 0 | 0 | 0.405 | 0 |  | --> | C13 ex RECESS | RECESS: T41 | GALWAY 110KV |  | 53.4711 | -9.7631
MV/LV Substation BR***393Y | 10 kV | 400V(3ph) & 230V(single ph) | LV | 630 kVA :Building Structure | 0.63 | --> | 0.63 | 0.467 | 25.1 |  | --> | 0.598 | 0 | 0 | 0 | 0 | 0.5 | 0 |  | --> | C22 ex ARKLOW | ARKLOW: T101∥T102 | ARKLOW |  | 52.7997 | -6.1473
MV/LV Substation BR***394X | 10 kV | 400V(3ph) & 230V(single ph) | LV | 50 kVA :Pole Substation | 0.05 | --> | 0.05 | 0 | 0 | Constrained,otherwise capacity available =50kVA. | --> | 0.047 | 0 | 0 | 0 | 0 | 0.049 | 0 |  | --> | C12 ex SAGGART | SAGGART: T41∥T42 | GRANGE CASTLE |  | 53.2499 | -6.5415
MV/LV Substation BR***394Y | 10 kV | 400V(3ph) & 230V(single ph) | LV | 630 kVA :Building Structure | 0.63 | --> | 0.63 | 0.479 | 25.1 |  | --> | 0.598 | 0 | 0 | 0 | 0 | 0.5 | 0 |  | --> | C22 ex ARKLOW | ARKLOW: T101∥T102 | ARKLOW |  | 52.7997 | -6.1472
MV/LV Substation BR***398X | 10 kV | 400V(3ph) & 230V(single ph) | LV | 400 kVA :Kiosk Substation | 0.4 | --> | 0.4 | 0 | 0 | Constrained,otherwise capacity available =208kVA. | --> | 0.38 | 0 | 0 | 0 | 0.007 | 0.421 | 0 |  | --> | E12 ex GLASMORE | GLASMORE: T422 | GLASMORE |  | 53.4555 | -6.2474
MV/LV Substation BR***4004 | 10 kV | 400V(3ph) & 230V(single ph) | LV | 630 kVA :Kiosk Substation | 0.63 | --> | 0.63 | 0 | 0 | Constrained,otherwise capacity available =500kVA. | --> | 0.598 | 0 | 0 | 0 | 0 | 0.5 | 0 |  | --> | C15 ex LITTLE BRAY | LITTLE BRAY: T41 | FASSAROE |  | 53.2097 | -6.1065
MV/LV Substation BR***4006 | 10 kV | 400V(3ph) & 230V(single ph) | LV | 400 kVA :Kiosk Substation | 0.4 | --> | 0.4 | 0.348 | 1.8 |  | --> | 0.38 | 0 | 0 | 0 | 0 | 0.407 | 0 |  | --> | C19 ex DUNDALK | DUNDALK: T41 | DUNDALK |  | 53.9934 | -6.4123
MV/LV Substation BR***4006 | 10 kV | 400V(3ph) & 230V(single ph) | LV | 200 kVA :Pole Substation | 0.2 | --> | 0.2 | 0 | 0 | Constrained,otherwise capacity available =123kVA. | --> | 0.19 | 0 | 0 | 0 | 0 | 0.211 | 0 |  | --> | C15 ex KINSALE | KINSALE: T41∥T42 | BANDON |  | 51.7013 | -8.4997
MV/LV Substation BR***4007 | 10 kV | 400V(3ph) & 230V(single ph) | LV | 200 kVA :Kiosk Substation | 0.2 | --> | 0.2 | 0.189 | 1.8 |  | --> | 0.19 | 0 | 0 | 0 | 0 | 0.201 | 0 |  | --> | C19 ex DUNDALK | DUNDALK: T41 | DUNDALK |  | 53.9924 | -6.4116
MV/LV Substation BR***4007 | 20 kV | 400V(3ph) & 230V(single ph) | LV | 100 kVA :Pole Substation | 0.1 | --> | 0.1 | 0.045 | 7.4 |  | --> | 0.095 | 0 | 0 | 0 | 0 | 0.108 | 0 |  | --> | E19 ex BANOGE | BANOGE: T122 | BANOGE |  | 52.6227 | -6.3186
MV/LV Substation BR***4009 | 10 kV | 400V(3ph) & 230V(single ph) | LV | 200 kVA :Kiosk Substation | 0.2 | --> | 0.2 | 0 | 0 | Constrained,otherwise capacity available =109kVA. | --> | 0.19 | 0 | 0 | 0 | 0.003 | 0.21 | 0 |  | --> | C13 ex CARRICKMINES | CARRICKMINES: T41 | CARRICKMINES |  | 53.2542 | -6.1676
MV/LV Substation BR***4009 | 10 kV | 400V(3ph) & 230V(single ph) | LV | 200 kVA :Pole Substation | 0.2 | --> | 0.2 | 0 | 0 | Constrained,otherwise capacity available =200kVA. | --> | 0.19 | 0 | 0 | 0 | 0 | 0.2 | 0 |  | --> | C15 ex BALLYBAILIE | BALLYBAILIE: T41 | DUNDALK |  | 53.9081 | -6.6179
MV/LV Substation BR***400Z | 20 kV | 400V(3ph) & 230V(single ph) | LV | 50 kVA :Pole Substation | 0.05 | --> | 0.05 | 0 | 0 | Constrained,otherwise capacity available =46kVA. | --> | 0.047 | 0 | 0 | 0 | 0 | 0.049 | 0 |  | --> | C15 ex KILMONEY | KILMONEY: T41∥T42 | TRABEG |  | 51.8267 | -8.5405
MV/LV Substation BR***4010 | 20 kV | 400V(3ph) & 230V(single ph) | LV | 50 kVA :Pole Substation | 0.05 | --> | 0.05 | 0.05 | 1.6 |  | --> | 0.047 | 0 | 0 | 0 | 0 | 0.049 | 0 |  | --> | E12 ex MILLTOWN (SR) | MILLTOWN (SR): T422 | OUGHTRAGH |  | 52.0219 | -9.792
MV/LV Substation BR***4013 | 10 kV | 400V(3ph) & 230V(single ph) | LV | 200 kVA :Kiosk Substation | 0.2 | --> | 0.2 | 0.2 | 1.1 |  | --> | 0.19 | 0 | 0 | 0 | 0 | 0.2 | 0 |  | --> | C21 ex BREWERY ROAD | BREWERY ROAD: T41 | CARRICKMINES |  | 53.2761 | -6.1991
MV/LV Substation BR***4013 | 10 kV | 400V(3ph) & 230V(single ph) | LV | 50 kVA :Pole Substation | 0.05 | --> | 0.05 | 0.047 | 0.5 |  | --> | 0.047 | 0 | 0 | 0 | 0 | 0.049 | 0 |  | --> | C12 ex CHARLESTOWN | CHARLESTOWN: T41 | TONROE |  | 53.981 | -8.7818
MV/LV Substation BR***4017 | 20 kV | 400V(3ph) & 230V(single ph) | LV | 400 kVA :Kiosk Substation | 0.4 | --> | 0.4 | 0 | 0 | Constrained,otherwise capacity available =300kVA. | --> | 0.38 | 0 | 0 | 0 | 0.015 | 0.399 | 0 |  | --> | C11 ex KILDARE | KILDARE: T41∥T42 | NEWBRIDGE |  | 53.1396 | -7.0527
MV/LV Substation BR***402 | 10 kV | 400V(3ph) & 230V(single ph) | LV | 50 kVA :Pole Substation | 0.05 | --> | 0.05 | 0 | 0 | Constrained,otherwise capacity available =33kVA. | --> | 0.047 | 0 | 0 | 0 | 0.008 | 0 | 0 | Constrained,otherwise capacity available =43kW. | --> | C20 ex CLOONLOUGH | CLOONLOUGH: T41∥T42 | BARRYMORE |  | 52.2606 | -8.2611
MV/LV Substation BR***4020 | 10 kV | 400V(3ph) & 230V(single ph) | LV | 630 kVA :Building Structure | 0.63 | --> | 0.63 | 0.5 | 0.9 |  | --> | 0.598 | 0 | 0 | 0 | 0 | 0.5 | 0 |  | --> | C13 ex BRAY | BRAY: T41 | FASSAROE |  | 53.2005 | -6.1124
MV/LV Substation BR***4022 | 10 kV | 400V(3ph) & 230V(single ph) | LV | 50 kVA :Pole Substation | 0.05 | --> | 0.05 | 0.05 | 5.7 |  | --> | 0.047 | 0 | 0 | 0 | 0 | 0.049 | 0 |  | --> | E17 ex MOY | MOY: T421∥T422 | MOY |  | 54.1153 | -9.1748
MV/LV Substation BR***4030 | 20 kV | 400V(3ph) & 230V(single ph) | LV | 200 kVA :Kiosk Substation | 0.2 | --> | 0.2 | 0 | 0 | Constrained,otherwise capacity available =200kVA. | --> | 0.19 | 0 | 0 | 0 | 0 | 0.2 | 0 |  | --> | E20 ex GLASMORE | GLASMORE: T422 | GLASMORE |  | 53.5192 | -6.1309
MV/LV Substation BR***4034 | 10 kV | 400V(3ph) & 230V(single ph) | LV | 400 kVA :Kiosk Substation | 0.4 | --> | 0.4 | 0 | 0 | Constrained,otherwise capacity available =368kVA. | --> | 0.38 | 0 | 0 | 0 | 0 | 0.404 | 0 |  | --> | C19 ex BELGARD | BELGARD: T41 | COOKSTOWN |  | 53.2958 | -6.362
MV/LV Substation BR***4037 | 20 kV | 400V(3ph) & 230V(single ph) | LV | 100 kVA :Pole Substation | 0.1 | --> | 0.1 | 0.1 | 0.4 |  | --> | 0.095 | 0 | 0 | 0 | 0 | 0.1 | 0 |  | --> | E33 ex TRIM | TRIM: T421 | NAVAN |  | 53.5238 | -6.7741
MV/LV Substation BR***403Y | 10 kV | 400V(3ph) & 230V(single ph) | LV | 100 kVA :Pole Substation | 0.1 | --> | 0.1 | 0.037 | 4.4 |  | --> | 0.095 | 0 | 0 | 0 | 0 | 0 | 0 | Constrained,otherwise capacity available =109kW. | --> | E11 ex SLANE | SLANE: T421 | DRYBRIDGE |  | 53.7582 | -6.5053
MV/LV Substation BR***4040 | 10 kV | 400V(3ph) & 230V(single ph) | LV | 630 kVA :Kiosk Substation | 0.63 | --> | 0.63 | 0.5 | 9.8 |  | --> | 0.598 | 0 | 0 | 0 | 0 | 0.5 | 0 |  | --> | C14 ex KILCOOLE | KILCOOLE: T41∥T42 | FASSAROE |  | 53.116 | -6.0958
MV/LV Substation BR***4044 | 20 kV | 400V(3ph) & 230V(single ph) | LV | 50 kVA :Pole Substation | 0.05 | --> | 0.05 | 0 | 0 | Constrained,otherwise capacity available =50kVA. | --> | 0.047 | 0 | 0 | 0 | 0 | 0.049 | 0 |  | --> | E16 ex GLENAMADDY | GLENAMADDY: T422 | ATHLONE |  | 53.4677 | -8.6499
MV/LV Substation BR***4049 | 10 kV | 400V(3ph) & 230V(single ph) | LV | 630 kVA :Building Structure | 0.63 | --> | 0.63 | 0.439 | 2.5 |  | --> | 0.598 | 0 | 0 | 0 | 0 | 0.5 | 0 |  | --> | C17 ex GREYSTONES | GREYSTONES: T41 | FASSAROE |  | 53.1517 | -6.0677
MV/LV Substation BR***404X | 10 kV | 400V(3ph) & 230V(single ph) | LV | 50 kVA :Pole Substation | 0.05 | --> | 0.05 | 0.049 | 5.5 |  | --> | 0.047 | 0 | 0 | 0 | 0 | 0 | 0 | Constrained,otherwise capacity available =49kW. | --> | C20 ex ENNISKEANE | ENNISKEANE: T41∥T42 | BANDON |  | 51.7247 | -8.8903
MV/LV Substation BR***4053 | 10 kV | 400V(3ph) & 230V(single ph) | LV | 400 kVA :Kiosk Substation | 0.4 | --> | 0.4 | 0.303 | 2.1 |  | --> | 0.38 | 0 | 0 | 0 | 0.476 | 0 | 0 |  | --> | C20 ex SALLYNOGGIN ROAD | SALLYNOGGIN ROAD: T42 | CHERRYWOOD |  | 53.2787 | -6.1478
MV/LV Substation BR***4055 | 10 kV | 400V(3ph) & 230V(single ph) | LV | 50 kVA :Pole Substation | 0.05 | --> | 0.05 | 0.048 | 1.5 |  | --> | 0.047 | 0 | 0 | 0 | 0 | 0.049 | 0 |  | --> | C18 ex TUBBERCURRY | TUBBERCURRY: T42 | TONROE |  | 54.044 | -8.6476
MV/LV Substation BR***405Z | 10 kV | 400V(3ph) & 230V(single ph) | LV | 630 kVA :Kiosk Substation | 0.63 | --> | 0.63 | 0.469 | 15.6 |  | --> | 0.598 | 0 | 0 | 0 | 0.017 | 0.5 | 0 |  | --> | C22 ex STEPHENSTOWN | STEPHENSTOWN: T102 | FINGLAS |  | 53.6122 | -6.21
MV/LV Substation BR***4060 | 20 kV | 400V(3ph) & 230V(single ph) | LV | 50 kVA :Pole Substation | 0.05 | --> | 0.05 | 0 | 0 | Constrained,otherwise capacity available =50kVA. | --> | 0.047 | 0 | 0 | 0 | 0 | 0 | 0 | Constrained,otherwise capacity available =49kW. | --> | C15 ex KANTURK | KANTURK: T41∥T42 | GLENLARA |  | 52.1151 | -8.7751
MV/LV Substation BR***4060 | 20 kV | 400V(3ph) & 230V(single ph) | LV | 50 kVA :Pole Substation | 0.05 | --> | 0.05 | 0.048 | 3 |  | --> | 0.047 | 0 | 0 | 0 | 0 | 0 | 0 | Constrained,otherwise capacity available =49kW. | --> | E17 ex WINDSOR | WINDSOR: T421∥T422 | CASTLEBAR |  | 53.8437 | -9.2363
MV/LV Substation BR***4062 | 20 kV | 400V(3ph) & 230V(single ph) | LV | 200 kVA :Kiosk Substation | 0.2 | --> | 0.2 | 0.19 | 2.2 |  | --> | 0.19 | 0 | 0 | 0 | 0.003 | 0.198 | 0 |  | --> | E11 ex CLONROCHE | CLONROCHE: T421∥T422 | WEXFORD |  | 52.3985 | -6.643
MV/LV Substation BR***4064 | 10 kV | 400V(3ph) & 230V(single ph) | LV | 50 kVA :Pole Substation | 0.05 | --> | 0.05 | 0 | 0 | Constrained,otherwise capacity available =50kVA. | --> | 0.047 | 0 | 0 | 0 | 0 | 0.049 | 0 |  | --> | C15 ex LOUGHSHINNY | LOUGHSHINNY: T41 | GLASMORE |  | 53.5358 | -6.09
MV/LV Substation BR***4065 | 10 kV | 400V(3ph) & 230V(single ph) | LV | 400 kVA :Kiosk Substation | 0.4 | --> | 0.4 | 0 | 0 | Constrained,otherwise capacity available =279kVA. | --> | 0.38 | 0 | 0 | 0 | 0.053 | 0.362 | 0 |  | --> | C20 ex COLLEGE PARK | COLLEGE PARK: T102 | COLLEGE PARK |  | 53.3931 | -6.3659
MV/LV Substation BR***4069 | 10 kV | 400V(3ph) & 230V(single ph) | LV | 400 kVA :Kiosk Substation | 0.4 | --> | 0.4 | 0.4 | 0.7 |  | --> | 0.38 | 0 | 0 | 0 | 0 | 0 | 0 | Constrained,otherwise capacity available =400kW. | --> | C20 ex KILMARTIN | KILMARTIN: T41 | ARKLOW |  | 53.0672 | -6.2228
MV/LV Substation BR***406Y | 10 kV | 400V(3ph) & 230V(single ph) | LV | 400 kVA :Kiosk Substation | 0.4 | --> | 0.4 | 0.281 | 8.3 |  | --> | 0.38 | 0 | 0 | 0 | 0.019 | 0.397 | 0 |  | --> | C21 ex BALLYBEG | BALLYBEG: T101 | CARRICKMINES |  | 52.9882 | -6.0747
MV/LV Substation BR***4070 | 10 kV | 400V(3ph) & 230V(single ph) | LV | 50 kVA :Pole Substation | 0.05 | --> | 0.05 | 0.04 | 0 | Constrained,otherwise capacity available =46kVA. | --> | 0.047 | 0 | 0 | 0 | 0 | 0.049 | 0 |  | --> | C16 ex GRAIGUENAMANAGH | GRAIGUENAMANAGH: T41∥T42 | KILKENNY |  | 52.5098 | -7.0546
MV/LV Substation BR***4071 | 20 kV | 400V(3ph) & 230V(single ph) | LV | 50 kVA :Pole Substation | 0.05 | --> | 0.05 | 0.038 | 1.4 |  | --> | 0.047 | 0 | 0 | 0 | 0 | 0 | 0 | Constrained,otherwise capacity available =51kW. | --> | C18 ex DEERPARK | DEERPARK: T41∥T42 | BALLYDINE |  | 52.4355 | -7.3808
MV/LV Substation BR***4071 | 10 kV | 400V(3ph) & 230V(single ph) | LV | 100 kVA :Pole Substation | 0.1 | --> | 0.1 | 0.043 | 4.4 |  | --> | 0.095 | 0 | 0 | 0 | 0 | 0 | 0 | Constrained,otherwise capacity available =108kW. | --> | E11 ex SLANE | SLANE: T421 | DRYBRIDGE |  | 53.7595 | -6.5178
MV/LV Substation BR***4075 | 10 kV | 400V(3ph) & 230V(single ph) | LV | 400 kVA :Kiosk Substation | 0.4 | --> | 0.4 | 0.273 | 5.1 |  | --> | 0.38 | 0 | 0 | 0 | 0.329 | 0 | 0 | Constrained,otherwise capacity available =73kW. | --> | C17 ex CASTLEKNOCK | CASTLEKNOCK: T41∥T42 | FINGLAS |  | 53.3742 | -6.3752
MV/LV Substation BR***4077 | 10 kV | 400V(3ph) & 230V(single ph) | LV | 400 kVA :Kiosk Substation | 0.4 | --> | 0.4 | 0.4 | 4.6 |  | --> | 0.38 | 0 | 0 | 0 | 0 | 0.4 | 0 |  | --> | C19 ex BALLINCLEA | BALLINCLEA: T41 | CHERRYWOOD |  | 53.2677 | -6.1307
MV/LV Substation BR***4079 | 10 kV | 400V(3ph) & 230V(single ph) | LV | 400 kVA :Kiosk Substation | 0.4 | --> | 0.4 | 0.298 | 3.6 |  | --> | 0.38 | 0 | 0 | 0 | 0 | 0.415 | 0 |  | --> | C21 ex DEANSGRANGE | DEANSGRANGE: T41 | CARRICKMINES |  | 53.2617 | -6.1823
MV/LV Substation BR***4079 | 10 kV | 400V(3ph) & 230V(single ph) | LV | 200 kVA :Kiosk Substation | 0.2 | --> | 0.2 | 0.172 | 8.9 |  | --> | 0.19 | 0 | 0 | 0 | 0 | 0.203 | 0 |  | --> | C21 ex STEPHENSTOWN | STEPHENSTOWN: T101 | FINGLAS |  | 53.618 | -6.1907
MV/LV Substation BR***407Y | 20 kV | 400V(3ph) & 230V(single ph) | LV | 630 kVA :Kiosk Substation | 0.63 | --> | 0.63 | 0.5 | 4.1 |  | --> | 0.598 | 0 | 0 | 0 | 0.023 | 0 | 0 | Constrained,otherwise capacity available =500kW. | --> | E17 ex CHARLEVILLE | CHARLEVILLE: T422 | CHARLEVILLE |  | 52.3463 | -8.6781
MV/LV Substation BR***4080 | 20 kV | 400V(3ph) & 230V(single ph) | LV | 50 kVA :Pole Substation | 0.05 | --> | 0.05 | 0.036 | 2.6 |  | --> | 0.047 | 0 | 0 | 0 | 0.035 | 0 | 0 | Constrained,otherwise capacity available =14kW. | --> | E17 ex LISDRUM | LISDRUM: T422 | LISDRUM |  | 54.2323 | -7.022
MV/LV Substation BR***4081 | 20 kV | 400V(3ph) & 230V(single ph) | LV | 100 kVA :Pole Substation | 0.1 | --> | 0.1 | 0 | 0 | Constrained,otherwise capacity available =100kVA. | --> | 0.095 | 0 | 0 | 0 | 0 | 0 | 0 | Constrained,otherwise capacity available =100kW. | --> | E18 ex KILLYBEGS | KILLYBEGS: | N/A |  | 54.6425 | -8.437
MV/LV Substation BR***4084 | 10 kV | 400V(3ph) & 230V(single ph) | LV | 1000 kVA :Building Structure | 1 | --> | 1 | 0.5 | 1.5 |  | --> | 0.95 | 0 | 0 | 0 | 0 | 0.5 | 0 |  | --> | C21 ex TYMON | TYMON: T41 | COOKSTOWN |  | 53.2974 | -6.3577
MV/LV Substation BR***4084 | 10 kV | 400V(3ph) & 230V(single ph) | LV | 50 kVA :Pole Substation | 0.05 | --> | 0.05 | 0.05 | 3.7 |  | --> | 0.047 | 0 | 0 | 0 | 0 | 0.049 | 0 |  | --> | C20 ex CASTLEBLAYNEY | CASTLEBLAYNEY: T42 | DUNDALK |  | 54.0647 | -6.7013
MV/LV Substation BR***409 | 10 kV | 400V(3ph) & 230V(single ph) | LV | 100 kVA :Pole Substation | 0.1 | --> | 0.1 | 0.01 | 4 |  | --> | 0.095 | 0 | 0 | 0 | 0.006 | 0.107 | 0 |  | --> | C20 ex OAKFIELD | OAKFIELD: T42 | SLIGO |  | 54.2715 | -8.5813
MV/LV Substation BR***4090 | 10 kV | 400V(3ph) & 230V(single ph) | LV | 400 kVA :Building Structure | 0.4 | --> | 0.4 | 0.316 | 6 |  | --> | 0.38 | 0 | 0 | 0 | 0 | 0.412 | 0 |  | --> | C14 ex MALLOW | MALLOW: T42 | MALLOW |  | 52.1442 | -8.6422
MV/LV Substation BR***4094 | 10 kV | 400V(3ph) & 230V(single ph) | LV | 1000 kVA :Building Structure | 1 | --> | 1 | 0 | 0 | Constrained,otherwise capacity available =500kVA. | --> | 0.95 | 0 | 0 | 0 | 0 | 0.5 | 0 |  | --> | C17 ex POPPINTREE | POPPINTREE: T101 | FINGLAS |  | 53.4062 | -6.257
MV/LV Substation BR***4095 | 10 kV | 400V(3ph) & 230V(single ph) | LV | 100 kVA :Pole Substation | 0.1 | --> | 0.1 | 0 | 0 | Constrained,otherwise capacity available =100kVA. | --> | 0.095 | 0 | 0 | 0 | 0 | 0.1 | 0 |  | --> | C18 ex BUTTEVANT | BUTTEVANT: T41∥T42 | MALLOW |  | 52.2401 | -8.71
MV/LV Substation BR***409X | 20 kV | 400V(3ph) & 230V(single ph) | LV | 100 kVA :Pole Substation | 0.1 | --> | 0.1 | 0 | 0 | Constrained,otherwise capacity available =65kVA. | --> | 0.095 | 0 | 0 | 0 | 0 | 0.105 | 0 |  | --> | E17 ex DULEEK | DULEEK: T421∥T422 | DRYBRIDGE |  | 53.6394 | -6.5593
MV/LV Substation BR***4103 | 10 kV | 400V(3ph) & 230V(single ph) | LV | 630 kVA :Kiosk Substation | 0.63 | --> | 0.63 | 0.063 | 7.5 |  | --> | 0.598 | 0 | 0 | 0 | 0.023 | 0.5 | 0 |  | --> | C14 ex CARRICKMINES | CARRICKMINES: T42 | CARRICKMINES |  | 53.2544 | -6.2003
MV/LV Substation BR***4106 | 10 kV | 400V(3ph) & 230V(single ph) | LV | 33 kVA :Pole Substation | 0.033 | --> | 0.033 | 0 | 0 | Constrained,otherwise capacity available =33kVA. | --> | 0.031 | 0 | 0 | 0 | 0 | 0.032 | 0 |  | --> | C22 ex GREYSTONES | GREYSTONES: T42 | FASSAROE |  | 53.1273 | -6.1115
MV/LV Substation BR***4108 | 10 kV | 400V(3ph) & 230V(single ph) | LV | 100 kVA :Pole Substation | 0.1 | --> | 0.1 | 0 | 0 | Constrained,otherwise capacity available =91kVA. | --> | 0.095 | 0 | 0 | 0 | 0 | 0.1 | 0 |  | --> | C12 ex PARKMORE | PARKMORE: T41∥T42 | GALWAY 110KV |  | 53.3328 | -9.0179
MV/LV Substation BR***410X | 10 kV | 400V(3ph) & 230V(single ph) | LV | 200 kVA :Pole Substation | 0.2 | --> | 0.2 | 0 | 0 | Constrained,otherwise capacity available =160kVA. | --> | 0.19 | 0 | 0 | 0 | 0.002 | 0.204 | 0 |  | --> | C22 ex TERMONFECKIN ROAD | TERMONFECKIN ROAD: T41∥T42 | DRYBRIDGE |  | 53.7222 | -6.3352
MV/LV Substation BR***410X | 10 kV | 400V(3ph) & 230V(single ph) | LV | 200 kVA :Kiosk Substation | 0.2 | --> | 0.2 | 0.12 | 3.5 |  | --> | 0.19 | 0 | 0 | 0 | 0.002 | 0.21 | 0 |  | --> | C12 ex FORTUNESTOWN | FORTUNESTOWN: T102 | INCHICORE 220KV |  | 53.2863 | -6.4137
MV/LV Substation BR***4110 | 10 kV | 400V(3ph) & 230V(single ph) | LV | 630 kVA :Kiosk Substation | 0.63 | --> | 0.63 | 0.244 | 12.6 |  | --> | 0.598 | 0 | 0 | 0 | 0.014 | 0.5 | 0 |  | --> | C23 ex HEUSTON SQUARE | HEUSTON SQUARE: T101 | INCHICORE 220KV |  | 53.3395 | -6.3007
MV/LV Substation BR***4115 | 10 kV | 400V(3ph) & 230V(single ph) | LV | 400 kVA :Kiosk Substation | 0.4 | --> | 0.4 | 0 | 0 | Constrained,otherwise capacity available =234kVA. | --> | 0.38 | 0 | 0 | 0 | 0.031 | 0.392 | 0 |  | --> | C22 ex GREYSTONES | GREYSTONES: T42 | FASSAROE |  | 53.1299 | -6.0747
MV/LV Substation BR***4117 | 20 kV | 400V(3ph) & 230V(single ph) | LV | 100 kVA :Pole Substation | 0.1 | --> | 0.1 | 0.1 | 4 |  | --> | 0.095 | 0 | 0 | 0 | 0 | 0.1 | 0 |  | --> | E13 ex KILLINICK | KILLINICK: T421∥T422 | WEXFORD |  | 52.2176 | -6.3816
MV/LV Substation BR***4119 | 10 kV | 400V(3ph) & 230V(single ph) | LV | 100 kVA :Pole Substation | 0.1 | --> | 0.1 | 0.1 | 25.1 |  | --> | 0.095 | 0 | 0 | 0 | 0 | 0.1 | 0 |  | --> | C13 ex ARKLOW | ARKLOW: T101∥T102 | ARKLOW |  | 52.8507 | -6.2024
MV/LV Substation BR***411X | 10 kV | 400V(3ph) & 230V(single ph) | LV | 200 kVA :Pole Substation | 0.2 | --> | 0.2 | 0.191 | 1.2 |  | --> | 0.19 | 0 | 0 | 0 | 0 | 0.2 | 0 |  | --> | C26 ex KYLEERAGH | KYLEERAGH: T42 | NENAGH |  | 52.8804 | -8.2001
MV/LV Substation BR***412 | 10 kV | 400V(3ph) & 230V(single ph) | LV | 50 kVA :Pole Substation | 0.05 | --> | 0.05 | 0 | 0 | Constrained,otherwise capacity available =45kVA. | --> | 0.047 | 0 | 0 | 0 | 0 | 0.05 | 0 |  | --> | C21 ex CARRIGTWOHILL | CARRIGTWOHILL: T42 | COW CROSS |  | 51.883 | -8.2445
MV/LV Substation BR***4120 | 10 kV | 400V(3ph) & 230V(single ph) | LV | 50 kVA :Pole Substation | 0.05 | --> | 0.05 | 0.038 | 2.2 |  | --> | 0.047 | 0 | 0 | 0 | 0 | 0.051 | 0 |  | --> | C11 ex ROSSGEIR | ROSSGEIR: T41∥T42 | LETTERKENNY |  | 54.8517 | -7.488
MV/LV Substation BR***4122 | 10 kV | 400V(3ph) & 230V(single ph) | LV | 400 kVA :Kiosk Substation | 0.4 | --> | 0.4 | 0 | 0 | Constrained,otherwise capacity available =348kVA. | --> | 0.38 | 0 | 0 | 0 | 0.004 | 0.403 | 0 |  | --> | C13 ex CARRICKMINES | CARRICKMINES: T41 | CARRICKMINES |  | 53.2576 | -6.1626
MV/LV Substation BR***4125 | 10 kV | 400V(3ph) & 230V(single ph) | LV | 100 kVA :Pole Substation | 0.1 | --> | 0.1 | 0 | 0 | Constrained,otherwise capacity available =84kVA. | --> | 0.095 | 0 | 0 | 0 | 0 | 0.102 | 0 |  | --> | C18 ex KILDARE | KILDARE: T41∥T42 | NEWBRIDGE |  | 53.1485 | -6.9051
MV/LV Substation BR***412X | 20 kV | 400V(3ph) & 230V(single ph) | LV | 400 kVA :Kiosk Substation | 0.4 | --> | 0.4 | 0.269 | 3.9 |  | --> | 0.38 | 0 | 0 | 0 | 0.035 | 0 | 0 | Constrained,otherwise capacity available =383kW. | --> | E16 ex ASHBOURNE | ASHBOURNE: T422 | FINGLAS |  | 53.5145 | -6.3965
MV/LV Substation BR***413 | 10 kV | 400V(3ph) & 230V(single ph) | LV | 50 kVA :Pole Substation | 0.05 | --> | 0.05 | 0.035 | 9.9 |  | --> | 0.047 | 0 | 0 | 0 | 0 | 0.051 | 0 |  | --> | C18 ex CONVOY | CONVOY: T41∥T42 | LETTERKENNY |  | 54.8696 | -7.5486
MV/LV Substation BR***413 | 20 kV | 400V(3ph) & 230V(single ph) | LV | 50 kVA :Pole Substation | 0.05 | --> | 0.05 | 0 | 0 | Constrained,otherwise capacity available =41kVA. | --> | 0.047 | 0 | 0 | 0 | 0 | 0.05 | 0 |  | --> | E25 ex PATRICKSWELL | PATRICKSWELL: T421∥T422 | LIMERICK |  | 52.6157 | -8.7295
MV/LV Substation BR***4131 | 20 kV | 400V(3ph) & 230V(single ph) | LV | 50 kVA :Pole Substation | 0.05 | --> | 0.05 | 0 | 0 | Constrained,otherwise capacity available =50kVA. | --> | 0.047 | 0 | 0 | 0 | 0 | 0.049 | 0 |  | --> | E14 ex BALLINROBE | BALLINROBE: T421∥T422 | DALTON |  | 53.6722 | -9.2096
MV/LV Substation BR***4134 | 20 kV | 400V(3ph) & 230V(single ph) | LV | 50 kVA :Pole Substation | 0.05 | --> | 0.05 | 0.041 | 1.1 |  | --> | 0.047 | 0 | 0 | 0 | 0 | 0 | 0 | Constrained,otherwise capacity available =50kW. | --> | E17 ex BELMULLET | BELMULLET: T421 | BELLACORICK |  | 54.2146 | -9.9701
MV/LV Substation BR***4135 | 10 kV | 400V(3ph) & 230V(single ph) | LV | 50 kVA :Pole Substation | 0.05 | --> | 0.05 | 0.05 | 3.2 |  | --> | 0.047 | 0 | 0 | 0 | 0 | 0.049 | 0 |  | --> | C12 ex BOYLE | BOYLE: T41∥T42 | CARRICK ON SHANNON |  | 53.9032 | -8.3856
MV/LV Substation BR***4137 | 10 kV | 400V(3ph) & 230V(single ph) | LV | 50 kVA :Pole Substation | 0.05 | --> | 0.05 | 0.05 | 2.3 |  | --> | 0.047 | 0 | 0 | 0 | 0 | 0 | 0 | Constrained,otherwise capacity available =49kW. | --> | C19 ex GLENGOOLE | GLENGOOLE: T41 | THURLES |  | 52.5816 | -7.625
MV/LV Substation BR***4138 | 10 kV | 400V(3ph) & 230V(single ph) | LV | 1000 kVA :Building Structure | 1 | --> | 1 | 0 | 0 | Constrained,otherwise capacity available =500kVA. | --> | 0.95 | 0 | 0 | 0 | 0.015 | 0.5 | 0 |  | --> | C11 ex DONNYBROOK | DONNYBROOK: T41 | MILLTOWN (DR) |  | 53.3198 | -6.234
MV/LV Substation BR***4139 | 20 kV | 400V(3ph) & 230V(single ph) | LV | 50 kVA :Pole Substation | 0.05 | --> | 0.05 | 0 | 0 | Constrained,otherwise capacity available =44kVA. | --> | 0.047 | 0 | 0 | 0 | 0 | 0 | 0 | Constrained,otherwise capacity available =50kW. | --> | E12 ex CASTLELYONS | CASTLELYONS: T421∥T422 | BARRYMORE |  | 52.0569 | -8.3954
MV/LV Substation BR***413Y | 10 kV | 400V(3ph) & 230V(single ph) | LV | 100 kVA :Pole Substation | 0.1 | --> | 0.1 | 0 | 0 | Constrained,otherwise capacity available =83kVA. | --> | 0.095 | 0 | 0 | 0 | 0 | 0.102 | 0 |  | --> | C18 ex MIDLETON | MIDLETON: T102 | MIDLETON |  | 51.9659 | -8.2648
MV/LV Substation BR***4142 | 10 kV | 400V(3ph) & 230V(single ph) | LV | 50 kVA :Pole Substation | 0.05 | --> | 0.05 | 0.05 | 4 |  | --> | 0.047 | 0 | 0 | 0 | 0 | 0 | 0 | Constrained,otherwise capacity available =49kW. | --> | C19 ex LISMORE | LISMORE: T41∥T42 | DUNGARVAN |  | 52.1088 | -7.9045
MV/LV Substation BR***4142 | 10 kV | 400V(3ph) & 230V(single ph) | LV | 630 kVA :Kiosk Substation | 0.63 | --> | 0.63 | 0.5 | 4.6 |  | --> | 0.598 | 0 | 0 | 0 | 0 | 0.5 | 0 |  | --> | C24 ex CABRA | CABRA: T101 | FINGLAS |  | 53.3674 | -6.2948
MV/LV Substation BR***4147 | 10 kV | 400V(3ph) & 230V(single ph) | LV | 100 kVA :Pole Substation | 0.1 | --> | 0.1 | 0.016 | 0 | Constrained,otherwise capacity available =85kVA. | --> | 0.095 | 0 | 0 | 0 | 0 | 0.102 | 0 |  | --> | C14 ex SWORDS | SWORDS: T42 | GLASMORE |  | 53.4595 | -6.2714
MV/LV Substation BR***4150 | 10 kV | 400V(3ph) & 230V(single ph) | LV | 630 kVA :Kiosk Substation | 0.63 | --> | 0.63 | 0.5 | 11.5 |  | --> | 0.598 | 0 | 0 | 0 | 0 | 0.5 | 0 |  | --> | C14 ex CENTRAL PARK | CENTRAL PARK: T102 | CARRICKMINES |  | 53.2816 | -6.1931
MV/LV Substation BR***4150 | 10 kV | 400V(3ph) & 230V(single ph) | LV | 50 kVA :Pole Substation | 0.05 | --> | 0.05 | 0 | 0 | Constrained,otherwise capacity available =42kVA. | --> | 0.047 | 0 | 0 | 0 | 0 | 0.05 | 0 |  | --> | C19 ex KILDARE | KILDARE: T41∥T42 | NEWBRIDGE |  | 53.2198 | -7.0274
MV/LV Substation BR***4154 | 20 kV | 400V(3ph) & 230V(single ph) | LV | 50 kVA :Pole Substation | 0.05 | --> | 0.05 | 0 | 0 | Constrained,otherwise capacity available =50kVA. | --> | 0.047 | 0 | 0 | 0 | 0 | 0.049 | 0 |  | --> | E14 ex BALLINROBE | BALLINROBE: T421∥T422 | DALTON |  | 53.6796 | -9.2108
MV/LV Substation BR***4156 | 20 kV | 400V(3ph) & 230V(single ph) | LV | 50 kVA :Pole Substation | 0.05 | --> | 0.05 | 0.05 | 1.6 |  | --> | 0.047 | 0 | 0 | 0 | 0 | 0.049 | 0 |  | --> | E18 ex GURRANEBANE | GURRANEBANE: T421∥T422 | OUGHTRAGH |  | 51.8382 | -10.2619
MV/LV Substation BR***4158 | 10 kV | 400V(3ph) & 230V(single ph) | LV | 1000 kVA :Building Structure | 1 | --> | 1 | 0.5 | 5.2 |  | --> | 0.95 | 0 | 0 | 0 | 0.007 | 0.5 | 0 |  | --> | C11 ex CRUMLIN | CRUMLIN: T41 | INCHICORE 220KV |  | 53.3298 | -6.304
MV/LV Substation BR***4159 | 10 kV | 400V(3ph) & 230V(single ph) | LV | 1000 kVA :Building Structure | 1 | --> | 1 | 0.5 | 5.2 |  | --> | 0.95 | 0 | 0 | 0 | 0 | 0.5 | 0 |  | --> | C11 ex CRUMLIN | CRUMLIN: T41 | INCHICORE 220KV |  | 53.3298 | -6.304
MV/LV Substation BR***4165 | 20 kV | 400V(3ph) & 230V(single ph) | LV | 50 kVA :Pole Substation | 0.05 | --> | 0.05 | 0.048 | 2.8 |  | --> | 0.047 | 0 | 0 | 0 | 0 | 0 | 0 | Constrained,otherwise capacity available =49kW. | --> | C21 ex LEE BRIDGE | LEE BRIDGE: T41 | MACROOM |  | 51.8952 | -9.0308
MV/LV Substation BR***4165 | 10 kV | 400V(3ph) & 230V(single ph) | LV | 630 kVA :Kiosk Substation | 0.63 | --> | 0.63 | 0.47 | 4.6 |  | --> | 0.598 | 0 | 0 | 0 | 0 | 0.5 | 0 |  | --> | C24 ex CABRA | CABRA: T101 | FINGLAS |  | 53.3725 | -6.3001
MV/LV Substation BR***4177 | 20 kV | 400V(3ph) & 230V(single ph) | LV | 400 kVA :Kiosk Substation | 0.4 | --> | 0.4 | 0.229 | 8.6 |  | --> | 0.38 | 0 | 0 | 0 | 0.045 | 0.378 | 0 |  | --> | E18 ex BALTRASNA | BALTRASNA: T122 | BALTRASNA |  | 53.5002 | -6.4533
MV/LV Substation BR***4180 | 20 kV | 400V(3ph) & 230V(single ph) | LV | 50 kVA :Pole Substation | 0.05 | --> | 0.05 | 0.049 | 8.5 |  | --> | 0.047 | 0 | 0 | 0 | 0 | 0.049 | 0 |  | --> | C14 ex ARDGEEHA | ARDGEEHA: T41∥T42 | DOON |  | 52.4761 | -7.599
MV/LV Substation BR***4189 | 10 kV | 400V(3ph) & 230V(single ph) | LV | 50 kVA :Pole Substation | 0.05 | --> | 0.05 | 0.042 | 4.6 |  | --> | 0.047 | 0 | 0 | 0 | 0 | 0.05 | 0 |  | --> | E16 ex BALLYRAGGET | BALLYRAGGET: T421∥T422 | BALLYRAGGET |  | 52.8648 | -7.3544
MV/LV Substation BR***418Y | 10 kV | 400V(3ph) & 230V(single ph) | LV | 400 kVA :Kiosk Substation | 0.4 | --> | 0.4 | 0.334 | 1.4 |  | --> | 0.38 | 0 | 0 | 0 | 0.007 | 0.402 | 0 |  | --> | C12 ex GRANGE (SR) | GRANGE (SR): T41∥T42 | BUTLERSTOWN |  | 52.2366 | -7.1101
MV/LV Substation BR***4197 | 20 kV | 400V(3ph) & 230V(single ph) | LV | 50 kVA :Pole Substation | 0.05 | --> | 0.05 | 0.05 | 12.9 |  | --> | 0.047 | 0 | 0 | 0 | 0 | 0.049 | 0 |  | --> | E12 ex COOLROE | COOLROE: T122 | COOLROE |  | 51.8874 | -8.7052
MV/LV Substation BR***4207 | 10 kV | 400V(3ph) & 230V(single ph) | LV | 400 kVA :Kiosk Substation | 0.4 | --> | 0.4 | 0.357 | 1.4 |  | --> | 0.38 | 0 | 0 | 0 | 0 | 0 | 0 | Constrained,otherwise capacity available =406kW. | --> | C20 ex POLLERTON | POLLERTON: T42 | CARLOW |  | 52.8353 | -6.9004
MV/LV Substation BR***4208 | 10 kV | 400V(3ph) & 230V(single ph) | LV | 630 kVA :Building Structure | 0.63 | --> | 0.63 | 0 | 0 | Constrained,otherwise capacity available =500kVA. | --> | 0.598 | 0 | 0 | 0 | 0 | 0.5 | 0 |  | --> | C14 ex POPPINTREE | POPPINTREE: T102 | FINGLAS |  | 53.405 | -6.2329
MV/LV Substation BR***421 | 20 kV | 400V(3ph) & 230V(single ph) | LV | 400 kVA :Kiosk Substation | 0.4 | --> | 0.4 | 0 | 0 | Constrained,otherwise capacity available =335kVA. | --> | 0.38 | 0 | 0 | 0 | 0.003 | 0 | 0 | Constrained,otherwise capacity available =407kW. | --> | E12 ex KILLYBEGS | KILLYBEGS: | N/A |  | 54.64 | -8.389
MV/LV Substation BR***4214 | 10 kV | 400V(3ph) & 230V(single ph) | LV | 400 kVA :Building Structure | 0.4 | --> | 0.4 | 0 | 0 | Constrained,otherwise capacity available =350kVA. | --> | 0.38 | 0 | 0 | 0 | 0 | 0.407 | 0 |  | --> | C20 ex CAVAN | CAVAN: T42 | SHANKILL |  | 53.99 | -7.3223
MV/LV Substation BR***4216 | 10 kV | 400V(3ph) & 230V(single ph) | LV | 200 kVA :Pole Substation | 0.2 | --> | 0.2 | 0.176 | 8.3 |  | --> | 0.19 | 0 | 0 | 0 | 0 | 0.203 | 0 |  | --> | C17 ex BALLYBEG | BALLYBEG: T101 | CARRICKMINES |  | 52.8913 | -6.0564
MV/LV Substation BR***4217 | 10 kV | 400V(3ph) & 230V(single ph) | LV | 630 kVA :Kiosk Substation | 0.63 | --> | 0.63 | 0 | 0 | Constrained,otherwise capacity available =500kVA. | --> | 0.598 | 0 | 0 | 0 | 0 | 0.5 | 0 |  | --> | C16 ex OLDBAWN | OLDBAWN: T42 | COOKSTOWN |  | 53.2806 | -6.3589
MV/LV Substation BR***4219 | 20 kV | 400V(3ph) & 230V(single ph) | LV | 50 kVA :Pole Substation | 0.05 | --> | 0.05 | 0 | 0 | Constrained,otherwise capacity available =37kVA. | --> | 0.047 | 0 | 0 | 0 | 0 | 0.051 | 0 |  | --> | E11 ex ACADEMY STREET | ACADEMY STREET: T421∥T422 | NAVAN |  | 53.629 | -6.5582
MV/LV Substation BR***4229 | 10 kV | 400V(3ph) & 230V(single ph) | LV | 200 kVA :Pole Substation | 0.2 | --> | 0.2 | 0 | 0 | Constrained,otherwise capacity available =162kVA. | --> | 0.19 | 0 | 0 | 0 | 0.007 | 0.198 | 0 |  | --> | C20 ex TERMONFECKIN ROAD | TERMONFECKIN ROAD: T41∥T42 | DRYBRIDGE |  | 53.7385 | -6.2745
MV/LV Substation BR***4230 | 20 kV | 400V(3ph) & 230V(single ph) | LV | 630 kVA :Building Structure | 0.63 | --> | 0.63 | 0 | 0 | Constrained,otherwise capacity available =500kVA. | --> | 0.598 | 0 | 0 | 0 | 0 | 0.5 | 0 |  | --> | C21 ex MACETOWN | MACETOWN: T101 | MACETOWN |  | 53.4292 | -6.4572
MV/LV Substation BR***4240 | 10 kV | 400V(3ph) & 230V(single ph) | LV | 1000 kVA :Building Structure | 1 | --> | 1 | 0.5 | 6.8 |  | --> | 0.95 | 0 | 0 | 0 | 0 | 0.5 | 0 |  | --> | C17 ex LIBERTY STREET | LIBERTY STREET: T101 | LIBERTY STREET |  | 51.897 | -8.4771
MV/LV Substation BR***4242 | 20 kV | 400V(3ph) & 230V(single ph) | LV | 400 kVA :Kiosk Substation | 0.4 | --> | 0.4 | 0 | 0 | Constrained,otherwise capacity available =400kVA. | --> | 0.38 | 0 | 0 | 0 | 0 | 0.4 | 0 |  | --> | C21 ex MACETOWN | MACETOWN: T101 | MACETOWN |  | 53.4223 | -6.4469
MV/LV Substation BR***425 | 20 kV | 400V(3ph) & 230V(single ph) | LV | 50 kVA :Pole Substation | 0.05 | --> | 0.05 | 0.031 | 5.7 |  | --> | 0.047 | 0 | 0 | 0 | 0.004 | 0.047 | 0 |  | --> | E13 ex MOY | MOY: T421∥T422 | MOY |  | 54.0235 | -9.1742
MV/LV Substation BR***4250 | 10 kV | 400V(3ph) & 230V(single ph) | LV | 50 kVA :Pole Substation | 0.05 | --> | 0.05 | 0.05 | 0.1 |  | --> | 0.047 | 0 | 0 | 0 | 0 | 0 | 0 | Constrained,otherwise capacity available =49kW. | --> | C16 ex RATHDRUM | RATHDRUM: T42 | ARKLOW |  | 53.0098 | -6.3112
MV/LV Substation BR***4251 | 10 kV | 400V(3ph) & 230V(single ph) | LV | 1000 kVA :Building Structure | 1 | --> | 1 | 0 | 0 | Constrained,otherwise capacity available =500kVA. | --> | 0.95 | 0 | 0 | 0 | 0 | 0.5 | 0 |  | --> | C23 ex PHIBSBORO | PHIBSBORO: T41 | FINGLAS |  | 53.3513 | -6.2787
MV/LV Substation BR***4254 | 20 kV | 400V(3ph) & 230V(single ph) | LV | 630 kVA :Building Structure | 0.63 | --> | 0.63 | 0 | 0 | Constrained,otherwise capacity available =500kVA. | --> | 0.598 | 0 | 0 | 0 | 0 | 0.5 | 0 |  | --> | C21 ex MACETOWN | MACETOWN: T101 | MACETOWN |  | 53.4316 | -6.4494
MV/LV Substation BR***4254 | 10 kV | 400V(3ph) & 230V(single ph) | LV | 50 kVA :Pole Substation | 0.05 | --> | 0.05 | 0.035 | 2.3 |  | --> | 0.047 | 0 | 0 | 0 | 0 | 0.051 | 0 |  | --> | C15 ex RANDALSTOWN | RANDALSTOWN: T41 | NAVAN |  | 53.6825 | -6.7484
MV/LV Substation BR***4258 | 20 kV | 400V(3ph) & 230V(single ph) | LV | 400 kVA :Kiosk Substation | 0.4 | --> | 0.4 | 0 | 0 | Constrained,otherwise capacity available =384kVA. | --> | 0.38 | 0 | 0 | 0 | 0 | 0 | 0 | Constrained,otherwise capacity available =402kW. | --> | E11 ex CASTLELYONS | CASTLELYONS: T421∥T422 | BARRYMORE |  | 52.0717 | -8.2827
MV/LV Substation BR***4266 | 10 kV | 400V(3ph) & 230V(single ph) | LV | 630 kVA :Kiosk Substation | 0.63 | --> | 0.63 | 0.5 | 8.3 |  | --> | 0.598 | 0 | 0 | 0 | 0 | 0.5 | 0 |  | --> | C21 ex BALLYBEG | BALLYBEG: T101 | CARRICKMINES |  | 52.9856 | -6.0814
MV/LV Substation BR***426X | 10 kV | 400V(3ph) & 230V(single ph) | LV | 50 kVA :Pole Substation | 0.05 | --> | 0.05 | 0 | 0 | Constrained,otherwise capacity available =29kVA. | --> | 0.047 | 0 | 0 | 0 | 0.012 | 0.039 | 0 |  | --> | C17 ex BALLYHAUNIS | BALLYHAUNIS: T41∥T42 | DALTON |  | 53.7643 | -8.7947
MV/LV Substation BR***4274 | 10 kV | 400V(3ph) & 230V(single ph) | LV | 630 kVA :Building Structure | 0.63 | --> | 0.63 | 0.5 | 6.5 |  | --> | 0.598 | 0 | 0 | 0 | 0 | 0.5 | 0 |  | --> | C14 ex MISERY HILL | MISERY HILL: T102 | POOLBEG |  | 53.3448 | -6.2307
MV/LV Substation BR***4276 | 20 kV | 400V(3ph) & 230V(single ph) | LV | 50 kVA :Pole Substation | 0.05 | --> | 0.05 | 0.049 | 0.2 |  | --> | 0.047 | 0 | 0 | 0 | 0 | 0.049 | 0 |  | --> | C18 ex NEWBROOK | NEWBROOK: T42 | MULLINGAR |  | 53.5044 | -7.4544
MV/LV Substation BR***4277 | 10 kV | 400V(3ph) & 230V(single ph) | LV | 630 kVA :Kiosk Substation | 0.63 | --> | 0.63 | 0.5 | 2.5 |  | --> | 0.598 | 0 | 0 | 0 | 0.007 | 0.5 | 0 |  | --> | C16 ex KILCULLEN | KILCULLEN: T42 | STRATFORD |  | 53.1377 | -6.8411
MV/LV Substation BR***4280 | 10 kV | 400V(3ph) & 230V(single ph) | LV | 1000 kVA :Building Structure | 1 | --> | 1 | 0 | 0 | Constrained,otherwise capacity available =500kVA. | --> | 0.95 | 0 | 0 | 0 | 0 | 0.5 | 0 |  | --> | C14 ex NEWMARKET (DR) | NEWMARKET (DR): T41 | FRANCIS STREET |  | 53.337 | -6.283
MV/LV Substation BR***4281 | 20 kV | 400V(3ph) & 230V(single ph) | LV | 630 kVA :Building Structure | 0.63 | --> | 0.63 | 0 | 0 | Constrained,otherwise capacity available =500kVA. | --> | 0.598 | 0 | 0 | 0 | 0 | 0.5 | 0 |  | --> | C21 ex MACETOWN | MACETOWN: T101 | MACETOWN |  | 53.4318 | -6.449
MV/LV Substation BR***4284 | 10 kV | 400V(3ph) & 230V(single ph) | LV | 400 kVA :Kiosk Substation | 0.4 | --> | 0.4 | 0.351 | 1.4 |  | --> | 0.38 | 0 | 0 | 0 | 0.003 | 0 | 0 | Constrained,otherwise capacity available =403kW. | --> | C20 ex POLLERTON | POLLERTON: T42 | CARLOW |  | 52.835 | -6.9047
MV/LV Substation BR***4290 | 10 kV | 400V(3ph) & 230V(single ph) | LV | 630 kVA :Building Structure | 0.63 | --> | 0.63 | 0.5 | 9.7 |  | --> | 0.598 | 0 | 0 | 0 | 0 | 0.5 | 0 |  | --> | C28 ex ARTANE | ARTANE: T102 | FINGLAS |  | 53.379 | -6.2043
MV/LV Substation BR***4291 | 20 kV | 400V(3ph) & 230V(single ph) | LV | 50 kVA :Pole Substation | 0.05 | --> | 0.05 | 0.05 | 4.1 |  | --> | 0.047 | 0 | 0 | 0 | 0 | 0 | 0 | Constrained,otherwise capacity available =49kW. | --> | E11 ex CHARLEVILLE | CHARLEVILLE: T422 | CHARLEVILLE |  | 52.4229 | -8.6695
MV/LV Substation BR***4306 | 10 kV | 400V(3ph) & 230V(single ph) | LV | 400 kVA :Kiosk Substation | 0.4 | --> | 0.4 | 0.285 | 0.9 |  | --> | 0.38 | 0 | 0 | 0 | 0.003 | 0.414 | 0 |  | --> | C20 ex RATHMULLAN | RATHMULLAN: T42 | DRYBRIDGE |  | 53.7007 | -6.3471
MV/LV Substation BR***432 | 20 kV | 400V(3ph) & 230V(single ph) | LV | 50 kVA :Pole Substation | 0.05 | --> | 0.05 | 0.044 | 2.6 |  | --> | 0.047 | 0 | 0 | 0 | 0 | 0.05 | 0 |  | --> | E23 ex ATHENRY | ATHENRY: T423 | GALWAY 110KV |  | 53.2864 | -8.5773
MV/LV Substation BR***4327 | 10 kV | 400V(3ph) & 230V(single ph) | LV | 400 kVA :Building Structure | 0.4 | --> | 0.4 | 0 | 0 | Constrained,otherwise capacity available =346kVA. | --> | 0.38 | 0 | 0 | 0 | 0 | 0.407 | 0 |  | --> | C17 ex DENNEHYS CROSS | DENNEHYS CROSS: T41 | TRABEG |  | 51.8976 | -8.4821
MV/LV Substation BR***4327 | 10 kV | 400V(3ph) & 230V(single ph) | LV | 50 kVA :Pole Substation | 0.05 | --> | 0.05 | 0 | 0 | Constrained,otherwise capacity available =35kVA. | --> | 0.047 | 0 | 0 | 0 | 0 | 0 | 0 | Constrained,otherwise capacity available =51kW. | --> | C19 ex ROSCREA | ROSCREA: T41 | IKERRIN |  | 52.9294 | -7.8751
MV/LV Substation BR***432Y | 10 kV | 400V(3ph) & 230V(single ph) | LV | 200 kVA :Kiosk Substation | 0.2 | --> | 0.2 | 0.146 | 1.7 |  | --> | 0.19 | 0 | 0 | 0 | 0.012 | 0.195 | 0 |  | --> | C26 ex BISHOPSTOWN | BISHOPSTOWN: T42 | KILBARRY |  | 51.8921 | -8.5703
MV/LV Substation BR***4330 | 10 kV | 400V(3ph) & 230V(single ph) | LV | 630 kVA :Kiosk Substation | 0.63 | --> | 0.63 | 0.5 | 0.9 |  | --> | 0.598 | 0 | 0 | 0 | 0.014 | 0.5 | 0 |  | --> | C20 ex RATHMULLAN | RATHMULLAN: T42 | DRYBRIDGE |  | 53.6993 | -6.3463
MV/LV Substation BR***4339 | 20 kV | 400V(3ph) & 230V(single ph) | LV | 200 kVA :Pole Substation | 0.2 | --> | 0.2 | 0.2 | 4 |  | --> | 0.19 | 0 | 0 | 0 | 0 | 0.2 | 0 |  | --> | E12 ex KILLINICK | KILLINICK: T421∥T422 | WEXFORD |  | 52.2467 | -6.3456
MV/LV Substation BR***4339 | 10 kV | 400V(3ph) & 230V(single ph) | LV | 400 kVA :Kiosk Substation | 0.4 | --> | 0.4 | 0.4 | 0.9 |  | --> | 0.38 | 0 | 0 | 0 | 0 | 0.4 | 0 |  | --> | C15 ex RIVERSTOWN | RIVERSTOWN: T41∥T42 | KILBARRY |  | 51.9334 | -8.3622
MV/LV Substation BR***434X | 20 kV | 400V(3ph) & 230V(single ph) | LV | 100 kVA :Pole Substation | 0.1 | --> | 0.1 | 0.099 | 2.1 |  | --> | 0.095 | 0 | 0 | 0 | 0 | 0.1 | 0 |  | --> | E17 ex KILROSS ROAD | KILROSS ROAD: T421 | TIPPERARY |  | 52.4496 | -8.1886
MV/LV Substation BR***4359 | 10 kV | 400V(3ph) & 230V(single ph) | LV | 400 kVA :Kiosk Substation | 0.4 | --> | 0.4 | 0.4 | 2.1 |  | --> | 0.38 | 0 | 0 | 0 | 0 | 0.4 | 0 |  | --> | C21 ex WATERFORD IND EST | WATERFORD IND EST: T41 | BUTLERSTOWN |  | 52.2317 | -7.1318
MV/LV Substation BR***4359 | 10 kV | 400V(3ph) & 230V(single ph) | LV | 50 kVA :Pole Substation | 0.05 | --> | 0.05 | 0.045 | 0.2 |  | --> | 0.047 | 0 | 0 | 0 | 0 | 0.05 | 0 |  | --> | C15 ex TALBOTS INCH | TALBOTS INCH: T41∥T42 | KILKENNY |  | 52.6744 | -7.4414
MV/LV Substation BR***436Y | 20 kV | 400V(3ph) & 230V(single ph) | LV | 200 kVA :Pole Substation | 0.2 | --> | 0.2 | 0 | 0 | Constrained,otherwise capacity available =200kVA. | --> | 0.19 | 0 | 0 | 0 | 0 | 0.2 | 0 |  | --> | E19 ex CAVAN | CAVAN: T421 | SHANKILL |  | 53.9996 | -7.4157
MV/LV Substation BR***437X | 20 kV | 400V(3ph) & 230V(single ph) | LV | 50 kVA :Pole Substation | 0.05 | --> | 0.05 | 0 | 0 | Constrained,otherwise capacity available =28kVA. | --> | 0.047 | 0 | 0 | 0 | 0 | 0.052 | 0 |  | --> | E16 ex JULIANSTOWN | JULIANSTOWN: T421∥T422 | DRYBRIDGE |  | 53.6586 | -6.2469
MV/LV Substation BR***4386 | 10 kV | 400V(3ph) & 230V(single ph) | LV | 400 kVA :Kiosk Substation | 0.4 | --> | 0.4 | 0 | 0 | Constrained,otherwise capacity available =400kVA. | --> | 0.38 | 0 | 0 | 0 | 0 | 0.4 | 0 |  | --> | C23 ex CLONMINCH | CLONMINCH: T41 | THORNSBERRY |  | 53.2778 | -7.4838
MV/LV Substation BR***4389 | 20 kV | 400V(3ph) & 230V(single ph) | LV | 50 kVA :Pole Substation | 0.05 | --> | 0.05 | 0 | 0 | Constrained,otherwise capacity available =33kVA. | --> | 0.047 | 0 | 0 | 0 | 0.003 | 0 | 0 | Constrained,otherwise capacity available =48kW. | --> | E21 ex ASHBOURNE | ASHBOURNE: T421 | FINGLAS |  | 53.4866 | -6.2989
MV/LV Substation BR***4391 | 20 kV | 400V(3ph) & 230V(single ph) | LV | 630 kVA :Kiosk Substation | 0.63 | --> | 0.63 | 0 | 0 | Constrained,otherwise capacity available =500kVA. | --> | 0.598 | 0 | 0 | 0 | 0.01 | 0.5 | 0 |  | --> | E17 ex ACADEMY STREET | ACADEMY STREET: T421∥T422 | NAVAN |  | 53.5645 | -6.6651
MV/LV Substation BR***4400 | 10 kV | 400V(3ph) & 230V(single ph) | LV | 50 kVA :Pole Substation | 0.05 | --> | 0.05 | 0.05 | 2.1 |  | --> | 0.047 | 0 | 0 | 0 | 0 | 0 | 0 | Constrained,otherwise capacity available =49kW. | --> | C17 ex MILFORD (MWR) | MILFORD (MWR): T41 | CHARLEVILLE |  | 52.3446 | -8.9849
MV/LV Substation BR***4419 | 10 kV | 400V(3ph) & 230V(single ph) | LV | 1000 kVA :Building Structure | 1 | --> | 1 | 0.5 | 8.2 |  | --> | 0.95 | 0 | 0 | 0 | 0 | 0.5 | 0 |  | --> | C17 ex MISERY HILL | MISERY HILL: T101 | POOLBEG |  | 53.3463 | -6.2519
MV/LV Substation BR***441X | 10 kV | 400V(3ph) & 230V(single ph) | LV | 400 kVA :Kiosk Substation | 0.4 | --> | 0.4 | 0.21 | 3.5 |  | --> | 0.38 | 0 | 0 | 0 | 0.007 | 0.421 | 0 |  | --> | C12 ex FORTUNESTOWN | FORTUNESTOWN: T102 | INCHICORE 220KV |  | 53.2872 | -6.4077
MV/LV Substation BR***4421 | 10 kV | 400V(3ph) & 230V(single ph) | LV | 1000 kVA :Building Structure | 1 | --> | 1 | 0.5 | 8.2 |  | --> | 0.95 | 0 | 0 | 0 | 0 | 0.5 | 0 |  | --> | C17 ex MISERY HILL | MISERY HILL: T101 | POOLBEG |  | 53.3461 | -6.2511
MV/LV Substation BR***442X | 20 kV | 400V(3ph) & 230V(single ph) | LV | 50 kVA :Pole Substation | 0.05 | --> | 0.05 | 0 | 0 | Constrained,otherwise capacity available =41kVA. | --> | 0.047 | 0 | 0 | 0 | 0.007 | 0.042 | 0 |  | --> | C15 ex KILMONEY | KILMONEY: T41∥T42 | TRABEG |  | 51.8281 | -8.5408
MV/LV Substation BR***442X | 10 kV | 400V(3ph) & 230V(single ph) | LV | 200 kVA :Kiosk Substation | 0.2 | --> | 0.2 | 0.148 | 3.5 |  | --> | 0.19 | 0 | 0 | 0 | 0.003 | 0.204 | 0 |  | --> | C12 ex FORTUNESTOWN | FORTUNESTOWN: T102 | INCHICORE 220KV |  | 53.2892 | -6.4066
MV/LV Substation BR***442Y | 10 kV | 400V(3ph) & 230V(single ph) | LV | 200 kVA :Kiosk Substation | 0.2 | --> | 0.2 | 0 | 0 | Constrained,otherwise capacity available =146kVA. | --> | 0.19 | 0 | 0 | 0 | 0.007 | 0 | 0 | Constrained,otherwise capacity available =200kW. | --> | C15 ex MOUNTMELLICK | MOUNTMELLICK: T41∥T42 | PORTLAOISE |  | 53.1111 | -7.3195
MV/LV Substation BR***442Y | 20 kV | 400V(3ph) & 230V(single ph) | LV | 50 kVA :Pole Substation | 0.05 | --> | 0.05 | 0 | 0 | Constrained,otherwise capacity available =50kVA. | --> | 0.047 | 0 | 0 | 0 | 0 | 0.049 | 0 |  | --> | E11 ex CREAGH | CREAGH: T421∥T422 | ATHLONE |  | 53.3384 | -8.2035
MV/LV Substation BR***4449 | 10 kV | 400V(3ph) & 230V(single ph) | LV | 1000 kVA :Building Structure | 1 | --> | 1 | 0.5 | 2.7 |  | --> | 0.95 | 0 | 0 | 0 | 0.047 | 0.5 | 0 |  | --> | C12 ex WHITEHALL | WHITEHALL: T41 | FINGLAS |  | 53.3773 | -6.2444
MV/LV Substation BR***445Z | 10 kV | 400V(3ph) & 230V(single ph) | LV | 100 kVA :Pole Substation | 0.1 | --> | 0.1 | 0.054 | 0.9 |  | --> | 0.095 | 0 | 0 | 0 | 0 | 0.106 | 0 |  | --> | C16 ex RIVERSTOWN | RIVERSTOWN: T41∥T42 | KILBARRY |  | 51.9957 | -8.3501
MV/LV Substation BR***446 | 10 kV | 400V(3ph) & 230V(single ph) | LV | 100 kVA :Pole Substation | 0.1 | --> | 0.1 | 0 | 0 | Constrained,otherwise capacity available =88kVA. | --> | 0.095 | 0 | 0 | 0 | 0 | 0 | 0 | Constrained,otherwise capacity available =101kW. | --> | E11 ex ASHBOURNE | ASHBOURNE: T421 | FINGLAS |  | 53.4343 | -6.3335
MV/LV Substation BR***447 | 10 kV | 400V(3ph) & 230V(single ph) | LV | 50 kVA :Building Structure | 0.05 | --> | 0.05 | 0 | 0 | Constrained,otherwise capacity available =38kVA. | --> | 0.047 | 0 | 0 | 0 | 0.007 | 0.043 | 0 |  | --> | C21 ex PORTARLINGTON | PORTARLINGTON: T43 | BLAKE |  | 53.1515 | -7.1633
MV/LV Substation BR***447 | 10 kV | 400V(3ph) & 230V(single ph) | LV | 630 kVA :Kiosk Substation | 0.63 | --> | 0.63 | 0.132 | 2 |  | --> | 0.598 | 0 | 0 | 0 | 0.035 | 0.5 | 0 |  | --> | C20 ex FAIRVIEW | FAIRVIEW: T41 | MCDERMOTT |  | 53.3661 | -6.2397
MV/LV Substation BR***447Z | 10 kV | 400V(3ph) & 230V(single ph) | LV | 400 kVA :Kiosk Substation | 0.4 | --> | 0.4 | 0.368 | 15.6 |  | --> | 0.38 | 0 | 0 | 0 | 0.007 | 0.397 | 0 |  | --> | C22 ex STEPHENSTOWN | STEPHENSTOWN: T102 | FINGLAS |  | 53.6124 | -6.2135
MV/LV Substation BR***449 | 10 kV | 400V(3ph) & 230V(single ph) | LV | 33 kVA :Pole Substation | 0.033 | --> | 0.033 | 0.008 | 3.7 |  | --> | 0.031 | 0 | 0 | 0 | 0 | 0.036 | 0 |  | --> | C20 ex CASTLEBLAYNEY | CASTLEBLAYNEY: T42 | DUNDALK |  | 54.0649 | -6.7007
MV/LV Substation BR***449Y | 10 kV | 400V(3ph) & 230V(single ph) | LV | 400 kVA :Kiosk Substation | 0.4 | --> | 0.4 | 0.37 | 9 |  | --> | 0.38 | 0 | 0 | 0 | 0.014 | 0.39 | 0 |  | --> | C13 ex SINGLAND | SINGLAND: T101 | SINGLAND |  | 52.6661 | -8.5929
MV/LV Substation BR***449Z | 20 kV | 400V(3ph) & 230V(single ph) | LV | 400 kVA :Kiosk Substation | 0.4 | --> | 0.4 | 0.304 | 3.9 |  | --> | 0.38 | 0 | 0 | 0 | 0.01 | 0 | 0 | Constrained,otherwise capacity available =404kW. | --> | E16 ex ASHBOURNE | ASHBOURNE: T422 | FINGLAS |  | 53.5159 | -6.4108
MV/LV Substation BR***451 | 20 kV | 400V(3ph) & 230V(single ph) | LV | 100 kVA :Pole Substation | 0.1 | --> | 0.1 | 0.07 | 3 |  | --> | 0.095 | 0 | 0 | 0 | 0 | 0 | 0 | Constrained,otherwise capacity available =104kW. | --> | E17 ex WINDSOR | WINDSOR: T421∥T422 | CASTLEBAR |  | 53.8481 | -9.2393
MV/LV Substation BR***4515 | 10 kV | 400V(3ph) & 230V(single ph) | LV | 630 kVA :Kiosk Substation | 0.63 | --> | 0.63 | 0.5 | 2.8 |  | --> | 0.598 | 0 | 0 | 0 | 0.003 | 0.5 | 0 |  | --> | C20 ex CASHEL | CASHEL: T42 | CAHIR |  | 52.5138 | -7.8791
MV/LV Substation BR***452X | 10 kV | 400V(3ph) & 230V(single ph) | LV | 50 kVA :Pole Substation | 0.05 | --> | 0.05 | 0.033 | 4 |  | --> | 0.047 | 0 | 0 | 0 | 0 | 0.051 | 0 |  | --> | C19 ex DUNMANWAY | DUNMANWAY: T43 | DUNMANWAY |  | 51.7264 | -9.0962
MV/LV Substation BR***453 | 20 kV | 400V(3ph) & 230V(single ph) | LV | 200 kVA :Pole Substation | 0.2 | --> | 0.2 | 0.136 | 1.1 |  | --> | 0.19 | 0 | 0 | 0 | 0 | 0 | 0 | Constrained,otherwise capacity available =209kW. | --> | E17 ex BELMULLET | BELMULLET: T421 | BELLACORICK |  | 54.2284 | -9.9897
MV/LV Substation BR***456Y | 20 kV | 400V(3ph) & 230V(single ph) | LV | 50 kVA :Pole Substation | 0.05 | --> | 0.05 | 0.05 | 1 |  | --> | 0.047 | 0 | 0 | 0 | 0 | 0 | 0 | Constrained,otherwise capacity available =49kW. | --> | E19 ex SHILLELAGH | SHILLELAGH: T421∥T422 | CARLOW |  | 52.7124 | -6.5225
MV/LV Substation BR***458 | 20 kV | 400V(3ph) & 230V(single ph) | LV | 200 kVA :Pole Substation | 0.2 | --> | 0.2 | 0.004 | 1.7 |  | --> | 0.19 | 0 | 0 | 0 | 0 | 0.228 | 0 |  | --> | C18 ex NEWTOWNCUNNINGHAM | NEWTOWNCUNNINGHAM: T41∥T42 | LETTERKENNY |  | 55.0418 | -7.3824
MV/LV Substation BR***461 | 10 kV | 400V(3ph) & 230V(single ph) | LV | 50 kVA :Pole Substation | 0.05 | --> | 0.05 | 0 | 0 | Constrained,otherwise capacity available =44kVA. | --> | 0.047 | 0 | 0 | 0 | 0.014 | 0.035 | 0 |  | --> | C20 ex BUTTEVANT | BUTTEVANT: T41∥T42 | MALLOW |  | 52.2336 | -8.7179
MV/LV Substation BR***463X | 20 kV | 400V(3ph) & 230V(single ph) | LV | 50 kVA :Pole Substation | 0.05 | --> | 0.05 | 0 | 0 | Constrained,otherwise capacity available =5kVA. | --> | 0.047 | 0 | 0 | 0 | 0 | 0.056 | 0 |  | --> | E17 ex DULEEK | DULEEK: T421∥T422 | DRYBRIDGE |  | 53.6446 | -6.555
MV/LV Substation BR***465 | 10 kV | 400V(3ph) & 230V(single ph) | LV | 50 kVA :Pole Substation | 0.05 | --> | 0.05 | 0.036 | 0.9 |  | --> | 0.047 | 0 | 0 | 0 | 0 | 0.051 | 0 |  | --> | C16 ex RIVERSTOWN | RIVERSTOWN: T41∥T42 | KILBARRY |  | 51.9405 | -8.3786
MV/LV Substation BR***468 | 10 kV | 400V(3ph) & 230V(single ph) | LV | 100 kVA :Pole Substation | 0.1 | --> | 0.1 | 0.085 | 3.7 |  | --> | 0.095 | 0 | 0 | 0 | 0 | 0.102 | 0 |  | --> | C20 ex CASTLEBLAYNEY | CASTLEBLAYNEY: T42 | DUNDALK |  | 54.0588 | -6.6988
MV/LV Substation BR***468Z | 20 kV | 400V(3ph) & 230V(single ph) | LV | 200 kVA :Kiosk Substation | 0.2 | --> | 0.2 | 0 | 0 | Constrained,otherwise capacity available =168kVA. | --> | 0.19 | 0 | 0 | 0 | 0 | 0.204 | 0 |  | --> | C15 ex KILMONEY | KILMONEY: T41∥T42 | TRABEG |  | 51.7735 | -8.4933
MV/LV Substation BR***469 | 10 kV | 400V(3ph) & 230V(single ph) | LV | 100 kVA :Pole Substation | 0.1 | --> | 0.1 | 0.1 | 0.9 |  | --> | 0.095 | 0 | 0 | 0 | 0 | 0.1 | 0 |  | --> | C15 ex RIVERSTOWN | RIVERSTOWN: T41∥T42 | KILBARRY |  | 51.9332 | -8.37
MV/LV Substation BR***470 | 10 kV | 400V(3ph) & 230V(single ph) | LV | 200 kVA :Pole Substation | 0.2 | --> | 0.2 | 0.15 | 0.9 |  | --> | 0.19 | 0 | 0 | 0 | 0.01 | 0.197 | 0 |  | --> | C15 ex RIVERSTOWN | RIVERSTOWN: T41∥T42 | KILBARRY |  | 51.9342 | -8.3637
MV/LV Substation BR***4713 | 10 kV | 400V(3ph) & 230V(single ph) | LV | 1000 kVA :Building Structure | 1 | --> | 1 | 0.5 | 12.6 |  | --> | 0.95 | 0 | 0 | 0 | 0 | 0.5 | 0 |  | --> | C23 ex HEUSTON SQUARE | HEUSTON SQUARE: T101 | INCHICORE 220KV |  | 53.3406 | -6.3022
MV/LV Substation BR***474Y | 20 kV | 400V(3ph) & 230V(single ph) | LV | 200 kVA :Kiosk Substation | 0.2 | --> | 0.2 | 0 | 0 | Constrained,otherwise capacity available =199kVA. | --> | 0.19 | 0 | 0 | 0 | 0 | 0.2 | 0 |  | --> | E14 ex COLLOONEY | COLLOONEY: T422 | SLIGO |  | 54.1789 | -8.4919
MV/LV Substation BR***477 | 10 kV | 400V(3ph) & 230V(single ph) | LV | 400 kVA :Kiosk Substation | 0.4 | --> | 0.4 | 0.189 | 0.6 |  | --> | 0.38 | 0 | 0 | 0 | 0.015 | 0.416 | 0 |  | --> | C16 ex BELFIELD | BELFIELD: T42 | BLACKROCK |  | 53.317 | -6.2188
MV/LV Substation BR***479 | 20 kV | 400V(3ph) & 230V(single ph) | LV | 50 kVA :Pole Substation | 0.05 | --> | 0.05 | 0.048 | 0.3 |  | --> | 0.047 | 0 | 0 | 0 | 0.004 | 0.045 | 0 |  | --> | C23 ex TUAM NORTH | TUAM NORTH: T41∥T42 | CLOON |  | 53.5664 | -8.7925
MV/LV Substation BR***481 | 20 kV | 400V(3ph) & 230V(single ph) | LV | 200 kVA :Pole Substation | 0.2 | --> | 0.2 | 0.12 | 2.2 |  | --> | 0.19 | 0 | 0 | 0 | 0.007 | 0.205 | 0 |  | --> | E18 ex CLONROCHE | CLONROCHE: T421∥T422 | WEXFORD |  | 52.4353 | -6.6102
MV/LV Substation BR***481Y | 20 kV | 400V(3ph) & 230V(single ph) | LV | 200 kVA :Kiosk Substation | 0.2 | --> | 0.2 | 0.156 | 25.4 |  | --> | 0.19 | 0 | 0 | 0 | 0.003 | 0 | 0 | Constrained,otherwise capacity available =203kW. | --> | E12 ex DUNFIRTH | DUNFIRTH: T122 | DUNFIRTH |  | 53.4529 | -6.924
MV/LV Substation BR***481Y | 20 kV | 400V(3ph) & 230V(single ph) | LV | 50 kVA :Pole Substation | 0.05 | --> | 0.05 | 0.044 | 2.2 |  | --> | 0.047 | 0 | 0 | 0 | 0.006 | 0.043 | 0 |  | --> | E18 ex CLONROCHE | CLONROCHE: T421∥T422 | WEXFORD |  | 52.4585 | -6.6256
MV/LV Substation BR***485 | 20 kV | 400V(3ph) & 230V(single ph) | LV | 100 kVA :Pole Substation | 0.1 | --> | 0.1 | 0 | 0 | Constrained,otherwise capacity available =69kVA. | --> | 0.095 | 0 | 0 | 0 | 0.012 | 0 | 0 | Constrained,otherwise capacity available =92kW. | --> | E18 ex KILLYBEGS | KILLYBEGS: | N/A |  | 54.6404 | -8.4389
MV/LV Substation BR***488 | 20 kV | 400V(3ph) & 230V(single ph) | LV | 50 kVA :Pole Substation | 0.05 | --> | 0.05 | 0.05 | 1.8 |  | --> | 0.047 | 0 | 0 | 0 | 0 | 0.049 | 0 |  | --> | E17 ex CARRIGALLEN | CARRIGALLEN: T421 | CARRICK ON SHANNON |  | 53.9373 | -7.7859
MV/LV Substation BR***490 | 20 kV | 400V(3ph) & 230V(single ph) | LV | 50 kVA :Pole Substation | 0.05 | --> | 0.05 | 0.049 | 6.9 |  | --> | 0.047 | 0 | 0 | 0 | 0 | 0 | 0 | Constrained,otherwise capacity available =49kW. | --> | C17 ex BALLYSHANNON | BALLYSHANNON: T41∥T42 | CATHALEENS FALL |  | 54.5377 | -7.852
MV/LV Substation BR***491Y | 20 kV | 400V(3ph) & 230V(single ph) | LV | 100 kVA :Pole Substation | 0.1 | --> | 0.1 | 0 | 0 | Constrained,otherwise capacity available =92kVA. | --> | 0.095 | 0 | 0 | 0 | 0 | 0 | 0 | Constrained,otherwise capacity available =100kW. | --> | C18 ex COOLCARRON | COOLCARRON: T41 | BARRYMORE |  | 52.1261 | -8.1791
MV/LV Substation BR***493X | 10 kV | 400V(3ph) & 230V(single ph) | LV | 100 kVA :Pole Substation | 0.1 | --> | 0.1 | 0.081 | 2.9 |  | --> | 0.095 | 0 | 0 | 0 | 0 | 0.102 | 0 |  | --> | C13 ex MONFIN | MONFIN: T41∥T42 | WEXFORD |  | 52.4738 | -6.5571
MV/LV Substation BR***497Z | 10 kV | 400V(3ph) & 230V(single ph) | LV | 200 kVA :Kiosk Substation | 0.2 | --> | 0.2 | 0 | 0 | Constrained,otherwise capacity available =177kVA. | --> | 0.19 | 0 | 0 | 0 | 0 | 0.203 | 0 |  | --> | C23 ex KILBARRY | KILBARRY: T101 | KILBARRY |  | 51.9191 | -8.4834
MV/LV Substation BR***499X | 20 kV | 400V(3ph) & 230V(single ph) | LV | 100 kVA :Pole Substation | 0.1 | --> | 0.1 | 0.083 | 4.6 |  | --> | 0.095 | 0 | 0 | 0 | 0.003 | 0.099 | 0 |  | --> | E12 ex CLARA | CLARA: T422 | THORNSBERRY |  | 53.3664 | -7.5061
MV/LV Substation BR***501 | 20 kV | 400V(3ph) & 230V(single ph) | LV | 200 kVA :Pole Substation | 0.2 | --> | 0.2 | 0.11 | 5.1 |  | --> | 0.19 | 0 | 0 | 0 | 0.023 | 0.189 | 0 |  | --> | E15 ex BALLYBUNION | BALLYBUNION: T421∥T422 | TRIEN |  | 52.5459 | -9.477
MV/LV Substation BR***502Y | 10 kV | 400V(3ph) & 230V(single ph) | LV | 400 kVA :Building Structure | 0.4 | --> | 0.4 | 0 | 0 | Constrained,otherwise capacity available =335kVA. | --> | 0.38 | 0 | 0 | 0 | 0 | 0 | 0 | Constrained,otherwise capacity available =410kW. | --> | C21 ex COLLIGAN | COLLIGAN: T41 | DUNGARVAN |  | 52.0905 | -7.6213
MV/LV Substation BR***502Y | 20 kV | 400V(3ph) & 230V(single ph) | LV | 200 kVA :Pole Substation | 0.2 | --> | 0.2 | 0 | 0 | Constrained,otherwise capacity available =156kVA. | --> | 0.19 | 0 | 0 | 0 | 0 | 0.206 | 0 |  | --> | E11 ex ACADEMY STREET | ACADEMY STREET: T421∥T422 | NAVAN |  | 53.6299 | -6.5557
MV/LV Substation BR***505Z | 10 kV | 400V(3ph) & 230V(single ph) | LV | 50 kVA :Pole Substation | 0.05 | --> | 0.05 | 0.044 | 0.9 |  | --> | 0.047 | 0 | 0 | 0 | 0 | 0.05 | 0 |  | --> | C16 ex RIVERSTOWN | RIVERSTOWN: T41∥T42 | KILBARRY |  | 51.9963 | -8.3346
MV/LV Substation BR***508 | 10 kV | 400V(3ph) & 230V(single ph) | LV | 50 kVA :Pole Substation | 0.05 | --> | 0.05 | 0 | 0 | Constrained,otherwise capacity available =45kVA. | --> | 0.047 | 0 | 0 | 0 | 0 | 0.05 | 0 |  | --> | C11 ex NAAS | NAAS: T41 | NEWBRIDGE |  | 53.2003 | -6.6532
MV/LV Substation BR***510Z | 20 kV | 400V(3ph) & 230V(single ph) | LV | 400 kVA :Building Structure | 0.4 | --> | 0.4 | 0 | 0 | Constrained,otherwise capacity available =286kVA. | --> | 0.38 | 0 | 0 | 0 | 0 | 0.417 | 0 |  | --> | C21 ex MACETOWN | MACETOWN: T101 | MACETOWN |  | 53.4304 | -6.4535
MV/LV Substation BR***512Z | 10 kV | 400V(3ph) & 230V(single ph) | LV | 630 kVA :Building Structure | 0.63 | --> | 0.63 | 0.5 | 9.7 |  | --> | 0.598 | 0 | 0 | 0 | 0.004 | 0.5 | 0 |  | --> | C30 ex ARTANE | ARTANE: T102 | FINGLAS |  | 53.3814 | -6.2005
MV/LV Substation BR***513Y | 10 kV | 400V(3ph) & 230V(single ph) | LV | 400 kVA :Kiosk Substation | 0.4 | --> | 0.4 | 0.29 | 8.3 |  | --> | 0.38 | 0 | 0 | 0 | 0.004 | 0.413 | 0 |  | --> | C21 ex BALLYBEG | BALLYBEG: T101 | CARRICKMINES |  | 52.9894 | -6.0761
MV/LV Substation BR***522Z | 20 kV | 400V(3ph) & 230V(single ph) | LV | 50 kVA :Pole Substation | 0.05 | --> | 0.05 | 0.05 | 1.6 |  | --> | 0.047 | 0 | 0 | 0 | 0 | 0 | 0 | Constrained,otherwise capacity available =49kW. | --> | E15 ex CASTLETOWNBERE | CASTLETOWNBERE: T421 | BALLYLICKY |  | 51.6561 | -9.9028
MV/LV Substation BR***523X | 20 kV | 400V(3ph) & 230V(single ph) | LV | 50 kVA :Pole Substation | 0.05 | --> | 0.05 | 0.046 | 1.6 |  | --> | 0.047 | 0 | 0 | 0 | 0 | 0.049 | 0 |  | --> | E18 ex MILLTOWN (SR) | MILLTOWN (SR): T422 | OUGHTRAGH |  | 52.1583 | -9.6749
MV/LV Substation BR***532 | 20 kV | 400V(3ph) & 230V(single ph) | LV | 50 kVA :Pole Substation | 0.05 | --> | 0.05 | 0.045 | 4 |  | --> | 0.047 | 0 | 0 | 0 | 0 | 0.05 | 0 |  | --> | E20 ex KILLINICK | KILLINICK: T421∥T422 | WEXFORD |  | 52.2364 | -6.5515
MV/LV Substation BR***534 | 20 kV | 400V(3ph) & 230V(single ph) | LV | 100 kVA :Pole Substation | 0.1 | --> | 0.1 | 0.08 | 4 |  | --> | 0.095 | 0 | 0 | 0 | 0 | 0.103 | 0 |  | --> | E20 ex KILLINICK | KILLINICK: T421∥T422 | WEXFORD |  | 52.2324 | -6.5519
MV/LV Substation BR***534X | 10 kV | 400V(3ph) & 230V(single ph) | LV | 200 kVA :Kiosk Substation | 0.2 | --> | 0.2 | 0 | 0 | Constrained,otherwise capacity available =162kVA. | --> | 0.19 | 0 | 0 | 0 | 0.003 | 0.202 | 0 |  | --> | C11 ex COOLCORCORAN | COOLCORCORAN: T41∥T42 | KNOCKEARAGH |  | 52.0682 | -9.5035
MV/LV Substation BR***534Y | 10 kV | 400V(3ph) & 230V(single ph) | LV | 400 kVA :Kiosk Substation | 0.4 | --> | 0.4 | 0.069 | 0.1 | Constrained,otherwise capacity available =370kVA. | --> | 0.38 | 0 | 0 | 0 | 0 | 0 | 0 | Constrained,otherwise capacity available =404kW. | --> | C16 ex RATHDRUM | RATHDRUM: T42 | ARKLOW |  | 52.9288 | -6.2347
MV/LV Substation BR***537Y | 10 kV | 400V(3ph) & 230V(single ph) | LV | 400 kVA :Kiosk Substation | 0.4 | --> | 0.4 | 0 | 0 | Constrained,otherwise capacity available =309kVA. | --> | 0.38 | 0 | 0 | 0 | 0 | 0 | 0 | Constrained,otherwise capacity available =414kW. | --> | C11 ex BELLFIELD | BELLFIELD: T41∥T42 | CRANE |  | 52.5102 | -6.5904
MV/LV Substation BR***537Y | 10 kV | 400V(3ph) & 230V(single ph) | LV | 400 kVA :Building Structure | 0.4 | --> | 0.4 | 0.396 | 9 |  | --> | 0.38 | 0 | 0 | 0 | 0 | 0.4 | 0 |  | --> | C19 ex SINGLAND | SINGLAND: T101 | SINGLAND |  | 52.6618 | -8.5753
MV/LV Substation BR***538X | 20 kV | 400V(3ph) & 230V(single ph) | LV | 100 kVA :Pole Substation | 0.1 | --> | 0.1 | 0 | 0 | Constrained,otherwise capacity available =100kVA. | --> | 0.095 | 0 | 0 | 0 | 0 | 0.1 | 0 |  | --> | E17 ex CREAGH | CREAGH: T421∥T422 | ATHLONE |  | 53.3301 | -8.3047
MV/LV Substation BR***538Y | 10 kV | 400V(3ph) & 230V(single ph) | LV | 630 kVA :Kiosk Substation | 0.63 | --> | 0.63 | 0 | 0 | Constrained,otherwise capacity available =500kVA. | --> | 0.598 | 0 | 0 | 0 | 0.003 | 0 | 0 | Constrained,otherwise capacity available =500kW. | --> | C11 ex BELLFIELD | BELLFIELD: T41∥T42 | CRANE |  | 52.51 | -6.5919
MV/LV Substation BR***538Y | 20 kV | 400V(3ph) & 230V(single ph) | LV | 100 kVA :Pole Substation | 0.1 | --> | 0.1 | 0.097 | 6.4 |  | --> | 0.095 | 0 | 0 | 0 | 0 | 0 | 0 | Constrained,otherwise capacity available =100kW. | --> | E11 ex MACROOM | MACROOM: T422 | MACROOM |  | 51.9796 | -8.8373
MV/LV Substation BR***539X | 20 kV | 400V(3ph) & 230V(single ph) | LV | 400 kVA :Building Structure | 0.4 | --> | 0.4 | 0.4 | 8.5 |  | --> | 0.38 | 0 | 0 | 0 | 0 | 0.4 | 0 |  | --> | C14 ex ARDGEEHA | ARDGEEHA: T41∥T42 | DOON |  | 52.5122 | -7.5282
MV/LV Substation BR***546Y | 10 kV | 400V(3ph) & 230V(single ph) | LV | 50 kVA :Pole Substation | 0.05 | --> | 0.05 | 0.038 | 8.3 |  | --> | 0.047 | 0 | 0 | 0 | 0.007 | 0.043 | 0 |  | --> | C19 ex BALLYBEG | BALLYBEG: T101 | CARRICKMINES |  | 53.0191 | -6.0956
MV/LV Substation BR***547 | 10 kV | 400V(3ph) & 230V(single ph) | LV | 100 kVA :Pole Substation | 0.1 | --> | 0.1 | 0.066 | 0.9 |  | --> | 0.095 | 0 | 0 | 0 | 0 | 0 | 0 | Constrained,otherwise capacity available =104kW. | --> | C15 ex BANTRY | BANTRY: T41∥T42 | BALLYLICKY |  | 51.7476 | -9.3879
MV/LV Substation BR***548 | 10 kV | 400V(3ph) & 230V(single ph) | LV | 400 kVA :Building Structure | 0.4 | --> | 0.4 | 0.262 | 9.9 |  | --> | 0.38 | 0 | 0 | 0 | 0.008 | 0.412 | 0 |  | --> | C23 ex RINGSEND | RINGSEND: T101 | POOLBEG |  | 53.3426 | -6.2132
MV/LV Substation BR***550 | 20 kV | 400V(3ph) & 230V(single ph) | LV | 100 kVA :Pole Substation | 0.1 | --> | 0.1 | 0.093 | 2.8 |  | --> | 0.095 | 0 | 0 | 0 | 0 | 0.1 | 0 |  | --> | E12 ex LONGFORD | LONGFORD: T422 | RICHMOND |  | 53.8379 | -7.7394
MV/LV Substation BR***556X | 10 kV | 400V(3ph) & 230V(single ph) | LV | 400 kVA :Kiosk Substation | 0.4 | --> | 0.4 | 0 | 0 | Constrained,otherwise capacity available =383kVA. | --> | 0.38 | 0 | 0 | 0 | 0 | 0.402 | 0 |  | --> | C15 ex SKIBBEREEN | SKIBBEREEN: T41∥T42 | DUNMANWAY |  | 51.5496 | -9.2683
MV/LV Substation BR***556X | 10 kV | 400V(3ph) & 230V(single ph) | LV | 50 kVA :Pole Substation | 0.05 | --> | 0.05 | 0.05 | 0.9 |  | --> | 0.047 | 0 | 0 | 0 | 0 | 0 | 0 | Constrained,otherwise capacity available =49kW. | --> | C18 ex MILLTOWN MALBAY | MILLTOWN MALBAY: T42 | TULLABRACK |  | 52.8535 | -9.4286
MV/LV Substation BR***558Z | 20 kV | 400V(3ph) & 230V(single ph) | LV | 400 kVA :Kiosk Substation | 0.4 | --> | 0.4 | 0.344 | 3.9 |  | --> | 0.38 | 0 | 0 | 0 | 0 | 0 | 0 | Constrained,otherwise capacity available =408kW. | --> | E16 ex ASHBOURNE | ASHBOURNE: T422 | FINGLAS |  | 53.5143 | -6.4119
MV/LV Substation BR***561X | 10 kV | 400V(3ph) & 230V(single ph) | LV | 200 kVA :Kiosk Substation | 0.2 | --> | 0.2 | 0.106 | 0.2 |  | --> | 0.19 | 0 | 0 | 0 | 0.061 | 0 | 0 | Constrained,otherwise capacity available =149kW. | --> | C11 ex COOLMINE | COOLMINE: T41 | FINGLAS |  | 53.3745 | -6.3874
MV/LV Substation BR***562X | 10 kV | 400V(3ph) & 230V(single ph) | LV | 200 kVA :Kiosk Substation | 0.2 | --> | 0.2 | 0.11 | 7.3 |  | --> | 0.19 | 0 | 0 | 0 | 0.046 | 0.165 | 0 |  | --> | C23 ex PELLETSTOWN | PELLETSTOWN: T101 | FINGLAS |  | 53.3738 | -6.3847
MV/LV Substation BR***568Y | 10 kV | 400V(3ph) & 230V(single ph) | LV | 400 kVA :Kiosk Substation | 0.4 | --> | 0.4 | 0.258 | 1.4 |  | --> | 0.38 | 0 | 0 | 0 | 0.005 | 0 | 0 | Constrained,otherwise capacity available =416kW. | --> | C20 ex POLLERTON | POLLERTON: T42 | CARLOW |  | 52.835 | -6.9023
MV/LV Substation BR***569X | 10 kV | 400V(3ph) & 230V(single ph) | LV | 200 kVA :Kiosk Substation | 0.2 | --> | 0.2 | 0.132 | 7.3 |  | --> | 0.19 | 0 | 0 | 0 | 0.024 | 0.184 | 0 |  | --> | C23 ex PELLETSTOWN | PELLETSTOWN: T101 | FINGLAS |  | 53.3724 | -6.3831
MV/LV Substation BR***570X | 20 kV | 400V(3ph) & 230V(single ph) | LV | 50 kVA :Pole Substation | 0.05 | --> | 0.05 | 0.026 | 5.6 |  | --> | 0.047 | 0 | 0 | 0 | 0 | 0 | 0 | Constrained,otherwise capacity available =52kW. | --> | E17 ex BLESSINGTON | BLESSINGTON: T421 | KILTEEL |  | 53.0923 | -6.5894
MV/LV Substation BR***572 | 10 kV | 400V(3ph) & 230V(single ph) | LV | 400 kVA :Kiosk Substation | 0.4 | --> | 0.4 | 0.311 | 4.2 |  | --> | 0.38 | 0 | 0 | 0 | 0.039 | 0.372 | 0 |  | --> | C14 ex LOUGHLINSTOWN | LOUGHLINSTOWN: T42 | CARRICKMINES |  | 53.2587 | -6.1363
MV/LV Substation BR***572Y | 10 kV | 400V(3ph) & 230V(single ph) | LV | 50 kVA :Pole Substation | 0.05 | --> | 0.05 | 0 | 0 | Constrained,otherwise capacity available =42kVA. | --> | 0.047 | 0 | 0 | 0 | 0 | 0 | 0 | Constrained,otherwise capacity available =50kW. | --> | C11 ex PORTARLINGTON | PORTARLINGTON: T41∥T42 | PORTLAOISE |  | 53.2064 | -7.1066
MV/LV Substation BR***574Y | 10 kV | 400V(3ph) & 230V(single ph) | LV | 200 kVA :Kiosk Substation | 0.2 | --> | 0.2 | 0.118 | 1.4 |  | --> | 0.19 | 0 | 0 | 0 | 0.019 | 0.192 | 0 |  | --> | C12 ex GRANGE (SR) | GRANGE (SR): T41∥T42 | BUTLERSTOWN |  | 52.2344 | -7.1139
MV/LV Substation BR***575 | 20 kV | 400V(3ph) & 230V(single ph) | LV | 200 kVA :Pole Substation | 0.2 | --> | 0.2 | 0 | 0 | Constrained,otherwise capacity available =173kVA. | --> | 0.19 | 0 | 0 | 0 | 0.003 | 0 | 0 | Constrained,otherwise capacity available =200kW. | --> | E11 ex CASTLELYONS | CASTLELYONS: T421∥T422 | BARRYMORE |  | 52.072 | -8.2819
MV/LV Substation BR***576X | 10 kV | 400V(3ph) & 230V(single ph) | LV | 1000 kVA :Building Structure | 1 | --> | 1 | 0 | 0 | Constrained,otherwise capacity available =500kVA. | --> | 0.95 | 0 | 0 | 0 | 0 | 0.5 | 0 |  | --> | C13 ex CARRICK ON SHANNON | CARRICK ON SHANNON: T41∥T42 | CARRICK ON SHANNON |  | 53.9442 | -8.0944
MV/LV Substation BR***580 | 10 kV | 400V(3ph) & 230V(single ph) | LV | 100 kVA :Pole Substation | 0.1 | --> | 0.1 | 0 | 0 | Constrained,otherwise capacity available =28kVA. | --> | 0.095 | 0 | 0 | 0 | 0.002 | 0 | 0 | Constrained,otherwise capacity available =108kW. | --> | E11 ex ASHBOURNE | ASHBOURNE: T421 | FINGLAS |  | 53.4316 | -6.3317
MV/LV Substation BR***582 | 20 kV | 400V(3ph) & 230V(single ph) | LV | 100 kVA :Pole Substation | 0.1 | --> | 0.1 | 0.033 | 4.1 |  | --> | 0.095 | 0 | 0 | 0 | 0 | 0 | 0 | Constrained,otherwise capacity available =109kW. | --> | E11 ex CHARLEVILLE | CHARLEVILLE: T422 | CHARLEVILLE |  | 52.4235 | -8.6627
MV/LV Substation BR***584 | 10 kV | 400V(3ph) & 230V(single ph) | LV | 630 kVA :Kiosk Substation | 0.63 | --> | 0.63 | 0.5 | 2.8 |  | --> | 0.598 | 0 | 0 | 0 | 0 | 0.5 | 0 |  | --> | C11 ex RINEANNA | RINEANNA: T42 | DRUMLINE |  | 52.7087 | -8.8806
MV/LV Substation BR***584 | 10 kV | 400V(3ph) & 230V(single ph) | LV | 200 kVA :Kiosk Substation | 0.2 | --> | 0.2 | 0.119 | 4.1 |  | --> | 0.19 | 0 | 0 | 0 | 0.009 | 0.202 | 0 |  | --> | C21 ex KIMMAGE | KIMMAGE: T41 | INCHICORE 220KV |  | 53.3041 | -6.2842
MV/LV Substation BR***587Z | 10 kV | 400V(3ph) & 230V(single ph) | LV | 400 kVA :Kiosk Substation | 0.4 | --> | 0.4 | 0 | 0 | Constrained,otherwise capacity available =293kVA. | --> | 0.38 | 0 | 0 | 0 | 0.039 | 0.375 | 0 |  | --> | C17 ex CARRIGALINE | CARRIGALINE: T41∥T42 | BARNAHELY |  | 51.7995 | -8.2941
MV/LV Substation BR***591 | 10 kV | 400V(3ph) & 230V(single ph) | LV | 100 kVA :Pole Substation | 0.1 | --> | 0.1 | 0.054 | 2.5 |  | --> | 0.095 | 0 | 0 | 0 | 0.007 | 0.099 | 0 |  | --> | C16 ex KILCULLEN | KILCULLEN: T42 | STRATFORD |  | 53.1344 | -6.8406
MV/LV Substation BR***594X | 10 kV | 400V(3ph) & 230V(single ph) | LV | 50 kVA :Pole Substation | 0.05 | --> | 0.05 | 0 | 0 | Constrained,otherwise capacity available =50kVA. | --> | 0.047 | 0 | 0 | 0 | 0 | 0.049 | 0 |  | --> | C12 ex SAGGART | SAGGART: T41∥T42 | GRANGE CASTLE |  | 53.2743 | -6.4849
MV/LV Substation BR***595Z | 20 kV | 400V(3ph) & 230V(single ph) | LV | 50 kVA :Pole Substation | 0.05 | --> | 0.05 | 0 | 0 | Constrained,otherwise capacity available =48kVA. | --> | 0.047 | 0 | 0 | 0 | 0 | 0.049 | 0 |  | --> | E12 ex KILCOCK | KILCOCK: T422 | GRIFFINRATH |  | 53.424 | -6.5701
MV/LV Substation BR***600Y | 20 kV | 400V(3ph) & 230V(single ph) | LV | 200 kVA :Pole Substation | 0.2 | --> | 0.2 | 0.198 | 4.1 |  | --> | 0.19 | 0 | 0 | 0 | 0 | 0 | 0 | Constrained,otherwise capacity available =200kW. | --> | E11 ex CHARLEVILLE | CHARLEVILLE: T422 | CHARLEVILLE |  | 52.4256 | -8.658
MV/LV Substation BR***602 | 10 kV | 400V(3ph) & 230V(single ph) | LV | 100 kVA :Pole Substation | 0.1 | --> | 0.1 | 0 | 0 | Constrained,otherwise capacity available =44kVA. | --> | 0.095 | 0 | 0 | 0 | 0 | 0.108 | 0 |  | --> | C16 ex CARRIGALINE | CARRIGALINE: T41∥T42 | BARNAHELY |  | 51.8611 | -8.3806
MV/LV Substation BR***604 | 10 kV | 400V(3ph) & 230V(single ph) | LV | 200 kVA :Pole Substation | 0.2 | --> | 0.2 | 0.098 | 2.1 |  | --> | 0.19 | 0 | 0 | 0 | 0.101 | 0.103 | 0 |  | --> | C11 ex KILSARAN | KILSARAN: T42 | DRYBRIDGE |  | 53.8933 | -6.4461
MV/LV Substation BR***604Y | 10 kV | 400V(3ph) & 230V(single ph) | LV | 200 kVA :Kiosk Substation | 0.2 | --> | 0.2 | 0 | 0 | Constrained,otherwise capacity available =142kVA. | --> | 0.19 | 0 | 0 | 0 | 0.007 | 0.201 | 0 |  | --> | C20 ex MONEYCOOLEY | MONEYCOOLEY: T42 | GRIFFINRATH |  | 53.3709 | -6.5986
MV/LV Substation BR***605 | 10 kV | 400V(3ph) & 230V(single ph) | LV | 100 kVA :Pole Substation | 0.1 | --> | 0.1 | 0.078 | 0.6 |  | --> | 0.095 | 0 | 0 | 0 | 0 | 0.103 | 0 |  | --> | C19 ex CLONDALKIN | CLONDALKIN: T41 | INCHICORE 220KV |  | 53.2996 | -6.4226
MV/LV Substation BR***606 | 20 kV | 400V(3ph) & 230V(single ph) | LV | 100 kVA :Pole Substation | 0.1 | --> | 0.1 | 0.097 | 2 |  | --> | 0.095 | 0 | 0 | 0 | 0 | 0.1 | 0 |  | --> | E33 ex CAPPAMORE | CAPPAMORE: T41∥T42 | ARDNACRUSHA |  | 52.5596 | -8.3149
MV/LV Substation BR***606X | 10 kV | 400V(3ph) & 230V(single ph) | LV | 100 kVA :Pole Substation | 0.1 | --> | 0.1 | 0.097 | 3.2 |  | --> | 0.095 | 0 | 0 | 0 | 0 | 0.1 | 0 |  | --> | C20 ex MCDONAGH | MCDONAGH: T42 | KILKENNY |  | 52.6689 | -7.2145
MV/LV Substation BR***613 | 10 kV | 400V(3ph) & 230V(single ph) | LV | 50 kVA :Pole Substation | 0.05 | --> | 0.05 | 0 | 0 | Constrained,otherwise capacity available =31kVA. | --> | 0.047 | 0 | 0 | 0 | 0 | 0.051 | 0 |  | --> | C14 ex CLONAKILTY | CLONAKILTY: T41∥T42 | DUNMANWAY |  | 51.5915 | -8.9151
MV/LV Substation BR***616X | 10 kV | 400V(3ph) & 230V(single ph) | LV | 50 kVA :Pole Substation | 0.05 | --> | 0.05 | 0 | 0 | Constrained,otherwise capacity available =39kVA. | --> | 0.047 | 0 | 0 | 0 | 0.003 | 0.047 | 0 |  | --> | C18 ex HEADFORD | HEADFORD: T42 | CLOON |  | 53.4731 | -9.0982
MV/LV Substation BR***616X | 20 kV | 400V(3ph) & 230V(single ph) | LV | 100 kVA :Pole Substation | 0.1 | --> | 0.1 | 0 | 0 | Constrained,otherwise capacity available =80kVA. | --> | 0.095 | 0 | 0 | 0 | 0 | 0 | 0 | Constrained,otherwise capacity available =103kW. | --> | C11 ex MOUNTMELLICK | MOUNTMELLICK: T41∥T42 | PORTLAOISE |  | 53.1734 | -7.5118
MV/LV Substation BR***626X | 20 kV | 400V(3ph) & 230V(single ph) | LV | 400 kVA :Kiosk Substation | 0.4 | --> | 0.4 | 0.353 | 5.6 |  | --> | 0.38 | 0 | 0 | 0 | 0.003 | 0.403 | 0 |  | --> | E18 ex CRANE | CRANE: T122 | CRANE |  | 52.6334 | -6.233
MV/LV Substation BR***638X | 10 kV | 400V(3ph) & 230V(single ph) | LV | 630 kVA :Building Structure | 0.63 | --> | 0.63 | 0.5 | 1 |  | --> | 0.598 | 0 | 0 | 0 | 0 | 0.5 | 0 |  | --> | C12 ex MARROWBONE LANE | MARROWBONE LANE: T42 | INCHICORE 220KV |  | 53.3375 | -6.2829
MV/LV Substation BR***638Y | 20 kV | 400V(3ph) & 230V(single ph) | LV | 100 kVA :Pole Substation | 0.1 | --> | 0.1 | 0.08 | 4 |  | --> | 0.095 | 0 | 0 | 0 | 0 | 0.103 | 0 |  | --> | E13 ex KILLINICK | KILLINICK: T421∥T422 | WEXFORD |  | 52.2059 | -6.3581
MV/LV Substation BR***639Z | 20 kV | 400V(3ph) & 230V(single ph) | LV | 50 kVA :Pole Substation | 0.05 | --> | 0.05 | 0.044 | 1.6 |  | --> | 0.047 | 0 | 0 | 0 | 0.003 | 0 | 0 | Constrained,otherwise capacity available =47kW. | --> | E11 ex CASTLETOWNBERE | CASTLETOWNBERE: T421 | BALLYLICKY |  | 51.6586 | -9.8966
MV/LV Substation BR***640X | 20 kV | 400V(3ph) & 230V(single ph) | LV | 50 kVA :Pole Substation | 0.05 | --> | 0.05 | 0 | 0 | Constrained,otherwise capacity available =50kVA. | --> | 0.047 | 0 | 0 | 0 | 0 | 0 | 0 | Constrained,otherwise capacity available =49kW. | --> | C17 ex COLLIGAN | COLLIGAN: T41 | DUNGARVAN |  | 52.0887 | -7.6881
MV/LV Substation BR***643Z | 20 kV | 400V(3ph) & 230V(single ph) | LV | 200 kVA :Kiosk Substation | 0.2 | --> | 0.2 | 0 | 0 | Constrained,otherwise capacity available =193kVA. | --> | 0.19 | 0 | 0 | 0 | 0 | 0 | 0 | Constrained,otherwise capacity available =200kW. | --> | E15 ex ASHBOURNE | ASHBOURNE: T421 | FINGLAS |  | 53.5087 | -6.3968
MV/LV Substation BR***644 | 10 kV | 400V(3ph) & 230V(single ph) | LV | 50 kVA :Pole Substation | 0.05 | --> | 0.05 | 0 | 0 | Constrained,otherwise capacity available =41kVA. | --> | 0.047 | 0 | 0 | 0 | 0 | 0.05 | 0 |  | --> | C18 ex DOUGLAS | DOUGLAS: T41 | TRABEG |  | 51.8665 | -8.4164
MV/LV Substation BR***644X | 10 kV | 400V(3ph) & 230V(single ph) | LV | 400 kVA :Kiosk Substation | 0.4 | --> | 0.4 | 0.301 | 1.5 |  | --> | 0.38 | 0 | 0 | 0 | 0 | 0.414 | 0 |  | --> | C15 ex TYMON | TYMON: T41 | COOKSTOWN |  | 53.2906 | -6.3345
MV/LV Substation BR***645X | 10 kV | 400V(3ph) & 230V(single ph) | LV | 400 kVA :Kiosk Substation | 0.4 | --> | 0.4 | 0 | 0 | Constrained,otherwise capacity available =320kVA. | --> | 0.38 | 0 | 0 | 0 | 0 | 0.412 | 0 |  | --> | C16 ex ATHENRY | ATHENRY: T41∥T42 | GALWAY 110KV |  | 53.3013 | -8.7532
MV/LV Substation BR***648 | 10 kV | 400V(3ph) & 230V(single ph) | LV | 50 kVA :Pole Substation | 0.05 | --> | 0.05 | 0.043 | 2.2 |  | --> | 0.047 | 0 | 0 | 0 | 0.008 | 0.041 | 0 |  | --> | C18 ex KINGSCOURT | KINGSCOURT: T42 | MEATH HILL |  | 53.9024 | -6.7868
MV/LV Substation BR***650 | 10 kV | 400V(3ph) & 230V(single ph) | LV | 400 kVA :Kiosk Substation | 0.4 | --> | 0.4 | 0.359 | 2.8 |  | --> | 0.38 | 0 | 0 | 0 | 0.003 | 0.403 | 0 |  | --> | C12 ex BALLYBODEN | BALLYBODEN: T42 | COOKSTOWN |  | 53.2796 | -6.2991
MV/LV Substation BR***650X | 10 kV | 400V(3ph) & 230V(single ph) | LV | 200 kVA :Kiosk Substation | 0.2 | --> | 0.2 | 0 | 0 | Constrained,otherwise capacity available =186kVA. | --> | 0.19 | 0 | 0 | 0 | 0.003 | 0.198 | 0 |  | --> | C16 ex ATHENRY | ATHENRY: T41∥T42 | GALWAY 110KV |  | 53.3063 | -8.7437
MV/LV Substation BR***650X | 10 kV | 400V(3ph) & 230V(single ph) | LV | 400 kVA :Kiosk Substation | 0.4 | --> | 0.4 | 0 | 0 | Constrained,otherwise capacity available =327kVA. | --> | 0.38 | 0 | 0 | 0 | 0.004 | 0.406 | 0 |  | --> | C12 ex COOLCORCORAN | COOLCORCORAN: T41∥T42 | KNOCKEARAGH |  | 52.0721 | -9.5158
MV/LV Substation BR***654Y | 10 kV | 400V(3ph) & 230V(single ph) | LV | 400 kVA :Kiosk Substation | 0.4 | --> | 0.4 | 0 | 0 | Constrained,otherwise capacity available =360kVA. | --> | 0.38 | 0 | 0 | 0 | 0 | 0.406 | 0 |  | --> | C20 ex MONEYCOOLEY | MONEYCOOLEY: T42 | GRIFFINRATH |  | 53.3697 | -6.5997
MV/LV Substation BR***658 | 10 kV | 400V(3ph) & 230V(single ph) | LV | 50 kVA :Pole Substation | 0.05 | --> | 0.05 | 0.041 | 9.9 |  | --> | 0.047 | 0 | 0 | 0 | 0 | 0.05 | 0 |  | --> | C12 ex CONVOY | CONVOY: T41∥T42 | LETTERKENNY |  | 54.8505 | -7.6944
MV/LV Substation BR***660X | 10 kV | 400V(3ph) & 230V(single ph) | LV | 630 kVA :Kiosk Substation | 0.63 | --> | 0.63 | 0.5 | 2 |  | --> | 0.598 | 0 | 0 | 0 | 0 | 0.5 | 0 |  | --> | C16 ex FAIRVIEW | FAIRVIEW: T41 | MCDERMOTT |  | 53.3645 | -6.2456
MV/LV Substation BR***662 | 10 kV | 400V(3ph) & 230V(single ph) | LV | 400 kVA :Building Structure | 0.4 | --> | 0.4 | 0.291 | 1.7 |  | --> | 0.38 | 0 | 0 | 0 | 0 | 0.416 | 0 |  | --> | C21 ex PEMBROKE | PEMBROKE: T42 | RINGSEND |  | 53.325 | -6.2247
MV/LV Substation BR***662 | 10 kV | 400V(3ph) & 230V(single ph) | LV | 100 kVA :Pole Substation | 0.1 | --> | 0.1 | 0.054 | 1.2 |  | --> | 0.095 | 0 | 0 | 0 | 0 | 0.106 | 0 |  | --> | C12 ex ABBEYFEALE | ABBEYFEALE: T42 | TRIEN |  | 52.3132 | -9.2698
MV/LV Substation BR***664Z | 20 kV | 400V(3ph) & 230V(single ph) | LV | 50 kVA :Pole Substation | 0.05 | --> | 0.05 | 0.015 | 12.9 |  | --> | 0.047 | 0 | 0 | 0 | 0 | 0.054 | 0 |  | --> | E12 ex COOLROE | COOLROE: T122 | COOLROE |  | 51.8879 | -8.6877
MV/LV Substation BR***666 | 20 kV | 400V(3ph) & 230V(single ph) | LV | 50 kVA :Pole Substation | 0.05 | --> | 0.05 | 0.025 | 4 |  | --> | 0.047 | 0 | 0 | 0 | 0.014 | 0.038 | 0 |  | --> | E13 ex KILLINICK | KILLINICK: T421∥T422 | WEXFORD |  | 52.2192 | -6.3874
MV/LV Substation BR***670 | 20 kV | 400V(3ph) & 230V(single ph) | LV | 50 kVA :Pole Substation | 0.05 | --> | 0.05 | 0.049 | 2.6 |  | --> | 0.047 | 0 | 0 | 0 | 0 | 0.049 | 0 |  | --> | E21 ex ATHENRY | ATHENRY: T423 | GALWAY 110KV |  | 53.4243 | -8.5967
MV/LV Substation BR***675Z | 10 kV | 400V(3ph) & 230V(single ph) | LV | 400 kVA :Kiosk Substation | 0.4 | --> | 0.4 | 0 | 0 | Constrained,otherwise capacity available =376kVA. | --> | 0.38 | 0 | 0 | 0 | 0 | 0.403 | 0 |  | --> | C20 ex DENNEHYS CROSS | DENNEHYS CROSS: T42 | TRABEG |  | 51.8794 | -8.5113
MV/LV Substation BR***679X | 10 kV | 400V(3ph) & 230V(single ph) | LV | 400 kVA :Kiosk Substation | 0.4 | --> | 0.4 | 0 | 0 | Constrained,otherwise capacity available =233kVA. | --> | 0.38 | 0 | 0 | 0 | 0.037 | 0.386 | 0 |  | --> | C18 ex BUTTEVANT | BUTTEVANT: T41∥T42 | MALLOW |  | 52.2707 | -8.732
MV/LV Substation BR***683 | 20 kV | 400V(3ph) & 230V(single ph) | LV | 200 kVA :Pole Substation | 0.2 | --> | 0.2 | 0.14 | 1.7 |  | --> | 0.19 | 0 | 0 | 0 | 0 | 0.209 | 0 |  | --> | C18 ex NEWTOWNCUNNINGHAM | NEWTOWNCUNNINGHAM: T41∥T42 | LETTERKENNY |  | 55.0444 | -7.382
MV/LV Substation BR***689 | 20 kV | 400V(3ph) & 230V(single ph) | LV | 200 kVA :Pole Substation | 0.2 | --> | 0.2 | 0.198 | 1.5 |  | --> | 0.19 | 0 | 0 | 0 | 0 | 0.2 | 0 |  | --> | E15 ex BEALISTOWN | BEALISTOWN: T421∥T422 | GREAT ISLAND |  | 52.307 | -6.7993
MV/LV Substation BR***692X | 20 kV | 400V(3ph) & 230V(single ph) | LV | 50 kVA :Pole Substation | 0.05 | --> | 0.05 | 0 | 0 | Constrained,otherwise capacity available =49kVA. | --> | 0.047 | 0 | 0 | 0 | 0 | 0.049 | 0 |  | --> | E19 ex DALTON | DALTON: T421∥T422 | DALTON |  | 53.701 | -9.009
MV/LV Substation BR***693 | 20 kV | 400V(3ph) & 230V(single ph) | LV | 200 kVA :Pole Substation | 0.2 | --> | 0.2 | 0.157 | 1 |  | --> | 0.19 | 0 | 0 | 0 | 0.004 | 0 | 0 | Constrained,otherwise capacity available =202kW. | --> | E19 ex SHILLELAGH | SHILLELAGH: T421∥T422 | CARLOW |  | 52.7106 | -6.4863
MV/LV Substation BR***696 | 20 kV | 400V(3ph) & 230V(single ph) | LV | 50 kVA :Pole Substation | 0.05 | --> | 0.05 | 0 | 0 | Constrained,otherwise capacity available =41kVA. | --> | 0.047 | 0 | 0 | 0 | 0.003 | 0 | 0 | Constrained,otherwise capacity available =47kW. | --> | E12 ex BUNCLODY | BUNCLODY: T421∥T422 | CRANE |  | 52.6584 | -6.635
MV/LV Substation BR***696X | 10 kV | 400V(3ph) & 230V(single ph) | LV | 50 kVA :Pole Substation | 0.05 | --> | 0.05 | 0.05 | 5.9 |  | --> | 0.047 | 0 | 0 | 0 | 0 | 0.049 | 0 |  | --> | C18 ex BANDON | BANDON: T101 | BANDON |  | 51.7832 | -8.7024
MV/LV Substation BR***696X | 20 kV | 400V(3ph) & 230V(single ph) | LV | 400 kVA :Kiosk Substation | 0.4 | --> | 0.4 | 0.337 | 2.6 |  | --> | 0.38 | 0 | 0 | 0 | 0.004 | 0.405 | 0 |  | --> | E19 ex KILCOCK | KILCOCK: T421 | GRIFFINRATH |  | 53.3999 | -6.6781
MV/LV Substation BR***697X | 20 kV | 400V(3ph) & 230V(single ph) | LV | 200 kVA :Kiosk Substation | 0.2 | --> | 0.2 | 0.157 | 2.6 |  | --> | 0.19 | 0 | 0 | 0 | 0.004 | 0.202 | 0 |  | --> | E19 ex KILCOCK | KILCOCK: T421 | GRIFFINRATH |  | 53.4012 | -6.6777
MV/LV Substation BR***698X | 20 kV | 400V(3ph) & 230V(single ph) | LV | 400 kVA :Kiosk Substation | 0.4 | --> | 0.4 | 0.304 | 2.6 |  | --> | 0.38 | 0 | 0 | 0 | 0 | 0.414 | 0 |  | --> | E19 ex KILCOCK | KILCOCK: T421 | GRIFFINRATH |  | 53.4012 | -6.676
MV/LV Substation BR***698X | 20 kV | 400V(3ph) & 230V(single ph) | LV | 50 kVA :Pole Substation | 0.05 | --> | 0.05 | 0 | 0 | Constrained,otherwise capacity available =45kVA. | --> | 0.047 | 0 | 0 | 0 | 0 | 0 | 0 | Constrained,otherwise capacity available =50kW. | --> | E12 ex EMYVALE | EMYVALE: T422 | LISDRUM |  | 54.3524 | -7.0791
MV/LV Substation BR***703Y | 10 kV | 400V(3ph) & 230V(single ph) | LV | 400 kVA :Kiosk Substation | 0.4 | --> | 0.4 | 0.332 | 4.9 |  | --> | 0.38 | 0 | 0 | 0 | 0 | 0.41 | 0 |  | --> | C14 ex DUNDALK | DUNDALK: T42 | DUNDALK |  | 54.0118 | -6.4027
MV/LV Substation BR***703Z | 10 kV | 400V(3ph) & 230V(single ph) | LV | 50 kVA :Pole Substation | 0.05 | --> | 0.05 | 0.031 | 3.2 |  | --> | 0.047 | 0 | 0 | 0 | 0 | 0.051 | 0 |  | --> | C20 ex MCDONAGH | MCDONAGH: T42 | KILKENNY |  | 52.6711 | -7.2098
MV/LV Substation BR***706 | 20 kV | 400V(3ph) & 230V(single ph) | LV | 200 kVA :Pole Substation | 0.2 | --> | 0.2 | 0 | 0 | Constrained,otherwise capacity available =158kVA. | --> | 0.19 | 0 | 0 | 0 | 0.003 | 0.203 | 0 |  | --> | C21 ex MACETOWN | MACETOWN: T101 | MACETOWN |  | 53.4312 | -6.4603
MV/LV Substation BR***708 | 20 kV | 400V(3ph) & 230V(single ph) | LV | 400 kVA :Building Structure | 0.4 | --> | 0.4 | 0 | 0 | Constrained,otherwise capacity available =197kVA. | --> | 0.38 | 0 | 0 | 0 | 0 | 0.43 | 0 |  | --> | C21 ex MACETOWN | MACETOWN: T101 | MACETOWN |  | 53.4301 | -6.4583
MV/LV Substation BR***712X | 10 kV | 400V(3ph) & 230V(single ph) | LV | 50 kVA :Pole Substation | 0.05 | --> | 0.05 | 0.048 | 2.8 |  | --> | 0.047 | 0 | 0 | 0 | 0 | 0.049 | 0 |  | --> | C18 ex TULLYNAMALRA | TULLYNAMALRA: T41∥T42 | MEATH HILL |  | 54.075 | -6.8208
MV/LV Substation BR***712Z | 20 kV | 400V(3ph) & 230V(single ph) | LV | 630 kVA :Building Structure | 0.63 | --> | 0.63 | 0.5 | 2.5 |  | --> | 0.598 | 0 | 0 | 0 | 0.003 | 0 | 0 | Constrained,otherwise capacity available =500kW. | --> | E15 ex TULLOW | TULLOW: T421 | CARLOW |  | 52.8031 | -6.7382
MV/LV Substation BR***714Z | 10 kV | 400V(3ph) & 230V(single ph) | LV | 50 kVA :Pole Substation | 0.05 | --> | 0.05 | 0 | 0 | Constrained,otherwise capacity available =46kVA. | --> | 0.047 | 0 | 0 | 0 | 0 | 0.049 | 0 |  | --> | C11 ex JOHNSTOWN | JOHNSTOWN: T41 | KILTEEL |  | 53.2268 | -6.584
MV/LV Substation BR***715X | 20 kV | 400V(3ph) & 230V(single ph) | LV | 100 kVA :Pole Substation | 0.1 | --> | 0.1 | 0.082 | 2.2 |  | --> | 0.095 | 0 | 0 | 0 | 0.007 | 0.095 | 0 |  | --> | E18 ex CLONROCHE | CLONROCHE: T421∥T422 | WEXFORD |  | 52.4328 | -6.6074
MV/LV Substation BR***720 | 20 kV | 400V(3ph) & 230V(single ph) | LV | 50 kVA :Pole Substation | 0.05 | --> | 0.05 | 0 | 0 | Constrained,otherwise capacity available =23kVA. | --> | 0.047 | 0 | 0 | 0 | 0.003 | 0.05 | 0 |  | --> | C16 ex TULLA | TULLA: T42 | ENNIS |  | 52.8075 | -8.6337
MV/LV Substation BR***725Y | 10 kV | 400V(3ph) & 230V(single ph) | LV | 400 kVA :Kiosk Substation | 0.4 | --> | 0.4 | 0.207 | 0.9 |  | --> | 0.38 | 0 | 0 | 0 | 0.024 | 0.4 | 0 |  | --> | C20 ex RATHMULLAN | RATHMULLAN: T42 | DRYBRIDGE |  | 53.7088 | -6.3374
MV/LV Substation BR***730X | 20 kV | 400V(3ph) & 230V(single ph) | LV | 50 kVA :Pole Substation | 0.05 | --> | 0.05 | 0.033 | 3.3 |  | --> | 0.047 | 0 | 0 | 0 | 0 | 0.051 | 0 |  | --> | E21 ex CRATLOE | CRATLOE: T421∥T422 | ARDNACRUSHA |  | 52.7012 | -8.7798
MV/LV Substation BR***739 | 10 kV | 400V(3ph) & 230V(single ph) | LV | 100 kVA :Pole Substation | 0.1 | --> | 0.1 | 0 | 0 | Constrained,otherwise capacity available =76kVA. | --> | 0.095 | 0 | 0 | 0 | 0.002 | 0 | 0 | Constrained,otherwise capacity available =101kW. | --> | C20 ex CLOONLOUGH | CLOONLOUGH: T41∥T42 | BARRYMORE |  | 52.2616 | -8.2659
MV/LV Substation BR***739X | 10 kV | 400V(3ph) & 230V(single ph) | LV | 630 kVA :Building Structure | 0.63 | --> | 0.63 | 0.5 | 14.2 |  | --> | 0.598 | 0 | 0 | 0 | 0 | 0.5 | 0 |  | --> | C26 ex HEUSTON SQUARE | HEUSTON SQUARE: T102 | INCHICORE 220KV |  | 53.3454 | -6.2804
MV/LV Substation BR***740X | 10 kV | 400V(3ph) & 230V(single ph) | LV | 400 kVA :Kiosk Substation | 0.4 | --> | 0.4 | 0.296 | 9.9 |  | --> | 0.38 | 0 | 0 | 0 | 0.009 | 0.406 | 0 |  | --> | C19 ex ENNIS | ENNIS: T101 | ENNIS |  | 52.8377 | -8.9646
MV/LV Substation BR***741Y | 20 kV | 400V(3ph) & 230V(single ph) | LV | 200 kVA :Kiosk Substation | 0.2 | --> | 0.2 | 0.179 | 25.4 |  | --> | 0.19 | 0 | 0 | 0 | 0.003 | 0 | 0 | Constrained,otherwise capacity available =200kW. | --> | E12 ex DUNFIRTH | DUNFIRTH: T122 | DUNFIRTH |  | 53.4515 | -6.9285
MV/LV Substation BR***742 | 20 kV | 400V(3ph) & 230V(single ph) | LV | 400 kVA :Kiosk Substation | 0.4 | --> | 0.4 | 0.359 | 0.8 |  | --> | 0.38 | 0 | 0 | 0 | 0.007 | 0 | 0 | Constrained,otherwise capacity available =398kW. | --> | E18 ex CARNDONAGH | CARNDONAGH: T421∥T422 | TRILLICK |  | 55.2496 | -7.2498
MV/LV Substation BR***742Y | 10 kV | 400V(3ph) & 230V(single ph) | LV | 50 kVA :Pole Substation | 0.05 | --> | 0.05 | 0 | 0 | Constrained,otherwise capacity available =28kVA. | --> | 0.047 | 0 | 0 | 0 | 0.009 | 0.043 | 0 |  | --> | C31 ex KILBARRY | KILBARRY: T101 | KILBARRY |  | 51.9251 | -8.4799
MV/LV Substation BR***747X | 10 kV | 400V(3ph) & 230V(single ph) | LV | 400 kVA :Kiosk Substation | 0.4 | --> | 0.4 | 0.281 | 3.5 |  | --> | 0.38 | 0 | 0 | 0 | 0 | 0.417 | 0 |  | --> | C12 ex FORTUNESTOWN | FORTUNESTOWN: T102 | INCHICORE 220KV |  | 53.2888 | -6.4082
MV/LV Substation BR***753 | 10 kV | 400V(3ph) & 230V(single ph) | LV | 200 kVA :Pole Substation | 0.2 | --> | 0.2 | 0.122 | 0.8 |  | --> | 0.19 | 0 | 0 | 0 | 0.002 | 0.209 | 0 |  | --> | C11 ex KILSHANNY | KILSHANNY: T41 | CAHIR |  | 52.2672 | -8.2624
MV/LV Substation BR***755 | 10 kV | 400V(3ph) & 230V(single ph) | LV | 630 kVA :Building Structure | 0.63 | --> | 0.63 | 0.5 | 2.7 |  | --> | 0.598 | 0 | 0 | 0 | 0 | 0.5 | 0 |  | --> | C18 ex GREENHILLS | GREENHILLS: T42 | INCHICORE 220KV |  | 53.314 | -6.3359
MV/LV Substation BR***760 | 20 kV | 400V(3ph) & 230V(single ph) | LV | 50 kVA :Pole Substation | 0.05 | --> | 0.05 | 0 | 0 | Constrained,otherwise capacity available =46kVA. | --> | 0.047 | 0 | 0 | 0 | 0 | 0.049 | 0 |  | --> | E17 ex DALTON | DALTON: T421∥T422 | DALTON |  | 53.7199 | -8.8834
MV/LV Substation BR***760X | 10 kV | 400V(3ph) & 230V(single ph) | LV | 200 kVA :Building Structure | 0.2 | --> | 0.2 | 0 | 0 | Constrained,otherwise capacity available =93kVA. | --> | 0.19 | 0 | 0 | 0 | 0.002 | 0.214 | 0 |  | --> | C24 ex DENNEHYS CROSS | DENNEHYS CROSS: T42 | TRABEG |  | 51.8915 | -8.5031
MV/LV Substation BR***768Y | 10 kV | 400V(3ph) & 230V(single ph) | LV | 50 kVA :Pole Substation | 0.05 | --> | 0.05 | 0.005 | 0 | Constrained,otherwise capacity available =50kVA. | --> | 0.047 | 0 | 0 | 0 | 0 | 0.049 | 0 |  | --> | E18 ex FINEA | FINEA: T421∥T422 | SHANKILL |  | 53.7926 | -7.4001
MV/LV Substation BR***769 | 10 kV | 400V(3ph) & 230V(single ph) | LV | 630 kVA :Building Structure | 0.63 | --> | 0.63 | 0.386 | 5 |  | --> | 0.598 | 0 | 0 | 0 | 0.004 | 0.5 | 0 |  | --> | C22 ex GALWAY 110KV | GALWAY 110KV: T102 | GALWAY 110KV |  | 53.2895 | -9.0016
MV/LV Substation BR***770X | 10 kV | 400V(3ph) & 230V(single ph) | LV | 400 kVA :Building Structure | 0.4 | --> | 0.4 | 0.3 | 2.2 |  | --> | 0.38 | 0 | 0 | 0 | 0 | 0.413 | 0 |  | --> | C22 ex MANOR STREET | MANOR STREET: T42 | WATERFORD |  | 52.2604 | -7.1123
MV/LV Substation BR***773 | 10 kV | 400V(3ph) & 230V(single ph) | LV | 630 kVA :Kiosk Substation | 0.63 | --> | 0.63 | 0.5 | 5.6 |  | --> | 0.598 | 0 | 0 | 0 | 0 | 0.5 | 0 |  | --> | C22 ex MILLTOWN (DR) | MILLTOWN (DR): T102 | INCHICORE 220KV |  | 53.3139 | -6.261
MV/LV Substation BR***777Z | 20 kV | 400V(3ph) & 230V(single ph) | LV | 200 kVA :Kiosk Substation | 0.2 | --> | 0.2 | 0.172 | 2.7 |  | --> | 0.19 | 0 | 0 | 0 | 0.003 | 0 | 0 | Constrained,otherwise capacity available =200kW. | --> | E12 ex TULLOW | TULLOW: T422 | CARLOW |  | 52.8034 | -6.7243
MV/LV Substation BR***783 | 10 kV | 400V(3ph) & 230V(single ph) | LV | 630 kVA :Kiosk Substation | 0.63 | --> | 0.63 | 0 | 0 | Constrained,otherwise capacity available =197kVA. | --> | 0.598 | 0 | 0 | 0 | 0.017 | 0.5 | 0 |  | --> | C17 ex CAMDEN ROW | CAMDEN ROW: T41 | FRANCIS STREET |  | 53.3397 | -6.2779
MV/LV Substation BR***788 | 20 kV | 400V(3ph) & 230V(single ph) | LV | 50 kVA :Pole Substation | 0.05 | --> | 0.05 | 0 | 0 | Constrained,otherwise capacity available =47kVA. | --> | 0.047 | 0 | 0 | 0 | 0 | 0.049 | 0 |  | --> | E21 ex DALTON | DALTON: T421∥T422 | DALTON |  | 53.7849 | -9.1553
MV/LV Substation BR***788Y | 10 kV | 400V(3ph) & 230V(single ph) | LV | 200 kVA :Kiosk Substation | 0.2 | --> | 0.2 | 0.178 | 0.9 |  | --> | 0.19 | 0 | 0 | 0 | 0.003 | 0.2 | 0 |  | --> | C14 ex BALLYHALE | BALLYHALE: T42 | KILKENNY |  | 52.4695 | -7.2013
MV/LV Substation BR***793Z | 10 kV | 400V(3ph) & 230V(single ph) | LV | 400 kVA :Kiosk Substation | 0.4 | --> | 0.4 | 0 | 0 | Constrained,otherwise capacity available =289kVA. | --> | 0.38 | 0 | 0 | 0 | 0.012 | 0.404 | 0 |  | --> | C17 ex CARRIGALINE | CARRIGALINE: T41∥T42 | BARNAHELY |  | 51.7976 | -8.2942
MV/LV Substation BR***794X | 10 kV | 400V(3ph) & 230V(single ph) | LV | 400 kVA :Building Structure | 0.4 | --> | 0.4 | 0 | 0 | Constrained,otherwise capacity available =342kVA. | --> | 0.38 | 0 | 0 | 0 | 0 | 0.408 | 0 |  | --> | C19 ex BELGARD | BELGARD: T41 | COOKSTOWN |  | 53.2976 | -6.3632
MV/LV Substation BR***796X | 10 kV | 400V(3ph) & 230V(single ph) | LV | 400 kVA :Kiosk Substation | 0.4 | --> | 0.4 | 0.322 | 2.2 |  | --> | 0.38 | 0 | 0 | 0 | 0.014 | 0.397 | 0 |  | --> | C21 ex MALLOW | MALLOW: T41 | MALLOW |  | 52.1539 | -8.6305
MV/LV Substation BR***804X | 10 kV | 400V(3ph) & 230V(single ph) | LV | 200 kVA :Kiosk Substation | 0.2 | --> | 0.2 | 0.131 | 3.5 |  | --> | 0.19 | 0 | 0 | 0 | 0.001 | 0.209 | 0 |  | --> | C12 ex FORTUNESTOWN | FORTUNESTOWN: T102 | INCHICORE 220KV |  | 53.2885 | -6.4108
MV/LV Substation BR***809 | 20 kV | 400V(3ph) & 230V(single ph) | LV | 50 kVA :Pole Substation | 0.05 | --> | 0.05 | 0 | 0 | Constrained,otherwise capacity available =49kVA. | --> | 0.047 | 0 | 0 | 0 | 0 | 0.049 | 0 |  | --> | E11 ex CAVAN | CAVAN: T421 | SHANKILL |  | 54.081 | -7.2615
MV/LV Substation BR***813X | 10 kV | 400V(3ph) & 230V(single ph) | LV | 630 kVA :Kiosk Substation | 0.63 | --> | 0.63 | 0.016 | 0 | Constrained,otherwise capacity available =500kVA. | --> | 0.598 | 0 | 0 | 0 | 0 | 0.5 | 0 |  | --> | C14 ex SWORDS | SWORDS: T42 | GLASMORE |  | 53.46 | -6.2628
MV/LV Substation BR***813Y | 10 kV | 400V(3ph) & 230V(single ph) | LV | 400 kVA :Kiosk Substation | 0.4 | --> | 0.4 | 0.34 | 0.9 |  | --> | 0.38 | 0 | 0 | 0 | 0 | 0.409 | 0 |  | --> | C20 ex RATHMULLAN | RATHMULLAN: T42 | DRYBRIDGE |  | 53.7096 | -6.3394
MV/LV Substation BR***813Z | 10 kV | 400V(3ph) & 230V(single ph) | LV | 630 kVA :Kiosk Substation | 0.63 | --> | 0.63 | 0.486 | 3.7 |  | --> | 0.598 | 0 | 0 | 0 | 0.017 | 0.5 | 0 |  | --> | C18 ex SALLINS | SALLINS: T42 | GRIFFINRATH |  | 53.2952 | -6.678
MV/LV Substation BR***814Y | 10 kV | 400V(3ph) & 230V(single ph) | LV | 50 kVA :Pole Substation | 0.05 | --> | 0.05 | 0.048 | 2.8 |  | --> | 0.047 | 0 | 0 | 0 | 0 | 0.049 | 0 |  | --> | C18 ex CASHEL | CASHEL: T42 | CAHIR |  | 52.5127 | -7.8243
MV/LV Substation BR***815X | 10 kV | 400V(3ph) & 230V(single ph) | LV | 100 kVA :Pole Substation | 0.1 | --> | 0.1 | 0.016 | 0 | Constrained,otherwise capacity available =80kVA. | --> | 0.095 | 0 | 0 | 0 | 0 | 0.103 | 0 |  | --> | C14 ex SWORDS | SWORDS: T42 | GLASMORE |  | 53.456 | -6.2567
MV/LV Substation BR***819 | 10 kV | 400V(3ph) & 230V(single ph) | LV | 400 kVA :Kiosk Substation | 0.4 | --> | 0.4 | 0 | 0 | Constrained,otherwise capacity available =241kVA. | --> | 0.38 | 0 | 0 | 0 | 0.06 | 0.36 | 0 |  | --> | C13 ex CARRICKMINES | CARRICKMINES: T41 | CARRICKMINES |  | 53.2564 | -6.1744
MV/LV Substation BR***819 | 10 kV | 400V(3ph) & 230V(single ph) | LV | 100 kVA :Pole Substation | 0.1 | --> | 0.1 | 0 | 0 | Constrained,otherwise capacity available =62kVA. | --> | 0.095 | 0 | 0 | 0 | 0 | 0.105 | 0 |  | --> | C14 ex CARRICK ON SHANNON | CARRICK ON SHANNON: T41∥T42 | CARRICK ON SHANNON |  | 53.9527 | -8.0958
MV/LV Substation BR***820X | 20 kV | 400V(3ph) & 230V(single ph) | LV | 50 kVA :Pole Substation | 0.05 | --> | 0.05 | 0 | 0 | Constrained,otherwise capacity available =27kVA. | --> | 0.047 | 0 | 0 | 0 | 0.015 | 0 | 0 | Constrained,otherwise capacity available =36kW. | --> | E13 ex ABBEYLEIX | ABBEYLEIX: T422 | PORTLAOISE |  | 52.9816 | -7.2733
MV/LV Substation BR***821X | 10 kV | 400V(3ph) & 230V(single ph) | LV | 100 kVA :Pole Substation | 0.1 | --> | 0.1 | 0.088 | 0.9 |  | --> | 0.095 | 0 | 0 | 0 | 0 | 0.101 | 0 |  | --> | C20 ex RATHMULLAN | RATHMULLAN: T42 | DRYBRIDGE |  | 53.704 | -6.3344
MV/LV Substation BR***825Z | 10 kV | 400V(3ph) & 230V(single ph) | LV | 400 kVA :Kiosk Substation | 0.4 | --> | 0.4 | 0.253 | 0.3 | Constrained,otherwise capacity available =352kVA. | --> | 0.38 | 0 | 0 | 0 | 0 | 0.407 | 0 |  | --> | C19 ex BISHOPSTOWN | BISHOPSTOWN: T41 | KILBARRY |  | 51.873 | -8.5407
MV/LV Substation BR***829X | 10 kV | 400V(3ph) & 230V(single ph) | LV | 400 kVA :Building Structure | 0.4 | --> | 0.4 | 0 | 0 | Constrained,otherwise capacity available =230kVA. | --> | 0.38 | 0 | 0 | 0 | 0.027 | 0.397 | 0 |  | --> | C22 ex TERMONFECKIN ROAD | TERMONFECKIN ROAD: T41∥T42 | DRYBRIDGE |  | 53.7249 | -6.3455
MV/LV Substation BR***830 | 10 kV | 400V(3ph) & 230V(single ph) | LV | 400 kVA :Kiosk Substation | 0.4 | --> | 0.4 | 0 | 0 | Constrained,otherwise capacity available =376kVA. | --> | 0.38 | 0 | 0 | 0 | 0.004 | 0.398 | 0 |  | --> | C11 ex SKIBBEREEN | SKIBBEREEN: T41∥T42 | DUNMANWAY |  | 51.6245 | -9.2274
MV/LV Substation BR***842X | 10 kV | 400V(3ph) & 230V(single ph) | LV | 100 kVA :Pole Substation | 0.1 | --> | 0.1 | 0 | 0 | Constrained,otherwise capacity available =85kVA. | --> | 0.095 | 0 | 0 | 0 | 0 | 0.102 | 0 |  | --> | C11 ex NAAS | NAAS: T41 | NEWBRIDGE |  | 53.1987 | -6.6568
MV/LV Substation BR***845X | 10 kV | 400V(3ph) & 230V(single ph) | LV | 50 kVA :Pole Substation | 0.05 | --> | 0.05 | 0.05 | 2.9 |  | --> | 0.047 | 0 | 0 | 0 | 0 | 0.049 | 0 |  | --> | C13 ex MONFIN | MONFIN: T41∥T42 | WEXFORD |  | 52.4706 | -6.5554
MV/LV Substation BR***845Z | 10 kV | 400V(3ph) & 230V(single ph) | LV | 400 kVA :Kiosk Substation | 0.4 | --> | 0.4 | 0.37 | 4.2 |  | --> | 0.38 | 0 | 0 | 0 | 0.005 | 0.399 | 0 |  | --> | C19 ex SWORDS | SWORDS: T41 | GLASMORE |  | 53.4576 | -6.2329
MV/LV Substation BR***847X | 20 kV | 400V(3ph) & 230V(single ph) | LV | 50 kVA :Pole Substation | 0.05 | --> | 0.05 | 0 | 0 | Constrained,otherwise capacity available =44kVA. | --> | 0.047 | 0 | 0 | 0 | 0 | 0.05 | 0 |  | --> | E19 ex DALTON | DALTON: T421∥T422 | DALTON |  | 53.6977 | -9.0139
MV/LV Substation BR***854 | 10 kV | 400V(3ph) & 230V(single ph) | LV | 400 kVA :Building Structure | 0.4 | --> | 0.4 | 0.065 | 3.1 |  | --> | 0.38 | 0 | 0 | 0 | 0.006 | 0.443 | 0 |  | --> | C18 ex MERRION SQUARE | MERRION SQUARE: T41 | RINGSEND |  | 53.3427 | -6.2438
MV/LV Substation BR***855Z | 20 kV | 400V(3ph) & 230V(single ph) | LV | 200 kVA :Pole Substation | 0.2 | --> | 0.2 | 0.2 | 2.5 |  | --> | 0.19 | 0 | 0 | 0 | 0.039 | 0 | 0 | Constrained,otherwise capacity available =158kW. | --> | E13 ex TULLOW | TULLOW: T421 | CARLOW |  | 52.8074 | -6.7572
MV/LV Substation BR***857 | 20 kV | 400V(3ph) & 230V(single ph) | LV | 50 kVA :Pole Substation | 0.05 | --> | 0.05 | 0 | 0 | Constrained,otherwise capacity available =27kVA. | --> | 0.047 | 0 | 0 | 0 | 0 | 0.052 | 0 |  | --> | E17 ex DALTON | DALTON: T421∥T422 | DALTON |  | 53.7651 | -8.8522
MV/LV Substation BR***858X | 20 kV | 400V(3ph) & 230V(single ph) | LV | 50 kVA :Pole Substation | 0.05 | --> | 0.05 | 0.045 | 0.4 |  | --> | 0.047 | 0 | 0 | 0 | 0 | 0.05 | 0 |  | --> | E33 ex TRIM | TRIM: T421 | NAVAN |  | 53.5216 | -6.774
MV/LV Substation BR***858Z | 10 kV | 400V(3ph) & 230V(single ph) | LV | 50 kVA :Pole Substation | 0.05 | --> | 0.05 | 0.047 | 2.3 |  | --> | 0.047 | 0 | 0 | 0 | 0.007 | 0.042 | 0 |  | --> | C11 ex CASTLECOMER | CASTLECOMER: T41∥T42 | BALLYRAGGET |  | 52.736 | -7.1519
MV/LV Substation BR***859 | 20 kV | 400V(3ph) & 230V(single ph) | LV | 50 kVA :Pole Substation | 0.05 | --> | 0.05 | 0.049 | 3 |  | --> | 0.047 | 0 | 0 | 0 | 0 | 0 | 0 | Constrained,otherwise capacity available =49kW. | --> | E17 ex WINDSOR | WINDSOR: T421∥T422 | CASTLEBAR |  | 53.8339 | -9.2
MV/LV Substation BR***859Y | 10 kV | 400V(3ph) & 230V(single ph) | LV | 400 kVA :Kiosk Substation | 0.4 | --> | 0.4 | 0.355 | 8.5 |  | --> | 0.38 | 0 | 0 | 0 | 0 | 0.407 | 0 |  | --> | C19 ex MULLINGAR | MULLINGAR: T101 | MULLINGAR |  | 53.528 | -7.3345
MV/LV Substation BR***865Y | 10 kV | 400V(3ph) & 230V(single ph) | LV | 630 kVA :Building Structure | 0.63 | --> | 0.63 | 0.489 | 2.8 |  | --> | 0.598 | 0 | 0 | 0 | 0.003 | 0.5 | 0 |  | --> | C16 ex CORBALLY | CORBALLY: T41∥T42 | ARDNACRUSHA |  | 52.6651 | -8.621
MV/LV Substation BR***870Y | 20 kV | 400V(3ph) & 230V(single ph) | LV | 400 kVA :Kiosk Substation | 0.4 | --> | 0.4 | 0.374 | 3.2 |  | --> | 0.38 | 0 | 0 | 0 | 0 | 0.403 | 0 |  | --> | C12 ex ATHY | ATHY: T102 | ATHY |  | 52.9842 | -6.9845
MV/LV Substation BR***872X | 10 kV | 400V(3ph) & 230V(single ph) | LV | 400 kVA :Kiosk Substation | 0.4 | --> | 0.4 | 0.222 | 0.9 |  | --> | 0.38 | 0 | 0 | 0 | 0.006 | 0.42 | 0 |  | --> | C15 ex RIVERSTOWN | RIVERSTOWN: T41∥T42 | KILBARRY |  | 51.933 | -8.3831
MV/LV Substation BR***873 | 10 kV | 400V(3ph) & 230V(single ph) | LV | 30 kVA :Pole Substation | 0.03 | --> | 0.03 | 0.022 | 2.7 |  | --> | 0.028 | 0 | 0 | 0 | 0 | 0.03 | 0 |  | --> | C19 ex CALLAN | CALLAN: T41∥T42 | KILKENNY |  | 52.5529 | -7.3988
MV/LV Substation BR***875 | 10 kV | 400V(3ph) & 230V(single ph) | LV | 200 kVA :Kiosk Substation | 0.2 | --> | 0.2 | 0.109 | 3.6 |  | --> | 0.19 | 0 | 0 | 0 | 0.02 | 0.192 | 0 |  | --> | C21 ex DEANSGRANGE | DEANSGRANGE: T41 | CARRICKMINES |  | 53.2577 | -6.1788
MV/LV Substation BR***878X | 20 kV | 400V(3ph) & 230V(single ph) | LV | 200 kVA :Kiosk Substation | 0.2 | --> | 0.2 | 0.175 | 3 |  | --> | 0.19 | 0 | 0 | 0 | 0.009 | 0 | 0 | Constrained,otherwise capacity available =194kW. | --> | E17 ex WINDSOR | WINDSOR: T421∥T422 | CASTLEBAR |  | 53.8532 | -9.263
MV/LV Substation BR***878X | 20 kV | 400V(3ph) & 230V(single ph) | LV | 200 kVA :Kiosk Substation | 0.2 | --> | 0.2 | 0 | 0 | Constrained,otherwise capacity available =181kVA. | --> | 0.19 | 0 | 0 | 0 | 0.007 | 0.195 | 0 |  | --> | E17 ex BRUFF | BRUFF: T421 | LIMERICK |  | 52.471 | -8.5509
MV/LV Substation BR***880X | 20 kV | 400V(3ph) & 230V(single ph) | LV | 50 kVA :Pole Substation | 0.05 | --> | 0.05 | 0.042 | 0.4 |  | --> | 0.047 | 0 | 0 | 0 | 0.007 | 0.042 | 0 |  | --> | C17 ex KYLEERAGH | KYLEERAGH: T41 | NENAGH |  | 53.0163 | -8.2541
MV/LV Substation BR***881X | 20 kV | 400V(3ph) & 230V(single ph) | LV | 50 kVA :Pole Substation | 0.05 | --> | 0.05 | 0.049 | 0.4 |  | --> | 0.047 | 0 | 0 | 0 | 0 | 0.049 | 0 |  | --> | C17 ex KYLEERAGH | KYLEERAGH: T41 | NENAGH |  | 53.019 | -8.2531
MV/LV Substation BR***881X | 10 kV | 400V(3ph) & 230V(single ph) | LV | 400 kVA :Kiosk Substation | 0.4 | --> | 0.4 | 0.289 | 1.4 |  | --> | 0.38 | 0 | 0 | 0 | 0.024 | 0.391 | 0 |  | --> | C16 ex GRANGE (SR) | GRANGE (SR): T41∥T42 | BUTLERSTOWN |  | 52.2457 | -7.0851
MV/LV Substation BR***881Y | 20 kV | 400V(3ph) & 230V(single ph) | LV | 400 kVA :Kiosk Substation | 0.4 | --> | 0.4 | 0 | 0 | Constrained,otherwise capacity available =350kVA. | --> | 0.38 | 0 | 0 | 0 | 0.006 | 0.401 | 0 |  | --> | E16 ex JULIANSTOWN | JULIANSTOWN: T421∥T422 | DRYBRIDGE |  | 53.7032 | -6.2479
MV/LV Substation BR***882Y | 20 kV | 400V(3ph) & 230V(single ph) | LV | 400 kVA :Kiosk Substation | 0.4 | --> | 0.4 | 0 | 0 | Constrained,otherwise capacity available =339kVA. | --> | 0.38 | 0 | 0 | 0 | 0.023 | 0.385 | 0 |  | --> | E16 ex JULIANSTOWN | JULIANSTOWN: T421∥T422 | DRYBRIDGE |  | 53.7047 | -6.2489
MV/LV Substation BR***883 | 20 kV | 400V(3ph) & 230V(single ph) | LV | 200 kVA :Kiosk Substation | 0.2 | --> | 0.2 | 0.149 | 1.3 |  | --> | 0.19 | 0 | 0 | 0 | 0.009 | 0.198 | 0 |  | --> | E11 ex KILCULLEN | KILCULLEN: T424 | STRATFORD |  | 53.122 | -6.6979
MV/LV Substation BR***888 | 20 kV | 400V(3ph) & 230V(single ph) | LV | 50 kVA :Pole Substation | 0.05 | --> | 0.05 | 0.037 | 0.8 |  | --> | 0.047 | 0 | 0 | 0 | 0 | 0 | 0 | Constrained,otherwise capacity available =51kW. | --> | E16 ex KILMACTHOMAS | KILMACTHOMAS: T421∥T422 | DUNGARVAN |  | 52.1558 | -7.4209
MV/LV Substation BR***892X | 20 kV | 400V(3ph) & 230V(single ph) | LV | 50 kVA :Pole Substation | 0.05 | --> | 0.05 | 0.039 | 4.1 |  | --> | 0.047 | 0 | 0 | 0 | 0 | 0 | 0 | Constrained,otherwise capacity available =51kW. | --> | E11 ex CHARLEVILLE | CHARLEVILLE: T422 | CHARLEVILLE |  | 52.4268 | -8.6663
MV/LV Substation BR***893 | 20 kV | 400V(3ph) & 230V(single ph) | LV | 200 kVA :Pole Substation | 0.2 | --> | 0.2 | 0.139 | 1.7 |  | --> | 0.19 | 0 | 0 | 0 | 0 | 0.209 | 0 |  | --> | C18 ex NEWTOWNCUNNINGHAM | NEWTOWNCUNNINGHAM: T41∥T42 | LETTERKENNY |  | 55.0393 | -7.3795
MV/LV Substation BR***896Z | 10 kV | 400V(3ph) & 230V(single ph) | LV | 400 kVA :Kiosk Substation | 0.4 | --> | 0.4 | 0 | 0 | Constrained,otherwise capacity available =330kVA. | --> | 0.38 | 0 | 0 | 0 | 0 | 0.411 | 0 |  | --> | C24 ex KILMONEY | KILMONEY: T41∥T42 | TRABEG |  | 51.8194 | -8.4066
MV/LV Substation BR***899Y | 10 kV | 400V(3ph) & 230V(single ph) | LV | 100 kVA :Pole Substation | 0.1 | --> | 0.1 | 0 | 0 | Constrained,otherwise capacity available =61kVA. | --> | 0.095 | 0 | 0 | 0 | 0 | 0 | 0 | Constrained,otherwise capacity available =105kW. | --> | C11 ex PORTARLINGTON | PORTARLINGTON: T41∥T42 | PORTLAOISE |  | 53.2066 | -7.1046
MV/LV Substation BR***900Y | 10 kV | 400V(3ph) & 230V(single ph) | LV | 400 kVA :Kiosk Substation | 0.4 | --> | 0.4 | 0.2 | 0.8 |  | --> | 0.38 | 0 | 0 | 0 | 0 | 0.43 | 0 |  | --> | C18 ex KNOCKMULLEN | KNOCKMULLEN: T42 | GREAT ISLAND |  | 52.3873 | -6.944
MV/LV Substation BR***902 | 10 kV | 400V(3ph) & 230V(single ph) | LV | 50 kVA :Pole Substation | 0.05 | --> | 0.05 | 0.05 | 3.9 |  | --> | 0.047 | 0 | 0 | 0 | 0 | 0.049 | 0 |  | --> | C20 ex BOGHALL ROAD | BOGHALL ROAD: T42 | FASSAROE |  | 53.1847 | -6.0874
MV/LV Substation BR***902 | 10 kV | 400V(3ph) & 230V(single ph) | LV | 630 kVA :Building Structure | 0.63 | --> | 0.63 | 0 | 0 | Constrained,otherwise capacity available =322kVA. | --> | 0.598 | 0 | 0 | 0 | 0 | 0.5 | 0 |  | --> | C19 ex BELGARD | BELGARD: T41 | COOKSTOWN |  | 53.2955 | -6.3648
MV/LV Substation BR***902X | 10 kV | 400V(3ph) & 230V(single ph) | LV | 400 kVA :Kiosk Substation | 0.4 | --> | 0.4 | 0 | 0 | Constrained,otherwise capacity available =315kVA. | --> | 0.38 | 0 | 0 | 0 | 0 | 0.413 | 0 |  | --> | C12 ex SAGGART | SAGGART: T41∥T42 | GRANGE CASTLE |  | 53.279 | -6.4823
MV/LV Substation BR***907 | 10 kV | 400V(3ph) & 230V(single ph) | LV | 100 kVA :Pole Substation | 0.1 | --> | 0.1 | 0 | 0 |  | --> | 0.095 | 0 | 0 | 0 | 0.002 | 0.113 | 0 |  | --> | C18 ex KILDARE | KILDARE: T41∥T42 | NEWBRIDGE |  | 53.1393 | -6.839
MV/LV Substation BR***911 | 20 kV | 400V(3ph) & 230V(single ph) | LV | 50 kVA :Pole Substation | 0.05 | --> | 0.05 | 0.05 | 3 |  | --> | 0.047 | 0 | 0 | 0 | 0 | 0 | 0 | Constrained,otherwise capacity available =49kW. | --> | E17 ex WINDSOR | WINDSOR: T421∥T422 | CASTLEBAR |  | 53.8432 | -9.2225
MV/LV Substation BR***914 | 20 kV | 400V(3ph) & 230V(single ph) | LV | 200 kVA :Pole Substation | 0.2 | --> | 0.2 | 0 | 0 | Constrained,otherwise capacity available =159kVA. | --> | 0.19 | 0 | 0 | 0 | 0 | 0 | 0 | Constrained,otherwise capacity available =206kW. | --> | E18 ex KILLYBEGS | KILLYBEGS: | N/A |  | 54.6245 | -8.4523
MV/LV Substation BR***917X | 20 kV | 400V(3ph) & 230V(single ph) | LV | 100 kVA :Pole Substation | 0.1 | --> | 0.1 | 0 | 0 | Constrained,otherwise capacity available =41kVA. | --> | 0.095 | 0 | 0 | 0 | 0 | 0.108 | 0 |  | --> | E16 ex JULIANSTOWN | JULIANSTOWN: T421∥T422 | DRYBRIDGE |  | 53.6649 | -6.2365
MV/LV Substation BR***920 | 10 kV | 400V(3ph) & 230V(single ph) | LV | 1000 kVA :Building Structure | 1 | --> | 1 | 0.5 | 3 |  | --> | 0.95 | 0 | 0 | 0 | 0 | 0.5 | 0 |  | --> | C18 ex SANDYFORD | SANDYFORD: T42 | CARRICKMINES |  | 53.2738 | -6.2178
MV/LV Substation BR***920Z | 10 kV | 400V(3ph) & 230V(single ph) | LV | 50 kVA :Pole Substation | 0.05 | --> | 0.05 | 0.038 | 0.2 |  | --> | 0.047 | 0 | 0 | 0 | 0 | 0.051 | 0 |  | --> | C15 ex TALBOTS INCH | TALBOTS INCH: T41∥T42 | KILKENNY |  | 52.6737 | -7.4356
MV/LV Substation BR***921 | 20 kV | 400V(3ph) & 230V(single ph) | LV | 200 kVA :Kiosk Substation | 0.2 | --> | 0.2 | 0.187 | 3.6 |  | --> | 0.19 | 0 | 0 | 0 | 0 | 0.201 | 0 |  | --> | E16 ex BALLYCROSSAUN | BALLYCROSSAUN: T421∥T422 | SOMERSET |  | 53.0951 | -8.204
MV/LV Substation BR***924 | 10 kV | 400V(3ph) & 230V(single ph) | LV | 400 kVA :Building Structure | 0.4 | --> | 0.4 | 0 | 0 | Constrained,otherwise capacity available =313kVA. | --> | 0.38 | 0 | 0 | 0 | 0.003 | 0.41 | 0 |  | --> | C19 ex BELGARD | BELGARD: T41 | COOKSTOWN |  | 53.2955 | -6.36
MV/LV Substation BR***926 | 10 kV | 400V(3ph) & 230V(single ph) | LV | 50 kVA :Pole Substation | 0.05 | --> | 0.05 | 0.046 | 5.8 |  | --> | 0.047 | 0 | 0 | 0 | 0 | 0.049 | 0 |  | --> | C14 ex CLOON | CLOON: T42 | CLOON |  | 53.4397 | -8.8428
MV/LV Substation BR***927X | 10 kV | 400V(3ph) & 230V(single ph) | LV | 1000 kVA :Building Structure | 1 | --> | 1 | 0.5 | 3.4 |  | --> | 0.95 | 0 | 0 | 0 | 0 | 0.5 | 0 |  | --> | C16 ex BELGARD | BELGARD: T42 | COOKSTOWN |  | 53.29 | -6.3741
MV/LV Substation BR***931 | 10 kV | 400V(3ph) & 230V(single ph) | LV | 200 kVA :Kiosk Substation | 0.2 | --> | 0.2 | 0.166 | 4.5 |  | --> | 0.19 | 0 | 0 | 0 | 0 | 0.204 | 0 |  | --> | C12 ex BRAY | BRAY: T42 | FASSAROE |  | 53.1989 | -6.1241
MV/LV Substation BR***931Y | 10 kV | 400V(3ph) & 230V(single ph) | LV | 400 kVA :Building Structure | 0.4 | --> | 0.4 | 0 | 0 | Constrained,otherwise capacity available =229kVA. | --> | 0.38 | 0 | 0 | 0 | 0.007 | 0.414 | 0 |  | --> | C15 ex TERMONFECKIN ROAD | TERMONFECKIN ROAD: T41∥T42 | DRYBRIDGE |  | 53.7197 | -6.3401
MV/LV Substation BR***934 | 10 kV | 400V(3ph) & 230V(single ph) | LV | 400 kVA :Building Structure | 0.4 | --> | 0.4 | 0.159 | 6.1 |  | --> | 0.38 | 0 | 0 | 0 | 0 | 0.436 | 0 |  | --> | C18 ex KINGSBRIDGE | KINGSBRIDGE: T42 | INCHICORE 220KV |  | 53.3481 | -6.3078
MV/LV Substation BR***935X | 10 kV | 400V(3ph) & 230V(single ph) | LV | 200 kVA :Kiosk Substation | 0.2 | --> | 0.2 | 0.146 | 11.5 |  | --> | 0.19 | 0 | 0 | 0 | 0 | 0.207 | 0 |  | --> | C35 ex SALTHILL | SALTHILL: T101 | SALTHILL |  | 53.2791 | -9.0678
MV/LV Substation BR***941 | 20 kV | 400V(3ph) & 230V(single ph) | LV | 200 kVA :Pole Substation | 0.2 | --> | 0.2 | 0.126 | 12.2 |  | --> | 0.19 | 0 | 0 | 0 | 0 | 0.21 | 0 |  | --> | C36 ex SALTHILL | SALTHILL: T102 | SALTHILL |  | 53.3084 | -9.1104
MV/LV Substation BR***944Y | 10 kV | 400V(3ph) & 230V(single ph) | LV | 400 kVA :Kiosk Substation | 0.4 | --> | 0.4 | 0.369 | 3.5 |  | --> | 0.38 | 0 | 0 | 0 | 0 | 0.404 | 0 |  | --> | C20 ex MARSHES | MARSHES: T42 | DUNDALK |  | 53.964 | -6.3648
MV/LV Substation BR***946 | 20 kV | 400V(3ph) & 230V(single ph) | LV | 100 kVA :Pole Substation | 0.1 | --> | 0.1 | 0 | 0 | Constrained,otherwise capacity available =25kVA. | --> | 0.095 | 0 | 0 | 0 | 0.003 | 0 | 0 | Constrained,otherwise capacity available =108kW. | --> | E20 ex KILLYBEGS | KILLYBEGS: | N/A |  | 54.6382 | -8.4424
MV/LV Substation BR***946X | 10 kV | 400V(3ph) & 230V(single ph) | LV | 400 kVA :Kiosk Substation | 0.4 | --> | 0.4 | 0 | 0 | Constrained,otherwise capacity available =321kVA. | --> | 0.38 | 0 | 0 | 0 | 0.021 | 0.389 | 0 |  | --> | C12 ex SAGGART | SAGGART: T41∥T42 | GRANGE CASTLE |  | 53.28 | -6.4813
MV/LV Substation BR***948Y | 20 kV | 400V(3ph) & 230V(single ph) | LV | 50 kVA :Pole Substation | 0.05 | --> | 0.05 | 0 | 0 | Constrained,otherwise capacity available =50kVA. | --> | 0.047 | 0 | 0 | 0 | 0 | 0.049 | 0 |  | --> | E17 ex DULEEK | DULEEK: T421∥T422 | DRYBRIDGE |  | 53.6339 | -6.5626
MV/LV Substation BR***949 | 10 kV | 400V(3ph) & 230V(single ph) | LV | 100 kVA :Pole Substation | 0.1 | --> | 0.1 | 0.083 | 2.5 |  | --> | 0.095 | 0 | 0 | 0 | 0 | 0.102 | 0 |  | --> | C16 ex KILCULLEN | KILCULLEN: T42 | STRATFORD |  | 53.126 | -6.8447
MV/LV Substation BR***950 | 20 kV | 400V(3ph) & 230V(single ph) | LV | 50 kVA :Pole Substation | 0.05 | --> | 0.05 | 0 | 0 | Constrained,otherwise capacity available =22kVA. | --> | 0.047 | 0 | 0 | 0 | 0 | 0.053 | 0 |  | --> | E14 ex BALLINROBE | BALLINROBE: T421∥T422 | DALTON |  | 53.6811 | -9.216
MV/LV Substation BR***954 | 10 kV | 400V(3ph) & 230V(single ph) | LV | 1000 kVA :Building Structure | 1 | --> | 1 | 0 | 0 | Constrained,otherwise capacity available =500kVA. | --> | 0.95 | 0 | 0 | 0 | 0.031 | 0.5 | 0 |  | --> | C19 ex PARKMORE | PARKMORE: T41∥T42 | GALWAY 110KV |  | 53.2932 | -8.9866
MV/LV Substation BR***955 | 10 kV | 400V(3ph) & 230V(single ph) | LV | 1000 kVA :Building Structure | 1 | --> | 1 | 0 | 0 | Constrained,otherwise capacity available =500kVA. | --> | 0.95 | 0 | 0 | 0 | 0.027 | 0.5 | 0 |  | --> | C19 ex PARKMORE | PARKMORE: T41∥T42 | GALWAY 110KV |  | 53.2939 | -8.9897
MV/LV Substation BR***957 | 20 kV | 400V(3ph) & 230V(single ph) | LV | 50 kVA :Pole Substation | 0.05 | --> | 0.05 | 0.046 | 3.7 |  | --> | 0.047 | 0 | 0 | 0 | 0.003 | 0 | 0 | Constrained,otherwise capacity available =46kW. | --> | E20 ex FOXHOLE | FOXHOLE: T421∥T422 | DUNGARVAN |  | 51.9686 | -7.8948
MV/LV Substation BR***958X | 10 kV | 400V(3ph) & 230V(single ph) | LV | 400 kVA :Kiosk Substation | 0.4 | --> | 0.4 | 0.337 | 8.3 |  | --> | 0.38 | 0 | 0 | 0 | 0.002 | 0.407 | 0 |  | --> | C21 ex BALLYBEG | BALLYBEG: T101 | CARRICKMINES |  | 52.9903 | -6.0775
MV/LV Substation BR***959 | 20 kV | 400V(3ph) & 230V(single ph) | LV | 200 kVA :Pole Substation | 0.2 | --> | 0.2 | 0.14 | 1.7 |  | --> | 0.19 | 0 | 0 | 0 | 0.046 | 0.16 | 0 |  | --> | C18 ex NEWTOWNCUNNINGHAM | NEWTOWNCUNNINGHAM: T41∥T42 | LETTERKENNY |  | 55.0423 | -7.3776
MV/LV Substation BR***959Y | 10 kV | 400V(3ph) & 230V(single ph) | LV | 400 kVA :Kiosk Substation | 0.4 | --> | 0.4 | 0 | 0 | Constrained,otherwise capacity available =277kVA. | --> | 0.38 | 0 | 0 | 0 | 0.022 | 0.395 | 0 |  | --> | C12 ex CARRIGALINE | CARRIGALINE: T41∥T42 | BARNAHELY |  | 51.8211 | -8.3852
MV/LV Substation BR***960Y | 20 kV | 400V(3ph) & 230V(single ph) | LV | 200 kVA :Kiosk Substation | 0.2 | --> | 0.2 | 0.166 | 3.2 |  | --> | 0.19 | 0 | 0 | 0 | 0.003 | 0.201 | 0 |  | --> | C12 ex ATHY | ATHY: T102 | ATHY |  | 52.9809 | -6.9673
MV/LV Substation BR***962X | 20 kV | 400V(3ph) & 230V(single ph) | LV | 50 kVA :Pole Substation | 0.05 | --> | 0.05 | 0 | 0 | Constrained,otherwise capacity available =28kVA. | --> | 0.047 | 0 | 0 | 0 | 0 | 0.052 | 0 |  | --> | E17 ex DALTON | DALTON: T421∥T422 | DALTON |  | 53.7206 | -8.8729
MV/LV Substation BR***962X | 10 kV | 400V(3ph) & 230V(single ph) | LV | 200 kVA :Kiosk Substation | 0.2 | --> | 0.2 | 0.143 | 1.1 |  | --> | 0.19 | 0 | 0 | 0 | 0 | 0.208 | 0 |  | --> | C20 ex CAHIRCALLA | CAHIRCALLA: T41∥T42 | ENNIS |  | 52.8276 | -8.9842
MV/LV Substation BR***962X | 10 kV | 400V(3ph) & 230V(single ph) | LV | 1000 kVA :Building Structure | 1 | --> | 1 | 0.5 | 5 |  | --> | 0.95 | 0 | 0 | 0 | 0 | 0.5 | 0 |  | --> | C22 ex GALWAY 110KV | GALWAY 110KV: T102 | GALWAY 110KV |  | 53.2903 | -8.987
MV/LV Substation BR***964 | 10 kV | 400V(3ph) & 230V(single ph) | LV | 630 kVA :Kiosk Substation | 0.63 | --> | 0.63 | 0.354 | 3.2 |  | --> | 0.598 | 0 | 0 | 0 | 0.007 | 0.5 | 0 |  | --> | C11 ex BOYLE | BOYLE: T41∥T42 | CARRICK ON SHANNON |  | 53.9716 | -8.3038
MV/LV Substation BR***973 | 10 kV | 400V(3ph) & 230V(single ph) | LV | 50 kVA :Pole Substation | 0.05 | --> | 0.05 | 0.036 | 2.5 |  | --> | 0.047 | 0 | 0 | 0 | 0.005 | 0.045 | 0 |  | --> | C18 ex KILCOLGAN | KILCOLGAN: T42 | GALWAY 110KV |  | 53.2268 | -8.8754
MV/LV Substation BR***973X | 10 kV | 400V(3ph) & 230V(single ph) | LV | 200 kVA :Pole Substation | 0.2 | --> | 0.2 | 0.176 | 3.7 |  | --> | 0.19 | 0 | 0 | 0 | 0 | 0.203 | 0 |  | --> | C12 ex BALLINASLOE | BALLINASLOE: T41∥T42 | SOMERSET |  | 53.3293 | -8.2175
MV/LV Substation BR***973Y | 10 kV | 400V(3ph) & 230V(single ph) | LV | 400 kVA :Kiosk Substation | 0.4 | --> | 0.4 | 0.336 | 4.8 |  | --> | 0.38 | 0 | 0 | 0 | 0.002 | 0.407 | 0 |  | --> | C21 ex ATHY | ATHY: T101 | ATHY |  | 52.9851 | -6.9973
MV/LV Substation BR***974Y | 10 kV | 400V(3ph) & 230V(single ph) | LV | 200 kVA :Kiosk Substation | 0.2 | --> | 0.2 | 0.129 | 4.8 |  | --> | 0.19 | 0 | 0 | 0 | 0 | 0.21 | 0 |  | --> | C21 ex ATHY | ATHY: T101 | ATHY |  | 52.9845 | -6.9968
MV/LV Substation BR***975X | 20 kV | 400V(3ph) & 230V(single ph) | LV | 50 kVA :Pole Substation | 0.05 | --> | 0.05 | 0 | 0 | Constrained,otherwise capacity available =45kVA. | --> | 0.047 | 0 | 0 | 0 | 0 | 0.05 | 0 |  | --> | E16 ex GLENAMADDY | GLENAMADDY: T422 | ATHLONE |  | 53.446 | -8.662
MV/LV Substation BR***978 | 10 kV | 400V(3ph) & 230V(single ph) | LV | 400 kVA :Kiosk Substation | 0.4 | --> | 0.4 | 0.368 | 3.9 |  | --> | 0.38 | 0 | 0 | 0 | 0.017 | 0.386 | 0 |  | --> | C20 ex BOGHALL ROAD | BOGHALL ROAD: T42 | FASSAROE |  | 53.1886 | -6.099
MV/LV Substation BR***981 | 20 kV | 400V(3ph) & 230V(single ph) | LV | 50 kVA :Pole Substation | 0.05 | --> | 0.05 | 0.05 | 2.8 |  | --> | 0.047 | 0 | 0 | 0 | 0 | 0.049 | 0 |  | --> | E18 ex LONGFORD | LONGFORD: T422 | RICHMOND |  | 53.7127 | -7.7072
MV/LV Substation BR***982 | 10 kV | 400V(3ph) & 230V(single ph) | LV | 400 kVA :Kiosk Substation | 0.4 | --> | 0.4 | 0.361 | 2.9 |  | --> | 0.38 | 0 | 0 | 0 | 0.006 | 0.399 | 0 |  | --> | C19 ex CASTLEBLAYNEY | CASTLEBLAYNEY: T41 | DUNDALK |  | 54.1137 | -6.7473
MV/LV Substation BR***983X | 20 kV | 400V(3ph) & 230V(single ph) | LV | 50 kVA :Pole Substation | 0.05 | --> | 0.05 | 0 | 0 | Constrained,otherwise capacity available =42kVA. | --> | 0.047 | 0 | 0 | 0 | 0 | 0.05 | 0 |  | --> | E15 ex CREAGH | CREAGH: T421∥T422 | ATHLONE |  | 53.3269 | -8.1691
MV/LV Substation BR***984 | 10 kV | 400V(3ph) & 230V(single ph) | LV | 200 kVA :Kiosk Substation | 0.2 | --> | 0.2 | 0.138 | 3.9 |  | --> | 0.19 | 0 | 0 | 0 | 0.039 | 0.168 | 0 |  | --> | C20 ex BOGHALL ROAD | BOGHALL ROAD: T42 | FASSAROE |  | 53.1825 | -6.0911
MV/LV Substation BR***984X | 20 kV | 400V(3ph) & 230V(single ph) | LV | 200 kVA :Pole Substation | 0.2 | --> | 0.2 | 0 | 0 | Constrained,otherwise capacity available =191kVA. | --> | 0.19 | 0 | 0 | 0 | 0 | 0.2 | 0 |  | --> | E11 ex ACADEMY STREET | ACADEMY STREET: T421∥T422 | NAVAN |  | 53.6298 | -6.5512
MV/LV Substation BR***988 | 10 kV | 400V(3ph) & 230V(single ph) | LV | 1000 kVA :Building Structure | 1 | --> | 1 | 0 | 0 | Constrained,otherwise capacity available =500kVA. | --> | 0.95 | 0 | 0 | 0 | 0.003 | 0.5 | 0 |  | --> | C13 ex LITTLE BRAY | LITTLE BRAY: T41 | FASSAROE |  | 53.2015 | -6.1091
MV/LV Substation BR***988 | 10 kV | 400V(3ph) & 230V(single ph) | LV | 100 kVA :Pole Substation | 0.1 | --> | 0.1 | 0.075 | 2.2 |  | --> | 0.095 | 0 | 0 | 0 | 0 | 0.103 | 0 |  | --> | C18 ex KINGSCOURT | KINGSCOURT: T42 | MEATH HILL |  | 53.9083 | -6.8147
MV/LV Substation BR***988X | 10 kV | 400V(3ph) & 230V(single ph) | LV | 200 kVA :Kiosk Substation | 0.2 | --> | 0.2 | 0.14 | 9.2 |  | --> | 0.19 | 0 | 0 | 0 | 0 | 0.209 | 0 |  | --> | C17 ex MIDLETON | MIDLETON: T101 | MIDLETON |  | 51.9124 | -8.1738
MV/LV Substation BR***990X | 10 kV | 400V(3ph) & 230V(single ph) | LV | 400 kVA :Kiosk Substation | 0.4 | --> | 0.4 | 0 | 0 | Constrained,otherwise capacity available =328kVA. | --> | 0.38 | 0 | 0 | 0 | 0 | 0.411 | 0 |  | --> | C25 ex KILBARRY | KILBARRY: T101 | KILBARRY |  | 51.9 | -8.5045
MV/LV Substation BR***992 | 10 kV | 400V(3ph) & 230V(single ph) | LV | 400 kVA :Kiosk Substation | 0.4 | --> | 0.4 | 0.133 | 3.4 |  | --> | 0.38 | 0 | 0 | 0 | 0.016 | 0 | 0 | Constrained,otherwise capacity available =423kW. | --> | C14 ex GRAIGUE | GRAIGUE: T42 | CARLOW |  | 52.8366 | -6.939
MV/LV Substation BR***993 | 20 kV | 400V(3ph) & 230V(single ph) | LV | 200 kVA :Pole Substation | 0.2 | --> | 0.2 | 0.16 | 4.7 |  | --> | 0.19 | 0 | 0 | 0 | 0 | 0.206 | 0 |  | --> | E18 ex EDGEWORTHSTOWN | EDGEWORTHSTOWN: T421∥T422 | RICHMOND |  | 53.7016 | -7.611
MV/LV Substation BR***997 | 10 kV | 400V(3ph) & 230V(single ph) | LV | 400 kVA :Building Structure | 0.4 | --> | 0.4 | 0 | 0 | Constrained,otherwise capacity available =271kVA. | --> | 0.38 | 0 | 0 | 0 | 0 | 0.419 | 0 |  | --> | C19 ex BELGARD | BELGARD: T41 | COOKSTOWN |  | 53.2947 | -6.3636
MV/LV Substation BR***999 | 10 kV | 400V(3ph) & 230V(single ph) | LV | 400 kVA :Building Structure | 0.4 | --> | 0.4 | 0.348 | 3.6 |  | --> | 0.38 | 0 | 0 | 0 | 0 | 0.407 | 0 |  | --> | C23 ex BOGHALL ROAD | BOGHALL ROAD: T41 | FASSAROE |  | 53.1815 | -6.1159
MV/LV Substation BR***999X | 10 kV | 400V(3ph) & 230V(single ph) | LV | 400 kVA :Kiosk Substation | 0.4 | --> | 0.4 | 0 | 0 | Constrained,otherwise capacity available =369kVA. | --> | 0.38 | 0 | 0 | 0 | 0.015 | 0.388 | 0 |  | --> | C22 ex MIDLETON | MIDLETON: T102 | MIDLETON |  | 51.9179 | -8.1697
MV/LV Substation BR***999Y | 10 kV | 400V(3ph) & 230V(single ph) | LV | 200 kVA :Kiosk Substation | 0.2 | --> | 0.2 | 0.148 | 4.8 |  | --> | 0.19 | 0 | 0 | 0 | 0.014 | 0.193 | 0 |  | --> | C23 ex ATHY | ATHY: T101 | ATHY |  | 52.9065 | -6.9666
MV/LV Substation BS***268 | 10 kV | 400V(3ph) & 230V(single ph) | LV | 630 kVA :Building Structure | 0.63 | --> | 0.63 | 0 | 0 | Constrained,otherwise capacity available =435kVA. | --> | 0.598 | 0 | 0 | 0 | 0 | 0.5 | 0 |  | --> | C12 ex RAHEEN | RAHEEN: T42 | LIMERICK |  | 52.6257 | -8.6595
MV/LV Substation BS***4232 | 10 kV | 400V(3ph) & 230V(single ph) | LV | 400 kVA :Kiosk Substation | 0.4 | --> | 0.4 | 0.4 | 3.4 |  | --> | 0.38 | 0 | 0 | 0 | 0 | 0.4 | 0 |  | --> | C16 ex BELGARD | BELGARD: T42 | COOKSTOWN |  | 53.2911 | -6.3751
MV/LV Substation BT***186Z | 10 kV | 400V(3ph) & 230V(single ph) | LV | 630 kVA :Building Structure | 0.63 | --> | 0.63 | 0 | 0 | Constrained,otherwise capacity available =500kVA. | --> | 0.598 | 0 | 0 | 0 | 0 | 0.5 | 0 |  | --> | C13 ex COLLEGE PARK | COLLEGE PARK: T101 | COLLEGE PARK |  | 53.3913 | -6.392
MV/LV Substation BT***306Z | 10 kV | 400V(3ph) & 230V(single ph) | LV | 200 kVA :Kiosk Substation | 0.2 | --> | 0.2 | 0 | 0 | Constrained,otherwise capacity available =160kVA. | --> | 0.19 | 0 | 0 | 0 | 0.003 | 0 | 0 | Constrained,otherwise capacity available =203kW. | --> | C20 ex COOLMINE | COOLMINE: T42 | FINGLAS |  | 53.3906 | -6.4011
MV/LV Substation BT***307Z | 10 kV | 400V(3ph) & 230V(single ph) | LV | 200 kVA :Kiosk Substation | 0.2 | --> | 0.2 | 0 | 0 | Constrained,otherwise capacity available =165kVA. | --> | 0.19 | 0 | 0 | 0 | 0.003 | 0 | 0 | Constrained,otherwise capacity available =202kW. | --> | C20 ex COOLMINE | COOLMINE: T42 | FINGLAS |  | 53.3937 | -6.399
MV/LV Substation BT***365Y | 20 kV | 400V(3ph) & 230V(single ph) | LV | 630 kVA :Kiosk Substation | 0.63 | --> | 0.63 | 0.418 | 6.3 |  | --> | 0.598 | 0 | 0 | 0 | 0.011 | 0 | 0 | Constrained,otherwise capacity available =500kW. | --> | E11 ex BAGENALSTOWN | BAGENALSTOWN: T421∥T422 | CARLOW |  | 52.7025 | -6.9578
MV/LV Substation BT***4016 | 10 kV | 400V(3ph) & 230V(single ph) | LV | 400 kVA :Building Structure | 0.4 | --> | 0.4 | 0.348 | 1.6 |  | --> | 0.38 | 0 | 0 | 0 | 0 | 0 | 0 | Constrained,otherwise capacity available =407kW. | --> | C22 ex CLONSHAUGH | CLONSHAUGH: T41 | FINGLAS |  | 53.4062 | -6.2204
MV/LV Substation BT***426Z | 10 kV | 400V(3ph) & 230V(single ph) | LV | 400 kVA :Building Structure | 0.4 | --> | 0.4 | 0.308 | 0.9 |  | --> | 0.38 | 0 | 0 | 0 | 0.031 | 0 | 0 | Constrained,otherwise capacity available =381kW. | --> | C11 ex BALLYCOOLIN | BALLYCOOLIN: T41 | FINGLAS |  | 53.4116 | -6.3627
MV/LV Substation BT***4299 | 10 kV | 400V(3ph) & 230V(single ph) | LV | 400 kVA :Kiosk Substation | 0.4 | --> | 0.4 | 0 | 0 | Constrained,otherwise capacity available =400kVA. | --> | 0.38 | 0 | 0 | 0 | 0 | 0 | 0 | Constrained,otherwise capacity available =400kW. | --> | C18 ex BALLYCOOLIN | BALLYCOOLIN: T42 | FINGLAS |  | 53.4047 | -6.369
MV/LV Substation BT***503Z | 10 kV | 400V(3ph) & 230V(single ph) | LV | 1000 kVA :Building Structure | 1 | --> | 1 | 0.5 | 0.9 |  | --> | 0.95 | 0 | 0 | 0 | 0.009 | 0 | 0 | Constrained,otherwise capacity available =500kW. | --> | C11 ex BALLYCOOLIN | BALLYCOOLIN: T41 | FINGLAS |  | 53.4125 | -6.3615
MV/LV Substation BT***576Z | 10 kV | 400V(3ph) & 230V(single ph) | LV | 1000 kVA :Building Structure | 1 | --> | 1 | 0.5 | 0.9 |  | --> | 0.95 | 0 | 0 | 0 | 0.023 | 0 | 0 | Constrained,otherwise capacity available =500kW. | --> | C11 ex BALLYCOOLIN | BALLYCOOLIN: T41 | FINGLAS |  | 53.4132 | -6.3594
MV/LV Substation BT***590Z | 10 kV | 400V(3ph) & 230V(single ph) | LV | 630 kVA :Building Structure | 0.63 | --> | 0.63 | 0 | 0 | Constrained,otherwise capacity available =500kVA. | --> | 0.598 | 0 | 0 | 0 | 0 | 0.5 | 0 |  | --> | C28 ex COLLEGE PARK | COLLEGE PARK: T102 | COLLEGE PARK |  | 53.411 | -6.3662
MV/LV Substation BT***682Z | 10 kV | 400V(3ph) & 230V(single ph) | LV | 630 kVA :Kiosk Substation | 0.63 | --> | 0.63 | 0.5 | 9.3 |  | --> | 0.598 | 0 | 0 | 0 | 0.003 | 0 | 0 | Constrained,otherwise capacity available =500kW. | --> | E20 ex BLESSINGTON | BLESSINGTON: T422 | KILTEEL |  | 53.1711 | -6.5347
MV/LV Substation BT***771 | 10 kV | 400V(3ph) & 230V(single ph) | LV | 1000 kVA :Building Structure | 1 | --> | 1 | 0 | 0 | Constrained,otherwise capacity available =500kVA. | --> | 0.95 | 0 | 0 | 0 | 0 | 0.5 | 0 |  | --> | C13 ex COLLEGE PARK | COLLEGE PARK: T101 | COLLEGE PARK |  | 53.393 | -6.391
MV/LV Substation BT***772 | 10 kV | 400V(3ph) & 230V(single ph) | LV | 1000 kVA :Building Structure | 1 | --> | 1 | 0 | 0 | Constrained,otherwise capacity available =458kVA. | --> | 0.95 | 0 | 0 | 0 | 0 | 0.5 | 0 |  | --> | C16 ex COLLEGE PARK | COLLEGE PARK: T102 | COLLEGE PARK |  | 53.3919 | -6.3892
MV/LV Substation BT***788 | 10 kV | 400V(3ph) & 230V(single ph) | LV | 1000 kVA :Building Structure | 1 | --> | 1 | 0 | 0 | Constrained,otherwise capacity available =500kVA. | --> | 0.95 | 0 | 0 | 0 | 0 | 0.5 | 0 |  | --> | C13 ex COLLEGE PARK | COLLEGE PARK: T101 | COLLEGE PARK |  | 53.392 | -6.3916
MV/LV Substation BT***790 | 10 kV | 400V(3ph) & 230V(single ph) | LV | 630 kVA :Building Structure | 0.63 | --> | 0.63 | 0 | 0 | Constrained,otherwise capacity available =463kVA. | --> | 0.598 | 0 | 0 | 0 | 0 | 0.5 | 0 |  | --> | C13 ex COLLEGE PARK | COLLEGE PARK: T101 | COLLEGE PARK |  | 53.3915 | -6.3909
MV/LV Substation BT***856Z | 10 kV | 400V(3ph) & 230V(single ph) | LV | 100 kVA :Pole Substation | 0.1 | --> | 0.1 | 0.071 | 2.5 |  | --> | 0.095 | 0 | 0 | 0 | 0 | 0.103 | 0 |  | --> | C16 ex KILCULLEN | KILCULLEN: T42 | STRATFORD |  | 53.1385 | -6.8341
MV/LV Substation BU***001 | 10 kV | 400V(3ph) & 230V(single ph) | LV | 400 kVA :Building Structure | 0.4 | --> | 0.4 | 0 | 0 | Constrained,otherwise capacity available =303kVA. | --> | 0.38 | 0 | 0 | 0 | 0 | 0.414 | 0 |  | --> | C22 ex POPPINTREE | POPPINTREE: T102 | FINGLAS |  | 53.3977 | -6.2923
MV/LV Substation BU***002 | 20 kV | 400V(3ph) & 230V(single ph) | LV | 200 kVA :Pole Substation | 0.2 | --> | 0.2 | 0 | 0 | Constrained,otherwise capacity available =115kVA. | --> | 0.19 | 0 | 0 | 0 | 0 | 0 | 0 | Constrained,otherwise capacity available =213kW. | --> | E12 ex BUNCLODY | BUNCLODY: T421∥T422 | CRANE |  | 52.6547 | -6.6492
MV/LV Substation BU***003 | 20 kV | 400V(3ph) & 230V(single ph) | LV | 400 kVA :Kiosk Substation | 0.4 | --> | 0.4 | 0.258 | 5.4 |  | --> | 0.38 | 0 | 0 | 0 | 0 | 0.421 | 0 |  | --> | E17 ex ARDNAREE | ARDNAREE: T421 | MOY |  | 54.1137 | -9.1412
MV/LV Substation BU***006 | 20 kV | 400V(3ph) & 230V(single ph) | LV | 400 kVA :Kiosk Substation | 0.4 | --> | 0.4 | 0.232 | 5.4 |  | --> | 0.38 | 0 | 0 | 0 | 0.04 | 0.383 | 0 |  | --> | E17 ex ARDNAREE | ARDNAREE: T421 | MOY |  | 54.1156 | -9.1387
MV/LV Substation BU***006 | 10 kV | 400V(3ph) & 230V(single ph) | LV | 630 kVA :Kiosk Substation | 0.63 | --> | 0.63 | 0.419 | 2.5 |  | --> | 0.598 | 0 | 0 | 0 | 0 | 0 | 0 | Constrained,otherwise capacity available =500kW. | --> | C11 ex GRAIGUE | GRAIGUE: T41 | CARLOW |  | 52.8354 | -6.9329
MV/LV Substation BU***008Y | 20 kV | 400V(3ph) & 230V(single ph) | LV | 400 kVA :Kiosk Substation | 0.4 | --> | 0.4 | 0 | 0 | Constrained,otherwise capacity available =339kVA. | --> | 0.38 | 0 | 0 | 0 | 0 | 0.409 | 0 |  | --> | E14 ex COLLOONEY | COLLOONEY: T422 | SLIGO |  | 54.1789 | -8.4907
MV/LV Substation BU***009 | 10 kV | 400V(3ph) & 230V(single ph) | LV | 200 kVA :Building Structure | 0.2 | --> | 0.2 | 0 | 0 | Constrained,otherwise capacity available =199kVA. | --> | 0.19 | 0 | 0 | 0 | 0 | 0.2 | 0 |  | --> | C20 ex TOGHER | TOGHER: T42 | TRABEG |  | 51.8777 | -8.4867
MV/LV Substation BU***010 | 20 kV | 400V(3ph) & 230V(single ph) | LV | 630 kVA :Building Structure | 0.63 | --> | 0.63 | 0.5 | 5.4 |  | --> | 0.598 | 0 | 0 | 0 | 0.039 | 0.5 | 0 |  | --> | E19 ex ARDNAREE | ARDNAREE: T421 | MOY |  | 54.1135 | -9.1379
MV/LV Substation BU***011 | 10 kV | 400V(3ph) & 230V(single ph) | LV | 400 kVA :Building Structure | 0.4 | --> | 0.4 | 0 | 0 | Constrained,otherwise capacity available =324kVA. | --> | 0.38 | 0 | 0 | 0 | 0 | 0.411 | 0 |  | --> | C22 ex SHANNON | SHANNON: T42 | DRUMLINE |  | 52.7047 | -8.8941
MV/LV Substation BU***014 | 20 kV | 400V(3ph) & 230V(single ph) | LV | 200 kVA :Kiosk Substation | 0.2 | --> | 0.2 | 0.176 | 5.4 |  | --> | 0.19 | 0 | 0 | 0 | 0 | 0.203 | 0 |  | --> | E19 ex ARDNAREE | ARDNAREE: T421 | MOY |  | 54.1141 | -9.1353
MV/LV Substation BU***015X | 10 kV | 400V(3ph) & 230V(single ph) | LV | 630 kVA :Kiosk Substation | 0.63 | --> | 0.63 | 0 | 0 | Constrained,otherwise capacity available =500kVA. | --> | 0.598 | 0 | 0 | 0 | 0 | 0.5 | 0 |  | --> | C18 ex CULLION | CULLION: T41∥T42 | LETTERKENNY |  | 54.9474 | -7.7392
MV/LV Substation BU***018 | 10 kV | 400V(3ph) & 230V(single ph) | LV | 630 kVA :Kiosk Substation | 0.63 | --> | 0.63 | 0.238 | 2.3 |  | --> | 0.598 | 0 | 0 | 0 | 0.006 | 0 | 0 | Constrained,otherwise capacity available =500kW. | --> | C15 ex KILRUSH | KILRUSH: T41∥T42 | TULLABRACK |  | 52.6386 | -9.4831
MV/LV Substation BU***018Y | 10 kV | 400V(3ph) & 230V(single ph) | LV | 1000 kVA :Building Structure | 1 | --> | 1 | 0.5 | 2.6 |  | --> | 0.95 | 0 | 0 | 0 | 0 | 0.5 | 0 |  | --> | C19 ex HEADFORD ROAD | HEADFORD ROAD: T41 | GALWAY 110KV |  | 53.2749 | -9.0453
MV/LV Substation BU***019X | 10 kV | 400V(3ph) & 230V(single ph) | LV | 200 kVA :Building Structure | 0.2 | --> | 0.2 | 0.176 | 13.1 |  | --> | 0.19 | 0 | 0 | 0 | 0 | 0.203 | 0 |  | --> | C18 ex POTTERY ROAD | POTTERY ROAD: T102 | CARRICKMINES |  | 53.285 | -6.1063
MV/LV Substation BU***023X | 10 kV | 400V(3ph) & 230V(single ph) | LV | 630 kVA :Kiosk Substation | 0.63 | --> | 0.63 | 0 | 0 | Constrained,otherwise capacity available =500kVA. | --> | 0.598 | 0 | 0 | 0 | 0 | 0.5 | 0 |  | --> | C18 ex CULLION | CULLION: T41∥T42 | LETTERKENNY |  | 54.9471 | -7.7397
MV/LV Substation BU***025 | 20 kV | 400V(3ph) & 230V(single ph) | LV | 50 kVA :Pole Substation | 0.05 | --> | 0.05 | 0.045 | 5.6 |  | --> | 0.047 | 0 | 0 | 0 | 0 | 0.05 | 0 |  | --> | E17 ex CRANE | CRANE: T122 | CRANE |  | 52.5643 | -6.329
MV/LV Substation BU***029 | 20 kV | 400V(3ph) & 230V(single ph) | LV | 400 kVA :Building Structure | 0.4 | --> | 0.4 | 0.33 | 2.5 |  | --> | 0.38 | 0 | 0 | 0 | 0 | 0 | 0 | Constrained,otherwise capacity available =411kW. | --> | E15 ex TULLOW | TULLOW: T421 | CARLOW |  | 52.7965 | -6.7503
MV/LV Substation BU***034 | 20 kV | 400V(3ph) & 230V(single ph) | LV | 630 kVA :Building Structure | 0.63 | --> | 0.63 | 0 | 0 | Constrained,otherwise capacity available =500kVA. | --> | 0.598 | 0 | 0 | 0 | 0.003 | 0 | 0 | Constrained,otherwise capacity available =500kW. | --> | E12 ex BUNCLODY | BUNCLODY: T421∥T422 | CRANE |  | 52.657 | -6.6576
MV/LV Substation BU***036 | 10 kV | 400V(3ph) & 230V(single ph) | LV | 630 kVA :Kiosk Substation | 0.63 | --> | 0.63 | 0 | 0 | Constrained,otherwise capacity available =378kVA. | --> | 0.598 | 0 | 0 | 0 | 0.011 | 0.5 | 0 |  | --> | C13 ex CARRICK ON SHANNON | CARRICK ON SHANNON: T41∥T42 | CARRICK ON SHANNON |  | 53.9458 | -8.0929
MV/LV Substation BU***039 | 10 kV | 400V(3ph) & 230V(single ph) | LV | 400 kVA :Kiosk Substation | 0.4 | --> | 0.4 | 0 | 0 | Constrained,otherwise capacity available =343kVA. | --> | 0.38 | 0 | 0 | 0 | 0.012 | 0.396 | 0 |  | --> | C22 ex GREYSTONES | GREYSTONES: T42 | FASSAROE |  | 53.1354 | -6.0684
MV/LV Substation BU***043 | 10 kV | 400V(3ph) & 230V(single ph) | LV | 200 kVA :Kiosk Substation | 0.2 | --> | 0.2 | 0.183 | 1.4 |  | --> | 0.19 | 0 | 0 | 0 | 0 | 0.202 | 0 |  | --> | C17 ex BALLINDERRY | BALLINDERRY: T41 | MULLINGAR |  | 53.5265 | -7.3195
MV/LV Substation BU***047Y | 10 kV | 400V(3ph) & 230V(single ph) | LV | 400 kVA :Kiosk Substation | 0.4 | --> | 0.4 | 0.244 | 1.5 |  | --> | 0.38 | 0 | 0 | 0 | 0.016 | 0.407 | 0 |  | --> | C16 ex DERRYCRAMPH | DERRYCRAMPH: T41∥T42 | SHANKILL |  | 53.9834 | -7.3311
MV/LV Substation BU***051 | 10 kV | 400V(3ph) & 230V(single ph) | LV | 630 kVA :Building Structure | 0.63 | --> | 0.63 | 0.032 | 2.7 |  | --> | 0.598 | 0 | 0 | 0 | 0.023 | 0.5 | 0 |  | --> | C12 ex GREENHILLS | GREENHILLS: T42 | INCHICORE 220KV |  | 53.3176 | -6.3314
MV/LV Substation BU***056Y | 20 kV | 400V(3ph) & 230V(single ph) | LV | 200 kVA :Pole Substation | 0.2 | --> | 0.2 | 0.169 | 5.6 |  | --> | 0.19 | 0 | 0 | 0 | 0 | 0 | 0 | Constrained,otherwise capacity available =204kW. | --> | E13 ex BLESSINGTON | BLESSINGTON: T421 | KILTEEL |  | 53.1627 | -6.5498
MV/LV Substation BU***057 | 10 kV | 400V(3ph) & 230V(single ph) | LV | 630 kVA :Building Structure | 0.63 | --> | 0.63 | 0.13 | 2.1 |  | --> | 0.598 | 0 | 0 | 0 | 0.044 | 0.5 | 0 |  | --> | C13 ex TEMPLEOGUE | TEMPLEOGUE: T42 | MILLTOWN (DR) |  | 53.2948 | -6.3044
MV/LV Substation BU***059Z | 10 kV | 400V(3ph) & 230V(single ph) | LV | 400 kVA :Kiosk Substation | 0.4 | --> | 0.4 | 0.374 | 8.8 |  | --> | 0.38 | 0 | 0 | 0 | 0 | 0.403 | 0 |  | --> | C15 ex BALBRIGGAN | BALBRIGGAN: T41 | GLASMORE |  | 53.6059 | -6.191
MV/LV Substation BU***060Z | 10 kV | 400V(3ph) & 230V(single ph) | LV | 400 kVA :Building Structure | 0.4 | --> | 0.4 | 0.361 | 8.8 |  | --> | 0.38 | 0 | 0 | 0 | 0.015 | 0.389 | 0 |  | --> | C15 ex BALBRIGGAN | BALBRIGGAN: T41 | GLASMORE |  | 53.6049 | -6.1893
MV/LV Substation BU***063X | 20 kV | 400V(3ph) & 230V(single ph) | LV | 50 kVA :Pole Substation | 0.05 | --> | 0.05 | 0.036 | 0.8 |  | --> | 0.047 | 0 | 0 | 0 | 0 | 0 | 0 | Constrained,otherwise capacity available =51kW. | --> | E17 ex CARNDONAGH | CARNDONAGH: T421∥T422 | TRILLICK |  | 55.3222 | -7.1827
MV/LV Substation BU***065 | 10 kV | 400V(3ph) & 230V(single ph) | LV | 630 kVA :Kiosk Substation | 0.63 | --> | 0.63 | 0 | 0 | Constrained,otherwise capacity available =419kVA. | --> | 0.598 | 0 | 0 | 0 | 0 | 0.5 | 0 |  | --> | C13 ex GRANGE (DR) | GRANGE (DR): T41 | GRANGE (DR) |  | 53.3994 | -6.1878
MV/LV Substation BU***065Y | 20 kV | 400V(3ph) & 230V(single ph) | LV | 50 kVA :Pole Substation | 0.05 | --> | 0.05 | 0 | 0 | Constrained,otherwise capacity available =48kVA. | --> | 0.047 | 0 | 0 | 0 | 0 | 0.049 | 0 |  | --> | E18 ex DALTON | DALTON: T421∥T422 | DALTON |  | 53.6709 | -8.8795
MV/LV Substation BU***067Z | 10 kV | 400V(3ph) & 230V(single ph) | LV | 400 kVA :Kiosk Substation | 0.4 | --> | 0.4 | 0.304 | 1.4 |  | --> | 0.38 | 0 | 0 | 0 | 0 | 0.414 | 0 |  | --> | C21 ex BALLINDERRY | BALLINDERRY: T41 | MULLINGAR |  | 53.517 | -7.3568
MV/LV Substation BU***068Z | 10 kV | 400V(3ph) & 230V(single ph) | LV | 400 kVA :Kiosk Substation | 0.4 | --> | 0.4 | 0.265 | 1.4 |  | --> | 0.38 | 0 | 0 | 0 | 0 | 0.421 | 0 |  | --> | C21 ex BALLINDERRY | BALLINDERRY: T41 | MULLINGAR |  | 53.5161 | -7.3546
MV/LV Substation BU***071 | 10 kV | 400V(3ph) & 230V(single ph) | LV | 200 kVA :Pole Substation | 0.2 | --> | 0.2 | 0 | 0 | Constrained,otherwise capacity available =159kVA. | --> | 0.19 | 0 | 0 | 0 | 0.01 | 0 | 0 | Constrained,otherwise capacity available =195kW. | --> | C19 ex BIRR | BIRR: T41 | DALLOW |  | 53.1004 | -7.9026
MV/LV Substation BU***072 | 10 kV | 400V(3ph) & 230V(single ph) | LV | 630 kVA :Kiosk Substation | 0.63 | --> | 0.63 | 0.17 | 0.2 | Constrained,otherwise capacity available =489kVA. | --> | 0.598 | 0 | 0 | 0 | 0.007 | 0.5 | 0 |  | --> | C16 ex TALBOTS INCH | TALBOTS INCH: T41∥T42 | KILKENNY |  | 52.6568 | -7.2602
MV/LV Substation BU***074 | 10 kV | 400V(3ph) & 230V(single ph) | LV | 400 kVA :Building Structure | 0.4 | --> | 0.4 | 0.184 | 11.2 |  | --> | 0.38 | 0 | 0 | 0 | 0 | 0.432 | 0 |  | --> | C23 ex ARTANE | ARTANE: T101 | FINGLAS |  | 53.3852 | -6.2133
MV/LV Substation BU***076 | 10 kV | 400V(3ph) & 230V(single ph) | LV | 400 kVA :Kiosk Substation | 0.4 | --> | 0.4 | 0 | 0 | Constrained,otherwise capacity available =289kVA. | --> | 0.38 | 0 | 0 | 0 | 0.037 | 0.378 | 0 |  | --> | C22 ex GREYSTONES | GREYSTONES: T42 | FASSAROE |  | 53.138 | -6.0749
MV/LV Substation BU***084Z | 10 kV | 400V(3ph) & 230V(single ph) | LV | 400 kVA :Kiosk Substation | 0.4 | --> | 0.4 | 0.394 | 2.7 |  | --> | 0.38 | 0 | 0 | 0 | 0 | 0.4 | 0 |  | --> | C17 ex OLDCASTLE | OLDCASTLE: T41 | MULLINGAR |  | 53.7746 | -7.1595
MV/LV Substation BU***095X | 10 kV | 400V(3ph) & 230V(single ph) | LV | 50 kVA :Pole Substation | 0.05 | --> | 0.05 | 0.03 | 0.9 |  | --> | 0.047 | 0 | 0 | 0 | 0.003 | 0.049 | 0 |  | --> | C12 ex RIVERSTOWN | RIVERSTOWN: T41∥T42 | KILBARRY |  | 51.9641 | -8.4112
MV/LV Substation BU***099 | 20 kV | 400V(3ph) & 230V(single ph) | LV | 100 kVA :Pole Substation | 0.1 | --> | 0.1 | 0.084 | 4.1 |  | --> | 0.095 | 0 | 0 | 0 | 0 | 0 | 0 | Constrained,otherwise capacity available =102kW. | --> | E14 ex CHARLEVILLE | CHARLEVILLE: T422 | CHARLEVILLE |  | 52.3432 | -8.6792
MV/LV Substation BU***100 | 10 kV | 400V(3ph) & 230V(single ph) | LV | 400 kVA :Building Structure | 0.4 | --> | 0.4 | 0.221 | 13.1 |  | --> | 0.38 | 0 | 0 | 0 | 0 | 0.427 | 0 |  | --> | C18 ex POTTERY ROAD | POTTERY ROAD: T102 | CARRICKMINES |  | 53.2837 | -6.1064
MV/LV Substation BU***105Y | 20 kV | 400V(3ph) & 230V(single ph) | LV | 100 kVA :Pole Substation | 0.1 | --> | 0.1 | 0 | 0 | Constrained,otherwise capacity available =97kVA. | --> | 0.095 | 0 | 0 | 0 | 0 | 0.1 | 0 |  | --> | C19 ex ENNISTYMON | ENNISTYMON: T41∥T42 | ENNIS |  | 53.059 | -9.1969
MV/LV Substation BU***111 | 20 kV | 400V(3ph) & 230V(single ph) | LV | 200 kVA :Pole Substation | 0.2 | --> | 0.2 | 0 | 0 | Constrained,otherwise capacity available =136kVA. | --> | 0.19 | 0 | 0 | 0 | 0 | 0 | 0 | Constrained,otherwise capacity available =209kW. | --> | E12 ex BUNCLODY | BUNCLODY: T421∥T422 | CRANE |  | 52.656 | -6.6449
MV/LV Substation BU***114 | 10 kV | 400V(3ph) & 230V(single ph) | LV | 400 kVA :Building Structure | 0.4 | --> | 0.4 | 0.217 | 11.2 |  | --> | 0.38 | 0 | 0 | 0 | 0.011 | 0.416 | 0 |  | --> | C19 ex ARTANE | ARTANE: T101 | FINGLAS |  | 53.3932 | -6.2048
MV/LV Substation BU***121 | 10 kV | 400V(3ph) & 230V(single ph) | LV | 100 kVA :Building Structure | 0.1 | --> | 0.1 | 0.099 | 3.9 |  | --> | 0.095 | 0 | 0 | 0 | 0 | 0 | 0 | Constrained,otherwise capacity available =100kW. | --> | C14 ex DERRYBEG | DERRYBEG: T41∥T42 | ARDNAGAPPARY |  | 55.0634 | -8.2847
MV/LV Substation BU***128 | 20 kV | 400V(3ph) & 230V(single ph) | LV | 200 kVA :Pole Substation | 0.2 | --> | 0.2 | 0 | 0 | Constrained,otherwise capacity available =114kVA. | --> | 0.19 | 0 | 0 | 0 | 0.031 | 0.18 | 0 |  | --> | E11 ex GLASMORE | GLASMORE: T421 | GLASMORE |  | 53.4993 | -6.1173
MV/LV Substation BU***128X | 10 kV | 400V(3ph) & 230V(single ph) | LV | 630 kVA :Kiosk Substation | 0.63 | --> | 0.63 | 0.5 | 5.4 |  | --> | 0.598 | 0 | 0 | 0 | 0 | 0.5 | 0 |  | --> | C14 ex ARDNAREE | ARDNAREE: T42 | MOY |  | 54.1126 | -9.1585
MV/LV Substation BU***132 | 10 kV | 400V(3ph) & 230V(single ph) | LV | 400 kVA :Kiosk Substation | 0.4 | --> | 0.4 | 0.276 | 1.1 |  | --> | 0.38 | 0 | 0 | 0 | 0.055 | 0.36 | 0 |  | --> | C12 ex KIMMAGE | KIMMAGE: T42 | INCHICORE 220KV |  | 53.3022 | -6.2962
MV/LV Substation BU***138Z | 10 kV | 400V(3ph) & 230V(single ph) | LV | 400 kVA :Kiosk Substation | 0.4 | --> | 0.4 | 0.364 | 1 |  | --> | 0.38 | 0 | 0 | 0 | 0 | 0 | 0 | Constrained,otherwise capacity available =405kW. | --> | C17 ex LOUGHTAGALLA | LOUGHTAGALLA: T41∥T42 | THURLES |  | 52.6816 | -7.8054
MV/LV Substation BU***138Z | 10 kV | 400V(3ph) & 230V(single ph) | LV | 200 kVA :Kiosk Substation | 0.2 | --> | 0.2 | 0 | 0 | Constrained,otherwise capacity available =158kVA. | --> | 0.19 | 0 | 0 | 0 | 0 | 0 | 0 | Constrained,otherwise capacity available =206kW. | --> | C15 ex PALLAS | PALLAS: T41∥T42 | PORTLAOISE |  | 53.0422 | -7.2937
MV/LV Substation BU***140Z | 10 kV | 400V(3ph) & 230V(single ph) | LV | 200 kVA :Kiosk Substation | 0.2 | --> | 0.2 | 0 | 0 | Constrained,otherwise capacity available =33kVA. | --> | 0.19 | 0 | 0 | 0 | 0.012 | 0.212 | 0 |  | --> | C16 ex SANTRY | SANTRY: T42 | FINGLAS |  | 53.396 | -6.2432
MV/LV Substation BU***148 | 10 kV | 400V(3ph) & 230V(single ph) | LV | 630 kVA :Building Structure | 0.63 | --> | 0.63 | 0.33 | 8.5 |  | --> | 0.598 | 0 | 0 | 0 | 0.021 | 0.5 | 0 |  | --> | C13 ex MILLTOWN (DR) | MILLTOWN (DR): T101 | POOLBEG |  | 53.3224 | -6.2452
MV/LV Substation BU***150X | 10 kV | 400V(3ph) & 230V(single ph) | LV | 100 kVA :Pole Substation | 0.1 | --> | 0.1 | 0.089 | 8.5 |  | --> | 0.095 | 0 | 0 | 0 | 0 | 0 | 0 | Constrained,otherwise capacity available =101kW. | --> | C15 ex BUNDORAN | BUNDORAN: T41∥T42 | CATHALEENS FALL |  | 54.4549 | -8.4201
MV/LV Substation BU***154 | 10 kV | 400V(3ph) & 230V(single ph) | LV | 400 kVA :Kiosk Substation | 0.4 | --> | 0.4 | 0.21 | 2.8 |  | --> | 0.38 | 0 | 0 | 0 | 0.04 | 0.387 | 0 |  | --> | C18 ex BALLYBODEN | BALLYBODEN: T42 | COOKSTOWN |  | 53.2922 | -6.2926
MV/LV Substation BU***168 | 10 kV | 400V(3ph) & 230V(single ph) | LV | 50 kVA :Pole Substation | 0.05 | --> | 0.05 | 0.046 | 9.8 |  | --> | 0.047 | 0 | 0 | 0 | 0 | 0.049 | 0 |  | --> | C11 ex KILCOOLE | KILCOOLE: T41∥T42 | FASSAROE |  | 53.0836 | -6.0914
MV/LV Substation BU***168Y | 10 kV | 400V(3ph) & 230V(single ph) | LV | 400 kVA :Kiosk Substation | 0.4 | --> | 0.4 | 0.256 | 0.8 |  | --> | 0.38 | 0 | 0 | 0 | 0 | 0.421 | 0 |  | --> | C15 ex KILSHANNY | KILSHANNY: T41 | CAHIR |  | 52.2768 | -8.2689
MV/LV Substation BU***172Y | 10 kV | 400V(3ph) & 230V(single ph) | LV | 400 kVA :Kiosk Substation | 0.4 | --> | 0.4 | 0 | 0 | Constrained,otherwise capacity available =292kVA. | --> | 0.38 | 0 | 0 | 0 | 0.016 | 0.399 | 0 |  | --> | E13 ex DALTON | DALTON: T421∥T422 | DALTON |  | 53.7133 | -8.9972
MV/LV Substation BU***176X | 10 kV | 400V(3ph) & 230V(single ph) | LV | 630 kVA :Building Structure | 0.63 | --> | 0.63 | 0.418 | 8.5 |  | --> | 0.598 | 0 | 0 | 0 | 0.012 | 0 | 0 | Constrained,otherwise capacity available =500kW. | --> | C13 ex BUNDORAN | BUNDORAN: T41∥T42 | CATHALEENS FALL |  | 54.4763 | -8.274
MV/LV Substation BU***180Z | 10 kV | 400V(3ph) & 230V(single ph) | LV | 400 kVA :Building Structure | 0.4 | --> | 0.4 | 0.016 | 0.6 |  | --> | 0.38 | 0 | 0 | 0 | 0 | 0.406 | 0 |  | --> | C25 ex SRAH | SRAH: T43 | THORNSBERRY |  | 53.2845 | -7.5172
MV/LV Substation BU***181Z | 10 kV | 400V(3ph) & 230V(single ph) | LV | 630 kVA :Kiosk Substation | 0.63 | --> | 0.63 | 0.5 | 0.6 |  | --> | 0.598 | 0 | 0 | 0 | 0 | 0.5 | 0 |  | --> | C25 ex SRAH | SRAH: T43 | THORNSBERRY |  | 53.2854 | -7.5134
MV/LV Substation BU***192Y | 20 kV | 400V(3ph) & 230V(single ph) | LV | 630 kVA :Building Structure | 0.63 | --> | 0.63 | 0.5 | 8.6 |  | --> | 0.598 | 0 | 0 | 0 | 0.052 | 0.5 | 0 |  | --> | E20 ex BALTRASNA | BALTRASNA: T122 | BALTRASNA |  | 53.517 | -6.411
MV/LV Substation BU***193 | 10 kV | 400V(3ph) & 230V(single ph) | LV | 50 kVA :Pole Substation | 0.05 | --> | 0.05 | 0.03 | 0.4 |  | --> | 0.047 | 0 | 0 | 0 | 0.003 | 0.049 | 0 |  | --> | C15 ex KYLEERAGH | KYLEERAGH: T41 | NENAGH |  | 52.8687 | -8.193
MV/LV Substation BU***194X | 10 kV | 400V(3ph) & 230V(single ph) | LV | 630 kVA :Kiosk Substation | 0.63 | --> | 0.63 | 0.5 | 2.9 |  | --> | 0.598 | 0 | 0 | 0 | 0 | 0.5 | 0 |  | --> | C18 ex DUNLEER | DUNLEER: T41∥T42 | DRYBRIDGE |  | 53.8304 | -6.4042
MV/LV Substation BU***197 | 10 kV | 400V(3ph) & 230V(single ph) | LV | 400 kVA :Kiosk Substation | 0.4 | --> | 0.4 | 0 | 0 | Constrained,otherwise capacity available =276kVA. | --> | 0.38 | 0 | 0 | 0 | 0 | 0.418 | 0 |  | --> | C22 ex GREYSTONES | GREYSTONES: T42 | FASSAROE |  | 53.1312 | -6.0704
MV/LV Substation BU***201 | 10 kV | 400V(3ph) & 230V(single ph) | LV | 400 kVA :Kiosk Substation | 0.4 | --> | 0.4 | 0.311 | 2 |  | --> | 0.38 | 0 | 0 | 0 | 0.011 | 0.401 | 0 |  | --> | C13 ex SUTTON | SUTTON: T41 | GRANGE (DR) |  | 53.3931 | -6.1209
MV/LV Substation BU***201Y | 20 kV | 400V(3ph) & 230V(single ph) | LV | 400 kVA :Kiosk Substation | 0.4 | --> | 0.4 | 0.363 | 11.5 |  | --> | 0.38 | 0 | 0 | 0 | 0 | 0.405 | 0 |  | --> | C27 ex SALTHILL | SALTHILL: T101 | SALTHILL |  | 53.334 | -9.1823
MV/LV Substation BU***206X | 10 kV | 400V(3ph) & 230V(single ph) | LV | 100 kVA :Pole Substation | 0.1 | --> | 0.1 | 0.095 | 8.5 |  | --> | 0.095 | 0 | 0 | 0 | 0 | 0 | 0 | Constrained,otherwise capacity available =100kW. | --> | C15 ex BUNDORAN | BUNDORAN: T41∥T42 | CATHALEENS FALL |  | 54.4548 | -8.4187
MV/LV Substation BU***210 | 20 kV | 400V(3ph) & 230V(single ph) | LV | 200 kVA :Pole Substation | 0.2 | --> | 0.2 | 0.157 | 2.6 |  | --> | 0.19 | 0 | 0 | 0 | 0 | 0.206 | 0 |  | --> | C16 ex OUGHTERARD | OUGHTERARD: T41∥T42 | GALWAY 110KV |  | 53.3911 | -9.2904
MV/LV Substation BU***211Z | 10 kV | 400V(3ph) & 230V(single ph) | LV | 400 kVA :Building Structure | 0.4 | --> | 0.4 | 0.299 | 3.1 |  | --> | 0.38 | 0 | 0 | 0 | 0 | 0.415 | 0 |  | --> | C23 ex TRABEG | TRABEG: T102 | TRABEG |  | 51.8504 | -8.4821
MV/LV Substation BU***213Z | 10 kV | 400V(3ph) & 230V(single ph) | LV | 400 kVA :Building Structure | 0.4 | --> | 0.4 | 0.287 | 3.1 |  | --> | 0.38 | 0 | 0 | 0 | 0 | 0.417 | 0 |  | --> | C23 ex TRABEG | TRABEG: T102 | TRABEG |  | 51.8492 | -8.4782
MV/LV Substation BU***214 | 10 kV | 400V(3ph) & 230V(single ph) | LV | 200 kVA :Kiosk Substation | 0.2 | --> | 0.2 | 0.179 | 0.8 |  | --> | 0.19 | 0 | 0 | 0 | 0 | 0.203 | 0 |  | --> | C14 ex BALLYBEGGAN | BALLYBEGGAN: T43∥T44 | TRALEE |  | 52.2902 | -9.6736
MV/LV Substation BU***219Y | 10 kV | 400V(3ph) & 230V(single ph) | LV | 50 kVA :Pole Substation | 0.05 | --> | 0.05 | 0 | 0 | Constrained,otherwise capacity available =50kVA. | --> | 0.047 | 0 | 0 | 0 | 0 | 0.049 | 0 |  | --> | C12 ex SAGGART | SAGGART: T41∥T42 | GRANGE CASTLE |  | 53.2696 | -6.522
MV/LV Substation BU***225 | 20 kV | 400V(3ph) & 230V(single ph) | LV | 200 kVA :Pole Substation | 0.2 | --> | 0.2 | 0 | 0 | Constrained,otherwise capacity available =171kVA. | --> | 0.19 | 0 | 0 | 0 | 0.011 | 0.192 | 0 |  | --> | E18 ex EDENDERRY | EDENDERRY: T421∥T422 | BLAKE |  | 53.3385 | -7.0566
MV/LV Substation BU***237 | 20 kV | 400V(3ph) & 230V(single ph) | LV | 200 kVA :Pole Substation | 0.2 | --> | 0.2 | 0.164 | 3.7 |  | --> | 0.19 | 0 | 0 | 0 | 0 | 0 | 0 | Constrained,otherwise capacity available =205kW. | --> | E20 ex FOXHOLE | FOXHOLE: T421∥T422 | DUNGARVAN |  | 51.9382 | -7.9485
MV/LV Substation BU***242Z | 10 kV | 400V(3ph) & 230V(single ph) | LV | 400 kVA :Kiosk Substation | 0.4 | --> | 0.4 | 0.339 | 2.2 |  | --> | 0.38 | 0 | 0 | 0 | 0 | 0.409 | 0 |  | --> | C11 ex MORNINGTON ROAD | MORNINGTON ROAD: T41 | DRYBRIDGE |  | 53.7103 | -6.3575
MV/LV Substation BU***244 | 10 kV | 400V(3ph) & 230V(single ph) | LV | 200 kVA :Pole Substation | 0.2 | --> | 0.2 | 0.134 | 9.2 |  | --> | 0.19 | 0 | 0 | 0 | 0.039 | 0.169 | 0 |  | --> | C19 ex MIDLETON | MIDLETON: T101 | MIDLETON |  | 51.9121 | -8.239
MV/LV Substation BU***250X | 10 kV | 400V(3ph) & 230V(single ph) | LV | 1000 kVA :Building Structure | 1 | --> | 1 | 0.5 | 4 |  | --> | 0.95 | 0 | 0 | 0 | 0 | 0.5 | 0 |  | --> | C12 ex OAKFIELD | OAKFIELD: T42 | SLIGO |  | 54.2732 | -8.479
MV/LV Substation BU***251X | 10 kV | 400V(3ph) & 230V(single ph) | LV | 1000 kVA :Building Structure | 1 | --> | 1 | 0.5 | 4 |  | --> | 0.95 | 0 | 0 | 0 | 0 | 0.5 | 0 |  | --> | C12 ex OAKFIELD | OAKFIELD: T42 | SLIGO |  | 54.2733 | -8.479
MV/LV Substation BU***252X | 20 kV | 400V(3ph) & 230V(single ph) | LV | 50 kVA :Pole Substation | 0.05 | --> | 0.05 | 0.044 | 4 |  | --> | 0.047 | 0 | 0 | 0 | 0 | 0.05 | 0 |  | --> | E13 ex KILLINICK | KILLINICK: T421∥T422 | WEXFORD |  | 52.2106 | -6.3966
MV/LV Substation BU***253X | 20 kV | 400V(3ph) & 230V(single ph) | LV | 100 kVA :Pole Substation | 0.1 | --> | 0.1 | 0.099 | 8.5 |  | --> | 0.095 | 0 | 0 | 0 | 0 | 0 | 0 | Constrained,otherwise capacity available =100kW. | --> | E14 ex BELLACORICK | BELLACORICK: T122 | BELLACORICK |  | 54.196 | -9.9077
MV/LV Substation BU***272Z | 10 kV | 400V(3ph) & 230V(single ph) | LV | 400 kVA :Kiosk Substation | 0.4 | --> | 0.4 | 0 | 0 | Constrained,otherwise capacity available =322kVA. | --> | 0.38 | 0 | 0 | 0 | 0 | 0.411 | 0 |  | --> | C18 ex BALGADDY | BALGADDY: T42 | GRANGE CASTLE |  | 53.3399 | -6.419
MV/LV Substation BU***282Y | 20 kV | 400V(3ph) & 230V(single ph) | LV | 200 kVA :Kiosk Substation | 0.2 | --> | 0.2 | 0 | 0 | Constrained,otherwise capacity available =188kVA. | --> | 0.19 | 0 | 0 | 0 | 0 | 0 | 0 | Constrained,otherwise capacity available =201kW. | --> | E12 ex BUNCLODY | BUNCLODY: T421∥T422 | CRANE |  | 52.6531 | -6.662
MV/LV Substation BU***283 | 10 kV | 400V(3ph) & 230V(single ph) | LV | 400 kVA :Building Structure | 0.4 | --> | 0.4 | 0 | 0 | Constrained,otherwise capacity available =328kVA. | --> | 0.38 | 0 | 0 | 0 | 0 | 0.411 | 0 |  | --> | C20 ex BALLYMUN | BALLYMUN: T42 | FINGLAS |  | 53.3882 | -6.2546
MV/LV Substation BU***283X | 10 kV | 400V(3ph) & 230V(single ph) | LV | 200 kVA :Building Structure | 0.2 | --> | 0.2 | 0.154 | 2 |  | --> | 0.19 | 0 | 0 | 0 | 0.007 | 0.199 | 0 |  | --> | C11 ex SUTTON | SUTTON: T41 | GRANGE (DR) |  | 53.3917 | -6.0996
MV/LV Substation BU***286X | 20 kV | 400V(3ph) & 230V(single ph) | LV | 50 kVA :Pole Substation | 0.05 | --> | 0.05 | 0.048 | 0.8 |  | --> | 0.047 | 0 | 0 | 0 | 0 | 0 | 0 | Constrained,otherwise capacity available =49kW. | --> | E17 ex CARNDONAGH | CARNDONAGH: T421∥T422 | TRILLICK |  | 55.3202 | -7.1786
MV/LV Substation BU***286Z | 10 kV | 400V(3ph) & 230V(single ph) | LV | 400 kVA :Building Structure | 0.4 | --> | 0.4 | 0.399 | 3.1 |  | --> | 0.38 | 0 | 0 | 0 | 0 | 0.4 | 0 |  | --> | C23 ex TRABEG | TRABEG: T102 | TRABEG |  | 51.8502 | -8.4788
MV/LV Substation BU***287 | 10 kV | 400V(3ph) & 230V(single ph) | LV | 630 kVA :Kiosk Substation | 0.63 | --> | 0.63 | 0 | 0 | Constrained,otherwise capacity available =469kVA. | --> | 0.598 | 0 | 0 | 0 | 0 | 0.5 | 0 |  | --> | C12 ex SAGGART | SAGGART: T41∥T42 | GRANGE CASTLE |  | 53.2714 | -6.5192
MV/LV Substation BU***288 | 10 kV | 400V(3ph) & 230V(single ph) | LV | 630 kVA :Kiosk Substation | 0.63 | --> | 0.63 | 0.488 | 2.8 |  | --> | 0.598 | 0 | 0 | 0 | 0.031 | 0.5 | 0 |  | --> | C18 ex BALLYBODEN | BALLYBODEN: T42 | COOKSTOWN |  | 53.2917 | -6.2961
MV/LV Substation BU***289 | 20 kV | 400V(3ph) & 230V(single ph) | LV | 200 kVA :Pole Substation | 0.2 | --> | 0.2 | 0.182 | 3.4 |  | --> | 0.19 | 0 | 0 | 0 | 0 | 0.202 | 0 |  | --> | E20 ex CLONMINCH | CLONMINCH: T422 | THORNSBERRY |  | 53.267 | -7.3836
MV/LV Substation BU***290Z | 10 kV | 400V(3ph) & 230V(single ph) | LV | 200 kVA :Kiosk Substation | 0.2 | --> | 0.2 | 0.117 | 5.6 |  | --> | 0.19 | 0 | 0 | 0 | 0.014 | 0 | 0 | Constrained,otherwise capacity available =197kW. | --> | E13 ex BLESSINGTON | BLESSINGTON: T421 | KILTEEL |  | 53.1617 | -6.5441
MV/LV Substation BU***292 | 10 kV | 400V(3ph) & 230V(single ph) | LV | 630 kVA :Building Structure | 0.63 | --> | 0.63 | 0.5 | 4.1 |  | --> | 0.598 | 0 | 0 | 0 | 0 | 0.5 | 0 |  | --> | C21 ex KIMMAGE | KIMMAGE: T41 | INCHICORE 220KV |  | 53.2969 | -6.2975
MV/LV Substation BU***296Y | 10 kV | 400V(3ph) & 230V(single ph) | LV | 100 kVA :Pole Substation | 0.1 | --> | 0.1 | 0.088 | 2.2 |  | --> | 0.095 | 0 | 0 | 0 | 0 | 0.101 | 0 |  | --> | C18 ex SPA ROAD | SPA ROAD: T41∥T42 | DOON |  | 52.3748 | -7.6509
MV/LV Substation BU***298X | 10 kV | 400V(3ph) & 230V(single ph) | LV | 630 kVA :Building Structure | 0.63 | --> | 0.63 | 0.5 | 9.3 |  | --> | 0.598 | 0 | 0 | 0 | 0 | 0.5 | 0 |  | --> | C12 ex RINGSEND | RINGSEND: T102 | POOLBEG |  | 53.342 | -6.2033
MV/LV Substation BU***298Y | 20 kV | 400V(3ph) & 230V(single ph) | LV | 400 kVA :Kiosk Substation | 0.4 | --> | 0.4 | 0.295 | 3.3 |  | --> | 0.38 | 0 | 0 | 0 | 0 | 0.416 | 0 |  | --> | E18 ex CRATLOE | CRATLOE: T421∥T422 | ARDNACRUSHA |  | 52.6961 | -8.8133
MV/LV Substation BU***302 | 10 kV | 400V(3ph) & 230V(single ph) | LV | 400 kVA :Kiosk Substation | 0.4 | --> | 0.4 | 0.244 | 2.2 |  | --> | 0.38 | 0 | 0 | 0 | 0.004 | 0.419 | 0 |  | --> | C12 ex MANOR STREET | MANOR STREET: T42 | WATERFORD |  | 52.2576 | -7.1153
MV/LV Substation BU***308X | 20 kV | 400V(3ph) & 230V(single ph) | LV | 50 kVA :Pole Substation | 0.05 | --> | 0.05 | 0 | 0 | Constrained,otherwise capacity available =44kVA. | --> | 0.047 | 0 | 0 | 0 | 0 | 0.05 | 0 |  | --> | E15 ex GLENAMADDY | GLENAMADDY: T422 | ATHLONE |  | 53.6286 | -8.5569
MV/LV Substation BU***308Y | 10 kV | 400V(3ph) & 230V(single ph) | LV | 630 kVA :Kiosk Substation | 0.63 | --> | 0.63 | 0.5 | 25.1 |  | --> | 0.598 | 0 | 0 | 0 | 0.017 | 0.5 | 0 |  | --> | C20 ex ARKLOW | ARKLOW: T101∥T102 | ARKLOW |  | 52.812 | -6.1542
MV/LV Substation BU***309Y | 10 kV | 400V(3ph) & 230V(single ph) | LV | 200 kVA :Pole Substation | 0.2 | --> | 0.2 | 0.129 | 2.4 |  | --> | 0.19 | 0 | 0 | 0 | 0 | 0.21 | 0 |  | --> | C18 ex BALLYMAHON | BALLYMAHON: T41∥T42 | ATHLONE |  | 53.5678 | -7.7621
MV/LV Substation BU***310X | 10 kV | 400V(3ph) & 230V(single ph) | LV | 630 kVA :Building Structure | 0.63 | --> | 0.63 | 0.5 | 5.4 |  | --> | 0.598 | 0 | 0 | 0 | 0 | 0.5 | 0 |  | --> | C14 ex ARDNAREE | ARDNAREE: T42 | MOY |  | 54.1131 | -9.1566
MV/LV Substation BU***314Z | 10 kV | 400V(3ph) & 230V(single ph) | LV | 50 kVA :Pole Substation | 0.05 | --> | 0.05 | 0.037 | 1.7 |  | --> | 0.047 | 0 | 0 | 0 | 0.006 | 0.044 | 0 |  | --> | C26 ex BISHOPSTOWN | BISHOPSTOWN: T42 | KILBARRY |  | 51.8943 | -8.6118
MV/LV Substation BU***317Z | 10 kV | 400V(3ph) & 230V(single ph) | LV | 400 kVA :Building Structure | 0.4 | --> | 0.4 | 0.25 | 3.1 |  | --> | 0.38 | 0 | 0 | 0 | 0 | 0.423 | 0 |  | --> | C23 ex TRABEG | TRABEG: T102 | TRABEG |  | 51.8491 | -8.4818
MV/LV Substation BU***324 | 20 kV | 400V(3ph) & 230V(single ph) | LV | 100 kVA :Pole Substation | 0.1 | --> | 0.1 | 0.096 | 1.2 |  | --> | 0.095 | 0 | 0 | 0 | 0 | 0 | 0 | Constrained,otherwise capacity available =100kW. | --> | C21 ex KNOCKAPHUNTA | KNOCKAPHUNTA: T41∥T42 | CASTLEBAR |  | 53.8045 | -9.289
MV/LV Substation BU***329Y | 10 kV | 400V(3ph) & 230V(single ph) | LV | 50 kVA :Pole Substation | 0.05 | --> | 0.05 | 0 | 0 | Constrained,otherwise capacity available =48kVA. | --> | 0.047 | 0 | 0 | 0 | 0 | 0 | 0 | Constrained,otherwise capacity available =49kW. | --> | C19 ex ROSCREA | ROSCREA: T41 | IKERRIN |  | 52.8838 | -7.9344
MV/LV Substation BU***334Z | 10 kV | 400V(3ph) & 230V(single ph) | LV | 200 kVA :Kiosk Substation | 0.2 | --> | 0.2 | 0.193 | 2.2 |  | --> | 0.19 | 0 | 0 | 0 | 0 | 0 | 0 | Constrained,otherwise capacity available =200kW. | --> | C18 ex NEWCASTLEWEST | NEWCASTLEWEST: T41∥T42 | RATHKEALE |  | 52.4269 | -9.0161
MV/LV Substation BU***335 | 10 kV | 400V(3ph) & 230V(single ph) | LV | 100 kVA :Pole Substation | 0.1 | --> | 0.1 | 0.043 | 8.7 |  | --> | 0.095 | 0 | 0 | 0 | 0 | 0.108 | 0 |  | --> | C22 ex KILLOTERAN | KILLOTERAN: T102 | KILLOTERAN |  | 52.2413 | -7.1676
MV/LV Substation BU***335 | 20 kV | 400V(3ph) & 230V(single ph) | LV | 200 kVA :Pole Substation | 0.2 | --> | 0.2 | 0.18 | 5.3 |  | --> | 0.19 | 0 | 0 | 0 | 0 | 0.203 | 0 |  | --> | E18 ex BUSH | BUSH: T421∥T422 | DUNDALK |  | 53.9985 | -6.1965
MV/LV Substation BU***337 | 10 kV | 400V(3ph) & 230V(single ph) | LV | 400 kVA :Building Structure | 0.4 | --> | 0.4 | 0.356 | 2.8 |  | --> | 0.38 | 0 | 0 | 0 | 0.008 | 0 | 0 | Constrained,otherwise capacity available =397kW. | --> | C15 ex KILTIMAGH | KILTIMAGH: T41 | CASTLEBAR |  | 53.8594 | -8.9905
MV/LV Substation BU***338X | 10 kV | 400V(3ph) & 230V(single ph) | LV | 50 kVA :Pole Substation | 0.05 | --> | 0.05 | 0 | 0 | Constrained,otherwise capacity available =42kVA. | --> | 0.047 | 0 | 0 | 0 | 0 | 0.05 | 0 |  | --> | C17 ex CARRIGALINE | CARRIGALINE: T41∥T42 | BARNAHELY |  | 51.7806 | -8.2949
MV/LV Substation BU***342Z | 20 kV | 400V(3ph) & 230V(single ph) | LV | 50 kVA :Pole Substation | 0.05 | --> | 0.05 | 0.043 | 4 |  | --> | 0.047 | 0 | 0 | 0 | 0.007 | 0.042 | 0 |  | --> | E13 ex KILLINICK | KILLINICK: T421∥T422 | WEXFORD |  | 52.2165 | -6.3949
MV/LV Substation BU***349X | 20 kV | 400V(3ph) & 230V(single ph) | LV | 1000 kVA :Building Structure | 1 | --> | 1 | 0.5 | 3.5 |  | --> | 0.95 | 0 | 0 | 0 | 0 | 0.5 | 0 |  | --> | E21 ex STRANORLAR | STRANORLAR: T421 | LETTERKENNY |  | 54.8004 | -7.7794
MV/LV Substation BU***350X | 10 kV | 400V(3ph) & 230V(single ph) | LV | 630 kVA :Building Structure | 0.63 | --> | 0.63 | 0.461 | 8.2 |  | --> | 0.598 | 0 | 0 | 0 | 0 | 0.5 | 0 |  | --> | C17 ex MISERY HILL | MISERY HILL: T101 | POOLBEG |  | 53.3469 | -6.256
MV/LV Substation BU***355 | 10 kV | 400V(3ph) & 230V(single ph) | LV | 630 kVA :Building Structure | 0.63 | --> | 0.63 | 0.45 | 1.1 |  | --> | 0.598 | 0 | 0 | 0 | 0 | 0.5 | 0 |  | --> | C19 ex BREWERY ROAD | BREWERY ROAD: T41 | CARRICKMINES |  | 53.2737 | -6.2058
MV/LV Substation BU***358 | 10 kV | 400V(3ph) & 230V(single ph) | LV | 100 kVA :Pole Substation | 0.1 | --> | 0.1 | 0.065 | 0.1 |  | --> | 0.095 | 0 | 0 | 0 | 0.024 | 0.08 | 0 |  | --> | C17 ex ROSEHILL | ROSEHILL: T41 | KILKENNY |  | 52.5766 | -7.2935
MV/LV Substation BU***366X | 10 kV | 400V(3ph) & 230V(single ph) | LV | 200 kVA :Kiosk Substation | 0.2 | --> | 0.2 | 0.147 | 1.2 |  | --> | 0.19 | 0 | 0 | 0 | 0.014 | 0.193 | 0 |  | --> | C15 ex TRIM | TRIM: T41∥T42 | NAVAN |  | 53.5617 | -6.7988
MV/LV Substation BU***375 | 10 kV | 400V(3ph) & 230V(single ph) | LV | 100 kVA :Pole Substation | 0.1 | --> | 0.1 | 0 | 0 | Constrained,otherwise capacity available =64kVA. | --> | 0.095 | 0 | 0 | 0 | 0 | 0 | 0 | Constrained,otherwise capacity available =105kW. | --> | C11 ex KILMALLOCK | KILMALLOCK: T42 | CHARLEVILLE |  | 52.4187 | -8.5335
MV/LV Substation BU***375Z | 20 kV | 400V(3ph) & 230V(single ph) | LV | 200 kVA :Kiosk Substation | 0.2 | --> | 0.2 | 0 | 0 | Constrained,otherwise capacity available =146kVA. | --> | 0.19 | 0 | 0 | 0 | 0 | 0.207 | 0 |  | --> | E13 ex GLASMORE | GLASMORE: T421 | GLASMORE |  | 53.4701 | -6.2418
MV/LV Substation BU***377Y | 20 kV | 400V(3ph) & 230V(single ph) | LV | 50 kVA :Pole Substation | 0.05 | --> | 0.05 | 0 | 0 | Constrained,otherwise capacity available =48kVA. | --> | 0.047 | 0 | 0 | 0 | 0 | 0 | 0 | Constrained,otherwise capacity available =49kW. | --> | E12 ex BUNCLODY | BUNCLODY: T421∥T422 | CRANE |  | 52.6532 | -6.6486
MV/LV Substation BU***385X | 10 kV | 400V(3ph) & 230V(single ph) | LV | 630 kVA :Kiosk Substation | 0.63 | --> | 0.63 | 0 | 0 | Constrained,otherwise capacity available =500kVA. | --> | 0.598 | 0 | 0 | 0 | 0 | 0.5 | 0 |  | --> | C37 ex INCHICORE CENTRAL | INCHICORE CENTRAL: T45 | INCHICORE 220KV |  | 53.3396 | -6.3151
MV/LV Substation BU***388Z | 10 kV | 400V(3ph) & 230V(single ph) | LV | 50 kVA :Pole Substation | 0.05 | --> | 0.05 | 0.035 | 0.1 |  | --> | 0.047 | 0 | 0 | 0 | 0.015 | 0.036 | 0 |  | --> | C17 ex ROSEHILL | ROSEHILL: T41 | KILKENNY |  | 52.5683 | -7.2796
MV/LV Substation BU***389Y | 10 kV | 400V(3ph) & 230V(single ph) | LV | 630 kVA :Building Structure | 0.63 | --> | 0.63 | 0 | 0 | Constrained,otherwise capacity available =500kVA. | --> | 0.598 | 0 | 0 | 0 | 0 | 0 | 0 | Constrained,otherwise capacity available =500kW. | --> | C12 ex ROSCREA | ROSCREA: T42 | IKERRIN |  | 52.959 | -7.7799
MV/LV Substation BU***390Z | 20 kV | 400V(3ph) & 230V(single ph) | LV | 200 kVA :Kiosk Substation | 0.2 | --> | 0.2 | 0.139 | 1.3 |  | --> | 0.19 | 0 | 0 | 0 | 0.016 | 0.192 | 0 |  | --> | E12 ex KILCULLEN | KILCULLEN: T424 | STRATFORD |  | 53.0838 | -6.7936
MV/LV Substation BU***4001 | 10 kV | 400V(3ph) & 230V(single ph) | LV | 1000 kVA :Building Structure | 1 | --> | 1 | 0 | 0 | Constrained,otherwise capacity available =500kVA. | --> | 0.95 | 0 | 0 | 0 | 0 | 0.5 | 0 |  | --> | C23 ex LEESON STREET | LEESON STREET: T41 | MILLTOWN (DR) |  | 53.3325 | -6.2451
MV/LV Substation BU***4002 | 10 kV | 400V(3ph) & 230V(single ph) | LV | 630 kVA :Kiosk Substation | 0.63 | --> | 0.63 | 0.5 | 0.8 |  | --> | 0.598 | 0 | 0 | 0 | 0 | 0.5 | 0 |  | --> | C14 ex KNOCKMULLEN | KNOCKMULLEN: T42 | GREAT ISLAND |  | 52.385 | -6.9354
MV/LV Substation BU***4008 | 10 kV | 400V(3ph) & 230V(single ph) | LV | 400 kVA :Building Structure | 0.4 | --> | 0.4 | 0.337 | 3.9 |  | --> | 0.38 | 0 | 0 | 0 | 0 | 0.409 | 0 |  | --> | C27 ex GALWAY 110KV | GALWAY 110KV: T103 | GALWAY 110KV |  | 53.2697 | -9.0368
MV/LV Substation BU***4017 | 20 kV | 400V(3ph) & 230V(single ph) | LV | 50 kVA :Pole Substation | 0.05 | --> | 0.05 | 0.05 | 1.6 |  | --> | 0.047 | 0 | 0 | 0 | 0 | 0.049 | 0 |  | --> | E12 ex GURRANEBANE | GURRANEBANE: T421∥T422 | OUGHTRAGH |  | 51.9895 | -10.1151
MV/LV Substation BU***4027 | 10 kV | 400V(3ph) & 230V(single ph) | LV | 400 kVA :Kiosk Substation | 0.4 | --> | 0.4 | 0 | 0 | Constrained,otherwise capacity available =356kVA. | --> | 0.38 | 0 | 0 | 0 | 0 | 0.406 | 0 |  | --> | C19 ex DOCK ROAD | DOCK ROAD: T41∥T42 | LIMERICK |  | 52.6463 | -8.669
MV/LV Substation BU***4030 | 10 kV | 400V(3ph) & 230V(single ph) | LV | 400 kVA :Kiosk Substation | 0.4 | --> | 0.4 | 0 | 0 | Constrained,otherwise capacity available =400kVA. | --> | 0.38 | 0 | 0 | 0 | 0 | 0.4 | 0 |  | --> | C22 ex COBH | COBH: T41∥T42 | COW CROSS |  | 51.8542 | -8.3023
MV/LV Substation BU***4037 | 10 kV | 400V(3ph) & 230V(single ph) | LV | 400 kVA :Building Structure | 0.4 | --> | 0.4 | 0.4 | 8.5 |  | --> | 0.38 | 0 | 0 | 0 | 0 | 0 | 0 | Constrained,otherwise capacity available =400kW. | --> | C15 ex BUNDORAN | BUNDORAN: T41∥T42 | CATHALEENS FALL |  | 54.4717 | -8.2943
MV/LV Substation BU***4038 | 10 kV | 400V(3ph) & 230V(single ph) | LV | 400 kVA :Building Structure | 0.4 | --> | 0.4 | 0.4 | 9.3 |  | --> | 0.38 | 0 | 0 | 0 | 0 | 0.4 | 0 |  | --> | C28 ex KILMORE | KILMORE: T102 | FINGLAS |  | 53.4059 | -6.1795
MV/LV Substation BU***403Y | 10 kV | 400V(3ph) & 230V(single ph) | LV | 50 kVA :Pole Substation | 0.05 | --> | 0.05 | 0.05 | 1.4 |  | --> | 0.047 | 0 | 0 | 0 | 0 | 0 | 0 | Constrained,otherwise capacity available =49kW. | --> | C20 ex POLLERTON | POLLERTON: T42 | CARLOW |  | 52.8182 | -6.865
MV/LV Substation BU***4040 | 10 kV | 400V(3ph) & 230V(single ph) | LV | 1000 kVA :Building Structure | 1 | --> | 1 | 0.5 | 8.5 |  | --> | 0.95 | 0 | 0 | 0 | 0 | 0.5 | 0 |  | --> | C23 ex MILLTOWN (DR) | MILLTOWN (DR): T101 | POOLBEG |  | 53.3311 | -6.2475
MV/LV Substation BU***4040 | 20 kV | 400V(3ph) & 230V(single ph) | LV | 50 kVA :Pole Substation | 0.05 | --> | 0.05 | 0.05 | 0.8 |  | --> | 0.047 | 0 | 0 | 0 | 0 | 0 | 0 | Constrained,otherwise capacity available =49kW. | --> | E17 ex CARNDONAGH | CARNDONAGH: T421∥T422 | TRILLICK |  | 55.3211 | -7.1806
MV/LV Substation BU***4041 | 20 kV | 400V(3ph) & 230V(single ph) | LV | 50 kVA :Pole Substation | 0.05 | --> | 0.05 | 0.05 | 2.4 |  | --> | 0.047 | 0 | 0 | 0 | 0 | 0.049 | 0 |  | --> | E20 ex STRANORLAR | STRANORLAR: T422 | LETTERKENNY |  | 54.7895 | -7.7647
MV/LV Substation BU***4042 | 10 kV | 400V(3ph) & 230V(single ph) | LV | 50 kVA :Pole Substation | 0.05 | --> | 0.05 | 0.05 | 3.9 |  | --> | 0.047 | 0 | 0 | 0 | 0 | 0 | 0 | Constrained,otherwise capacity available =49kW. | --> | C13 ex DERRYBEG | DERRYBEG: T41∥T42 | ARDNAGAPPARY |  | 55.0197 | -8.3357
MV/LV Substation BU***4055 | 10 kV | 400V(3ph) & 230V(single ph) | LV | 50 kVA :Pole Substation | 0.05 | --> | 0.05 | 0.05 | 4 |  | --> | 0.047 | 0 | 0 | 0 | 0 | 0.049 | 0 |  | --> | E18 ex KILLINICK | KILLINICK: T421∥T422 | WEXFORD |  | 52.2894 | -6.3942
MV/LV Substation BU***4056 | 10 kV | 400V(3ph) & 230V(single ph) | LV | 400 kVA :Building Structure | 0.4 | --> | 0.4 | 0.397 | 0.8 |  | --> | 0.38 | 0 | 0 | 0 | 0 | 0.4 | 0 |  | --> | C14 ex KNOCKMULLEN | KNOCKMULLEN: T42 | GREAT ISLAND |  | 52.3826 | -6.9373
MV/LV Substation BU***406 | 10 kV | 400V(3ph) & 230V(single ph) | LV | 200 kVA :Pole Substation | 0.2 | --> | 0.2 | 0 | 0 | Constrained,otherwise capacity available =170kVA. | --> | 0.19 | 0 | 0 | 0 | 0.004 | 0.2 | 0 |  | --> | C18 ex WOODFORD | WOODFORD: T41∥T42 | KNOCKEARAGH |  | 52.0453 | -9.5209
MV/LV Substation BU***4064 | 20 kV | 400V(3ph) & 230V(single ph) | LV | 400 kVA :Kiosk Substation | 0.4 | --> | 0.4 | 0.329 | 1.6 |  | --> | 0.38 | 0 | 0 | 0 | 0 | 0.411 | 0 |  | --> | E16 ex DINGLE | DINGLE: T422 | OUGHTRAGH |  | 52.1359 | -10.2682
MV/LV Substation BU***4070 | 20 kV | 400V(3ph) & 230V(single ph) | LV | 50 kVA :Pole Substation | 0.05 | --> | 0.05 | 0 | 0 | Constrained,otherwise capacity available =49kVA. | --> | 0.047 | 0 | 0 | 0 | 0 | 0 | 0 | Constrained,otherwise capacity available =49kW. | --> | E11 ex ASHBOURNE | ASHBOURNE: T421 | FINGLAS |  | 53.4796 | -6.3681
MV/LV Substation BU***4071 | 10 kV | 400V(3ph) & 230V(single ph) | LV | 100 kVA :Pole Substation | 0.1 | --> | 0.1 | 0.1 | 4 |  | --> | 0.095 | 0 | 0 | 0 | 0 | 0.1 | 0 |  | --> | E18 ex KILLINICK | KILLINICK: T421∥T422 | WEXFORD |  | 52.2664 | -6.3927
MV/LV Substation BU***4084 | 10 kV | 400V(3ph) & 230V(single ph) | LV | 1000 kVA :Building Structure | 1 | --> | 1 | 0.5 | 13.2 |  | --> | 0.95 | 0 | 0 | 0 | 0 | 0.5 | 0 |  | --> | C27 ex TANEY | TANEY: T101 | CARRICKMINES |  | 53.2887 | -6.2448
MV/LV Substation BU***411X | 10 kV | 400V(3ph) & 230V(single ph) | LV | 50 kVA :Pole Substation | 0.05 | --> | 0.05 | 0.044 | 2.2 |  | --> | 0.047 | 0 | 0 | 0 | 0.002 | 0.048 | 0 |  | --> | C16 ex ROSSGEIR | ROSSGEIR: T41∥T42 | LETTERKENNY |  | 54.9584 | -7.4567
MV/LV Substation BU***4153 | 10 kV | 400V(3ph) & 230V(single ph) | LV | 200 kVA :Kiosk Substation | 0.2 | --> | 0.2 | 0.099 | 8.3 |  | --> | 0.19 | 0 | 0 | 0 | 0.014 | 0.2 | 0 |  | --> | C25 ex BALLYBEG | BALLYBEG: T101 | CARRICKMINES |  | 52.9851 | -6.0619
MV/LV Substation BU***4169 | 20 kV | 400V(3ph) & 230V(single ph) | LV | 50 kVA :Pole Substation | 0.05 | --> | 0.05 | 0.05 | 1.5 |  | --> | 0.047 | 0 | 0 | 0 | 0 | 0.049 | 0 |  | --> | E11 ex ARDFINNAN | ARDFINNAN: T421 | CAHIR |  | 52.3182 | -7.9614
MV/LV Substation BU***416X | 20 kV | 400V(3ph) & 230V(single ph) | LV | 50 kVA :Pole Substation | 0.05 | --> | 0.05 | 0.048 | 1.5 |  | --> | 0.047 | 0 | 0 | 0 | 0 | 0.049 | 0 |  | --> | E17 ex ACHILL | ACHILL: T422 | CARROWBEG |  | 53.9703 | -9.986
MV/LV Substation BU***4175 | 20 kV | 400V(3ph) & 230V(single ph) | LV | 50 kVA :Pole Substation | 0.05 | --> | 0.05 | 0.05 | 1.5 |  | --> | 0.047 | 0 | 0 | 0 | 0 | 0.049 | 0 |  | --> | E16 ex BEALISTOWN | BEALISTOWN: T421∥T422 | GREAT ISLAND |  | 52.2756 | -6.8688
MV/LV Substation BU***420 | 20 kV | 400V(3ph) & 230V(single ph) | LV | 100 kVA :Pole Substation | 0.1 | --> | 0.1 | 0 | 0 | Constrained,otherwise capacity available =77kVA. | --> | 0.095 | 0 | 0 | 0 | 0.01 | 0.092 | 0 |  | --> | E28 ex LOUGHREA | LOUGHREA: T41∥T42 | SOMERSET |  | 53.2482 | -8.5537
MV/LV Substation BU***4217 | 10 kV | 400V(3ph) & 230V(single ph) | LV | 1000 kVA :Building Structure | 1 | --> | 1 | 0.5 | 9.3 |  | --> | 0.95 | 0 | 0 | 0 | 0.015 | 0.5 | 0 |  | --> | C28 ex KILMORE | KILMORE: T102 | FINGLAS |  | 53.4058 | -6.1812
MV/LV Substation BU***4219 | 10 kV | 400V(3ph) & 230V(single ph) | LV | 400 kVA :Kiosk Substation | 0.4 | --> | 0.4 | 0 | 0 | Constrained,otherwise capacity available =400kVA. | --> | 0.38 | 0 | 0 | 0 | 0 | 0.4 | 0 |  | --> | C14 ex DOCK ROAD | DOCK ROAD: T41∥T42 | LIMERICK |  | 52.6531 | -8.6712
MV/LV Substation BU***4244 | 10 kV | 400V(3ph) & 230V(single ph) | LV | 50 kVA :Pole Substation | 0.05 | --> | 0.05 | 0.034 | 5.9 |  | --> | 0.047 | 0 | 0 | 0 | 0 | 0.051 | 0 |  | --> | C20 ex BANDON | BANDON: T101 | BANDON |  | 51.7728 | -8.7879
MV/LV Substation BU***4248 | 10 kV | 400V(3ph) & 230V(single ph) | LV | 630 kVA :Kiosk Substation | 0.63 | --> | 0.63 | 0.485 | 15.8 |  | --> | 0.598 | 0 | 0 | 0 | 0.014 | 0.5 | 0 |  | --> | C18 ex CASTLEVIEW | CASTLEVIEW: T102 | CASTLEVIEW |  | 51.9195 | -8.3884
MV/LV Substation BU***4250 | 10 kV | 400V(3ph) & 230V(single ph) | LV | 100 kVA :Pole Substation | 0.1 | --> | 0.1 | 0 | 0 | Constrained,otherwise capacity available =96kVA. | --> | 0.095 | 0 | 0 | 0 | 0 | 0 | 0 | Constrained,otherwise capacity available =100kW. | --> | C11 ex GARDEN CITY | GARDEN CITY: T41∥T42 | ARKLOW |  | 52.7061 | -6.304
MV/LV Substation BU***4252 | 10 kV | 400V(3ph) & 230V(single ph) | LV | 200 kVA :Pole Substation | 0.2 | --> | 0.2 | 0.193 | 0.4 |  | --> | 0.19 | 0 | 0 | 0 | 0 | 0.2 | 0 |  | --> | C15 ex KYLEERAGH | KYLEERAGH: T41 | NENAGH |  | 52.8692 | -8.1902
MV/LV Substation BU***4252 | 10 kV | 400V(3ph) & 230V(single ph) | LV | 400 kVA :Kiosk Substation | 0.4 | --> | 0.4 | 0 | 0 | Constrained,otherwise capacity available =286kVA. | --> | 0.38 | 0 | 0 | 0 | 0 | 0.417 | 0 |  | --> | C13 ex DOCK ROAD | DOCK ROAD: T41∥T42 | LIMERICK |  | 52.6325 | -8.6724
MV/LV Substation BU***4260 | 10 kV | 400V(3ph) & 230V(single ph) | LV | 630 kVA :Kiosk Substation | 0.63 | --> | 0.63 | 0.5 | 8.3 |  | --> | 0.598 | 0 | 0 | 0 | 0 | 0.5 | 0 |  | --> | C25 ex BALLYBEG | BALLYBEG: T101 | CARRICKMINES |  | 52.9873 | -6.0665
MV/LV Substation BU***4278 | 10 kV | 400V(3ph) & 230V(single ph) | LV | 50 kVA :Pole Substation | 0.05 | --> | 0.05 | 0 | 0 | Constrained,otherwise capacity available =50kVA. | --> | 0.047 | 0 | 0 | 0 | 0 | 0 | 0 | Constrained,otherwise capacity available =49kW. | --> | C11 ex PORTARLINGTON | PORTARLINGTON: T41∥T42 | PORTLAOISE |  | 53.2409 | -7.2169
MV/LV Substation BU***4292 | 20 kV | 400V(3ph) & 230V(single ph) | LV | 50 kVA :Pole Substation | 0.05 | --> | 0.05 | 0 | 0 | Constrained,otherwise capacity available =49kVA. | --> | 0.047 | 0 | 0 | 0 | 0.003 | 0.046 | 0 |  | --> | E11 ex ACADEMY STREET | ACADEMY STREET: T421∥T422 | NAVAN |  | 53.5885 | -6.52
MV/LV Substation BU***4300 | 20 kV | 400V(3ph) & 230V(single ph) | LV | 400 kVA :Kiosk Substation | 0.4 | --> | 0.4 | 0.358 | 9.3 |  | --> | 0.38 | 0 | 0 | 0 | 0.003 | 0 | 0 | Constrained,otherwise capacity available =403kW. | --> | E14 ex BLESSINGTON | BLESSINGTON: T422 | KILTEEL |  | 53.1615 | -6.5418
MV/LV Substation BU***434 | 10 kV | 400V(3ph) & 230V(single ph) | LV | 50 kVA :Pole Substation | 0.05 | --> | 0.05 | 0.044 | 8.5 |  | --> | 0.047 | 0 | 0 | 0 | 0 | 0 | 0 | Constrained,otherwise capacity available =50kW. | --> | C15 ex BUNDORAN | BUNDORAN: T41∥T42 | CATHALEENS FALL |  | 54.4434 | -8.4239
MV/LV Substation BU***4372 | 10 kV | 400V(3ph) & 230V(single ph) | LV | 400 kVA :Kiosk Substation | 0.4 | --> | 0.4 | 0.4 | 2 |  | --> | 0.38 | 0 | 0 | 0 | 0 | 0.4 | 0 |  | --> | C22 ex TYCOR | TYCOR: T41∥T42 | WATERFORD |  | 52.2589 | -7.1561
MV/LV Substation BU***437X | 10 kV | 400V(3ph) & 230V(single ph) | LV | 100 kVA :Pole Substation | 0.1 | --> | 0.1 | 0.064 | 3.9 |  | --> | 0.095 | 0 | 0 | 0 | 0 | 0.105 | 0 |  | --> | C12 ex ROSS CARBERY | ROSS CARBERY: T41∥T42 | DUNMANWAY |  | 51.5721 | -9.011
MV/LV Substation BU***440Z | 10 kV | 400V(3ph) & 230V(single ph) | LV | 630 kVA :Building Structure | 0.63 | --> | 0.63 | 0 | 0 | Constrained,otherwise capacity available =413kVA. | --> | 0.598 | 0 | 0 | 0 | 0 | 0.5 | 0 |  | --> | C22 ex GRANGE (DR) | GRANGE (DR): T42 | GRANGE (DR) |  | 53.4045 | -6.1803
MV/LV Substation BU***441Z | 10 kV | 400V(3ph) & 230V(single ph) | LV | 630 kVA :Building Structure | 0.63 | --> | 0.63 | 0 | 0 | Constrained,otherwise capacity available =500kVA. | --> | 0.598 | 0 | 0 | 0 | 0 | 0.5 | 0 |  | --> | C22 ex GRANGE (DR) | GRANGE (DR): T42 | GRANGE (DR) |  | 53.4036 | -6.1807
MV/LV Substation BU***444X | 10 kV | 400V(3ph) & 230V(single ph) | LV | 200 kVA :Pole Substation | 0.2 | --> | 0.2 | 0 | 0 | Constrained,otherwise capacity available =200kVA. | --> | 0.19 | 0 | 0 | 0 | 0 | 0.2 | 0 |  | --> | C11 ex SKIBBEREEN | SKIBBEREEN: T41∥T42 | DUNMANWAY |  | 51.5817 | -9.2613
MV/LV Substation BU***444Y | 10 kV | 400V(3ph) & 230V(single ph) | LV | 630 kVA :Kiosk Substation | 0.63 | --> | 0.63 | 0.5 | 1.2 |  | --> | 0.598 | 0 | 0 | 0 | 0 | 0.5 | 0 |  | --> | C11 ex ABBEYLAND | ABBEYLAND: T41 | NAVAN |  | 53.6448 | -6.7072
MV/LV Substation BU***445 | 20 kV | 400V(3ph) & 230V(single ph) | LV | 100 kVA :Pole Substation | 0.1 | --> | 0.1 | 0.084 | 1.7 |  | --> | 0.095 | 0 | 0 | 0 | 0.004 | 0.098 | 0 |  | --> | C18 ex NEWTOWNCUNNINGHAM | NEWTOWNCUNNINGHAM: T41∥T42 | LETTERKENNY |  | 55.0398 | -7.428
MV/LV Substation BU***447X | 10 kV | 400V(3ph) & 230V(single ph) | LV | 100 kVA :Pole Substation | 0.1 | --> | 0.1 | 0 | 9.3 |  | --> | 0.095 | 0 | 0 | 0 | 0 | 0 | 0 | Constrained,otherwise capacity available =109kW. | --> | E20 ex BLESSINGTON | BLESSINGTON: T422 | KILTEEL |  | 53.1656 | -6.5381
MV/LV Substation BU***449X | 10 kV | 400V(3ph) & 230V(single ph) | LV | 630 kVA :Kiosk Substation | 0.63 | --> | 0.63 | 0.479 | 9.3 |  | --> | 0.598 | 0 | 0 | 0 | 0.016 | 0 | 0 | Constrained,otherwise capacity available =500kW. | --> | E20 ex BLESSINGTON | BLESSINGTON: T422 | KILTEEL |  | 53.167 | -6.5344
MV/LV Substation BU***452X | 10 kV | 400V(3ph) & 230V(single ph) | LV | 100 kVA :Pole Substation | 0.1 | --> | 0.1 | 0.1 | 9.3 |  | --> | 0.095 | 0 | 0 | 0 | 0 | 0 | 0 | Constrained,otherwise capacity available =100kW. | --> | E20 ex BLESSINGTON | BLESSINGTON: T422 | KILTEEL |  | 53.1665 | -6.5369
MV/LV Substation BU***453X | 10 kV | 400V(3ph) & 230V(single ph) | LV | 50 kVA :Pole Substation | 0.05 | --> | 0.05 | 0 | 0 | Constrained,otherwise capacity available =47kVA. | --> | 0.047 | 0 | 0 | 0 | 0 | 0.049 | 0 |  | --> | C21 ex KILMONEY | KILMONEY: T41∥T42 | TRABEG |  | 51.754 | -8.4057
MV/LV Substation BU***460X | 20 kV | 400V(3ph) & 230V(single ph) | LV | 200 kVA :Pole Substation | 0.2 | --> | 0.2 | 0 | 0 | Constrained,otherwise capacity available =108kVA. | --> | 0.19 | 0 | 0 | 0 | 0.01 | 0.203 | 0 |  | --> | E17 ex CAVAN | CAVAN: T421 | SHANKILL |  | 54.043 | -7.3776
MV/LV Substation BU***470X | 20 kV | 400V(3ph) & 230V(single ph) | LV | 50 kVA :Pole Substation | 0.05 | --> | 0.05 | 0.05 | 3.2 |  | --> | 0.047 | 0 | 0 | 0 | 0 | 0.049 | 0 |  | --> | C12 ex ATHY | ATHY: T102 | ATHY |  | 52.993 | -6.8941
MV/LV Substation BU***471 | 20 kV | 400V(3ph) & 230V(single ph) | LV | 50 kVA :Pole Substation | 0.05 | --> | 0.05 | 0.045 | 3.7 |  | --> | 0.047 | 0 | 0 | 0 | 0 | 0 | 0 | Constrained,otherwise capacity available =50kW. | --> | E20 ex FOXHOLE | FOXHOLE: T421∥T422 | DUNGARVAN |  | 51.9383 | -7.9505
MV/LV Substation BU***471Y | 10 kV | 400V(3ph) & 230V(single ph) | LV | 400 kVA :Kiosk Substation | 0.4 | --> | 0.4 | 0.31 | 8.3 |  | --> | 0.38 | 0 | 0 | 0 | 0.007 | 0.406 | 0 |  | --> | C21 ex BALLYBEG | BALLYBEG: T101 | CARRICKMINES |  | 52.987 | -6.071
MV/LV Substation BU***473 | 20 kV | 400V(3ph) & 230V(single ph) | LV | 50 kVA :Pole Substation | 0.05 | --> | 0.05 | 0.042 | 3.7 |  | --> | 0.047 | 0 | 0 | 0 | 0 | 0 | 0 | Constrained,otherwise capacity available =50kW. | --> | E20 ex FOXHOLE | FOXHOLE: T421∥T422 | DUNGARVAN |  | 51.9344 | -7.9526
MV/LV Substation BU***485 | 20 kV | 400V(3ph) & 230V(single ph) | LV | 200 kVA :Kiosk Substation | 0.2 | --> | 0.2 | 0.103 | 1.7 |  | --> | 0.19 | 0 | 0 | 0 | 0.007 | 0.207 | 0 |  | --> | C18 ex NEWTOWNCUNNINGHAM | NEWTOWNCUNNINGHAM: T41∥T42 | LETTERKENNY |  | 55.059 | -7.4043
MV/LV Substation BU***489 | 20 kV | 400V(3ph) & 230V(single ph) | LV | 400 kVA :Kiosk Substation | 0.4 | --> | 0.4 | 0.243 | 3.3 |  | --> | 0.38 | 0 | 0 | 0 | 0 | 0.424 | 0 |  | --> | E18 ex CRATLOE | CRATLOE: T421∥T422 | ARDNACRUSHA |  | 52.6963 | -8.8151
MV/LV Substation BU***493X | 20 kV | 400V(3ph) & 230V(single ph) | LV | 50 kVA :Pole Substation | 0.05 | --> | 0.05 | 0 | 0 | Constrained,otherwise capacity available =20kVA. | --> | 0.047 | 0 | 0 | 0 | 0.003 | 0.05 | 0 |  | --> | E17 ex CAVAN | CAVAN: T421 | SHANKILL |  | 54.0463 | -7.3771
MV/LV Substation BU***497 | 20 kV | 400V(3ph) & 230V(single ph) | LV | 50 kVA :Pole Substation | 0.05 | --> | 0.05 | 0 | 0 | Constrained,otherwise capacity available =44kVA. | --> | 0.047 | 0 | 0 | 0 | 0 | 0.05 | 0 |  | --> | E11 ex GLASMORE | GLASMORE: T421 | GLASMORE |  | 53.5072 | -6.1218
MV/LV Substation BU***507Y | 20 kV | 400V(3ph) & 230V(single ph) | LV | 50 kVA :Pole Substation | 0.05 | --> | 0.05 | 0 | 0 | Constrained,otherwise capacity available =48kVA. | --> | 0.047 | 0 | 0 | 0 | 0 | 0 | 0 | Constrained,otherwise capacity available =49kW. | --> | E17 ex PORTLAOISE | PORTLAOISE: T423∥T424 | PORTLAOISE |  | 52.9903 | -7.3267
MV/LV Substation BU***509 | 10 kV | 400V(3ph) & 230V(single ph) | LV | 50 kVA :Pole Substation | 0.05 | --> | 0.05 | 0.034 | 9.8 |  | --> | 0.047 | 0 | 0 | 0 | 0 | 0.051 | 0 |  | --> | C14 ex KILCOOLE | KILCOOLE: T41∥T42 | FASSAROE |  | 53.1054 | -6.0718
MV/LV Substation BU***509X | 10 kV | 400V(3ph) & 230V(single ph) | LV | 200 kVA :Kiosk Substation | 0.2 | --> | 0.2 | 0.145 | 0.6 |  | --> | 0.19 | 0 | 0 | 0 | 0 | 0.208 | 0 |  | --> | C19 ex CLONDALKIN | CLONDALKIN: T41 | INCHICORE 220KV |  | 53.3106 | -6.4037
MV/LV Substation BU***510X | 20 kV | 400V(3ph) & 230V(single ph) | LV | 400 kVA :Kiosk Substation | 0.4 | --> | 0.4 | 0.271 | 3.3 |  | --> | 0.38 | 0 | 0 | 0 | 0 | 0.419 | 0 |  | --> | E18 ex CRATLOE | CRATLOE: T421∥T422 | ARDNACRUSHA |  | 52.6962 | -8.8124
MV/LV Substation BU***510Y | 20 kV | 400V(3ph) & 230V(single ph) | LV | 200 kVA :Pole Substation | 0.2 | --> | 0.2 | 0.176 | 1.5 |  | --> | 0.19 | 0 | 0 | 0 | 0 | 0.203 | 0 |  | --> | C21 ex TRAMORE | TRAMORE: T41 | BUTLERSTOWN |  | 52.1405 | -7.3667
MV/LV Substation BU***513X | 10 kV | 400V(3ph) & 230V(single ph) | LV | 50 kVA :Pole Substation | 0.05 | --> | 0.05 | 0 | 0 | Constrained,otherwise capacity available =50kVA. | --> | 0.047 | 0 | 0 | 0 | 0.003 | 0.046 | 0 |  | --> | C11 ex ATHENRY | ATHENRY: T41∥T42 | GALWAY 110KV |  | 53.276 | -8.8868
MV/LV Substation BU***518Z | 10 kV | 400V(3ph) & 230V(single ph) | LV | 400 kVA :Building Structure | 0.4 | --> | 0.4 | 0.333 | 9.2 |  | --> | 0.38 | 0 | 0 | 0 | 0 | 0.41 | 0 |  | --> | C22 ex TRABEG | TRABEG: T101 | TRABEG |  | 51.8486 | -8.4849
MV/LV Substation BU***521Y | 20 kV | 400V(3ph) & 230V(single ph) | LV | 50 kVA :Pole Substation | 0.05 | --> | 0.05 | 0 | 0 | Constrained,otherwise capacity available =33kVA. | --> | 0.047 | 0 | 0 | 0 | 0 | 0.051 | 0 |  | --> | E11 ex ACADEMY STREET | ACADEMY STREET: T421∥T422 | NAVAN |  | 53.612 | -6.5056
MV/LV Substation BU***523Y | 20 kV | 400V(3ph) & 230V(single ph) | LV | 100 kVA :Pole Substation | 0.1 | --> | 0.1 | 0 | 0 | Constrained,otherwise capacity available =88kVA. | --> | 0.095 | 0 | 0 | 0 | 0 | 0.101 | 0 |  | --> | E11 ex CAVAN | CAVAN: T421 | SHANKILL |  | 54.0698 | -7.2245
MV/LV Substation BU***524 | 10 kV | 400V(3ph) & 230V(single ph) | LV | 400 kVA :Building Structure | 0.4 | --> | 0.4 | 0 | 0 | Constrained,otherwise capacity available =314kVA. | --> | 0.38 | 0 | 0 | 0 | 0 | 0.413 | 0 |  | --> | C23 ex LEESON STREET | LEESON STREET: T41 | MILLTOWN (DR) |  | 53.3322 | -6.2489
MV/LV Substation BU***526Z | 10 kV | 400V(3ph) & 230V(single ph) | LV | 630 kVA :Building Structure | 0.63 | --> | 0.63 | 0.49 | 9.3 |  | --> | 0.598 | 0 | 0 | 0 | 0 | 0.5 | 0 |  | --> | C28 ex KILMORE | KILMORE: T102 | FINGLAS |  | 53.4054 | -6.1799
MV/LV Substation BU***529 | 10 kV | 400V(3ph) & 230V(single ph) | LV | 50 kVA :Pole Substation | 0.05 | --> | 0.05 | 0.05 | 1.4 |  | --> | 0.047 | 0 | 0 | 0 | 0 | 0 | 0 | Constrained,otherwise capacity available =49kW. | --> | C20 ex POLLERTON | POLLERTON: T42 | CARLOW |  | 52.8162 | -6.837
MV/LV Substation BU***531X | 20 kV | 400V(3ph) & 230V(single ph) | LV | 100 kVA :Pole Substation | 0.1 | --> | 0.1 | 0 | 0 | Constrained,otherwise capacity available =57kVA. | --> | 0.095 | 0 | 0 | 0 | 0.031 | 0.073 | 0 |  | --> | C22 ex ENNISTYMON | ENNISTYMON: T41∥T42 | ENNIS |  | 53.0191 | -9.3162
MV/LV Substation BU***531X | 10 kV | 400V(3ph) & 230V(single ph) | LV | 400 kVA :Kiosk Substation | 0.4 | --> | 0.4 | 0.26 | 0.6 |  | --> | 0.38 | 0 | 0 | 0 | 0.007 | 0.414 | 0 |  | --> | C19 ex CLONDALKIN | CLONDALKIN: T41 | INCHICORE 220KV |  | 53.3101 | -6.4061
MV/LV Substation BU***537X | 10 kV | 400V(3ph) & 230V(single ph) | LV | 400 kVA :Kiosk Substation | 0.4 | --> | 0.4 | 0.349 | 11.5 |  | --> | 0.38 | 0 | 0 | 0 | 0.011 | 0.396 | 0 |  | --> | C29 ex SALTHILL | SALTHILL: T101 | SALTHILL |  | 53.2794 | -9.0914
MV/LV Substation BU***539Y | 20 kV | 400V(3ph) & 230V(single ph) | LV | 630 kVA :Building Structure | 0.63 | --> | 0.63 | 0 | 0 | Constrained,otherwise capacity available =500kVA. | --> | 0.598 | 0 | 0 | 0 | 0 | 0 | 0 | Constrained,otherwise capacity available =500kW. | --> | E12 ex BUNCLODY | BUNCLODY: T421∥T422 | CRANE |  | 52.657 | -6.6585
MV/LV Substation BU***545 | 10 kV | 400V(3ph) & 230V(single ph) | LV | 630 kVA :Kiosk Substation | 0.63 | --> | 0.63 | 0.439 | 2.5 |  | --> | 0.598 | 0 | 0 | 0 | 0 | 0.5 | 0 |  | --> | C20 ex EAST WALL ROAD | EAST WALL ROAD: T42 | MCDERMOTT |  | 53.3506 | -6.2098
MV/LV Substation BU***553Z | 10 kV | 400V(3ph) & 230V(single ph) | LV | 630 kVA :Building Structure | 0.63 | --> | 0.63 | 0.5 | 9.3 |  | --> | 0.598 | 0 | 0 | 0 | 0 | 0.5 | 0 |  | --> | C28 ex KILMORE | KILMORE: T102 | FINGLAS |  | 53.4058 | -6.1792
MV/LV Substation BU***554 | 20 kV | 400V(3ph) & 230V(single ph) | LV | 200 kVA :Pole Substation | 0.2 | --> | 0.2 | 0.139 | 2.5 |  | --> | 0.19 | 0 | 0 | 0 | 0.016 | 0 | 0 | Constrained,otherwise capacity available =192kW. | --> | C19 ex GRAIGUE | GRAIGUE: T41 | CARLOW |  | 52.8219 | -6.9375
MV/LV Substation BU***555Z | 10 kV | 400V(3ph) & 230V(single ph) | LV | 200 kVA :Kiosk Substation | 0.2 | --> | 0.2 | 0.14 | 5.6 |  | --> | 0.19 | 0 | 0 | 0 | 0.003 | 0 | 0 | Constrained,otherwise capacity available =206kW. | --> | E13 ex BLESSINGTON | BLESSINGTON: T421 | KILTEEL |  | 53.1608 | -6.5469
MV/LV Substation BU***558X | 20 kV | 400V(3ph) & 230V(single ph) | LV | 50 kVA :Pole Substation | 0.05 | --> | 0.05 | 0.05 | 2.1 |  | --> | 0.047 | 0 | 0 | 0 | 0 | 0.049 | 0 |  | --> | E18 ex NEWPORT | NEWPORT: T421 | CARROWBEG |  | 53.8997 | -9.5697
MV/LV Substation BU***564 | 20 kV | 400V(3ph) & 230V(single ph) | LV | 50 kVA :Pole Substation | 0.05 | --> | 0.05 | 0.04 | 1.5 |  | --> | 0.047 | 0 | 0 | 0 | 0 | 0.051 | 0 |  | --> | E15 ex BEALISTOWN | BEALISTOWN: T421∥T422 | GREAT ISLAND |  | 52.2789 | -6.8607
MV/LV Substation BU***564X | 10 kV | 400V(3ph) & 230V(single ph) | LV | 50 kVA :Pole Substation | 0.05 | --> | 0.05 | 0 | 0 | Constrained,otherwise capacity available =32kVA. | --> | 0.047 | 0 | 0 | 0 | 0 | 0 | 0 | Constrained,otherwise capacity available =51kW. | --> | C11 ex KILMALLOCK | KILMALLOCK: T42 | CHARLEVILLE |  | 52.4219 | -8.5268
MV/LV Substation BU***567Y | 20 kV | 400V(3ph) & 230V(single ph) | LV | 200 kVA :Kiosk Substation | 0.2 | --> | 0.2 | 0 | 0 | Constrained,otherwise capacity available =133kVA. | --> | 0.19 | 0 | 0 | 0 | 0 | 0 | 0 | Constrained,otherwise capacity available =210kW. | --> | E12 ex BUNCLODY | BUNCLODY: T421∥T422 | CRANE |  | 52.6649 | -6.6582
MV/LV Substation BU***578Y | 10 kV | 400V(3ph) & 230V(single ph) | LV | 400 kVA :Kiosk Substation | 0.4 | --> | 0.4 | 0.331 | 1.5 |  | --> | 0.38 | 0 | 0 | 0 | 0 | 0.41 | 0 |  | --> | C15 ex DERRYCRAMPH | DERRYCRAMPH: T41∥T42 | SHANKILL |  | 53.9892 | -7.3596
MV/LV Substation BU***579Z | 10 kV | 400V(3ph) & 230V(single ph) | LV | 1000 kVA :Building Structure | 1 | --> | 1 | 0.5 | 11.2 |  | --> | 0.95 | 0 | 0 | 0 | 0 | 0.5 | 0 |  | --> | C19 ex ARTANE | ARTANE: T101 | FINGLAS |  | 53.3931 | -6.2077
MV/LV Substation BU***581X | 10 kV | 400V(3ph) & 230V(single ph) | LV | 1000 kVA :Building Structure | 1 | --> | 1 | 0.5 | 8.2 |  | --> | 0.95 | 0 | 0 | 0 | 0 | 0.5 | 0 |  | --> | C27 ex MISERY HILL | MISERY HILL: T101 | POOLBEG |  | 53.3448 | -6.2337
MV/LV Substation BU***582Y | 20 kV | 400V(3ph) & 230V(single ph) | LV | 100 kVA :Pole Substation | 0.1 | --> | 0.1 | 0 | 0 | Constrained,otherwise capacity available =94kVA. | --> | 0.095 | 0 | 0 | 0 | 0 | 0.1 | 0 |  | --> | C11 ex KILDARE | KILDARE: T41∥T42 | NEWBRIDGE |  | 53.1428 | -7.0383
MV/LV Substation BU***585X | 20 kV | 400V(3ph) & 230V(single ph) | LV | 100 kVA :Pole Substation | 0.1 | --> | 0.1 | 0.1 | 5.3 |  | --> | 0.095 | 0 | 0 | 0 | 0 | 0.1 | 0 |  | --> | E18 ex BUSH | BUSH: T421∥T422 | DUNDALK |  | 54.0006 | -6.2039
MV/LV Substation BU***605X | 10 kV | 400V(3ph) & 230V(single ph) | LV | 400 kVA :Kiosk Substation | 0.4 | --> | 0.4 | 0.289 | 7.3 |  | --> | 0.38 | 0 | 0 | 0 | 0.026 | 0.389 | 0 |  | --> | C23 ex PELLETSTOWN | PELLETSTOWN: T101 | FINGLAS |  | 53.3705 | -6.3862
MV/LV Substation BU***606Z | 10 kV | 400V(3ph) & 230V(single ph) | LV | 630 kVA :Kiosk Substation | 0.63 | --> | 0.63 | 0.5 | 15.8 |  | --> | 0.598 | 0 | 0 | 0 | 0.014 | 0.5 | 0 |  | --> | C26 ex CASTLEVIEW | CASTLEVIEW: T102 | CASTLEVIEW |  | 51.8962 | -8.4087
MV/LV Substation BU***611 | 10 kV | 400V(3ph) & 230V(single ph) | LV | 200 kVA :Pole Substation | 0.2 | --> | 0.2 | 0.154 | 2.1 |  | --> | 0.19 | 0 | 0 | 0 | 0 | 0.207 | 0 |  | --> | C11 ex KILSARAN | KILSARAN: T42 | DRYBRIDGE |  | 53.8666 | -6.3958
MV/LV Substation BU***613 | 10 kV | 400V(3ph) & 230V(single ph) | LV | 100 kVA :Pole Substation | 0.1 | --> | 0.1 | 0 | 0 | Constrained,otherwise capacity available =63kVA. | --> | 0.095 | 0 | 0 | 0 | 0 | 0.105 | 0 |  | --> | C30 ex KINSALE | KINSALE: T41∥T42 | BANDON |  | 51.6409 | -8.5519
MV/LV Substation BU***615 | 10 kV | 400V(3ph) & 230V(single ph) | LV | 50 kVA :Pole Substation | 0.05 | --> | 0.05 | 0 | 0 | Constrained,otherwise capacity available =40kVA. | --> | 0.047 | 0 | 0 | 0 | 0 | 0.051 | 0 |  | --> | C11 ex SKIBBEREEN | SKIBBEREEN: T41∥T42 | DUNMANWAY |  | 51.5881 | -9.2667
MV/LV Substation BU***617 | 20 kV | 400V(3ph) & 230V(single ph) | LV | 200 kVA :Pole Substation | 0.2 | --> | 0.2 | 0.168 | 1.5 |  | --> | 0.19 | 0 | 0 | 0 | 0.004 | 0.2 | 0 |  | --> | C21 ex TRAMORE | TRAMORE: T41 | BUTLERSTOWN |  | 52.1404 | -7.3728
MV/LV Substation BU***619 | 20 kV | 400V(3ph) & 230V(single ph) | LV | 400 kVA :Building Structure | 0.4 | --> | 0.4 | 0.335 | 5.3 |  | --> | 0.38 | 0 | 0 | 0 | 0.007 | 0.402 | 0 |  | --> | E18 ex BUSH | BUSH: T421∥T422 | DUNDALK |  | 53.9984 | -6.19
MV/LV Substation BU***620 | 20 kV | 400V(3ph) & 230V(single ph) | LV | 100 kVA :Pole Substation | 0.1 | --> | 0.1 | 0.093 | 5.3 |  | --> | 0.095 | 0 | 0 | 0 | 0 | 0.1 | 0 |  | --> | E18 ex BUSH | BUSH: T421∥T422 | DUNDALK |  | 53.9995 | -6.1934
MV/LV Substation BU***624Z | 10 kV | 400V(3ph) & 230V(single ph) | LV | 50 kVA :Pole Substation | 0.05 | --> | 0.05 | 0 | 0 | Constrained,otherwise capacity available =46kVA. | --> | 0.047 | 0 | 0 | 0 | 0.012 | 0.036 | 0 |  | --> | C23 ex GORESBRIDGE | GORESBRIDGE: T41∥T42 | KILKENNY |  | 52.6544 | -7.0248
MV/LV Substation BU***629Z | 10 kV | 400V(3ph) & 230V(single ph) | LV | 50 kVA :Pole Substation | 0.05 | --> | 0.05 | 0.039 | 4.4 |  | --> | 0.047 | 0 | 0 | 0 | 0.003 | 0.047 | 0 |  | --> | C11 ex RINGASKIDDY 110KV | RINGASKIDDY 110KV: T42 | BARNAHELY |  | 51.8413 | -8.344
MV/LV Substation BU***632X | 20 kV | 400V(3ph) & 230V(single ph) | LV | 50 kVA :Pole Substation | 0.05 | --> | 0.05 | 0 | 0 | Constrained,otherwise capacity available =33kVA. | --> | 0.047 | 0 | 0 | 0 | 0 | 0.051 | 0 |  | --> | E17 ex CAVAN | CAVAN: T421 | SHANKILL |  | 54.04 | -7.3718
MV/LV Substation BU***635X | 20 kV | 400V(3ph) & 230V(single ph) | LV | 50 kVA :Pole Substation | 0.05 | --> | 0.05 | 0.041 | 6.3 |  | --> | 0.047 | 0 | 0 | 0 | 0.012 | 0 | 0 | Constrained,otherwise capacity available =37kW. | --> | E17 ex BAGENALSTOWN | BAGENALSTOWN: T421∥T422 | CARLOW |  | 52.7237 | -6.9779
MV/LV Substation BU***649 | 20 kV | 400V(3ph) & 230V(single ph) | LV | 100 kVA :Pole Substation | 0.1 | --> | 0.1 | 0.027 | 5.4 |  | --> | 0.095 | 0 | 0 | 0 | 0.003 | 0.107 | 0 |  | --> | E11 ex ARDNAREE | ARDNAREE: T421 | MOY |  | 54.1102 | -9.0264
MV/LV Substation BU***649 | 20 kV | 400V(3ph) & 230V(single ph) | LV | 50 kVA :Pole Substation | 0.05 | --> | 0.05 | 0.05 | 1.7 |  | --> | 0.047 | 0 | 0 | 0 | 0 | 0.049 | 0 |  | --> | C18 ex NEWTOWNCUNNINGHAM | NEWTOWNCUNNINGHAM: T41∥T42 | LETTERKENNY |  | 55.0054 | -7.4839
MV/LV Substation BU***657X | 20 kV | 400V(3ph) & 230V(single ph) | LV | 50 kVA :Pole Substation | 0.05 | --> | 0.05 | 0 | 0 | Constrained,otherwise capacity available =50kVA. | --> | 0.047 | 0 | 0 | 0 | 0 | 0.049 | 0 |  | --> | E17 ex CAVAN | CAVAN: T421 | SHANKILL |  | 54.0615 | -7.4048
MV/LV Substation BU***658X | 20 kV | 400V(3ph) & 230V(single ph) | LV | 100 kVA :Pole Substation | 0.1 | --> | 0.1 | 0.075 | 11.9 |  | --> | 0.095 | 0 | 0 | 0 | 0.011 | 0 | 0 | Constrained,otherwise capacity available =92kW. | --> | E11 ex WESTPORT | WESTPORT: T421∥T422 | CASTLEBAR |  | 53.7675 | -9.8081
MV/LV Substation BU***659 | 10 kV | 400V(3ph) & 230V(single ph) | LV | 200 kVA :Kiosk Substation | 0.2 | --> | 0.2 | 0 | 0 | Constrained,otherwise capacity available =116kVA. | --> | 0.19 | 0 | 0 | 0 | 0.014 | 0 | 0 | Constrained,otherwise capacity available =197kW. | --> | C19 ex POLLERTON | POLLERTON: T41 | CARLOW |  | 52.8286 | -6.9218
MV/LV Substation BU***662X | 20 kV | 400V(3ph) & 230V(single ph) | LV | 50 kVA :Pole Substation | 0.05 | --> | 0.05 | 0.043 | 2.1 |  | --> | 0.047 | 0 | 0 | 0 | 0 | 0.05 | 0 |  | --> | E18 ex NEWPORT | NEWPORT: T421 | CARROWBEG |  | 53.898 | -9.579
MV/LV Substation BU***665Y | 10 kV | 400V(3ph) & 230V(single ph) | LV | 400 kVA :Building Structure | 0.4 | --> | 0.4 | 0.4 | 4 |  | --> | 0.38 | 0 | 0 | 0 | 0 | 0.4 | 0 |  | --> | E18 ex KILLINICK | KILLINICK: T421∥T422 | WEXFORD |  | 52.2901 | -6.3942
MV/LV Substation BU***676X | 20 kV | 400V(3ph) & 230V(single ph) | LV | 50 kVA :Pole Substation | 0.05 | --> | 0.05 | 0 | 0 | Constrained,otherwise capacity available =50kVA. | --> | 0.047 | 0 | 0 | 0 | 0 | 0.049 | 0 |  | --> | E18 ex CREAGH | CREAGH: T421∥T422 | ATHLONE |  | 53.3501 | -8.2548
MV/LV Substation BU***687X | 20 kV | 400V(3ph) & 230V(single ph) | LV | 50 kVA :Pole Substation | 0.05 | --> | 0.05 | 0.038 | 3.3 |  | --> | 0.047 | 0 | 0 | 0 | 0 | 0.051 | 0 |  | --> | E18 ex CRATLOE | CRATLOE: T421∥T422 | ARDNACRUSHA |  | 52.7044 | -8.8146
MV/LV Substation BU***695 | 10 kV | 400V(3ph) & 230V(single ph) | LV | 50 kVA :Pole Substation | 0.05 | --> | 0.05 | 0.041 | 2.6 |  | --> | 0.047 | 0 | 0 | 0 | 0 | 0.05 | 0 |  | --> | C15 ex CLIFDEN | CLIFDEN: T41∥T42 | GALWAY 110KV |  | 53.4229 | -10.0993
MV/LV Substation BU***698 | 20 kV | 400V(3ph) & 230V(single ph) | LV | 50 kVA :Pole Substation | 0.05 | --> | 0.05 | 0.04 | 1.5 |  | --> | 0.047 | 0 | 0 | 0 | 0.015 | 0.035 | 0 |  | --> | E15 ex ARDFINNAN | ARDFINNAN: T421 | CAHIR |  | 52.2894 | -7.8068
MV/LV Substation BU***701Y | 10 kV | 400V(3ph) & 230V(single ph) | LV | 50 kVA :Pole Substation | 0.05 | --> | 0.05 | 0.04 | 0.8 |  | --> | 0.047 | 0 | 0 | 0 | 0.003 | 0.047 | 0 |  | --> | C14 ex KNOCKMULLEN | KNOCKMULLEN: T42 | GREAT ISLAND |  | 52.3829 | -6.9406
MV/LV Substation BU***705X | 20 kV | 400V(3ph) & 230V(single ph) | LV | 50 kVA :Pole Substation | 0.05 | --> | 0.05 | 0.049 | 3.6 |  | --> | 0.047 | 0 | 0 | 0 | 0 | 0.049 | 0 |  | --> | E15 ex BALLYCROSSAUN | BALLYCROSSAUN: T421∥T422 | SOMERSET |  | 53.0721 | -8.1428
MV/LV Substation BU***706 | 10 kV | 400V(3ph) & 230V(single ph) | LV | 50 kVA :Pole Substation | 0.05 | --> | 0.05 | 0.046 | 1.2 |  | --> | 0.047 | 0 | 0 | 0 | 0 | 0.049 | 0 |  | --> | C15 ex TRIM | TRIM: T41∥T42 | NAVAN |  | 53.5607 | -6.8003
MV/LV Substation BU***707 | 20 kV | 400V(3ph) & 230V(single ph) | LV | 50 kVA :Pole Substation | 0.05 | --> | 0.05 | 0 | 0 | Constrained,otherwise capacity available =22kVA. | --> | 0.047 | 0 | 0 | 0 | 0 | 0.053 | 0 |  | --> | E11 ex GLASMORE | GLASMORE: T421 | GLASMORE |  | 53.5015 | -6.1182
MV/LV Substation BU***717X | 20 kV | 400V(3ph) & 230V(single ph) | LV | 100 kVA :Pole Substation | 0.1 | --> | 0.1 | 0.086 | 1.5 |  | --> | 0.095 | 0 | 0 | 0 | 0 | 0.101 | 0 |  | --> | E17 ex ACHILL | ACHILL: T422 | CARROWBEG |  | 53.9792 | -9.981
MV/LV Substation BU***721X | 20 kV | 400V(3ph) & 230V(single ph) | LV | 100 kVA :Pole Substation | 0.1 | --> | 0.1 | 0.083 | 2.4 |  | --> | 0.095 | 0 | 0 | 0 | 0.019 | 0.082 | 0 |  | --> | C22 ex BUSHFIELD | BUSHFIELD: T42 | ATHLONE |  | 53.4832 | -7.8618
MV/LV Substation BU***723X | 10 kV | 400V(3ph) & 230V(single ph) | LV | 200 kVA :Kiosk Substation | 0.2 | --> | 0.2 | 0.134 | 1.7 |  | --> | 0.19 | 0 | 0 | 0 | 0.013 | 0.196 | 0 |  | --> | C16 ex GORT | GORT: T41∥T42 | ENNIS |  | 53.0593 | -8.8168
MV/LV Substation BU***725 | 10 kV | 400V(3ph) & 230V(single ph) | LV | 30 kVA :Pole Substation | 0.03 | --> | 0.03 | 0.03 | 1.4 |  | --> | 0.028 | 0 | 0 | 0 | 0 | 0 | 0 | Constrained,otherwise capacity available =29kW. | --> | C20 ex POLLERTON | POLLERTON: T42 | CARLOW |  | 52.8153 | -6.8452
MV/LV Substation BU***728 | 10 kV | 400V(3ph) & 230V(single ph) | LV | 630 kVA :Kiosk Substation | 0.63 | --> | 0.63 | 0.5 | 2.1 |  | --> | 0.598 | 0 | 0 | 0 | 0.003 | 0.5 | 0 |  | --> | C13 ex TEMPLEOGUE | TEMPLEOGUE: T42 | MILLTOWN (DR) |  | 53.2952 | -6.301
MV/LV Substation BU***734 | 10 kV | 400V(3ph) & 230V(single ph) | LV | 200 kVA :Pole Substation | 0.2 | --> | 0.2 | 0.186 | 0.2 |  | --> | 0.19 | 0 | 0 | 0 | 0 | 0 | 0 | Constrained,otherwise capacity available =201kW. | --> | C16 ex DUNGLOE | DUNGLOE: T42 | ARDNAGAPPARY |  | 54.9853 | -8.4375
MV/LV Substation BU***740 | 10 kV | 400V(3ph) & 230V(single ph) | LV | 1000 kVA :Building Structure | 1 | --> | 1 | 0 | 0 | Constrained,otherwise capacity available =500kVA. | --> | 0.95 | 0 | 0 | 0 | 0 | 0.5 | 0 |  | --> | C19 ex LEESON STREET | LEESON STREET: T41 | MILLTOWN (DR) |  | 53.3328 | -6.2456
MV/LV Substation BU***745Z | 10 kV | 400V(3ph) & 230V(single ph) | LV | 630 kVA :Kiosk Substation | 0.63 | --> | 0.63 | 0.5 | 0.9 |  | --> | 0.598 | 0 | 0 | 0 | 0 | 0.5 | 0 |  | --> | C14 ex MULGANNON | MULGANNON: T42 | WEXFORD |  | 52.3396 | -6.4613
MV/LV Substation BU***747Z | 20 kV | 400V(3ph) & 230V(single ph) | LV | 50 kVA :Pole Substation | 0.05 | --> | 0.05 | 0.043 | 9 |  | --> | 0.047 | 0 | 0 | 0 | 0 | 0.05 | 0 |  | --> | C24 ex MULLINGAR | MULLINGAR: T102 | MULLINGAR |  | 53.6087 | -7.4359
MV/LV Substation BU***748 | 10 kV | 400V(3ph) & 230V(single ph) | LV | 1000 kVA :Building Structure | 1 | --> | 1 | 0.5 | 2.1 |  | --> | 0.95 | 0 | 0 | 0 | 0.008 | 0.5 | 0 |  | --> | C11 ex TEMPLEOGUE | TEMPLEOGUE: T42 | MILLTOWN (DR) |  | 53.3007 | -6.2959
MV/LV Substation BU***751Y | 10 kV | 400V(3ph) & 230V(single ph) | LV | 400 kVA :Building Structure | 0.4 | --> | 0.4 | 0.242 | 8.5 |  | --> | 0.38 | 0 | 0 | 0 | 0 | 0.424 | 0 |  | --> | C19 ex MULLINGAR | MULLINGAR: T101 | MULLINGAR |  | 53.5268 | -7.3364
MV/LV Substation BU***752 | 20 kV | 400V(3ph) & 230V(single ph) | LV | 50 kVA :Pole Substation | 0.05 | --> | 0.05 | 0.046 | 3.2 |  | --> | 0.047 | 0 | 0 | 0 | 0 | 0.049 | 0 |  | --> | C12 ex ATHY | ATHY: T102 | ATHY |  | 52.9986 | -6.8844
MV/LV Substation BU***752 | 20 kV | 400V(3ph) & 230V(single ph) | LV | 100 kVA :Pole Substation | 0.1 | --> | 0.1 | 0.056 | 3.7 |  | --> | 0.095 | 0 | 0 | 0 | 0.003 | 0 | 0 | Constrained,otherwise capacity available =103kW. | --> | E20 ex FOXHOLE | FOXHOLE: T421∥T422 | DUNGARVAN |  | 51.9392 | -7.9499
MV/LV Substation BU***753Y | 20 kV | 400V(3ph) & 230V(single ph) | LV | 630 kVA :Building Structure | 0.63 | --> | 0.63 | 0 | 0 | Constrained,otherwise capacity available =500kVA. | --> | 0.598 | 0 | 0 | 0 | 0 | 0.5 | 0 |  | --> | E11 ex EDENDERRY | EDENDERRY: T421∥T422 | BLAKE |  | 53.3441 | -7.0737
MV/LV Substation BU***754X | 10 kV | 400V(3ph) & 230V(single ph) | LV | 1000 kVA :Building Structure | 1 | --> | 1 | 0.5 | 1 |  | --> | 0.95 | 0 | 0 | 0 | 0 | 0.5 | 0 |  | --> | C20 ex MARROWBONE LANE | MARROWBONE LANE: T42 | INCHICORE 220KV |  | 53.3427 | -6.3104
MV/LV Substation BU***772 | 10 kV | 400V(3ph) & 230V(single ph) | LV | 50 kVA :Pole Substation | 0.05 | --> | 0.05 | 0 | 0 | Constrained,otherwise capacity available =29kVA. | --> | 0.047 | 0 | 0 | 0 | 0.004 | 0.048 | 0 |  | --> | C11 ex ATHENRY | ATHENRY: T41∥T42 | GALWAY 110KV |  | 53.2754 | -8.8653
MV/LV Substation BU***774X | 10 kV | 400V(3ph) & 230V(single ph) | LV | 400 kVA :Building Structure | 0.4 | --> | 0.4 | 0 | 0 | Constrained,otherwise capacity available =369kVA. | --> | 0.38 | 0 | 0 | 0 | 0 | 0 | 0 | Constrained,otherwise capacity available =404kW. | --> | C11 ex POLLERTON | POLLERTON: T41 | CARLOW |  | 52.8428 | -6.9073
MV/LV Substation BU***778X | 20 kV | 400V(3ph) & 230V(single ph) | LV | 50 kVA :Pole Substation | 0.05 | --> | 0.05 | 0.05 | 1.5 |  | --> | 0.047 | 0 | 0 | 0 | 0 | 0.049 | 0 |  | --> | E11 ex ARDFINNAN | ARDFINNAN: T421 | CAHIR |  | 52.309 | -8.0772
MV/LV Substation BU***790 | 10 kV | 400V(3ph) & 230V(single ph) | LV | 200 kVA :Kiosk Substation | 0.2 | --> | 0.2 | 0 | 0 | Constrained,otherwise capacity available =151kVA. | --> | 0.19 | 0 | 0 | 0 | 0.007 | 0.199 | 0 |  | --> | C22 ex GREYSTONES | GREYSTONES: T42 | FASSAROE |  | 53.1319 | -6.0645
MV/LV Substation BU***790 | 10 kV | 400V(3ph) & 230V(single ph) | LV | 200 kVA :Kiosk Substation | 0.2 | --> | 0.2 | 0 | 0 | Constrained,otherwise capacity available =54kVA. | --> | 0.19 | 0 | 0 | 0 | 0.028 | 0 | 0 | Constrained,otherwise capacity available =192kW. | --> | C11 ex POLLERTON | POLLERTON: T41 | CARLOW |  | 52.8417 | -6.9014
MV/LV Substation BU***791X | 10 kV | 400V(3ph) & 230V(single ph) | LV | 50 kVA :Pole Substation | 0.05 | --> | 0.05 | 0 | 0 | Constrained,otherwise capacity available =50kVA. | --> | 0.047 | 0 | 0 | 0 | 0 | 0 | 0 | Constrained,otherwise capacity available =49kW. | --> | C11 ex CLOONLOUGH | CLOONLOUGH: T41∥T42 | BARRYMORE |  | 52.3358 | -8.2853
MV/LV Substation BU***794X | 10 kV | 400V(3ph) & 230V(single ph) | LV | 400 kVA :Kiosk Substation | 0.4 | --> | 0.4 | 0.32 | 2 |  | --> | 0.38 | 0 | 0 | 0 | 0 | 0.412 | 0 |  | --> | C22 ex TYCOR | TYCOR: T41∥T42 | WATERFORD |  | 52.2586 | -7.1549
MV/LV Substation BU***795 | 10 kV | 400V(3ph) & 230V(single ph) | LV | 630 kVA :Building Structure | 0.63 | --> | 0.63 | 0 | 0 | Constrained,otherwise capacity available =450kVA. | --> | 0.598 | 0 | 0 | 0 | 0 | 0.5 | 0 |  | --> | C23 ex LEESON STREET | LEESON STREET: T41 | MILLTOWN (DR) |  | 53.3328 | -6.2472
MV/LV Substation BU***801Z | 10 kV | 400V(3ph) & 230V(single ph) | LV | 400 kVA :Kiosk Substation | 0.4 | --> | 0.4 | 0.114 | 0.1 | Constrained,otherwise capacity available =347kVA. | --> | 0.38 | 0 | 0 | 0 | 0.007 | 0.4 | 0 |  | --> | C17 ex ROSEHILL | ROSEHILL: T41 | KILKENNY |  | 52.6408 | -7.27
MV/LV Substation BU***807Z | 10 kV | 400V(3ph) & 230V(single ph) | LV | 200 kVA :Pole Substation | 0.2 | --> | 0.2 | 0 | 0 | Constrained,otherwise capacity available =166kVA. | --> | 0.19 | 0 | 0 | 0 | 0 | 0.204 | 0 |  | --> | C23 ex GORESBRIDGE | GORESBRIDGE: T41∥T42 | KILKENNY |  | 52.6555 | -7.03
MV/LV Substation BU***815X | 20 kV | 400V(3ph) & 230V(single ph) | LV | 200 kVA :Pole Substation | 0.2 | --> | 0.2 | 0 | 0 | Constrained,otherwise capacity available =179kVA. | --> | 0.19 | 0 | 0 | 0 | 0 | 0.203 | 0 |  | --> | E17 ex DULEEK | DULEEK: T421∥T422 | DRYBRIDGE |  | 53.6222 | -6.5087
MV/LV Substation BU***837X | 20 kV | 400V(3ph) & 230V(single ph) | LV | 50 kVA :Pole Substation | 0.05 | --> | 0.05 | 0.05 | 1 |  | --> | 0.047 | 0 | 0 | 0 | 0 | 0.049 | 0 |  | --> | E14 ex RANDALSTOWN | RANDALSTOWN: T422 | NAVAN |  | 53.7043 | -6.7575
MV/LV Substation BU***845X | 10 kV | 400V(3ph) & 230V(single ph) | LV | 50 kVA :Pole Substation | 0.05 | --> | 0.05 | 0.024 | 3.1 |  | --> | 0.047 | 0 | 0 | 0 | 0 | 0.053 | 0 |  | --> | C17 ex ERRIGAL | ERRIGAL: T41 | SHANKILL |  | 54.092 | -7.1843
MV/LV Substation BU***847 | 20 kV | 400V(3ph) & 230V(single ph) | LV | 50 kVA :Pole Substation | 0.05 | --> | 0.05 | 0.037 | 2.7 |  | --> | 0.047 | 0 | 0 | 0 | 0 | 0.051 | 0 |  | --> | E17 ex LONGFORD | LONGFORD: T421 | RICHMOND |  | 53.7923 | -7.5846
MV/LV Substation BU***847Y | 10 kV | 400V(3ph) & 230V(single ph) | LV | 630 kVA :Building Structure | 0.63 | --> | 0.63 | 0.356 | 8.7 |  | --> | 0.598 | 0 | 0 | 0 | 0 | 0.5 | 0 |  | --> | C22 ex KILLOTERAN | KILLOTERAN: T102 | KILLOTERAN |  | 52.2447 | -7.1666
MV/LV Substation BU***848Y | 10 kV | 400V(3ph) & 230V(single ph) | LV | 630 kVA :Building Structure | 0.63 | --> | 0.63 | 0.478 | 8.7 |  | --> | 0.598 | 0 | 0 | 0 | 0 | 0.5 | 0 |  | --> | C22 ex KILLOTERAN | KILLOTERAN: T102 | KILLOTERAN |  | 52.2449 | -7.1667
MV/LV Substation BU***851 | 10 kV | 400V(3ph) & 230V(single ph) | LV | 630 kVA :Building Structure | 0.63 | --> | 0.63 | 0 | 0 | Constrained,otherwise capacity available =500kVA. | --> | 0.598 | 0 | 0 | 0 | 0 | 0.5 | 0 |  | --> | C18 ex DENNEHYS CROSS | DENNEHYS CROSS: T42 | TRABEG |  | 51.8899 | -8.5241
MV/LV Substation BU***856Y | 20 kV | 400V(3ph) & 230V(single ph) | LV | 400 kVA :Building Structure | 0.4 | --> | 0.4 | 0 | 0 | Constrained,otherwise capacity available =390kVA. | --> | 0.38 | 0 | 0 | 0 | 0 | 0.401 | 0 |  | --> | E12 ex DRUMLINE | DRUMLINE: T421∥T422 | DRUMLINE |  | 52.7211 | -8.862
MV/LV Substation BU***861 | 20 kV | 400V(3ph) & 230V(single ph) | LV | 100 kVA :Pole Substation | 0.1 | --> | 0.1 | 0.097 | 1.5 |  | --> | 0.095 | 0 | 0 | 0 | 0 | 0.1 | 0 |  | --> | E17 ex ACHILL | ACHILL: T422 | CARROWBEG |  | 53.9718 | -9.9847
MV/LV Substation BU***867 | 10 kV | 400V(3ph) & 230V(single ph) | LV | 200 kVA :Pole Substation | 0.2 | --> | 0.2 | 0 | 0 | Constrained,otherwise capacity available =85kVA. | --> | 0.19 | 0 | 0 | 0 | 0.009 | 0.208 | 0 |  | --> | C14 ex ATHGARVAN | ATHGARVAN: T44 | NEWBRIDGE |  | 53.1855 | -6.7854
MV/LV Substation BU***868 | 20 kV | 400V(3ph) & 230V(single ph) | LV | 200 kVA :Pole Substation | 0.2 | --> | 0.2 | 0.143 | 1.2 |  | --> | 0.19 | 0 | 0 | 0 | 0.002 | 0 | 0 | Constrained,otherwise capacity available =206kW. | --> | E14 ex BUNCRANA | BUNCRANA: T421∥T422 | TRILLICK |  | 55.1382 | -7.4442
MV/LV Substation BU***871Y | 20 kV | 400V(3ph) & 230V(single ph) | LV | 50 kVA :Pole Substation | 0.05 | --> | 0.05 | 0 | 0 | Constrained,otherwise capacity available =47kVA. | --> | 0.047 | 0 | 0 | 0 | 0 | 0.049 | 0 |  | --> | C22 ex ATHLONE | ATHLONE: T41 | ATHLONE |  | 53.4285 | -8.0227
MV/LV Substation BU***880X | 10 kV | 400V(3ph) & 230V(single ph) | LV | 400 kVA :Building Structure | 0.4 | --> | 0.4 | 0.249 | 3 |  | --> | 0.38 | 0 | 0 | 0 | 0.017 | 0 | 0 | Constrained,otherwise capacity available =405kW. | --> | E18 ex WINDSOR | WINDSOR: T421∥T422 | CASTLEBAR |  | 53.8571 | -9.2783
MV/LV Substation BU***883 | 20 kV | 400V(3ph) & 230V(single ph) | LV | 200 kVA :Building Structure | 0.2 | --> | 0.2 | 0.167 | 1.5 |  | --> | 0.19 | 0 | 0 | 0 | 0 | 0.204 | 0 |  | --> | E17 ex ACHILL | ACHILL: T422 | CARROWBEG |  | 53.9716 | -9.9822
MV/LV Substation BU***891 | 20 kV | 400V(3ph) & 230V(single ph) | LV | 50 kVA :Pole Substation | 0.05 | --> | 0.05 | 0.042 | 3.2 |  | --> | 0.047 | 0 | 0 | 0 | 0 | 0.05 | 0 |  | --> | C12 ex ATHY | ATHY: T102 | ATHY |  | 52.9954 | -6.8712
MV/LV Substation BU***895 | 10 kV | 400V(3ph) & 230V(single ph) | LV | 630 kVA :Building Structure | 0.63 | --> | 0.63 | 0.39 | 1.1 |  | --> | 0.598 | 0 | 0 | 0 | 0 | 0.5 | 0 |  | --> | C21 ex BREWERY ROAD | BREWERY ROAD: T41 | CARRICKMINES |  | 53.2767 | -6.2056
MV/LV Substation BU***895 | 20 kV | 400V(3ph) & 230V(single ph) | LV | 200 kVA :Pole Substation | 0.2 | --> | 0.2 | 0.198 | 4.6 |  | --> | 0.19 | 0 | 0 | 0 | 0 | 0.2 | 0 |  | --> | E20 ex CLARA | CLARA: T422 | THORNSBERRY |  | 53.3055 | -7.4721
MV/LV Substation BU***899X | 20 kV | 400V(3ph) & 230V(single ph) | LV | 50 kVA :Pole Substation | 0.05 | --> | 0.05 | 0 | 0 | Constrained,otherwise capacity available =50kVA. | --> | 0.047 | 0 | 0 | 0 | 0 | 0 | 0 | Constrained,otherwise capacity available =49kW. | --> | E11 ex ASHBOURNE | ASHBOURNE: T421 | FINGLAS |  | 53.4792 | -6.3673
MV/LV Substation BU***915 | 10 kV | 400V(3ph) & 230V(single ph) | LV | 630 kVA :Building Structure | 0.63 | --> | 0.63 | 0.5 | 9.8 |  | --> | 0.598 | 0 | 0 | 0 | 0 | 0.5 | 0 |  | --> | C14 ex KILCOOLE | KILCOOLE: T41∥T42 | FASSAROE |  | 53.1028 | -6.0709
MV/LV Substation BU***917 | 20 kV | 400V(3ph) & 230V(single ph) | LV | 50 kVA :Pole Substation | 0.05 | --> | 0.05 | 0.05 | 4.7 |  | --> | 0.047 | 0 | 0 | 0 | 0 | 0.049 | 0 |  | --> | E18 ex EDGEWORTHSTOWN | EDGEWORTHSTOWN: T421∥T422 | RICHMOND |  | 53.7034 | -7.6122
MV/LV Substation BU***922 | 20 kV | 400V(3ph) & 230V(single ph) | LV | 100 kVA :Pole Substation | 0.1 | --> | 0.1 | 0 | 0 | Constrained,otherwise capacity available =67kVA. | --> | 0.095 | 0 | 0 | 0 | 0.007 | 0 | 0 | Constrained,otherwise capacity available =97kW. | --> | E21 ex ASHBOURNE | ASHBOURNE: T421 | FINGLAS |  | 53.4903 | -6.3588
MV/LV Substation BU***924 | 10 kV | 400V(3ph) & 230V(single ph) | LV | 200 kVA :Kiosk Substation | 0.2 | --> | 0.2 | 0.182 | 9.8 |  | --> | 0.19 | 0 | 0 | 0 | 0 | 0.202 | 0 |  | --> | C14 ex KILCOOLE | KILCOOLE: T41∥T42 | FASSAROE |  | 53.1041 | -6.0682
MV/LV Substation BU***924Y | 10 kV | 400V(3ph) & 230V(single ph) | LV | 630 kVA :Building Structure | 0.63 | --> | 0.63 | 0 | 0 | Constrained,otherwise capacity available =414kVA. | --> | 0.598 | 0 | 0 | 0 | 0.007 | 0.5 | 0 |  | --> | C19 ex TERMONFECKIN ROAD | TERMONFECKIN ROAD: T41∥T42 | DRYBRIDGE |  | 53.7241 | -6.325
MV/LV Substation BU***925X | 20 kV | 400V(3ph) & 230V(single ph) | LV | 200 kVA :Pole Substation | 0.2 | --> | 0.2 | 0.165 | 0.4 |  | --> | 0.19 | 0 | 0 | 0 | 0 | 0.205 | 0 |  | --> | C17 ex KYLEERAGH | KYLEERAGH: T41 | NENAGH |  | 52.9977 | -8.1248
MV/LV Substation BU***928 | 10 kV | 400V(3ph) & 230V(single ph) | LV | 50 kVA :Pole Substation | 0.05 | --> | 0.05 | 0 | 0 | Constrained,otherwise capacity available =27kVA. | --> | 0.047 | 0 | 0 | 0 | 0.007 | 0 | 0 | Constrained,otherwise capacity available =45kW. | --> | C11 ex COLLIGAN | COLLIGAN: T41 | DUNGARVAN |  | 52.1031 | -7.6038
MV/LV Substation BU***932 | 10 kV | 400V(3ph) & 230V(single ph) | LV | 630 kVA :Building Structure | 0.63 | --> | 0.63 | 0 | 0 | Constrained,otherwise capacity available =500kVA. | --> | 0.598 | 0 | 0 | 0 | 0 | 0.5 | 0 |  | --> | C21 ex PORTARLINGTON | PORTARLINGTON: T43 | BLAKE |  | 53.1529 | -7.167
MV/LV Substation BU***934X | 20 kV | 400V(3ph) & 230V(single ph) | LV | 100 kVA :Pole Substation | 0.1 | --> | 0.1 | 0.064 | 0.4 |  | --> | 0.095 | 0 | 0 | 0 | 0.001 | 0.104 | 0 |  | --> | C17 ex KYLEERAGH | KYLEERAGH: T41 | NENAGH |  | 52.9869 | -8.1323
MV/LV Substation BU***935 | 10 kV | 400V(3ph) & 230V(single ph) | LV | 200 kVA :Kiosk Substation | 0.2 | --> | 0.2 | 0.158 | 0.4 |  | --> | 0.19 | 0 | 0 | 0 | 0 | 0.206 | 0 |  | --> | C16 ex JOHNSTOWN | JOHNSTOWN: T42 | KILTEEL |  | 53.2445 | -6.606
MV/LV Substation BU***937 | 10 kV | 400V(3ph) & 230V(single ph) | LV | 200 kVA :Pole Substation | 0.2 | --> | 0.2 | 0.148 | 0.2 |  | --> | 0.19 | 0 | 0 | 0 | 0 | 0 | 0 | Constrained,otherwise capacity available =207kW. | --> | C16 ex DUNGLOE | DUNGLOE: T42 | ARDNAGAPPARY |  | 54.9832 | -8.4407
MV/LV Substation BU***939Y | 10 kV | 400V(3ph) & 230V(single ph) | LV | 400 kVA :Kiosk Substation | 0.4 | --> | 0.4 | 0.376 | 2.9 |  | --> | 0.38 | 0 | 0 | 0 | 0.019 | 0.383 | 0 |  | --> | C16 ex COES ROAD | COES ROAD: T41∥T42 | DUNDALK |  | 54.0005 | -6.3862
MV/LV Substation BU***942 | 10 kV | 400V(3ph) & 230V(single ph) | LV | 400 kVA :Kiosk Substation | 0.4 | --> | 0.4 | 0.348 | 4 |  | --> | 0.38 | 0 | 0 | 0 | 0.013 | 0.394 | 0 |  | --> | C20 ex OAKFIELD | OAKFIELD: T42 | SLIGO |  | 54.2696 | -8.5974
MV/LV Substation BU***962 | 10 kV | 400V(3ph) & 230V(single ph) | LV | 400 kVA :Kiosk Substation | 0.4 | --> | 0.4 | 0 | 0 | Constrained,otherwise capacity available =311kVA. | --> | 0.38 | 0 | 0 | 0 | 0 | 0 | 0 | Constrained,otherwise capacity available =413kW. | --> | C23 ex POLLERTON | POLLERTON: T41 | CARLOW |  | 52.8262 | -6.9104
MV/LV Substation BU***962 | 10 kV | 400V(3ph) & 230V(single ph) | LV | 100 kVA :Pole Substation | 0.1 | --> | 0.1 | 0.093 | 8.7 |  | --> | 0.095 | 0 | 0 | 0 | 0 | 0.1 | 0 |  | --> | C22 ex KILLOTERAN | KILLOTERAN: T102 | KILLOTERAN |  | 52.2406 | -7.1752
MV/LV Substation BU***963 | 10 kV | 400V(3ph) & 230V(single ph) | LV | 630 kVA :Building Structure | 0.63 | --> | 0.63 | 0.5 | 9.8 |  | --> | 0.598 | 0 | 0 | 0 | 0.022 | 0.5 | 0 |  | --> | C14 ex KILCOOLE | KILCOOLE: T41∥T42 | FASSAROE |  | 53.1041 | -6.0698
MV/LV Substation BU***970 | 10 kV | 400V(3ph) & 230V(single ph) | LV | 200 kVA :Pole Substation | 0.2 | --> | 0.2 | 0 | 0 | Constrained,otherwise capacity available =167kVA. | --> | 0.19 | 0 | 0 | 0 | 0 | 0.204 | 0 |  | --> | C14 ex GREYSTONES | GREYSTONES: T42 | FASSAROE |  | 53.1787 | -6.171
MV/LV Substation BU***976X | 10 kV | 400V(3ph) & 230V(single ph) | LV | 200 kVA :Kiosk Substation | 0.2 | --> | 0.2 | 0.158 | 9.3 |  | --> | 0.19 | 0 | 0 | 0 | 0 | 0 | 0 | Constrained,otherwise capacity available =206kW. | --> | E20 ex BLESSINGTON | BLESSINGTON: T422 | KILTEEL |  | 53.1662 | -6.5332
MV/LV Substation BU***980 | 10 kV | 400V(3ph) & 230V(single ph) | LV | 50 kVA :Pole Substation | 0.05 | --> | 0.05 | 0 | 0 | Constrained,otherwise capacity available =23kVA. | --> | 0.047 | 0 | 0 | 0 | 0.003 | 0 | 0 | Constrained,otherwise capacity available =50kW. | --> | C23 ex POLLERTON | POLLERTON: T41 | CARLOW |  | 52.8212 | -6.9313
MV/LV Substation BU***987X | 10 kV | 400V(3ph) & 230V(single ph) | LV | 50 kVA :Pole Substation | 0.05 | --> | 0.05 | 0 | 0 | Constrained,otherwise capacity available =38kVA. | --> | 0.047 | 0 | 0 | 0 | 0 | 0.051 | 0 |  | --> | C11 ex SKIBBEREEN | SKIBBEREEN: T41∥T42 | DUNMANWAY |  | 51.5851 | -9.2677
MV/LV Substation BU***997X | 10 kV | 400V(3ph) & 230V(single ph) | LV | 630 kVA :Kiosk Substation | 0.63 | --> | 0.63 | 0.5 | 3 |  | --> | 0.598 | 0 | 0 | 0 | 0 | 0 | 0 | Constrained,otherwise capacity available =500kW. | --> | E18 ex WINDSOR | WINDSOR: T421∥T422 | CASTLEBAR |  | 53.8581 | -9.279
MV/LV Substation BV***4100 | 10 kV | 400V(3ph) & 230V(single ph) | LV | 50 kVA :Pole Substation | 0.05 | --> | 0.05 | 0.044 | 3.8 |  | --> | 0.047 | 0 | 0 | 0 | 0 | 0 | 0 | Constrained,otherwise capacity available =50kW. | --> | C18 ex TURLOUGH ROAD | TURLOUGH ROAD: T41∥T42 | CASTLEBAR |  | 53.8872 | -9.1548
MV/LV Substation BY***014X | 10 kV | 400V(3ph) & 230V(single ph) | LV | 200 kVA :Pole Substation | 0.2 | --> | 0.2 | 0 | 0 | Constrained,otherwise capacity available =146kVA. | --> | 0.19 | 0 | 0 | 0 | 0.003 | 0 | 0 | Constrained,otherwise capacity available =204kW. | --> | C14 ex DONEGAL | DONEGAL: T41∥T42 | CATHALEENS FALL |  | 54.6607 | -8.1015
MV/LV Substation BY***024X | 10 kV | 400V(3ph) & 230V(single ph) | LV | 1000 kVA :Building Structure | 1 | --> | 1 | 0 | 0 | Constrained,otherwise capacity available =500kVA. | --> | 0.95 | 0 | 0 | 0 | 0 | 0.5 | 0 |  | --> | C19 ex PARKMORE | PARKMORE: T41∥T42 | GALWAY 110KV |  | 53.2989 | -8.9891
MV/LV Substation BY***037X | 10 kV | 400V(3ph) & 230V(single ph) | LV | 50 kVA :Pole Substation | 0.05 | --> | 0.05 | 0 | 0 | Constrained,otherwise capacity available =49kVA. | --> | 0.047 | 0 | 0 | 0 | 0 | 0 | 0 | Constrained,otherwise capacity available =49kW. | --> | C11 ex DONEGAL | DONEGAL: T41∥T42 | CATHALEENS FALL |  | 54.6482 | -8.1938
MV/LV Substation BY***056 | 10 kV | 400V(3ph) & 230V(single ph) | LV | 630 kVA :Kiosk Substation | 0.63 | --> | 0.63 | 0 | 0 | Constrained,otherwise capacity available =405kVA. | --> | 0.598 | 0 | 0 | 0 | 0 | 0.5 | 0 |  | --> | C16 ex ATHENRY | ATHENRY: T41∥T42 | GALWAY 110KV |  | 53.3002 | -8.7518
MV/LV Substation BY***160 | 10 kV | 400V(3ph) & 230V(single ph) | LV | 400 kVA :Building Structure | 0.4 | --> | 0.4 | 0 | 0 | Constrained,otherwise capacity available =169kVA. | --> | 0.38 | 0 | 0 | 0 | 0.007 | 0.427 | 0 |  | --> | C18 ex BALLINACURRA | BALLINACURRA: T42 | LIMERICK |  | 52.6525 | -8.6298
MV/LV Substation BY***219X | 10 kV | 400V(3ph) & 230V(single ph) | LV | 1000 kVA :Building Structure | 1 | --> | 1 | 0.5 | 3.6 |  | --> | 0.95 | 0 | 0 | 0 | 0 | 0.5 | 0 |  | --> | C11 ex DEANSGRANGE | DEANSGRANGE: T41 | CARRICKMINES |  | 53.275 | -6.158
MV/LV Substation BY***318X | 20 kV | 400V(3ph) & 230V(single ph) | LV | 50 kVA :Pole Substation | 0.05 | --> | 0.05 | 0.05 | 25.4 |  | --> | 0.047 | 0 | 0 | 0 | 0 | 0 | 0 | Constrained,otherwise capacity available =49kW. | --> | E13 ex DUNFIRTH | DUNFIRTH: T122 | DUNFIRTH |  | 53.4065 | -6.6984
MV/LV Substation BY***369Z | 10 kV | 400V(3ph) & 230V(single ph) | LV | 630 kVA :Building Structure | 0.63 | --> | 0.63 | 0.5 | 4.9 |  | --> | 0.598 | 0 | 0 | 0 | 0 | 0.5 | 0 |  | --> | C19 ex KILMORE | KILMORE: T101 | FINGLAS |  | 53.4082 | -6.2398
MV/LV Substation BY***370Z | 10 kV | 400V(3ph) & 230V(single ph) | LV | 630 kVA :Building Structure | 0.63 | --> | 0.63 | 0.5 | 4.9 |  | --> | 0.598 | 0 | 0 | 0 | 0 | 0.5 | 0 |  | --> | C19 ex KILMORE | KILMORE: T101 | FINGLAS |  | 53.4091 | -6.2395
MV/LV Substation BY***4017 | 10 kV | 400V(3ph) & 230V(single ph) | LV | 630 kVA :Building Structure | 0.63 | --> | 0.63 | 0.5 | 5.6 |  | --> | 0.598 | 0 | 0 | 0 | 0 | 0.5 | 0 |  | --> | C26 ex MILLTOWN (DR) | MILLTOWN (DR): T102 | INCHICORE 220KV |  | 53.2914 | -6.262
MV/LV Substation BY***4020 | 10 kV | 400V(3ph) & 230V(single ph) | LV | 50 kVA :Pole Substation | 0.05 | --> | 0.05 | 0 | 0 | Constrained,otherwise capacity available =50kVA. | --> | 0.047 | 0 | 0 | 0 | 0 | 0 | 0 | Constrained,otherwise capacity available =49kW. | --> | C18 ex PORTARLINGTON | PORTARLINGTON: T41∥T42 | PORTLAOISE |  | 53.1679 | -7.2713
MV/LV Substation BY***4123 | 10 kV | 400V(3ph) & 230V(single ph) | LV | 50 kVA :Pole Substation | 0.05 | --> | 0.05 | 0.05 | 0.9 |  | --> | 0.047 | 0 | 0 | 0 | 0 | 0.049 | 0 |  | --> | C11 ex BRAY | BRAY: T41 | FASSAROE |  | 53.1996 | -6.1958
MV/LV Substation BY***4125 | 10 kV | 400V(3ph) & 230V(single ph) | LV | 400 kVA :Building Structure | 0.4 | --> | 0.4 | 0 | 0 | Constrained,otherwise capacity available =327kVA. | --> | 0.38 | 0 | 0 | 0 | 0 | 0.411 | 0 |  | --> | C16 ex ATHENRY | ATHENRY: T41∥T42 | GALWAY 110KV |  | 53.3 | -8.7521
MV/LV Substation BY***524X | 10 kV | 400V(3ph) & 230V(single ph) | LV | 1000 kVA :Building Structure | 1 | --> | 1 | 0.5 | 2.9 |  | --> | 0.95 | 0 | 0 | 0 | 0 | 0.5 | 0 |  | --> | C28 ex WOLFE TONE STREET | WOLFE TONE STREET: T102 | FINGLAS |  | 53.3472 | -6.2651
MV/LV Substation BY***659 | 10 kV | 400V(3ph) & 230V(single ph) | LV | 400 kVA :Building Structure | 0.4 | --> | 0.4 | 0.387 | 0.8 |  | --> | 0.38 | 0 | 0 | 0 | 0 | 0.401 | 0 |  | --> | C20 ex ORANMORE | ORANMORE: T44 | GALWAY 110KV |  | 53.3263 | -8.9427
MV/LV Substation BY***759 | 10 kV | 400V(3ph) & 230V(single ph) | LV | 1000 kVA :Building Structure | 1 | --> | 1 | 0.5 | 5.6 |  | --> | 0.95 | 0 | 0 | 0 | 0 | 0.5 | 0 |  | --> | C26 ex MILLTOWN (DR) | MILLTOWN (DR): T102 | INCHICORE 220KV |  | 53.2917 | -6.2617
MV/LV Substation BY***762 | 10 kV | 400V(3ph) & 230V(single ph) | LV | 1000 kVA :Building Structure | 1 | --> | 1 | 0.5 | 5.6 |  | --> | 0.95 | 0 | 0 | 0 | 0 | 0.5 | 0 |  | --> | C26 ex MILLTOWN (DR) | MILLTOWN (DR): T102 | INCHICORE 220KV |  | 53.2916 | -6.2596
MV/LV Substation BY***782Z | 20 kV | 400V(3ph) & 230V(single ph) | LV | 50 kVA :Pole Substation | 0.05 | --> | 0.05 | 0.05 | 5.6 |  | --> | 0.047 | 0 | 0 | 0 | 0 | 0 | 0 | Constrained,otherwise capacity available =49kW. | --> | E13 ex BLESSINGTON | BLESSINGTON: T421 | KILTEEL |  | 53.1388 | -6.6191
MV/LV Substation BY***947 | 20 kV | 400V(3ph) & 230V(single ph) | LV | 50 kVA :Pole Substation | 0.05 | --> | 0.05 | 0.027 | 0.8 |  | --> | 0.047 | 0 | 0 | 0 | 0 | 0 | 0 | Constrained,otherwise capacity available =52kW. | --> | E17 ex CARNDONAGH | CARNDONAGH: T421∥T422 | TRILLICK |  | 55.31 | -7.2211
MV/LV Substation BY***996Z | 10 kV | 400V(3ph) & 230V(single ph) | LV | 50 kVA :Pole Substation | 0.05 | --> | 0.05 | 0 | 0 | Constrained,otherwise capacity available =35kVA. | --> | 0.047 | 0 | 0 | 0 | 0.003 | 0.048 | 0 |  | --> | C14 ex ATHGARVAN | ATHGARVAN: T44 | NEWBRIDGE |  | 53.1554 | -6.7541
MV/LV Substation C ***019 | 10 kV | 400V(3ph) & 230V(single ph) | LV | 50 kVA :Pole Substation | 0.05 | --> | 0.05 | 0 | 0 | Constrained,otherwise capacity available =33kVA. | --> | 0.047 | 0 | 0 | 0 | 0 | 0.051 | 0 |  | --> | C14 ex CARRICK ON SHANNON | CARRICK ON SHANNON: T41∥T42 | CARRICK ON SHANNON |  | 53.9563 | -8.0919
MV/LV Substation C ***034X | 10 kV | 400V(3ph) & 230V(single ph) | LV | 400 kVA :Building Structure | 0.4 | --> | 0.4 | 0.319 | 15.8 |  | --> | 0.38 | 0 | 0 | 0 | 0 | 0.412 | 0 |  | --> | C18 ex CASTLEVIEW | CASTLEVIEW: T102 | CASTLEVIEW |  | 51.9062 | -8.3771
MV/LV Substation C ***037 | 10 kV | 400V(3ph) & 230V(single ph) | LV | 50 kVA :Pole Substation | 0.05 | --> | 0.05 | 0 | 0 | Constrained,otherwise capacity available =40kVA. | --> | 0.047 | 0 | 0 | 0 | 0 | 0.051 | 0 |  | --> | E13 ex DALTON | DALTON: T421∥T422 | DALTON |  | 53.72 | -9.0023
MV/LV Substation C ***058 | 10 kV | 400V(3ph) & 230V(single ph) | LV | 630 kVA :Building Structure | 0.63 | --> | 0.63 | 0.343 | 0.3 | Constrained,otherwise capacity available =500kVA. | --> | 0.598 | 0 | 0 | 0 | 0 | 0.5 | 0 |  | --> | C16 ex TUAM NORTH | TUAM NORTH: T41∥T42 | CLOON |  | 53.5274 | -8.8748
MV/LV Substation C ***061 | 10 kV | 400V(3ph) & 230V(single ph) | LV | 100 kVA :Pole Substation | 0.1 | --> | 0.1 | 0.089 | 5.8 |  | --> | 0.095 | 0 | 0 | 0 | 0.004 | 0.097 | 0 |  | --> | C22 ex CLOON | CLOON: T42 | CLOON |  | 53.5127 | -8.8445
MV/LV Substation C ***066 | 10 kV | 400V(3ph) & 230V(single ph) | LV | 100 kVA :Pole Substation | 0.1 | --> | 0.1 | 0.07 | 8.9 |  | --> | 0.095 | 0 | 0 | 0 | 0 | 0.104 | 0 |  | --> | C12 ex CARROWBEG | CARROWBEG: T41∥T42 | CARROWBEG |  | 53.8006 | -9.5123
MV/LV Substation C ***068 | 10 kV | 400V(3ph) & 230V(single ph) | LV | 200 kVA :Pole Substation | 0.2 | --> | 0.2 | 0 | 1 |  | --> | 0.19 | 0 | 0 | 0 | 0.003 | 0.231 | 0 |  | --> | C17 ex KILCULLEN | KILCULLEN: T41 | STRATFORD |  | 53.1312 | -6.7464
MV/LV Substation C ***113 | 10 kV | 400V(3ph) & 230V(single ph) | LV | 50 kVA :Pole Substation | 0.05 | --> | 0.05 | 0.044 | 0.1 |  | --> | 0.047 | 0 | 0 | 0 | 0 | 0 | 0 | Constrained,otherwise capacity available =50kW. | --> | C16 ex CREGG ROAD | CREGG ROAD: T41∥T42 | BALLYDINE |  | 52.3479 | -7.3995
MV/LV Substation C ***151X | 20 kV | 400V(3ph) & 230V(single ph) | LV | 100 kVA :Pole Substation | 0.1 | --> | 0.1 | 0.094 | 1.6 |  | --> | 0.095 | 0 | 0 | 0 | 0.003 | 0.097 | 0 |  | --> | E17 ex INCH | INCH: T421∥T422 | OUGHTRAGH |  | 52.2545 | -10.018
MV/LV Substation C ***165 | 20 kV | 400V(3ph) & 230V(single ph) | LV | 100 kVA :Pole Substation | 0.1 | --> | 0.1 | 0.047 | 1 |  | --> | 0.095 | 0 | 0 | 0 | 0.003 | 0.104 | 0 |  | --> | E14 ex RANDALSTOWN | RANDALSTOWN: T422 | NAVAN |  | 53.7812 | -6.7139
MV/LV Substation C ***169Y | 20 kV | 400V(3ph) & 230V(single ph) | LV | 50 kVA :Pole Substation | 0.05 | --> | 0.05 | 0.047 | 11.9 |  | --> | 0.047 | 0 | 0 | 0 | 0 | 0 | 0 | Constrained,otherwise capacity available =49kW. | --> | E11 ex WESTPORT | WESTPORT: T421∥T422 | CASTLEBAR |  | 53.772 | -9.7966
MV/LV Substation C ***176 | 20 kV | 400V(3ph) & 230V(single ph) | LV | 200 kVA :Building Structure | 0.2 | --> | 0.2 | 0 | 0 | Constrained,otherwise capacity available =144kVA. | --> | 0.19 | 0 | 0 | 0 | 0 | 0.208 | 0 |  | --> | E15 ex BELVIEW | BELVIEW: T421 | WATERFORD |  | 52.2634 | -7.0381
MV/LV Substation C ***193X | 10 kV | 400V(3ph) & 230V(single ph) | LV | 630 kVA :Building Structure | 0.63 | --> | 0.63 | 0 | 0 | Constrained,otherwise capacity available =252kVA. | --> | 0.598 | 0 | 0 | 0 | 0 | 0 | 0 | Constrained,otherwise capacity available =500kW. | --> | C26 ex PORTLAOISE | PORTLAOISE: T42 | PORTLAOISE |  | 53.0296 | -7.3103
MV/LV Substation C ***232X | 20 kV | 400V(3ph) & 230V(single ph) | LV | 400 kVA :Building Structure | 0.4 | --> | 0.4 | 0.264 | 4.7 |  | --> | 0.38 | 0 | 0 | 0 | 0 | 0.421 | 0 |  | --> | E16 ex EDGEWORTHSTOWN | EDGEWORTHSTOWN: T421∥T422 | RICHMOND |  | 53.7004 | -7.6202
MV/LV Substation C ***252X | 10 kV | 400V(3ph) & 230V(single ph) | LV | 50 kVA :Pole Substation | 0.05 | --> | 0.05 | 0.05 | 6.4 |  | --> | 0.047 | 0 | 0 | 0 | 0 | 0.049 | 0 |  | --> | C14 ex AGHAGAD | AGHAGAD: T41∥T42 | SLIGO |  | 54.363 | -8.5176
MV/LV Substation C ***300Y | 20 kV | 400V(3ph) & 230V(single ph) | LV | 100 kVA :Pole Substation | 0.1 | --> | 0.1 | 0 | 0 | Constrained,otherwise capacity available =77kVA. | --> | 0.095 | 0 | 0 | 0 | 0 | 0.103 | 0 |  | --> | E21 ex DALTON | DALTON: T421∥T422 | DALTON |  | 53.7409 | -9.0068
MV/LV Substation C ***346 | 10 kV | 400V(3ph) & 230V(single ph) | LV | 50 kVA :Pole Substation | 0.05 | --> | 0.05 | 0.025 | 3.2 |  | --> | 0.047 | 0 | 0 | 0 | 0 | 0.053 | 0 |  | --> | C17 ex BOYLE | BOYLE: T41∥T42 | CARRICK ON SHANNON |  | 53.9635 | -8.2615
MV/LV Substation C ***364 | 10 kV | 400V(3ph) & 230V(single ph) | LV | 100 kVA :Pole Substation | 0.1 | --> | 0.1 | 0.093 | 6.4 |  | --> | 0.095 | 0 | 0 | 0 | 0 | 0.1 | 0 |  | --> | C18 ex AGHAGAD | AGHAGAD: T41∥T42 | SLIGO |  | 54.3596 | -8.541
MV/LV Substation C ***4090 | 10 kV | 400V(3ph) & 230V(single ph) | LV | 200 kVA :Kiosk Substation | 0.2 | --> | 0.2 | 0.188 | 2 |  | --> | 0.19 | 0 | 0 | 0 | 0 | 0.201 | 0 |  | --> | C18 ex CARRICKMACROSS | CARRICKMACROSS: T42 | MEATH HILL |  | 53.9703 | -6.7135
MV/LV Substation C ***4193 | 10 kV | 400V(3ph) & 230V(single ph) | LV | 50 kVA :Pole Substation | 0.05 | --> | 0.05 | 0 | 0 | Constrained,otherwise capacity available =50kVA. | --> | 0.047 | 0 | 0 | 0 | 0 | 0.049 | 0 |  | --> | C12 ex SAGGART | SAGGART: T41∥T42 | GRANGE CASTLE |  | 53.2751 | -6.5113
MV/LV Substation C ***436 | 20 kV | 400V(3ph) & 230V(single ph) | LV | 50 kVA :Pole Substation | 0.05 | --> | 0.05 | 0.045 | 4.3 |  | --> | 0.047 | 0 | 0 | 0 | 0 | 0 | 0 | Constrained,otherwise capacity available =50kW. | --> | E12 ex MOVILLE | MOVILLE: T421∥T422 | TRILLICK |  | 55.2175 | -6.9475
MV/LV Substation C ***442 | 10 kV | 400V(3ph) & 230V(single ph) | LV | 100 kVA :Pole Substation | 0.1 | --> | 0.1 | 0 | 0 | Constrained,otherwise capacity available =73kVA. | --> | 0.095 | 0 | 0 | 0 | 0.007 | 0 | 0 | Constrained,otherwise capacity available =96kW. | --> | C11 ex DONEGAL | DONEGAL: T41∥T42 | CATHALEENS FALL |  | 54.6544 | -8.1386
MV/LV Substation C ***493 | 20 kV | 400V(3ph) & 230V(single ph) | LV | 630 kVA :Building Structure | 0.63 | --> | 0.63 | 0 | 0 | Constrained,otherwise capacity available =270kVA. | --> | 0.598 | 0 | 0 | 0 | 0.004 | 0.5 | 0 |  | --> | C12 ex SPIDDAL | SPIDDAL: T42 | SCREEB |  | 53.2468 | -9.3645
MV/LV Substation C ***575 | 20 kV | 400V(3ph) & 230V(single ph) | LV | 100 kVA :Pole Substation | 0.1 | --> | 0.1 | 0.076 | 3 |  | --> | 0.095 | 0 | 0 | 0 | 0 | 0 | 0 | Constrained,otherwise capacity available =103kW. | --> | C21 ex SWINFORD | SWINFORD: T41∥T42 | CASTLEBAR |  | 53.9848 | -9.098
MV/LV Substation C ***600 | 20 kV | 400V(3ph) & 230V(single ph) | LV | 400 kVA :Building Structure | 0.4 | --> | 0.4 | 0.355 | 3 |  | --> | 0.38 | 0 | 0 | 0 | 0 | 0.407 | 0 |  | --> | C16 ex LOUGHANALLA | LOUGHANALLA: T41∥T42 | MULLINGAR |  | 53.6792 | -7.2935
MV/LV Substation C ***643 | 10 kV | 400V(3ph) & 230V(single ph) | LV | 1000 kVA :Building Structure | 1 | --> | 1 | 0 | 0 | Constrained,otherwise capacity available =500kVA. | --> | 0.95 | 0 | 0 | 0 | 0 | 0.5 | 0 |  | --> | E43 ex CLAREGALWAY | CLAREGALWAY: T421 | GALWAY 110KV |  | 53.3104 | -8.8515
MV/LV Substation C ***719 | 10 kV | 400V(3ph) & 230V(single ph) | LV | 630 kVA :Building Structure | 0.63 | --> | 0.63 | 0.5 | 1.7 |  | --> | 0.598 | 0 | 0 | 0 | 0 | 0.5 | 0 |  | --> | C19 ex PEMBROKE | PEMBROKE: T42 | RINGSEND |  | 53.3304 | -6.2169
MV/LV Substation C ***723X | 20 kV | 400V(3ph) & 230V(single ph) | LV | 100 kVA :Pole Substation | 0.1 | --> | 0.1 | 0.071 | 1.3 |  | --> | 0.095 | 0 | 0 | 0 | 0 | 0.103 | 0 |  | --> | E12 ex KILCULLEN | KILCULLEN: T424 | STRATFORD |  | 53.0165 | -6.8144
MV/LV Substation C ***832 | 20 kV | 400V(3ph) & 230V(single ph) | LV | 200 kVA :Pole Substation | 0.2 | --> | 0.2 | 0.194 | 11.5 |  | --> | 0.19 | 0 | 0 | 0 | 0.003 | 0.197 | 0 |  | --> | C27 ex SALTHILL | SALTHILL: T101 | SALTHILL |  | 53.3301 | -9.1711
MV/LV Substation C ***967Z | 20 kV | 400V(3ph) & 230V(single ph) | LV | 100 kVA :Pole Substation | 0.1 | --> | 0.1 | 0 | 0 | Constrained,otherwise capacity available =89kVA. | --> | 0.095 | 0 | 0 | 0 | 0 | 0.101 | 0 |  | --> | E13 ex BALTINGLASS | BALTINGLASS: T421∥T422 | STRATFORD |  | 52.9132 | -6.8432
MV/LV Substation C ***997 | 20 kV | 400V(3ph) & 230V(single ph) | LV | 50 kVA :Pole Substation | 0.05 | --> | 0.05 | 0 | 0 | Constrained,otherwise capacity available =45kVA. | --> | 0.047 | 0 | 0 | 0 | 0.003 | 0.047 | 0 |  | --> | E18 ex COLLOONEY | COLLOONEY: T422 | SLIGO |  | 54.069 | -8.394
MV/LV Substation C.***027Y | 10 kV | 400V(3ph) & 230V(single ph) | LV | 200 kVA :Pole Substation | 0.2 | --> | 0.2 | 0.2 | 2.2 |  | --> | 0.19 | 0 | 0 | 0 | 0 | 0 | 0 | Constrained,otherwise capacity available =200kW. | --> | C18 ex NEWCASTLEWEST | NEWCASTLEWEST: T41∥T42 | RATHKEALE |  | 52.4299 | -9.0135
MV/LV Substation C.***039 | 10 kV | 400V(3ph) & 230V(single ph) | LV | 630 kVA :Kiosk Substation | 0.63 | --> | 0.63 | 0 | 0 | Constrained,otherwise capacity available =276kVA. | --> | 0.598 | 0 | 0 | 0 | 0 | 0.5 | 0 |  | --> | C16 ex CLONES | CLONES: T41∥T42 | SHANKILL |  | 54.1825 | -7.237
MV/LV Substation C.***084X | 10 kV | 400V(3ph) & 230V(single ph) | LV | 630 kVA :Kiosk Substation | 0.63 | --> | 0.63 | 0.447 | 1.7 |  | --> | 0.598 | 0 | 0 | 0 | 0 | 0.5 | 0 |  | --> | C20 ex SHERIFF STREET | SHERIFF STREET: T42 | FRANCIS STREET |  | 53.3505 | -6.246
MV/LV Substation C.***166X | 20 kV | 400V(3ph) & 230V(single ph) | LV | 400 kVA :Kiosk Substation | 0.4 | --> | 0.4 | 0.159 | 3.9 |  | --> | 0.38 | 0 | 0 | 0 | 0.011 | 0 | 0 | Constrained,otherwise capacity available =425kW. | --> | E16 ex ASHBOURNE | ASHBOURNE: T422 | FINGLAS |  | 53.5106 | -6.3953
MV/LV Substation C.***236 | 10 kV | 400V(3ph) & 230V(single ph) | LV | 630 kVA :Building Structure | 0.63 | --> | 0.63 | 0.419 | 5.6 |  | --> | 0.598 | 0 | 0 | 0 | 0.022 | 0.5 | 0 |  | --> | C16 ex MILLTOWN (DR) | MILLTOWN (DR): T102 | INCHICORE 220KV |  | 53.3189 | -6.2612
MV/LV Substation C.***236X | 10 kV | 400V(3ph) & 230V(single ph) | LV | 200 kVA :Building Structure | 0.2 | --> | 0.2 | 0.059 | 2 |  | --> | 0.19 | 0 | 0 | 0 | 0 | 0.221 | 0 |  | --> | C11 ex SUTTON | SUTTON: T41 | GRANGE (DR) |  | 53.389 | -6.0744
MV/LV Substation C.***267Z | 20 kV | 400V(3ph) & 230V(single ph) | LV | 200 kVA :Pole Substation | 0.2 | --> | 0.2 | 0.191 | 2.5 |  | --> | 0.19 | 0 | 0 | 0 | 0 | 0 | 0 | Constrained,otherwise capacity available =200kW. | --> | E15 ex TULLOW | TULLOW: T421 | CARLOW |  | 52.8059 | -6.7454
MV/LV Substation C.***280 | 10 kV | 400V(3ph) & 230V(single ph) | LV | 400 kVA :Building Structure | 0.4 | --> | 0.4 | 0.301 | 1.5 |  | --> | 0.38 | 0 | 0 | 0 | 0 | 0.414 | 0 |  | --> | C13 ex MOUNT MISERY | MOUNT MISERY: T41 | WATERFORD |  | 52.268 | -7.1245
MV/LV Substation C.***805X | 10 kV | 400V(3ph) & 230V(single ph) | LV | 400 kVA :Kiosk Substation | 0.4 | --> | 0.4 | 0.385 | 1.5 |  | --> | 0.38 | 0 | 0 | 0 | 0 | 0.402 | 0 |  | --> | C19 ex ROSCOMMON | ROSCOMMON: T41 | LANESBORO |  | 53.6421 | -8.2083
MV/LV Substation C.***961 | 10 kV | 400V(3ph) & 230V(single ph) | LV | 1000 kVA :Building Structure | 1 | --> | 1 | 0.5 | 4.8 |  | --> | 0.95 | 0 | 0 | 0 | 0 | 0.5 | 0 |  | --> | C13 ex SHERIFF STREET | SHERIFF STREET: T41 | FRANCIS STREET |  | 53.349 | -6.2506
MV/LV Substation C/***121 | 10 kV | 400V(3ph) & 230V(single ph) | LV | 50 kVA :Pole Substation | 0.05 | --> | 0.05 | 0.008 | 3.1 |  | --> | 0.047 | 0 | 0 | 0 | 0 | 0.055 | 0 |  | --> | C13 ex ERRIGAL | ERRIGAL: T41 | SHANKILL |  | 53.9863 | -7.1614
MV/LV Substation C/***202 | 10 kV | 400V(3ph) & 230V(single ph) | LV | 50 kVA :Pole Substation | 0.05 | --> | 0.05 | 0.043 | 0.3 |  | --> | 0.047 | 0 | 0 | 0 | 0 | 0.05 | 0 |  | --> | C16 ex TUAM NORTH | TUAM NORTH: T41∥T42 | CLOON |  | 53.4916 | -9.0183
MV/LV Substation C/***213Y | 10 kV | 400V(3ph) & 230V(single ph) | LV | 50 kVA :Pole Substation | 0.05 | --> | 0.05 | 0.049 | 1 |  | --> | 0.047 | 0 | 0 | 0 | 0 | 0 | 0 | Constrained,otherwise capacity available =49kW. | --> | C11 ex LOUGHTAGALLA | LOUGHTAGALLA: T41∥T42 | THURLES |  | 52.6702 | -7.6855
MV/LV Substation C/***218 | 10 kV | 400V(3ph) & 230V(single ph) | LV | 50 kVA :Pole Substation | 0.05 | --> | 0.05 | 0.049 | 2.7 |  | --> | 0.047 | 0 | 0 | 0 | 0 | 0.049 | 0 |  | --> | C22 ex BALLYARD | BALLYARD: T41∥T42 | TRALEE |  | 52.2439 | -9.7633
MV/LV Substation C/***4103 | 20 kV | 400V(3ph) & 230V(single ph) | LV | 50 kVA :Pole Substation | 0.05 | --> | 0.05 | 0 | 0 | Constrained,otherwise capacity available =50kVA. | --> | 0.047 | 0 | 0 | 0 | 0 | 0 | 0 | Constrained,otherwise capacity available =49kW. | --> | E12 ex KILLYBEGS | KILLYBEGS: | N/A |  | 54.6559 | -8.3958
MV/LV Substation C/***593 | 20 kV | 400V(3ph) & 230V(single ph) | LV | 50 kVA :Pole Substation | 0.05 | --> | 0.05 | 0 | 0 | Constrained,otherwise capacity available =47kVA. | --> | 0.047 | 0 | 0 | 0 | 0 | 0.049 | 0 |  | --> | E25 ex PATRICKSWELL | PATRICKSWELL: T421∥T422 | LIMERICK |  | 52.6444 | -8.8565
MV/LV Substation C/***598 | 10 kV | 400V(3ph) & 230V(single ph) | LV | 50 kVA :Pole Substation | 0.05 | --> | 0.05 | 0.048 | 3.1 |  | --> | 0.047 | 0 | 0 | 0 | 0 | 0.049 | 0 |  | --> | C13 ex ERRIGAL | ERRIGAL: T41 | SHANKILL |  | 53.9867 | -7.1462
MV/LV Substation C/***629 | 20 kV | 400V(3ph) & 230V(single ph) | LV | 100 kVA :Pole Substation | 0.1 | --> | 0.1 | 0.094 | 6.9 |  | --> | 0.095 | 0 | 0 | 0 | 0 | 0 | 0 | Constrained,otherwise capacity available =100kW. | --> | E12 ex RATHKEALE | RATHKEALE: T421∥T422 | RATHKEALE |  | 52.5184 | -8.9564
MV/LV Substation C/***636X | 10 kV | 400V(3ph) & 230V(single ph) | LV | 200 kVA :Pole Substation | 0.2 | --> | 0.2 | 0.063 | 0.1 | Constrained,otherwise capacity available =80kVA. | --> | 0.19 | 0 | 0 | 0 | 0 | 0.213 | 0 |  | --> | C19 ex CASTLETROY | CASTLETROY: T41∥T42 | ARDNACRUSHA |  | 52.6686 | -8.5501
MV/LV Substation C/***684X | 20 kV | 400V(3ph) & 230V(single ph) | LV | 50 kVA :Pole Substation | 0.05 | --> | 0.05 | 0.041 | 6.9 |  | --> | 0.047 | 0 | 0 | 0 | 0 | 0 | 0 | Constrained,otherwise capacity available =50kW. | --> | E14 ex RATHKEALE | RATHKEALE: T421∥T422 | RATHKEALE |  | 52.5133 | -8.7452
MV/LV Substation C/***715X | 20 kV | 400V(3ph) & 230V(single ph) | LV | 50 kVA :Pole Substation | 0.05 | --> | 0.05 | 0 | 0 | Constrained,otherwise capacity available =50kVA. | --> | 0.047 | 0 | 0 | 0 | 0 | 0.049 | 0 |  | --> | E22 ex COLLOONEY | COLLOONEY: T422 | SLIGO |  | 54.2108 | -8.3796
MV/LV Substation C/***923 | 20 kV | 400V(3ph) & 230V(single ph) | LV | 100 kVA :Pole Substation | 0.1 | --> | 0.1 | 0 | 0 | Constrained,otherwise capacity available =79kVA. | --> | 0.095 | 0 | 0 | 0 | 0.007 | 0.095 | 0 |  | --> | E18 ex CREAGH | CREAGH: T421∥T422 | ATHLONE |  | 53.4301 | -8.4741
MV/LV Substation C/***928 | 20 kV | 400V(3ph) & 230V(single ph) | LV | 100 kVA :Pole Substation | 0.1 | --> | 0.1 | 0 | 0 | Constrained,otherwise capacity available =100kVA. | --> | 0.095 | 0 | 0 | 0 | 0 | 0.1 | 0 |  | --> | C15 ex BALLYHAUNIS | BALLYHAUNIS: T41∥T42 | DALTON |  | 53.6993 | -8.7592
MV/LV Substation C0***140Z | 10 kV | 400V(3ph) & 230V(single ph) | LV | 630 kVA :Kiosk Substation | 0.63 | --> | 0.63 | 0.448 | 5.9 |  | --> | 0.598 | 0 | 0 | 0 | 0.03 | 0.5 | 0 |  | --> | C12 ex BALLINCOLLIG | BALLINCOLLIG: T42 | KILBARRY |  | 51.8828 | -8.6157
MV/LV Substation C0***891X | 20 kV | 400V(3ph) & 230V(single ph) | LV | 50 kVA :Pole Substation | 0.05 | --> | 0.05 | 0 | 0 | Constrained,otherwise capacity available =46kVA. | --> | 0.047 | 0 | 0 | 0 | 0 | 0.049 | 0 |  | --> | E16 ex GLENAMADDY | GLENAMADDY: T422 | ATHLONE |  | 53.4389 | -8.7227
MV/LV Substation CA***001 | 20 kV | 400V(3ph) & 230V(single ph) | LV | 200 kVA :Building Structure | 0.2 | --> | 0.2 | 0 | 2.5 |  | --> | 0.19 | 0 | 0 | 0 | 0.007 | 0 | 0 | Constrained,otherwise capacity available =222kW. | --> | E15 ex TULLOW | TULLOW: T421 | CARLOW |  | 52.804 | -6.7352
MV/LV Substation CA***001 | 10 kV | 400V(3ph) & 230V(single ph) | LV | 400 kVA :Kiosk Substation | 0.4 | --> | 0.4 | 0.12 | 0.1 | Constrained,otherwise capacity available =253kVA. | --> | 0.38 | 0 | 0 | 0 | 0 | 0 | 0 | Constrained,otherwise capacity available =422kW. | --> | C25 ex CREGG ROAD | CREGG ROAD: T41∥T42 | BALLYDINE |  | 52.3453 | -7.4095
MV/LV Substation CA***001 | 20 kV | 400V(3ph) & 230V(single ph) | LV | 100 kVA :Pole Substation | 0.1 | --> | 0.1 | 0.069 | 2.1 |  | --> | 0.095 | 0 | 0 | 0 | 0 | 0.104 | 0 |  | --> | E18 ex NEWPORT | NEWPORT: T421 | CARROWBEG |  | 53.8833 | -9.5441
MV/LV Substation CA***001 | 10 kV | 400V(3ph) & 230V(single ph) | LV | 630 kVA :Kiosk Substation | 0.63 | --> | 0.63 | 0 | 0 | Constrained,otherwise capacity available =378kVA. | --> | 0.598 | 0 | 0 | 0 | 0 | 0.5 | 0 |  | --> | C12 ex BALLAGHADERREEN | BALLAGHADERREEN: T41∥T42 | TONROE |  | 53.9027 | -8.5791
MV/LV Substation CA***001 | 10 kV | 400V(3ph) & 230V(single ph) | LV | 200 kVA :Building Structure | 0.2 | --> | 0.2 | 0.006 | 5.4 |  | --> | 0.19 | 0 | 0 | 0 | 0 | 0.228 | 0 |  | --> | C14 ex ARDNAREE | ARDNAREE: T42 | MOY |  | 54.1137 | -9.1499
MV/LV Substation CA***002 | 10 kV | 400V(3ph) & 230V(single ph) | LV | 630 kVA :Building Structure | 0.63 | --> | 0.63 | 0.293 | 9.9 |  | --> | 0.598 | 0 | 0 | 0 | 0.003 | 0.5 | 0 |  | --> | C17 ex ENNIS | ENNIS: T101 | ENNIS |  | 52.8433 | -8.988
MV/LV Substation CA***002 | 10 kV | 400V(3ph) & 230V(single ph) | LV | 400 kVA :Building Structure | 0.4 | --> | 0.4 | 0 | 0 | Constrained,otherwise capacity available =256kVA. | --> | 0.38 | 0 | 0 | 0 | 0.007 | 0 | 0 | Constrained,otherwise capacity available =414kW. | --> | C13 ex ROSCREA | ROSCREA: T41 | IKERRIN |  | 52.9532 | -7.7979
MV/LV Substation CA***002X | 10 kV | 400V(3ph) & 230V(single ph) | LV | 50 kVA :Pole Substation | 0.05 | --> | 0.05 | 0.043 | 6.4 |  | --> | 0.047 | 0 | 0 | 0 | 0.003 | 0.047 | 0 |  | --> | C13 ex AGHAGAD | AGHAGAD: T41∥T42 | SLIGO |  | 54.4602 | -8.4557
MV/LV Substation CA***002Z | 10 kV | 400V(3ph) & 230V(single ph) | LV | 50 kVA :Pole Substation | 0.05 | --> | 0.05 | 0.05 | 1.6 |  | --> | 0.047 | 0 | 0 | 0 | 0 | 0.049 | 0 |  | --> | C20 ex CELBRIDGE | CELBRIDGE: T42 | GRIFFINRATH |  | 53.3065 | -6.589
MV/LV Substation CA***003 | 10 kV | 400V(3ph) & 230V(single ph) | LV | 630 kVA :Building Structure | 0.63 | --> | 0.63 | 0.232 | 1.2 |  | --> | 0.598 | 0 | 0 | 0 | 0.004 | 0.5 | 0 |  | --> | C15 ex ABBEYLAND | ABBEYLAND: T41 | NAVAN |  | 53.6523 | -6.6883
MV/LV Substation CA***003 | 20 kV | 400V(3ph) & 230V(single ph) | LV | 50 kVA :Pole Substation | 0.05 | --> | 0.05 | 0.028 | 2.1 |  | --> | 0.047 | 0 | 0 | 0 | 0.008 | 0.044 | 0 |  | --> | E18 ex NEWPORT | NEWPORT: T421 | CARROWBEG |  | 53.8848 | -9.5391
MV/LV Substation CA***003Z | 10 kV | 400V(3ph) & 230V(single ph) | LV | 200 kVA :Kiosk Substation | 0.2 | --> | 0.2 | 0 | 0 | Constrained,otherwise capacity available =122kVA. | --> | 0.19 | 0 | 0 | 0 | 0.013 | 0.197 | 0 |  | --> | C20 ex BALGADDY | BALGADDY: T42 | GRANGE CASTLE |  | 53.3459 | -6.4315
MV/LV Substation CA***004 | 20 kV | 400V(3ph) & 230V(single ph) | LV | 200 kVA :Pole Substation | 0.2 | --> | 0.2 | 0.2 | 1 |  | --> | 0.19 | 0 | 0 | 0 | 0.122 | 0 | 0 | Constrained,otherwise capacity available =71kW. | --> | C25 ex KILCLOHER | KILCLOHER: T42 | DUNGARVAN |  | 52.2197 | -7.7282
MV/LV Substation CA***004 | 10 kV | 400V(3ph) & 230V(single ph) | LV | 400 kVA :Kiosk Substation | 0.4 | --> | 0.4 | 0.221 | 1.6 |  | --> | 0.38 | 0 | 0 | 0 | 0.004 | 0.422 | 0 |  | --> | C20 ex CAHIR | CAHIR: T42 | CAHIR |  | 52.3759 | -7.9224
MV/LV Substation CA***004 | 10 kV | 400V(3ph) & 230V(single ph) | LV | 400 kVA :Kiosk Substation | 0.4 | --> | 0.4 | 0.4 | 3.2 |  | --> | 0.38 | 0 | 0 | 0 | 0 | 0.4 | 0 |  | --> | C20 ex ATHY | ATHY: T102 | ATHY |  | 52.9996 | -6.9972
MV/LV Substation CA***004X | 10 kV | 400V(3ph) & 230V(single ph) | LV | 630 kVA :Kiosk Substation | 0.63 | --> | 0.63 | 0 | 0 | Constrained,otherwise capacity available =487kVA. | --> | 0.598 | 0 | 0 | 0 | 0.003 | 0.5 | 0 |  | --> | C20 ex POPPINTREE | POPPINTREE: T102 | FINGLAS |  | 53.4014 | -6.2752
MV/LV Substation CA***004X | 10 kV | 400V(3ph) & 230V(single ph) | LV | 400 kVA :Building Structure | 0.4 | --> | 0.4 | 0.38 | 2.9 |  | --> | 0.38 | 0 | 0 | 0 | 0 | 0.403 | 0 |  | --> | C22 ex MONKSTOWN | MONKSTOWN: T42 | BLACKROCK |  | 53.3001 | -6.1774
MV/LV Substation CA***004Z | 10 kV | 400V(3ph) & 230V(single ph) | LV | 200 kVA :Kiosk Substation | 0.2 | --> | 0.2 | 0 | 0 | Constrained,otherwise capacity available =122kVA. | --> | 0.19 | 0 | 0 | 0 | 0 | 0.211 | 0 |  | --> | C20 ex BALGADDY | BALGADDY: T42 | GRANGE CASTLE |  | 53.3469 | -6.4311
MV/LV Substation CA***005 | 10 kV | 400V(3ph) & 230V(single ph) | LV | 630 kVA :Kiosk Substation | 0.63 | --> | 0.63 | 0.395 | 4.3 |  | --> | 0.598 | 0 | 0 | 0 | 0.007 | 0.5 | 0 |  | --> | C16 ex LAWLESSTOWN | LAWLESSTOWN: T42 | DOON |  | 52.3527 | -7.7148
MV/LV Substation CA***005 | 10 kV | 400V(3ph) & 230V(single ph) | LV | 400 kVA :Kiosk Substation | 0.4 | --> | 0.4 | 0 | 0 | Constrained,otherwise capacity available =109kVA. | --> | 0.38 | 0 | 0 | 0 | 0.01 | 0.433 | 0 |  | --> | C15 ex SKIBBEREEN | SKIBBEREEN: T41∥T42 | DUNMANWAY |  | 51.5445 | -9.2653
MV/LV Substation CA***005 | 10 kV | 400V(3ph) & 230V(single ph) | LV | 200 kVA :Pole Substation | 0.2 | --> | 0.2 | 0.104 | 6.9 |  | --> | 0.19 | 0 | 0 | 0 | 0.007 | 0 | 0 | Constrained,otherwise capacity available =207kW. | --> | C15 ex BALLYSHANNON | BALLYSHANNON: T41∥T42 | CATHALEENS FALL |  | 54.4986 | -8.1896
MV/LV Substation CA***005 | 10 kV | 400V(3ph) & 230V(single ph) | LV | 200 kVA :Kiosk Substation | 0.2 | --> | 0.2 | 0.151 | 9.9 |  | --> | 0.19 | 0 | 0 | 0 | 0 | 0.207 | 0 |  | --> | C18 ex CONVOY | CONVOY: T41∥T42 | LETTERKENNY |  | 54.8624 | -7.6553
MV/LV Substation CA***005 | 20 kV | 400V(3ph) & 230V(single ph) | LV | 100 kVA :Pole Substation | 0.1 | --> | 0.1 | 0 | 0 | Constrained,otherwise capacity available =39kVA. | --> | 0.095 | 0 | 0 | 0 | 0.023 | 0.084 | 0 |  | --> | E12 ex CARRIGSHANE | CARRIGSHANE: T422 | MIDLETON |  | 51.912 | -8.058
MV/LV Substation CA***005X | 10 kV | 400V(3ph) & 230V(single ph) | LV | 50 kVA :Pole Substation | 0.05 | --> | 0.05 | 0.047 | 2.3 |  | --> | 0.047 | 0 | 0 | 0 | 0.004 | 0 | 0 | Constrained,otherwise capacity available =45kW. | --> | C11 ex KILRUSH | KILRUSH: T41∥T42 | TULLABRACK |  | 52.6572 | -9.4162
MV/LV Substation CA***005X | 20 kV | 400V(3ph) & 230V(single ph) | LV | 630 kVA :Building Structure | 0.63 | --> | 0.63 | 0.5 | 3.7 |  | --> | 0.598 | 0 | 0 | 0 | 0 | 0 | 0 | Constrained,otherwise capacity available =500kW. | --> | E14 ex FOXHOLE | FOXHOLE: T421∥T422 | DUNGARVAN |  | 51.9477 | -7.8453
MV/LV Substation CA***005Y | 20 kV | 400V(3ph) & 230V(single ph) | LV | 50 kVA :Pole Substation | 0.05 | --> | 0.05 | 0 | 0 | Constrained,otherwise capacity available =44kVA. | --> | 0.047 | 0 | 0 | 0 | 0 | 0 | 0 | Constrained,otherwise capacity available =50kW. | --> | C15 ex KANTURK | KANTURK: T41∥T42 | GLENLARA |  | 52.1193 | -8.791
MV/LV Substation CA***005Z | 10 kV | 400V(3ph) & 230V(single ph) | LV | 50 kVA :Pole Substation | 0.05 | --> | 0.05 | 0.022 | 0.9 |  | --> | 0.047 | 0 | 0 | 0 | 0 | 0 | 0 | Constrained,otherwise capacity available =53kW. | --> | C17 ex BALLYCOOLIN | BALLYCOOLIN: T41 | FINGLAS |  | 53.3999 | -6.3343
MV/LV Substation CA***005Z | 10 kV | 400V(3ph) & 230V(single ph) | LV | 400 kVA :Kiosk Substation | 0.4 | --> | 0.4 | 0 | 0 | Constrained,otherwise capacity available =273kVA. | --> | 0.38 | 0 | 0 | 0 | 0.011 | 0.407 | 0 |  | --> | C41 ex COLLEGE PARK | COLLEGE PARK: T103 | COLLEGE PARK |  | 53.4025 | -6.4266
MV/LV Substation CA***006 | 20 kV | 400V(3ph) & 230V(single ph) | LV | 630 kVA :Building Structure | 0.63 | --> | 0.63 | 0 | 0 | Constrained,otherwise capacity available =215kVA. | --> | 0.598 | 0 | 0 | 0 | 0 | 0 | 0 | Constrained,otherwise capacity available =500kW. | --> | E11 ex BEALNABLATH | BEALNABLATH: T421 | BANDON |  | 51.8464 | -8.8114
MV/LV Substation CA***006X | 20 kV | 400V(3ph) & 230V(single ph) | LV | 400 kVA :Kiosk Substation | 0.4 | --> | 0.4 | 0.33 | 3.7 |  | --> | 0.38 | 0 | 0 | 0 | 0 | 0 | 0 | Constrained,otherwise capacity available =411kW. | --> | E14 ex FOXHOLE | FOXHOLE: T421∥T422 | DUNGARVAN |  | 51.948 | -7.8467
MV/LV Substation CA***006Z | 10 kV | 400V(3ph) & 230V(single ph) | LV | 50 kVA :Pole Substation | 0.05 | --> | 0.05 | 0.042 | 0.9 |  | --> | 0.047 | 0 | 0 | 0 | 0 | 0 | 0 | Constrained,otherwise capacity available =50kW. | --> | C17 ex BALLYCOOLIN | BALLYCOOLIN: T41 | FINGLAS |  | 53.4021 | -6.3372
MV/LV Substation CA***007Z | 10 kV | 400V(3ph) & 230V(single ph) | LV | 100 kVA :Pole Substation | 0.1 | --> | 0.1 | 0.083 | 2.8 |  | --> | 0.095 | 0 | 0 | 0 | 0 | 0.102 | 0 |  | --> | C12 ex CASHEL | CASHEL: T42 | CAHIR |  | 52.5055 | -7.889
MV/LV Substation CA***008 | 10 kV | 400V(3ph) & 230V(single ph) | LV | 200 kVA :Kiosk Substation | 0.2 | --> | 0.2 | 0.121 | 2.3 |  | --> | 0.19 | 0 | 0 | 0 | 0.008 | 0 | 0 | Constrained,otherwise capacity available =203kW. | --> | C15 ex KILRUSH | KILRUSH: T41∥T42 | TULLABRACK |  | 52.629 | -9.4968
MV/LV Substation CA***008X | 10 kV | 400V(3ph) & 230V(single ph) | LV | 400 kVA :Kiosk Substation | 0.4 | --> | 0.4 | 0.345 | 4.7 |  | --> | 0.38 | 0 | 0 | 0 | 0 | 0.408 | 0 |  | --> | C11 ex OAKFIELD | OAKFIELD: T41 | SLIGO |  | 54.2598 | -8.4734
MV/LV Substation CA***008Y | 10 kV | 400V(3ph) & 230V(single ph) | LV | 400 kVA :Kiosk Substation | 0.4 | --> | 0.4 | 0 | 0 | Constrained,otherwise capacity available =304kVA. | --> | 0.38 | 0 | 0 | 0 | 0.01 | 0.404 | 0 |  | --> | C16 ex MONEYCOOLEY | MONEYCOOLEY: T42 | GRIFFINRATH |  | 53.3707 | -6.5883
MV/LV Substation CA***009 | 10 kV | 400V(3ph) & 230V(single ph) | LV | 630 kVA :Kiosk Substation | 0.63 | --> | 0.63 | 0 | 0 | Constrained,otherwise capacity available =366kVA. | --> | 0.598 | 0 | 0 | 0 | 0 | 0.5 | 0 |  | --> | C13 ex GARRYOWEN | GARRYOWEN: T41 | LIMERICK |  | 52.6563 | -8.6182
MV/LV Substation CA***009 | 10 kV | 400V(3ph) & 230V(single ph) | LV | 100 kVA :Pole Substation | 0.1 | --> | 0.1 | 0.079 | 8.9 |  | --> | 0.095 | 0 | 0 | 0 | 0 | 0.103 | 0 |  | --> | C13 ex CARROWBEG | CARROWBEG: T41∥T42 | CARROWBEG |  | 53.8049 | -9.5136
MV/LV Substation CA***009 | 20 kV | 400V(3ph) & 230V(single ph) | LV | 50 kVA :Pole Substation | 0.05 | --> | 0.05 | 0.05 | 3.7 |  | --> | 0.047 | 0 | 0 | 0 | 0 | 0 | 0 | Constrained,otherwise capacity available =49kW. | --> | E13 ex FOXHOLE | FOXHOLE: T421∥T422 | DUNGARVAN |  | 51.9431 | -7.8022
MV/LV Substation CA***009Z | 10 kV | 400V(3ph) & 230V(single ph) | LV | 400 kVA :Building Structure | 0.4 | --> | 0.4 | 0 | 0 | Constrained,otherwise capacity available =288kVA. | --> | 0.38 | 0 | 0 | 0 | 0.081 | 0.329 | 0 |  | --> | C12 ex RAHEEN | RAHEEN: T42 | LIMERICK |  | 52.6271 | -8.6631
MV/LV Substation CA***009Z | 10 kV | 400V(3ph) & 230V(single ph) | LV | 400 kVA :Kiosk Substation | 0.4 | --> | 0.4 | 0.27 | 0.7 |  | --> | 0.38 | 0 | 0 | 0 | 0.02 | 0.399 | 0 |  | --> | C11 ex MONEYCOOLEY | MONEYCOOLEY: T41 | GRIFFINRATH |  | 53.376 | -6.6063
MV/LV Substation CA***010 | 10 kV | 400V(3ph) & 230V(single ph) | LV | 200 kVA :Pole Substation | 0.2 | --> | 0.2 | 0.125 | 4 |  | --> | 0.19 | 0 | 0 | 0 | 0 | 0 | 0 | Constrained,otherwise capacity available =211kW. | --> | C20 ex LISMORE | LISMORE: T41∥T42 | DUNGARVAN |  | 52.1458 | -7.8503
MV/LV Substation CA***010 | 20 kV | 400V(3ph) & 230V(single ph) | LV | 100 kVA :Pole Substation | 0.1 | --> | 0.1 | 0 | 0 | Constrained,otherwise capacity available =64kVA. | --> | 0.095 | 0 | 0 | 0 | 0.007 | 0.098 | 0 |  | --> | E21 ex GLENAMADDY | GLENAMADDY: T422 | ATHLONE |  | 53.6198 | -8.7459
MV/LV Substation CA***010 | 10 kV | 400V(3ph) & 230V(single ph) | LV | 630 kVA :Building Structure | 0.63 | --> | 0.63 | 0.5 | 1 |  | --> | 0.598 | 0 | 0 | 0 | 0 | 0.5 | 0 |  | --> | C25 ex NORTH QUAYS | NORTH QUAYS: T101 | POOLBEG |  | 53.3474 | -6.2321
MV/LV Substation CA***010X | 20 kV | 400V(3ph) & 230V(single ph) | LV | 630 kVA :Kiosk Substation | 0.63 | --> | 0.63 | 0.5 | 4.5 |  | --> | 0.598 | 0 | 0 | 0 | 0.022 | 0.5 | 0 |  | --> | E20 ex ENNISCRONE | ENNISCRONE: T421∥T422 | MOY |  | 54.214 | -9.0854
MV/LV Substation CA***011 | 10 kV | 400V(3ph) & 230V(single ph) | LV | 200 kVA :Pole Substation | 0.2 | --> | 0.2 | 0.071 | 5.1 |  | --> | 0.19 | 0 | 0 | 0 | 0 | 0.219 | 0 |  | --> | C11 ex LLOYD | LLOYD: T41∥T42 | NAVAN |  | 53.7291 | -6.8771
MV/LV Substation CA***011 | 10 kV | 400V(3ph) & 230V(single ph) | LV | 400 kVA :Kiosk Substation | 0.4 | --> | 0.4 | 0.284 | 8.9 |  | --> | 0.38 | 0 | 0 | 0 | 0 | 0.417 | 0 |  | --> | C13 ex CARROWBEG | CARROWBEG: T41∥T42 | CARROWBEG |  | 53.8019 | -9.5179
MV/LV Substation CA***011X | 10 kV | 400V(3ph) & 230V(single ph) | LV | 50 kVA :Pole Substation | 0.05 | --> | 0.05 | 0.045 | 1.5 |  | --> | 0.047 | 0 | 0 | 0 | 0 | 0.05 | 0 |  | --> | C15 ex TUBBERCURRY | TUBBERCURRY: T42 | TONROE |  | 54.0636 | -8.7247
MV/LV Substation CA***011Y | 10 kV | 400V(3ph) & 230V(single ph) | LV | 50 kVA :Pole Substation | 0.05 | --> | 0.05 | 0.028 | 4 |  | --> | 0.047 | 0 | 0 | 0 | 0 | 0.052 | 0 |  | --> | C14 ex OAKFIELD | OAKFIELD: T42 | SLIGO |  | 54.2272 | -8.4925
MV/LV Substation CA***012X | 10 kV | 400V(3ph) & 230V(single ph) | LV | 630 kVA :Kiosk Substation | 0.63 | --> | 0.63 | 0 | 0 | Constrained,otherwise capacity available =500kVA. | --> | 0.598 | 0 | 0 | 0 | 0 | 0.5 | 0 |  | --> | C15 ex SKIBBEREEN | SKIBBEREEN: T41∥T42 | DUNMANWAY |  | 51.5443 | -9.2625
MV/LV Substation CA***013 | 10 kV | 400V(3ph) & 230V(single ph) | LV | 200 kVA :Kiosk Substation | 0.2 | --> | 0.2 | 0.05 | 2.9 |  | --> | 0.19 | 0 | 0 | 0 | 0.049 | 0.171 | 0 |  | --> | C20 ex SUTTON | SUTTON: T42 | GRANGE (DR) |  | 53.3771 | -6.0555
MV/LV Substation CA***013 | 10 kV | 400V(3ph) & 230V(single ph) | LV | 400 kVA :Kiosk Substation | 0.4 | --> | 0.4 | 0 | 0 | Constrained,otherwise capacity available =184kVA. | --> | 0.38 | 0 | 0 | 0 | 0.003 | 0.429 | 0 |  | --> | C22 ex CARRIGTWOHILL | CARRIGTWOHILL: T42 | COW CROSS |  | 51.9088 | -8.261
MV/LV Substation CA***014 | 10 kV | 400V(3ph) & 230V(single ph) | LV | 50 kVA :Pole Substation | 0.05 | --> | 0.05 | 0.048 | 3.8 |  | --> | 0.047 | 0 | 0 | 0 | 0 | 0 | 0 | Constrained,otherwise capacity available =49kW. | --> | C16 ex TURLOUGH ROAD | TURLOUGH ROAD: T41∥T42 | CASTLEBAR |  | 53.8658 | -9.3011
MV/LV Substation CA***014 | 20 kV | 400V(3ph) & 230V(single ph) | LV | 100 kVA :Pole Substation | 0.1 | --> | 0.1 | 0.077 | 2.5 |  | --> | 0.095 | 0 | 0 | 0 | 0.007 | 0 | 0 | Constrained,otherwise capacity available =95kW. | --> | E15 ex TULLOW | TULLOW: T421 | CARLOW |  | 52.8068 | -6.7492
MV/LV Substation CA***014 | 10 kV | 400V(3ph) & 230V(single ph) | LV | 630 kVA :Kiosk Substation | 0.63 | --> | 0.63 | 0.298 | 2.3 |  | --> | 0.598 | 0 | 0 | 0 | 0.004 | 0.5 | 0 |  | --> | C16 ex CASTLECOMER | CASTLECOMER: T41∥T42 | BALLYRAGGET |  | 52.8056 | -7.2107
MV/LV Substation CA***014Z | 10 kV | 400V(3ph) & 230V(single ph) | LV | 400 kVA :Kiosk Substation | 0.4 | --> | 0.4 | 0.301 | 3.5 |  | --> | 0.38 | 0 | 0 | 0 | 0.022 | 0.391 | 0 |  | --> | C12 ex MARSHES | MARSHES: T42 | DUNDALK |  | 53.9811 | -6.3973
MV/LV Substation CA***015Z | 10 kV | 400V(3ph) & 230V(single ph) | LV | 400 kVA :Kiosk Substation | 0.4 | --> | 0.4 | 0.323 | 3.5 |  | --> | 0.38 | 0 | 0 | 0 | 0.011 | 0.4 | 0 |  | --> | C12 ex MARSHES | MARSHES: T42 | DUNDALK |  | 53.9808 | -6.3958
MV/LV Substation CA***016 | 20 kV | 400V(3ph) & 230V(single ph) | LV | 200 kVA :Pole Substation | 0.2 | --> | 0.2 | 0.169 | 2 |  | --> | 0.19 | 0 | 0 | 0 | 0 | 0.204 | 0 |  | --> | E31 ex CAPPAMORE | CAPPAMORE: T41∥T42 | ARDNACRUSHA |  | 52.6135 | -8.3338
MV/LV Substation CA***016 | 10 kV | 400V(3ph) & 230V(single ph) | LV | 630 kVA :Kiosk Substation | 0.63 | --> | 0.63 | 0.5 | 1.3 |  | --> | 0.598 | 0 | 0 | 0 | 0.003 | 0 | 0 | Constrained,otherwise capacity available =500kW. | --> | C25 ex KILKEE | KILKEE: T41 | TULLABRACK |  | 52.6802 | -9.6594
MV/LV Substation CA***016 | 10 kV | 400V(3ph) & 230V(single ph) | LV | 100 kVA :Pole Substation | 0.1 | --> | 0.1 | 0.091 | 1.2 |  | --> | 0.095 | 0 | 0 | 0 | 0 | 0.1 | 0 |  | --> | C15 ex TRIM | TRIM: T41∥T42 | NAVAN |  | 53.5806 | -6.7725
MV/LV Substation CA***016X | 10 kV | 400V(3ph) & 230V(single ph) | LV | 50 kVA :Pole Substation | 0.05 | --> | 0.05 | 0.037 | 5.7 |  | --> | 0.047 | 0 | 0 | 0 | 0 | 0.051 | 0 |  | --> | E17 ex MOY | MOY: T421∥T422 | MOY |  | 54.1135 | -9.1728
MV/LV Substation CA***016X | 10 kV | 400V(3ph) & 230V(single ph) | LV | 200 kVA :Kiosk Substation | 0.2 | --> | 0.2 | 0 | 0 | Constrained,otherwise capacity available =169kVA. | --> | 0.19 | 0 | 0 | 0 | 0 | 0.204 | 0 |  | --> | C12 ex BALLAGHADERREEN | BALLAGHADERREEN: T41∥T42 | TONROE |  | 53.8984 | -8.5849
MV/LV Substation CA***017 | 10 kV | 400V(3ph) & 230V(single ph) | LV | 200 kVA :Kiosk Substation | 0.2 | --> | 0.2 | 0.138 | 2 |  | --> | 0.19 | 0 | 0 | 0 | 0 | 0.209 | 0 |  | --> | C12 ex CAPPAMORE | CAPPAMORE: T41∥T42 | ARDNACRUSHA |  | 52.6126 | -8.3389
MV/LV Substation CA***017 | 10 kV | 400V(3ph) & 230V(single ph) | LV | 400 kVA :Kiosk Substation | 0.4 | --> | 0.4 | 0.26 | 1.5 |  | --> | 0.38 | 0 | 0 | 0 | 0 | 0 | 0 | Constrained,otherwise capacity available =421kW. | --> | C19 ex TURLOUGH ROAD | TURLOUGH ROAD: T43 | CASTLEBAR |  | 53.8615 | -9.2964
MV/LV Substation CA***018 | 10 kV | 400V(3ph) & 230V(single ph) | LV | 100 kVA :Pole Substation | 0.1 | --> | 0.1 | 0 | 0 | Constrained,otherwise capacity available =84kVA. | --> | 0.095 | 0 | 0 | 0 | 0.042 | 0.058 | 0 |  | --> | C28 ex CLAREGALWAY | CLAREGALWAY: T42 | GALWAY 110KV |  | 53.3384 | -8.954
MV/LV Substation CA***018 | 10 kV | 400V(3ph) & 230V(single ph) | LV | 200 kVA :Kiosk Substation | 0.2 | --> | 0.2 | 0.092 | 1.1 |  | --> | 0.19 | 0 | 0 | 0 | 0 | 0.216 | 0 |  | --> | C15 ex CAHIRCALLA | CAHIRCALLA: T41∥T42 | ENNIS |  | 52.8351 | -8.9827
MV/LV Substation CA***018 | 10 kV | 400V(3ph) & 230V(single ph) | LV | 400 kVA :Kiosk Substation | 0.4 | --> | 0.4 | 0 | 2.6 |  | --> | 0.38 | 0 | 0 | 0 | 0.007 | 0.458 | 0 |  | --> | C23 ex SALLYNOGGIN ROAD | SALLYNOGGIN ROAD: T41 | CHERRYWOOD |  | 53.2779 | -6.1062
MV/LV Substation CA***018 | 10 kV | 400V(3ph) & 230V(single ph) | LV | 400 kVA :Building Structure | 0.4 | --> | 0.4 | 0.277 | 11.3 |  | --> | 0.38 | 0 | 0 | 0 | 0.021 | 0.396 | 0 |  | --> | C18 ex SINGLAND | SINGLAND: T102 | SINGLAND |  | 52.6647 | -8.5706
MV/LV Substation CA***019 | 20 kV | 400V(3ph) & 230V(single ph) | LV | 400 kVA :Kiosk Substation | 0.4 | --> | 0.4 | 0.211 | 4.4 |  | --> | 0.38 | 0 | 0 | 0 | 0.015 | 0.412 | 0 |  | --> | E15 ex MOHILL | MOHILL: T421∥T422 | CARRICK ON SHANNON |  | 53.9225 | -7.8643
MV/LV Substation CA***019 | 10 kV | 400V(3ph) & 230V(single ph) | LV | 630 kVA :Kiosk Substation | 0.63 | --> | 0.63 | 0 | 0 |  | --> | 0.598 | 0 | 0 | 0 | 0.002 | 0.5 | 0 |  | --> | C15 ex COBH | COBH: T41∥T42 | COW CROSS |  | 51.8507 | -8.2949
MV/LV Substation CA***019 | 10 kV | 400V(3ph) & 230V(single ph) | LV | 100 kVA :Pole Substation | 0.1 | --> | 0.1 | 0 | 0 | Constrained,otherwise capacity available =85kVA. | --> | 0.095 | 0 | 0 | 0 | 0 | 0.102 | 0 |  | --> | C15 ex SKIBBEREEN | SKIBBEREEN: T41∥T42 | DUNMANWAY |  | 51.5395 | -9.2553
MV/LV Substation CA***019 | 10 kV | 400V(3ph) & 230V(single ph) | LV | 400 kVA :Building Structure | 0.4 | --> | 0.4 | 0.339 | 3.4 |  | --> | 0.38 | 0 | 0 | 0 | 0 | 0.409 | 0 |  | --> | C17 ex STICKILLEN | STICKILLEN: T41∥T42 | DRYBRIDGE |  | 53.8585 | -6.5314
MV/LV Substation CA***020 | 20 kV | 400V(3ph) & 230V(single ph) | LV | 100 kVA :Pole Substation | 0.1 | --> | 0.1 | 0.095 | 4.4 |  | --> | 0.095 | 0 | 0 | 0 | 0 | 0.1 | 0 |  | --> | E16 ex MOHILL | MOHILL: T421∥T422 | CARRICK ON SHANNON |  | 53.9177 | -7.8704
MV/LV Substation CA***020 | 10 kV | 400V(3ph) & 230V(single ph) | LV | 400 kVA :Kiosk Substation | 0.4 | --> | 0.4 | 0 | 0 | Constrained,otherwise capacity available =9kVA. | --> | 0.38 | 0 | 0 | 0 | 0 | 0.457 | 0 |  | --> | C23 ex ATHLONE | ATHLONE: T41 | ATHLONE |  | 53.4237 | -7.9428
MV/LV Substation CA***020 | 20 kV | 400V(3ph) & 230V(single ph) | LV | 100 kVA :Pole Substation | 0.1 | --> | 0.1 | 0.005 | 0 | Constrained,otherwise capacity available =33kVA. | --> | 0.095 | 0 | 0 | 0 | 0 | 0.109 | 0 |  | --> | E11 ex FINEA | FINEA: T421∥T422 | SHANKILL |  | 53.7747 | -7.4946
MV/LV Substation CA***020Y | 10 kV | 400V(3ph) & 230V(single ph) | LV | 50 kVA :Pole Substation | 0.05 | --> | 0.05 | 0.047 | 3.9 |  | --> | 0.047 | 0 | 0 | 0 | 0 | 0.049 | 0 |  | --> | C12 ex ROSS CARBERY | ROSS CARBERY: T41∥T42 | DUNMANWAY |  | 51.5705 | -8.9808
MV/LV Substation CA***022 | 10 kV | 400V(3ph) & 230V(single ph) | LV | 630 kVA :Building Structure | 0.63 | --> | 0.63 | 0.337 | 8.9 |  | --> | 0.598 | 0 | 0 | 0 | 0.004 | 0.5 | 0 |  | --> | C13 ex CARROWBEG | CARROWBEG: T41∥T42 | CARROWBEG |  | 53.8021 | -9.5194
MV/LV Substation CA***022X | 20 kV | 400V(3ph) & 230V(single ph) | LV | 100 kVA :Pole Substation | 0.1 | --> | 0.1 | 0.08 | 2.2 |  | --> | 0.095 | 0 | 0 | 0 | 0 | 0 | 0 | Constrained,otherwise capacity available =103kW. | --> | E17 ex BALLYMACARRY | BALLYMACARRY: T421 | TRILLICK |  | 55.1168 | -7.4567
MV/LV Substation CA***023 | 20 kV | 400V(3ph) & 230V(single ph) | LV | 50 kVA :Pole Substation | 0.05 | --> | 0.05 | 0.039 | 2.7 |  | --> | 0.047 | 0 | 0 | 0 | 0 | 0.051 | 0 |  | --> | C18 ex KILLESHANDRA | KILLESHANDRA: T41∥T42 | GORTAWEE |  | 54.0104 | -7.5239
MV/LV Substation CA***023 | 10 kV | 400V(3ph) & 230V(single ph) | LV | 400 kVA :Kiosk Substation | 0.4 | --> | 0.4 | 0.233 | 0.4 |  | --> | 0.38 | 0 | 0 | 0 | 0.007 | 0 | 0 | Constrained,otherwise capacity available =418kW. | --> | C16 ex GARRYSPILLANE | GARRYSPILLANE: T41 | TIPPERARY |  | 52.36 | -8.4683
MV/LV Substation CA***023Y | 10 kV | 400V(3ph) & 230V(single ph) | LV | 200 kVA :Kiosk Substation | 0.2 | --> | 0.2 | 0.089 | 2.9 |  | --> | 0.19 | 0 | 0 | 0 | 0.004 | 0.212 | 0 |  | --> | C18 ex MALAHIDE | MALAHIDE: T42 | GLASMORE |  | 53.4424 | -6.1562
MV/LV Substation CA***023Z | 10 kV | 400V(3ph) & 230V(single ph) | LV | 200 kVA :Kiosk Substation | 0.2 | --> | 0.2 | 0.095 | 3.7 |  | --> | 0.19 | 0 | 0 | 0 | 0.022 | 0.192 | 0 |  | --> | C14 ex SALLINS | SALLINS: T42 | GRIFFINRATH |  | 53.2543 | -6.6699
MV/LV Substation CA***024 | 10 kV | 400V(3ph) & 230V(single ph) | LV | 400 kVA :Building Structure | 0.4 | --> | 0.4 | 0.322 | 5 |  | --> | 0.38 | 0 | 0 | 0 | 0.003 | 0.408 | 0 |  | --> | C14 ex BALLYTIVNAN | BALLYTIVNAN: T42 | SLIGO |  | 54.2822 | -8.4771
MV/LV Substation CA***024 | 10 kV | 400V(3ph) & 230V(single ph) | LV | 50 kVA :Pole Substation | 0.05 | --> | 0.05 | 0.044 | 1.9 |  | --> | 0.047 | 0 | 0 | 0 | 0 | 0.05 | 0 |  | --> | C12 ex ROSCOMMON | ROSCOMMON: T42 | LANESBORO |  | 53.6393 | -8.2039
MV/LV Substation CA***024 | 10 kV | 400V(3ph) & 230V(single ph) | LV | 200 kVA :Kiosk Substation | 0.2 | --> | 0.2 | 0.161 | 3.1 |  | --> | 0.19 | 0 | 0 | 0 | 0.007 | 0.198 | 0 |  | --> | C17 ex ERRIGAL | ERRIGAL: T41 | SHANKILL |  | 54.0711 | -7.0874
MV/LV Substation CA***024Y | 10 kV | 400V(3ph) & 230V(single ph) | LV | 400 kVA :Building Structure | 0.4 | --> | 0.4 | 0.313 | 4.6 |  | --> | 0.38 | 0 | 0 | 0 | 0.001 | 0.412 | 0 |  | --> | C14 ex LIBERTY STREET | LIBERTY STREET: T102 | LIBERTY STREET |  | 51.8973 | -8.4778
MV/LV Substation CA***025 | 20 kV | 400V(3ph) & 230V(single ph) | LV | 50 kVA :Pole Substation | 0.05 | --> | 0.05 | 0.017 | 4.4 |  | --> | 0.047 | 0 | 0 | 0 | 0 | 0.054 | 0 |  | --> | E15 ex MOHILL | MOHILL: T421∥T422 | CARRICK ON SHANNON |  | 53.9251 | -7.8679
MV/LV Substation CA***025 | 10 kV | 400V(3ph) & 230V(single ph) | LV | 400 kVA :Kiosk Substation | 0.4 | --> | 0.4 | 0 | 0 | Constrained,otherwise capacity available =332kVA. | --> | 0.38 | 0 | 0 | 0 | 0.016 | 0.393 | 0 |  | --> | C17 ex LOUGHREA | LOUGHREA: T41∥T42 | SOMERSET |  | 53.2034 | -8.5638
MV/LV Substation CA***025 | 20 kV | 400V(3ph) & 230V(single ph) | LV | 400 kVA :Kiosk Substation | 0.4 | --> | 0.4 | 0.369 | 0.9 |  | --> | 0.38 | 0 | 0 | 0 | 0.003 | 0.401 | 0 |  | --> | C16 ex CARRAROE | CARRAROE: T42 | SCREEB |  | 53.2646 | -9.6012
MV/LV Substation CA***025 | 10 kV | 400V(3ph) & 230V(single ph) | LV | 100 kVA :Pole Substation | 0.1 | --> | 0.1 | 0.065 | 0.2 |  | --> | 0.095 | 0 | 0 | 0 | 0 | 0.105 | 0 |  | --> | C11 ex SCARIFF | SCARIFF: T42 | ENNIS |  | 52.8483 | -8.4764
MV/LV Substation CA***025Z | 10 kV | 400V(3ph) & 230V(single ph) | LV | 50 kVA :Pole Substation | 0.05 | --> | 0.05 | 0 | 0 | Constrained,otherwise capacity available =5kVA. | --> | 0.047 | 0 | 0 | 0 | 0 | 0.056 | 0 |  | --> | C16 ex CLAREGALWAY | CLAREGALWAY: T42 | GALWAY 110KV |  | 53.3899 | -8.9157
MV/LV Substation CA***026 | 10 kV | 400V(3ph) & 230V(single ph) | LV | 200 kVA :Kiosk Substation | 0.2 | --> | 0.2 | 0.16 | 1.2 |  | --> | 0.19 | 0 | 0 | 0 | 0.009 | 0.196 | 0 |  | --> | C13 ex SMEARLA | SMEARLA: T41 | TRIEN |  | 52.4478 | -9.4665
MV/LV Substation CA***026 | 10 kV | 400V(3ph) & 230V(single ph) | LV | 200 kVA :Pole Substation | 0.2 | --> | 0.2 | 0.129 | 2.3 |  | --> | 0.19 | 0 | 0 | 0 | 0.014 | 0 | 0 | Constrained,otherwise capacity available =196kW. | --> | C15 ex KILRUSH | KILRUSH: T41∥T42 | TULLABRACK |  | 52.631 | -9.4951
MV/LV Substation CA***026X | 10 kV | 400V(3ph) & 230V(single ph) | LV | 400 kVA :Building Structure | 0.4 | --> | 0.4 | 0 | 6.1 |  | --> | 0.38 | 0 | 0 | 0 | 0 | 0.459 | 0 |  | --> | C10 ex BEDFORD ROW | BEDFORD ROW: T43 | FRANCIS STREET |  | 53.3435 | -6.2692
MV/LV Substation CA***027X | 10 kV | 400V(3ph) & 230V(single ph) | LV | 400 kVA :Kiosk Substation | 0.4 | --> | 0.4 | 0 | 0 | Constrained,otherwise capacity available =49kVA. | --> | 0.38 | 0 | 0 | 0 | 0.024 | 0.426 | 0 |  | --> | C13 ex CARRICKMINES | CARRICKMINES: T41 | CARRICKMINES |  | 53.2589 | -6.1634
MV/LV Substation CA***027Y | 10 kV | 400V(3ph) & 230V(single ph) | LV | 200 kVA :Kiosk Substation | 0.2 | --> | 0.2 | 0.132 | 1.4 |  | --> | 0.19 | 0 | 0 | 0 | 0.003 | 0 | 0 | Constrained,otherwise capacity available =206kW. | --> | C15 ex DEERPARK | DEERPARK: T41∥T42 | BALLYDINE |  | 52.3409 | -7.4072
MV/LV Substation CA***028Z | 10 kV | 400V(3ph) & 230V(single ph) | LV | 400 kVA :Kiosk Substation | 0.4 | --> | 0.4 | 0.317 | 3.7 |  | --> | 0.38 | 0 | 0 | 0 | 0.003 | 0.409 | 0 |  | --> | C14 ex SALLINS | SALLINS: T42 | GRIFFINRATH |  | 53.2558 | -6.6692
MV/LV Substation CA***029 | 10 kV | 400V(3ph) & 230V(single ph) | LV | 200 kVA :Pole Substation | 0.2 | --> | 0.2 | 0.134 | 5.7 |  | --> | 0.19 | 0 | 0 | 0 | 0.002 | 0.208 | 0 |  | --> | E18 ex MOY | MOY: T421∥T422 | MOY |  | 54.1195 | -9.1465
MV/LV Substation CA***029 | 10 kV | 400V(3ph) & 230V(single ph) | LV | 200 kVA :Kiosk Substation | 0.2 | --> | 0.2 | 0 | 0 | Constrained,otherwise capacity available =104kVA. | --> | 0.19 | 0 | 0 | 0 | 0.004 | 0.21 | 0 |  | --> | E13 ex DALTON | DALTON: T421∥T422 | DALTON |  | 53.7225 | -8.9988
MV/LV Substation CA***029X | 10 kV | 400V(3ph) & 230V(single ph) | LV | 50 kVA :Pole Substation | 0.05 | --> | 0.05 | 0 | 0 | Constrained,otherwise capacity available =44kVA. | --> | 0.047 | 0 | 0 | 0 | 0 | 0 | 0 | Constrained,otherwise capacity available =50kW. | --> | C16 ex PALLAS | PALLAS: T41∥T42 | PORTLAOISE |  | 53.0274 | -7.3344
MV/LV Substation CA***029Y | 10 kV | 400V(3ph) & 230V(single ph) | LV | 400 kVA :Kiosk Substation | 0.4 | --> | 0.4 | 0 | 0 | Constrained,otherwise capacity available =357kVA. | --> | 0.38 | 0 | 0 | 0 | 0 | 0 | 0 | Constrained,otherwise capacity available =406kW. | --> | C17 ex POLLERTON | POLLERTON: T41 | CARLOW |  | 52.841 | -6.9232
MV/LV Substation CA***029Z | 10 kV | 400V(3ph) & 230V(single ph) | LV | 630 kVA :Kiosk Substation | 0.63 | --> | 0.63 | 0.444 | 6.8 |  | --> | 0.598 | 0 | 0 | 0 | 0 | 0.5 | 0 |  | --> | C13 ex LIBERTY STREET | LIBERTY STREET: T101 | LIBERTY STREET |  | 51.8966 | -8.474
MV/LV Substation CA***029Z | 20 kV | 400V(3ph) & 230V(single ph) | LV | 50 kVA :Pole Substation | 0.05 | --> | 0.05 | 0.05 | 2.6 |  | --> | 0.047 | 0 | 0 | 0 | 0 | 0 | 0 | Constrained,otherwise capacity available =49kW. | --> | E16 ex LISDRUM | LISDRUM: T422 | LISDRUM |  | 54.2638 | -6.849
MV/LV Substation CA***030 | 10 kV | 400V(3ph) & 230V(single ph) | LV | 200 kVA :Pole Substation | 0.2 | --> | 0.2 | 0.036 | 2.7 |  | --> | 0.19 | 0 | 0 | 0 | 0.009 | 0.214 | 0 |  | --> | C17 ex OLDCASTLE | OLDCASTLE: T41 | MULLINGAR |  | 53.7703 | -7.1633
MV/LV Substation CA***030Y | 10 kV | 400V(3ph) & 230V(single ph) | LV | 200 kVA :Kiosk Substation | 0.2 | --> | 0.2 | 0 | 0 | Constrained,otherwise capacity available =151kVA. | --> | 0.19 | 0 | 0 | 0 | 0.016 | 0.19 | 0 |  | --> | C12 ex MOUNTGORRY | MOUNTGORRY: T42 | GRANGE (DR) |  | 53.4513 | -6.2233
MV/LV Substation CA***030Z | 10 kV | 400V(3ph) & 230V(single ph) | LV | 630 kVA :Kiosk Substation | 0.63 | --> | 0.63 | 0.273 | 0.3 | Constrained,otherwise capacity available =500kVA. | --> | 0.598 | 0 | 0 | 0 | 0 | 0 | 0 | Constrained,otherwise capacity available =500kW. | --> | C14 ex DRUMBEAR | DRUMBEAR: T41∥T42 | LISDRUM |  | 54.2479 | -6.9683
MV/LV Substation CA***031 | 10 kV | 400V(3ph) & 230V(single ph) | LV | 200 kVA :Building Structure | 0.2 | --> | 0.2 | 0 | 0 | Constrained,otherwise capacity available =116kVA. | --> | 0.19 | 0 | 0 | 0 | 0 | 0 | 0 | Constrained,otherwise capacity available =212kW. | --> | C16 ex PORTARLINGTON | PORTARLINGTON: T41∥T42 | PORTLAOISE |  | 53.1482 | -7.1819
MV/LV Substation CA***031 | 10 kV | 400V(3ph) & 230V(single ph) | LV | 630 kVA :Kiosk Substation | 0.63 | --> | 0.63 | 0.5 | 1.4 |  | --> | 0.598 | 0 | 0 | 0 | 0.004 | 0.5 | 0 |  | --> | E16 ex GARRANACANTY | GARRANACANTY: T422 | TIPPERARY |  | 52.4748 | -8.1509
MV/LV Substation CA***031 | 20 kV | 400V(3ph) & 230V(single ph) | LV | 200 kVA :Pole Substation | 0.2 | --> | 0.2 | 0.147 | 1 |  | --> | 0.19 | 0 | 0 | 0 | 0 | 0 | 0 | Constrained,otherwise capacity available =207kW. | --> | E19 ex SHILLELAGH | SHILLELAGH: T421∥T422 | CARLOW |  | 52.7106 | -6.4917
MV/LV Substation CA***031Y | 20 kV | 400V(3ph) & 230V(single ph) | LV | 400 kVA :Kiosk Substation | 0.4 | --> | 0.4 | 0.327 | 2.5 |  | --> | 0.38 | 0 | 0 | 0 | 0 | 0 | 0 | Constrained,otherwise capacity available =411kW. | --> | C19 ex GRAIGUE | GRAIGUE: T41 | CARLOW |  | 52.8257 | -6.9378
MV/LV Substation CA***032 | 20 kV | 400V(3ph) & 230V(single ph) | LV | 200 kVA :Pole Substation | 0.2 | --> | 0.2 | 0 | 0 | Constrained,otherwise capacity available =174kVA. | --> | 0.19 | 0 | 0 | 0 | 0.007 | 0 | 0 | Constrained,otherwise capacity available =196kW. | --> | E12 ex BUNCLODY | BUNCLODY: T421∥T422 | CRANE |  | 52.6551 | -6.6557
MV/LV Substation CA***032X | 20 kV | 400V(3ph) & 230V(single ph) | LV | 50 kVA :Pole Substation | 0.05 | --> | 0.05 | 0 | 0 | Constrained,otherwise capacity available =31kVA. | --> | 0.047 | 0 | 0 | 0 | 0.007 | 0.044 | 0 |  | --> | E15 ex BRUFF | BRUFF: T421 | LIMERICK |  | 52.5686 | -8.4551
MV/LV Substation CA***032Y | 10 kV | 400V(3ph) & 230V(single ph) | LV | 200 kVA :Kiosk Substation | 0.2 | --> | 0.2 | 0 | 0 | Constrained,otherwise capacity available =141kVA. | --> | 0.19 | 0 | 0 | 0 | 0 | 0.208 | 0 |  | --> | C16 ex ATHENRY | ATHENRY: T41∥T42 | GALWAY 110KV |  | 53.3056 | -8.753
MV/LV Substation CA***032Z | 20 kV | 400V(3ph) & 230V(single ph) | LV | 200 kVA :Kiosk Substation | 0.2 | --> | 0.2 | 0.136 | 8.6 |  | --> | 0.19 | 0 | 0 | 0 | 0.016 | 0.192 | 0 |  | --> | E18 ex BALTRASNA | BALTRASNA: T122 | BALTRASNA |  | 53.4977 | -6.4666
MV/LV Substation CA***032Z | 10 kV | 400V(3ph) & 230V(single ph) | LV | 400 kVA :Kiosk Substation | 0.4 | --> | 0.4 | 0 | 0 | Constrained,otherwise capacity available =326kVA. | --> | 0.38 | 0 | 0 | 0 | 0.01 | 0.4 | 0 |  | --> | C21 ex PORTARLINGTON | PORTARLINGTON: T43 | BLAKE |  | 53.1541 | -7.1942
MV/LV Substation CA***033 | 10 kV | 400V(3ph) & 230V(single ph) | LV | 400 kVA :Kiosk Substation | 0.4 | --> | 0.4 | 0 | 0 | Constrained,otherwise capacity available =201kVA. | --> | 0.38 | 0 | 0 | 0 | 0.011 | 0 | 0 | Constrained,otherwise capacity available =418kW. | --> | C20 ex COLLIGAN | COLLIGAN: T41 | DUNGARVAN |  | 52.0888 | -7.634
MV/LV Substation CA***033 | 10 kV | 400V(3ph) & 230V(single ph) | LV | 400 kVA :Kiosk Substation | 0.4 | --> | 0.4 | 0.233 | 6.5 |  | --> | 0.38 | 0 | 0 | 0 | 0.004 | 0.421 | 0 |  | --> | C17 ex CAHIR | CAHIR: T41 | CAHIR |  | 52.3795 | -7.9199
MV/LV Substation CA***033 | 10 kV | 400V(3ph) & 230V(single ph) | LV | 100 kVA :Pole Substation | 0.1 | --> | 0.1 | 0 | 0 | Constrained,otherwise capacity available =81kVA. | --> | 0.095 | 0 | 0 | 0 | 0 | 0 | 0 | Constrained,otherwise capacity available =102kW. | --> | C19 ex CURRAGLASS | CURRAGLASS: T41 | BARRYMORE |  | 52.1011 | -8.1073
MV/LV Substation CA***034X | 10 kV | 400V(3ph) & 230V(single ph) | LV | 50 kVA :Pole Substation | 0.05 | --> | 0.05 | 0.046 | 5.2 |  | --> | 0.047 | 0 | 0 | 0 | 0 | 0.049 | 0 |  | --> | C12 ex KILFLYNN | KILFLYNN: T41∥T42 | TRALEE |  | 52.3557 | -9.6185
MV/LV Substation CA***034Y | 20 kV | 400V(3ph) & 230V(single ph) | LV | 50 kVA :Pole Substation | 0.05 | --> | 0.05 | 0.026 | 6.9 |  | --> | 0.047 | 0 | 0 | 0 | 0 | 0 | 0 | Constrained,otherwise capacity available =52kW. | --> | E12 ex RATHKEALE | RATHKEALE: T421∥T422 | RATHKEALE |  | 52.4602 | -8.995
MV/LV Substation CA***035 | 10 kV | 400V(3ph) & 230V(single ph) | LV | 200 kVA :Pole Substation | 0.2 | --> | 0.2 | 0.079 | 5 |  | --> | 0.19 | 0 | 0 | 0 | 0.02 | 0.197 | 0 |  | --> | C16 ex BALLYRICKARD | BALLYRICKARD: T41∥T42 | TRALEE |  | 52.2779 | -9.7212
MV/LV Substation CA***035X | 10 kV | 400V(3ph) & 230V(single ph) | LV | 200 kVA :Kiosk Substation | 0.2 | --> | 0.2 | 0 | 0 | Constrained,otherwise capacity available =153kVA. | --> | 0.19 | 0 | 0 | 0 | 0 | 0.207 | 0 |  | --> | C14 ex ATHGARVAN | ATHGARVAN: T44 | NEWBRIDGE |  | 53.1357 | -6.7518
MV/LV Substation CA***035X | 10 kV | 400V(3ph) & 230V(single ph) | LV | 200 kVA :Kiosk Substation | 0.2 | --> | 0.2 | 0.2 | 13.1 |  | --> | 0.19 | 0 | 0 | 0 | 0 | 0.2 | 0 |  | --> | C18 ex POTTERY ROAD | POTTERY ROAD: T102 | CARRICKMINES |  | 53.2835 | -6.1098
MV/LV Substation CA***036 | 10 kV | 400V(3ph) & 230V(single ph) | LV | 100 kVA :Pole Substation | 0.1 | --> | 0.1 | 0.055 | 1.1 |  | --> | 0.095 | 0 | 0 | 0 | 0.003 | 0.103 | 0 |  | --> | C20 ex CAHIRCALLA | CAHIRCALLA: T41∥T42 | ENNIS |  | 52.8357 | -9.0052
MV/LV Substation CA***036 | 20 kV | 400V(3ph) & 230V(single ph) | LV | 50 kVA :Pole Substation | 0.05 | --> | 0.05 | 0 | 0 | Constrained,otherwise capacity available =31kVA. | --> | 0.047 | 0 | 0 | 0 | 0 | 0.051 | 0 |  | --> | C19 ex ENNISTYMON | ENNISTYMON: T41∥T42 | ENNIS |  | 53.0272 | -9.2999
MV/LV Substation CA***036 | 10 kV | 400V(3ph) & 230V(single ph) | LV | 400 kVA :Kiosk Substation | 0.4 | --> | 0.4 | 0.08 | 6.5 |  | --> | 0.38 | 0 | 0 | 0 | 0.007 | 0.44 | 0 |  | --> | C19 ex CAHIR | CAHIR: T41 | CAHIR |  | 52.3742 | -7.925
MV/LV Substation CA***036 | 10 kV | 400V(3ph) & 230V(single ph) | LV | 50 kVA :Pole Substation | 0.05 | --> | 0.05 | 0 | 0 | Constrained,otherwise capacity available =9kVA. | --> | 0.047 | 0 | 0 | 0 | 0 | 0.055 | 0 |  | --> | C13 ex CARRICKMINES | CARRICKMINES: T41 | CARRICKMINES |  | 53.2494 | -6.1731
MV/LV Substation CA***037 | 10 kV | 400V(3ph) & 230V(single ph) | LV | 100 kVA :Pole Substation | 0.1 | --> | 0.1 | 0.046 | 1.8 |  | --> | 0.095 | 0 | 0 | 0 | 0 | 0.107 | 0 |  | --> | C17 ex DUNDALK | DUNDALK: T41 | DUNDALK |  | 53.9998 | -6.4208
MV/LV Substation CA***037 | 10 kV | 400V(3ph) & 230V(single ph) | LV | 50 kVA :Pole Substation | 0.05 | --> | 0.05 | 0 | 0 | Constrained,otherwise capacity available =49kVA. | --> | 0.047 | 0 | 0 | 0 | 0.007 | 0.042 | 0 |  | --> | C18 ex MIDLETON | MIDLETON: T102 | MIDLETON |  | 51.935 | -8.1862
MV/LV Substation CA***037 | 20 kV | 400V(3ph) & 230V(single ph) | LV | 50 kVA :Pole Substation | 0.05 | --> | 0.05 | 0 | 0 | Constrained,otherwise capacity available =46kVA. | --> | 0.047 | 0 | 0 | 0 | 0 | 0.049 | 0 |  | --> | E11 ex CAVAN | CAVAN: T421 | SHANKILL |  | 54.0325 | -7.2779
MV/LV Substation CA***038 | 20 kV | 400V(3ph) & 230V(single ph) | LV | 400 kVA :Kiosk Substation | 0.4 | --> | 0.4 | 0.263 | 3.3 |  | --> | 0.38 | 0 | 0 | 0 | 0.016 | 0.404 | 0 |  | --> | E18 ex BIRDHILL | BIRDHILL: T422 | ARDNACRUSHA |  | 52.7088 | -8.5073
MV/LV Substation CA***039Y | 20 kV | 400V(3ph) & 230V(single ph) | LV | 200 kVA :Kiosk Substation | 0.2 | --> | 0.2 | 0.2 | 1.6 |  | --> | 0.19 | 0 | 0 | 0 | 0 | 0.2 | 0 |  | --> | E16 ex GURRANEBANE | GURRANEBANE: T421∥T422 | OUGHTRAGH |  | 51.8317 | -10.1728
MV/LV Substation CA***040 | 10 kV | 400V(3ph) & 230V(single ph) | LV | 400 kVA :Building Structure | 0.4 | --> | 0.4 | 0.204 | 5 |  | --> | 0.38 | 0 | 0 | 0 | 0.012 | 0.417 | 0 |  | --> | C21 ex POTTERY ROAD | POTTERY ROAD: T101 | CARRICKMINES |  | 53.2598 | -6.1523
MV/LV Substation CA***040 | 10 kV | 400V(3ph) & 230V(single ph) | LV | 630 kVA :Building Structure | 0.63 | --> | 0.63 | 0.49 | 5 |  | --> | 0.598 | 0 | 0 | 0 | 0 | 0.5 | 0 |  | --> | C19 ex BALLYRICKARD | BALLYRICKARD: T41∥T42 | TRALEE |  | 52.2725 | -9.7038
MV/LV Substation CA***040X | 20 kV | 400V(3ph) & 230V(single ph) | LV | 100 kVA :Pole Substation | 0.1 | --> | 0.1 | 0.094 | 7.4 |  | --> | 0.095 | 0 | 0 | 0 | 0 | 0.1 | 0 |  | --> | E22 ex BANOGE | BANOGE: T122 | BANOGE |  | 52.6701 | -6.4308
MV/LV Substation CA***040X | 10 kV | 400V(3ph) & 230V(single ph) | LV | 200 kVA :Kiosk Substation | 0.2 | --> | 0.2 | 0.193 | 0.3 |  | --> | 0.19 | 0 | 0 | 0 | 0.007 | 0.193 | 0 |  | --> | C21 ex NENAGH | NENAGH: T41 | NENAGH |  | 52.892 | -8.3924
MV/LV Substation CA***040Y | 10 kV | 400V(3ph) & 230V(single ph) | LV | 50 kVA :Pole Substation | 0.05 | --> | 0.05 | 0.044 | 2.2 |  | --> | 0.047 | 0 | 0 | 0 | 0 | 0 | 0 | Constrained,otherwise capacity available =50kW. | --> | C16 ex NEWCASTLEWEST | NEWCASTLEWEST: T41∥T42 | RATHKEALE |  | 52.4977 | -9.1442
MV/LV Substation CA***041Y | 10 kV | 400V(3ph) & 230V(single ph) | LV | 400 kVA :Kiosk Substation | 0.4 | --> | 0.4 | 0.361 | 1.4 |  | --> | 0.38 | 0 | 0 | 0 | 0 | 0.405 | 0 |  | --> | E16 ex GARRANACANTY | GARRANACANTY: T422 | TIPPERARY |  | 52.4659 | -8.1561
MV/LV Substation CA***042 | 20 kV | 400V(3ph) & 230V(single ph) | LV | 50 kVA :Pole Substation | 0.05 | --> | 0.05 | 0 | 0 | Constrained,otherwise capacity available =41kVA. | --> | 0.047 | 0 | 0 | 0 | 0 | 0 | 0 | Constrained,otherwise capacity available =50kW. | --> | E17 ex FERNS | FERNS: T421 | CRANE |  | 52.6111 | -6.4326
MV/LV Substation CA***042 | 10 kV | 400V(3ph) & 230V(single ph) | LV | 100 kVA :Pole Substation | 0.1 | --> | 0.1 | 0.082 | 5.2 |  | --> | 0.095 | 0 | 0 | 0 | 0.003 | 0.099 | 0 |  | --> | C12 ex KILFLYNN | KILFLYNN: T41∥T42 | TRALEE |  | 52.3542 | -9.6302
MV/LV Substation CA***043 | 10 kV | 400V(3ph) & 230V(single ph) | LV | 50 kVA :Pole Substation | 0.05 | --> | 0.05 | 0.04 | 2.3 |  | --> | 0.047 | 0 | 0 | 0 | 0 | 0 | 0 | Constrained,otherwise capacity available =51kW. | --> | C15 ex KILRUSH | KILRUSH: T41∥T42 | TULLABRACK |  | 52.625 | -9.4903
MV/LV Substation CA***043 | 10 kV | 400V(3ph) & 230V(single ph) | LV | 400 kVA :Building Structure | 0.4 | --> | 0.4 | 0.191 | 2.7 |  | --> | 0.38 | 0 | 0 | 0 | 0.017 | 0.413 | 0 |  | --> | C19 ex RAMPARTS | RAMPARTS: T41 | DUNDALK |  | 54.0062 | -6.3942
MV/LV Substation CA***043 | 20 kV | 400V(3ph) & 230V(single ph) | LV | 200 kVA :Kiosk Substation | 0.2 | --> | 0.2 | 0 | 0 | Constrained,otherwise capacity available =119kVA. | --> | 0.19 | 0 | 0 | 0 | 0.003 | 0 | 0 | Constrained,otherwise capacity available =209kW. | --> | E12 ex BUNCLODY | BUNCLODY: T421∥T422 | CRANE |  | 52.6484 | -6.6519
MV/LV Substation CA***044 | 10 kV | 400V(3ph) & 230V(single ph) | LV | 400 kVA :Kiosk Substation | 0.4 | --> | 0.4 | 0.34 | 0.3 | Constrained,otherwise capacity available =343kVA. | --> | 0.38 | 0 | 0 | 0 | 0 | 0.408 | 0 |  | --> | C14 ex ATHLONE | ATHLONE: T42 | ATHLONE |  | 53.4179 | -7.949
MV/LV Substation CA***045 | 10 kV | 400V(3ph) & 230V(single ph) | LV | 630 kVA :Building Structure | 0.63 | --> | 0.63 | 0 | 0 | Constrained,otherwise capacity available =500kVA. | --> | 0.598 | 0 | 0 | 0 | 0 | 0 | 0 | Constrained,otherwise capacity available =500kW. | --> | C11 ex HOLYCROSS ROAD | HOLYCROSS ROAD: T41∥T42 | THURLES |  | 52.658 | -7.8258
MV/LV Substation CA***045 | 10 kV | 400V(3ph) & 230V(single ph) | LV | 400 kVA :Building Structure | 0.4 | --> | 0.4 | 0.245 | 4.9 |  | --> | 0.38 | 0 | 0 | 0 | 0.021 | 0.401 | 0 |  | --> | C14 ex DUNDALK | DUNDALK: T42 | DUNDALK |  | 54.013 | -6.4117
MV/LV Substation CA***046 | 10 kV | 400V(3ph) & 230V(single ph) | LV | 200 kVA :Kiosk Substation | 0.2 | --> | 0.2 | 0.075 | 8.5 |  | --> | 0.19 | 0 | 0 | 0 | 0.004 | 0.214 | 0 |  | --> | C11 ex ARDGEEHA | ARDGEEHA: T41∥T42 | DOON |  | 52.36 | -7.708
MV/LV Substation CA***047X | 20 kV | 400V(3ph) & 230V(single ph) | LV | 50 kVA :Pole Substation | 0.05 | --> | 0.05 | 0 | 0 | Constrained,otherwise capacity available =43kVA. | --> | 0.047 | 0 | 0 | 0 | 0 | 0.05 | 0 |  | --> | E16 ex PATRICKSWELL | PATRICKSWELL: T421∥T422 | LIMERICK |  | 52.5387 | -8.7931
MV/LV Substation CA***047X | 20 kV | 400V(3ph) & 230V(single ph) | LV | 200 kVA :Kiosk Substation | 0.2 | --> | 0.2 | 0.164 | 5.7 |  | --> | 0.19 | 0 | 0 | 0 | 0.007 | 0.198 | 0 |  | --> | E11 ex MOY | MOY: T421∥T422 | MOY |  | 54.1307 | -9.1655
MV/LV Substation CA***047Z | 10 kV | 400V(3ph) & 230V(single ph) | LV | 400 kVA :Kiosk Substation | 0.4 | --> | 0.4 | 0.243 | 5.9 |  | --> | 0.38 | 0 | 0 | 0 | 0 | 0.424 | 0 |  | --> | C14 ex BANDON | BANDON: T101 | BANDON |  | 51.752 | -8.7169
MV/LV Substation CA***048 | 10 kV | 400V(3ph) & 230V(single ph) | LV | 100 kVA :Pole Substation | 0.1 | --> | 0.1 | 0.068 | 3.1 |  | --> | 0.095 | 0 | 0 | 0 | 0.006 | 0.098 | 0 |  | --> | C16 ex KILROSS ROAD | KILROSS ROAD: T42 | TIPPERARY |  | 52.4739 | -8.1721
MV/LV Substation CA***048 | 20 kV | 400V(3ph) & 230V(single ph) | LV | 400 kVA :Kiosk Substation | 0.4 | --> | 0.4 | 0.389 | 0.9 |  | --> | 0.38 | 0 | 0 | 0 | 0 | 0 | 0 | Constrained,otherwise capacity available =401kW. | --> | C11 ex BANTRY | BANTRY: T41∥T42 | BALLYLICKY |  | 51.686 | -9.4305
MV/LV Substation CA***049 | 10 kV | 400V(3ph) & 230V(single ph) | LV | 400 kVA :Kiosk Substation | 0.4 | --> | 0.4 | 0 | 0 | Constrained,otherwise capacity available =278kVA. | --> | 0.38 | 0 | 0 | 0 | 0.007 | 0.411 | 0 |  | --> | C11 ex WOODFORD | WOODFORD: T41∥T42 | KNOCKEARAGH |  | 52.059 | -9.4784
MV/LV Substation CA***049 | 10 kV | 400V(3ph) & 230V(single ph) | LV | 200 kVA :Kiosk Substation | 0.2 | --> | 0.2 | 0.181 | 5 |  | --> | 0.19 | 0 | 0 | 0 | 0 | 0.202 | 0 |  | --> | C14 ex BALLYTIVNAN | BALLYTIVNAN: T42 | SLIGO |  | 54.2785 | -8.4749
MV/LV Substation CA***049 | 10 kV | 400V(3ph) & 230V(single ph) | LV | 200 kVA :Kiosk Substation | 0.2 | --> | 0.2 | 0.132 | 8.9 |  | --> | 0.19 | 0 | 0 | 0 | 0.014 | 0.195 | 0 |  | --> | C13 ex CARROWBEG | CARROWBEG: T41∥T42 | CARROWBEG |  | 53.8033 | -9.5109
MV/LV Substation CA***049X | 20 kV | 400V(3ph) & 230V(single ph) | LV | 100 kVA :Pole Substation | 0.1 | --> | 0.1 | 0.1 | 7.4 |  | --> | 0.095 | 0 | 0 | 0 | 0 | 0 | 0 | Constrained,otherwise capacity available =100kW. | --> | E14 ex ARIGNA | ARIGNA: T121 | ARIGNA |  | 54.0578 | -8.1391
MV/LV Substation CA***049Z | 10 kV | 400V(3ph) & 230V(single ph) | LV | 400 kVA :Kiosk Substation | 0.4 | --> | 0.4 | 0 | 0 | Constrained,otherwise capacity available =294kVA. | --> | 0.38 | 0 | 0 | 0 | 0.023 | 0 | 0 | Constrained,otherwise capacity available =392kW. | --> | C14 ex COOLMINE | COOLMINE: T42 | FINGLAS |  | 53.3849 | -6.4183
MV/LV Substation CA***051 | 10 kV | 400V(3ph) & 230V(single ph) | LV | 400 kVA :Kiosk Substation | 0.4 | --> | 0.4 | 0.35 | 5 |  | --> | 0.38 | 0 | 0 | 0 | 0 | 0.407 | 0 |  | --> | C21 ex BALLYRICKARD | BALLYRICKARD: T41∥T42 | TRALEE |  | 52.268 | -9.7163
MV/LV Substation CA***051 | 10 kV | 400V(3ph) & 230V(single ph) | LV | 100 kVA :Pole Substation | 0.1 | --> | 0.1 | 0 | 0 | Constrained,otherwise capacity available =71kVA. | --> | 0.095 | 0 | 0 | 0 | 0 | 0.103 | 0 |  | --> | C13 ex CARRICKMINES | CARRICKMINES: T41 | CARRICKMINES |  | 53.2597 | -6.1623
MV/LV Substation CA***051X | 20 kV | 400V(3ph) & 230V(single ph) | LV | 50 kVA :Pole Substation | 0.05 | --> | 0.05 | 0.025 | 0 | Constrained,otherwise capacity available =46kVA. | --> | 0.047 | 0 | 0 | 0 | 0 | 0 | 0 | Constrained,otherwise capacity available =49kW. | --> | C18 ex TOOMEVARA | TOOMEVARA: T42 | NENAGH |  | 52.8237 | -8.0802
MV/LV Substation CA***052X | 10 kV | 400V(3ph) & 230V(single ph) | LV | 400 kVA :Kiosk Substation | 0.4 | --> | 0.4 | 0 | 0 | Constrained,otherwise capacity available =354kVA. | --> | 0.38 | 0 | 0 | 0 | 0.003 | 0.403 | 0 |  | --> | C13 ex DOUGLAS | DOUGLAS: T42 | TRABEG |  | 51.8671 | -8.4347
MV/LV Substation CA***053 | 10 kV | 400V(3ph) & 230V(single ph) | LV | 200 kVA :Kiosk Substation | 0.2 | --> | 0.2 | 0.104 | 5 |  | --> | 0.19 | 0 | 0 | 0 | 0.009 | 0.205 | 0 |  | --> | C11 ex BALLYRICKARD | BALLYRICKARD: T41∥T42 | TRALEE |  | 52.2761 | -9.7177
MV/LV Substation CA***053X | 10 kV | 400V(3ph) & 230V(single ph) | LV | 400 kVA :Kiosk Substation | 0.4 | --> | 0.4 | 0 | 0 | Constrained,otherwise capacity available =382kVA. | --> | 0.38 | 0 | 0 | 0 | 0.003 | 0.399 | 0 |  | --> | C13 ex DOUGLAS | DOUGLAS: T42 | TRABEG |  | 51.866 | -8.4353
MV/LV Substation CA***053Z | 10 kV | 400V(3ph) & 230V(single ph) | LV | 200 kVA :Pole Substation | 0.2 | --> | 0.2 | 0.19 | 4 |  | --> | 0.19 | 0 | 0 | 0 | 0 | 0 | 0 | Constrained,otherwise capacity available =201kW. | --> | C19 ex LISMORE | LISMORE: T41∥T42 | DUNGARVAN |  | 52.097 | -8.0053
MV/LV Substation CA***053Z | 20 kV | 400V(3ph) & 230V(single ph) | LV | 200 kVA :Kiosk Substation | 0.2 | --> | 0.2 | 0 | 0 | Constrained,otherwise capacity available =87kVA. | --> | 0.19 | 0 | 0 | 0 | 0.021 | 0.194 | 0 |  | --> | E17 ex JULIANSTOWN | JULIANSTOWN: T421∥T422 | DRYBRIDGE |  | 53.7048 | -6.2626
MV/LV Substation CA***054 | 10 kV | 400V(3ph) & 230V(single ph) | LV | 400 kVA :Kiosk Substation | 0.4 | --> | 0.4 | 0 | 0 | Constrained,otherwise capacity available =346kVA. | --> | 0.38 | 0 | 0 | 0 | 0 | 0.407 | 0 |  | --> | C13 ex DOUGLAS | DOUGLAS: T42 | TRABEG |  | 51.8675 | -8.4376
MV/LV Substation CA***054 | 10 kV | 400V(3ph) & 230V(single ph) | LV | 630 kVA :Kiosk Substation | 0.63 | --> | 0.63 | 0 | 0 | Constrained,otherwise capacity available =292kVA. | --> | 0.598 | 0 | 0 | 0 | 0 | 0 | 0 | Constrained,otherwise capacity available =500kW. | --> | C19 ex COLLIGAN | COLLIGAN: T41 | DUNGARVAN |  | 52.0885 | -7.6206
MV/LV Substation CA***054Z | 20 kV | 400V(3ph) & 230V(single ph) | LV | 200 kVA :Kiosk Substation | 0.2 | --> | 0.2 | 0 | 0 | Constrained,otherwise capacity available =116kVA. | --> | 0.19 | 0 | 0 | 0 | 0.045 | 0.165 | 0 |  | --> | E17 ex JULIANSTOWN | JULIANSTOWN: T421∥T422 | DRYBRIDGE |  | 53.7057 | -6.2596
MV/LV Substation CA***055 | 10 kV | 400V(3ph) & 230V(single ph) | LV | 400 kVA :Kiosk Substation | 0.4 | --> | 0.4 | 0 | 0 | Constrained,otherwise capacity available =361kVA. | --> | 0.38 | 0 | 0 | 0 | 0.012 | 0.392 | 0 |  | --> | C13 ex DOUGLAS | DOUGLAS: T42 | TRABEG |  | 51.8664 | -8.4369
MV/LV Substation CA***055 | 10 kV | 400V(3ph) & 230V(single ph) | LV | 400 kVA :Kiosk Substation | 0.4 | --> | 0.4 | 0.338 | 2.5 |  | --> | 0.38 | 0 | 0 | 0 | 0 | 0.409 | 0 |  | --> | E17 ex GARRANACANTY | GARRANACANTY: T421 | TIPPERARY |  | 52.4773 | -8.1506
MV/LV Substation CA***055X | 10 kV | 400V(3ph) & 230V(single ph) | LV | 50 kVA :Pole Substation | 0.05 | --> | 0.05 | 0.043 | 0.9 |  | --> | 0.047 | 0 | 0 | 0 | 0 | 0 | 0 | Constrained,otherwise capacity available =50kW. | --> | C15 ex MILLTOWN MALBAY | MILLTOWN MALBAY: T42 | TULLABRACK |  | 52.8083 | -9.4533
MV/LV Substation CA***056 | 10 kV | 400V(3ph) & 230V(single ph) | LV | 630 kVA :Kiosk Substation | 0.63 | --> | 0.63 | 0.115 | 4.6 |  | --> | 0.598 | 0 | 0 | 0 | 0.041 | 0.5 | 0 |  | --> | C11 ex CABRA | CABRA: T101 | FINGLAS |  | 53.3613 | -6.2931
MV/LV Substation CA***056 | 10 kV | 400V(3ph) & 230V(single ph) | LV | 50 kVA :Pole Substation | 0.05 | --> | 0.05 | 0.019 | 1.5 |  | --> | 0.047 | 0 | 0 | 0 | 0 | 0.054 | 0 |  | --> | C15 ex TUBBERCURRY | TUBBERCURRY: T42 | TONROE |  | 54.0643 | -8.7092
MV/LV Substation CA***056Z | 10 kV | 400V(3ph) & 230V(single ph) | LV | 200 kVA :Kiosk Substation | 0.2 | --> | 0.2 | 0 | 0 | Constrained,otherwise capacity available =178kVA. | --> | 0.19 | 0 | 0 | 0 | 0 | 0.203 | 0 |  | --> | C16 ex LEIXLIP | LEIXLIP: T42 | GRIFFINRATH |  | 53.3484 | -6.5312
MV/LV Substation CA***058 | 10 kV | 400V(3ph) & 230V(single ph) | LV | 200 kVA :Pole Substation | 0.2 | --> | 0.2 | 0.173 | 5.7 |  | --> | 0.19 | 0 | 0 | 0 | 0.007 | 0.196 | 0 |  | --> | E18 ex MOY | MOY: T421∥T422 | MOY |  | 54.1186 | -9.1515
MV/LV Substation CA***060 | 20 kV | 400V(3ph) & 230V(single ph) | LV | 200 kVA :Pole Substation | 0.2 | --> | 0.2 | 0 | 0 | Constrained,otherwise capacity available =162kVA. | --> | 0.19 | 0 | 0 | 0 | 0 | 0.205 | 0 |  | --> | C14 ex MILFORD (NR) | MILFORD (NR): T41∥T42 | LETTERKENNY |  | 55.2034 | -7.6334
MV/LV Substation CA***060 | 10 kV | 400V(3ph) & 230V(single ph) | LV | 200 kVA :Pole Substation | 0.2 | --> | 0.2 | 0 | 0 | Constrained,otherwise capacity available =133kVA. | --> | 0.19 | 0 | 0 | 0 | 0.004 | 0.205 | 0 |  | --> | C22 ex GREYSTONES | GREYSTONES: T42 | FASSAROE |  | 53.1338 | -6.0753
MV/LV Substation CA***060 | 10 kV | 400V(3ph) & 230V(single ph) | LV | 200 kVA :Pole Substation | 0.2 | --> | 0.2 | 0.133 | 4 |  | --> | 0.19 | 0 | 0 | 0 | 0.008 | 0.201 | 0 |  | --> | C13 ex DUNMANWAY | DUNMANWAY: T43 | DUNMANWAY |  | 51.7219 | -9.1159
MV/LV Substation CA***060X | 20 kV | 400V(3ph) & 230V(single ph) | LV | 630 kVA :Building Structure | 0.63 | --> | 0.63 | 0.5 | 0.8 |  | --> | 0.598 | 0 | 0 | 0 | 0 | 0 | 0 | Constrained,otherwise capacity available =500kW. | --> | E14 ex CARNDONAGH | CARNDONAGH: T421∥T422 | TRILLICK |  | 55.2513 | -7.2666
MV/LV Substation CA***061X | 10 kV | 400V(3ph) & 230V(single ph) | LV | 400 kVA :Kiosk Substation | 0.4 | --> | 0.4 | 0.36 | 4.7 |  | --> | 0.38 | 0 | 0 | 0 | 0.003 | 0.403 | 0 |  | --> | C11 ex OAKFIELD | OAKFIELD: T41 | SLIGO |  | 54.2597 | -8.4719
MV/LV Substation CA***061X | 10 kV | 400V(3ph) & 230V(single ph) | LV | 200 kVA :Pole Substation | 0.2 | --> | 0.2 | 0.158 | 2.2 |  | --> | 0.19 | 0 | 0 | 0 | 0 | 0 | 0 | Constrained,otherwise capacity available =206kW. | --> | C18 ex NEWCASTLEWEST | NEWCASTLEWEST: T41∥T42 | RATHKEALE |  | 52.4288 | -9.0073
MV/LV Substation CA***061Z | 10 kV | 400V(3ph) & 230V(single ph) | LV | 400 kVA :Kiosk Substation | 0.4 | --> | 0.4 | 0 | 0 | Constrained,otherwise capacity available =292kVA. | --> | 0.38 | 0 | 0 | 0 | 0.002 | 0.414 | 0 |  | --> | C16 ex SANTRY | SANTRY: T42 | FINGLAS |  | 53.3943 | -6.1987
MV/LV Substation CA***062 | 10 kV | 400V(3ph) & 230V(single ph) | LV | 200 kVA :Kiosk Substation | 0.2 | --> | 0.2 | 0.032 | 15.8 |  | --> | 0.19 | 0 | 0 | 0 | 0.014 | 0.209 | 0 |  | --> | C26 ex CASTLEVIEW | CASTLEVIEW: T102 | CASTLEVIEW |  | 51.8989 | -8.4037
MV/LV Substation CA***062X | 20 kV | 400V(3ph) & 230V(single ph) | LV | 100 kVA :Pole Substation | 0.1 | --> | 0.1 | 0 | 0 | Constrained,otherwise capacity available =94kVA. | --> | 0.095 | 0 | 0 | 0 | 0.004 | 0.096 | 0 |  | --> | E45 ex CLAREGALWAY | CLAREGALWAY: T421 | GALWAY 110KV |  | 53.4024 | -8.9411
MV/LV Substation CA***062Y | 10 kV | 400V(3ph) & 230V(single ph) | LV | 200 kVA :Pole Substation | 0.2 | --> | 0.2 | 0.178 | 1.5 |  | --> | 0.19 | 0 | 0 | 0 | 0.011 | 0.191 | 0 |  | --> | C16 ex DERRYCRAMPH | DERRYCRAMPH: T41∥T42 | SHANKILL |  | 53.9818 | -7.3621
MV/LV Substation CA***063 | 20 kV | 400V(3ph) & 230V(single ph) | LV | 50 kVA :Pole Substation | 0.05 | --> | 0.05 | 0.045 | 3.7 |  | --> | 0.047 | 0 | 0 | 0 | 0 | 0 | 0 | Constrained,otherwise capacity available =50kW. | --> | E13 ex FOXHOLE | FOXHOLE: T421∥T422 | DUNGARVAN |  | 51.9629 | -7.7428
MV/LV Substation CA***065Y | 20 kV | 400V(3ph) & 230V(single ph) | LV | 200 kVA :Pole Substation | 0.2 | --> | 0.2 | 0.191 | 8.5 |  | --> | 0.19 | 0 | 0 | 0 | 0 | 0.2 | 0 |  | --> | C14 ex ARDGEEHA | ARDGEEHA: T41∥T42 | DOON |  | 52.3997 | -7.6904
MV/LV Substation CA***066 | 10 kV | 400V(3ph) & 230V(single ph) | LV | 400 kVA :Kiosk Substation | 0.4 | --> | 0.4 | 0.335 | 1.4 |  | --> | 0.38 | 0 | 0 | 0 | 0.009 | 0 | 0 | Constrained,otherwise capacity available =400kW. | --> | C15 ex DEERPARK | DEERPARK: T41∥T42 | BALLYDINE |  | 52.34 | -7.4089
MV/LV Substation CA***066Z | 10 kV | 400V(3ph) & 230V(single ph) | LV | 200 kVA :Kiosk Substation | 0.2 | --> | 0.2 | 0 | 0 | Constrained,otherwise capacity available =112kVA. | --> | 0.19 | 0 | 0 | 0 | 0.006 | 0.206 | 0 |  | --> | C41 ex COLLEGE PARK | COLLEGE PARK: T103 | COLLEGE PARK |  | 53.4016 | -6.4254
MV/LV Substation CA***067X | 10 kV | 400V(3ph) & 230V(single ph) | LV | 400 kVA :Kiosk Substation | 0.4 | --> | 0.4 | 0.369 | 2.8 |  | --> | 0.38 | 0 | 0 | 0 | 0 | 0.404 | 0 |  | --> | C12 ex CARRIGLAWN | CARRIGLAWN: T41∥T42 | WEXFORD |  | 52.3455 | -6.4529
MV/LV Substation CA***068 | 10 kV | 400V(3ph) & 230V(single ph) | LV | 630 kVA :Kiosk Substation | 0.63 | --> | 0.63 | 0.5 | 1.5 |  | --> | 0.598 | 0 | 0 | 0 | 0.003 | 0 | 0 | Constrained,otherwise capacity available =500kW. | --> | C19 ex TURLOUGH ROAD | TURLOUGH ROAD: T43 | CASTLEBAR |  | 53.8615 | -9.2956
MV/LV Substation CA***068X | 10 kV | 400V(3ph) & 230V(single ph) | LV | 400 kVA :Kiosk Substation | 0.4 | --> | 0.4 | 0.269 | 4.9 |  | --> | 0.38 | 0 | 0 | 0 | 0.003 | 0.417 | 0 |  | --> | C21 ex BALLINCOLLIG | BALLINCOLLIG: T41 | KILBARRY |  | 51.8868 | -8.5855
MV/LV Substation CA***068Z | 20 kV | 400V(3ph) & 230V(single ph) | LV | 100 kVA :Pole Substation | 0.1 | --> | 0.1 | 0.063 | 1.3 |  | --> | 0.095 | 0 | 0 | 0 | 0.015 | 0.089 | 0 |  | --> | E12 ex KILCULLEN | KILCULLEN: T424 | STRATFORD |  | 53.0847 | -6.7994
MV/LV Substation CA***069 | 10 kV | 400V(3ph) & 230V(single ph) | LV | 100 kVA :Pole Substation | 0.1 | --> | 0.1 | 0.093 | 3.4 |  | --> | 0.095 | 0 | 0 | 0 | 0 | 0.1 | 0 |  | --> | C12 ex CAUSEWAY | CAUSEWAY: T41∥T42 | TRALEE |  | 52.4816 | -9.6813
MV/LV Substation CA***069Y | 10 kV | 400V(3ph) & 230V(single ph) | LV | 400 kVA :Kiosk Substation | 0.4 | --> | 0.4 | 0.357 | 11.2 |  | --> | 0.38 | 0 | 0 | 0 | 0.013 | 0.392 | 0 |  | --> | C23 ex ARTANE | ARTANE: T101 | FINGLAS |  | 53.3793 | -6.2141
MV/LV Substation CA***071 | 20 kV | 400V(3ph) & 230V(single ph) | LV | 50 kVA :Pole Substation | 0.05 | --> | 0.05 | 0 | 0 | Constrained,otherwise capacity available =49kVA. | --> | 0.047 | 0 | 0 | 0 | 0 | 0 | 0 | Constrained,otherwise capacity available =49kW. | --> | C17 ex COLLIGAN | COLLIGAN: T41 | DUNGARVAN |  | 52.0857 | -7.6903
MV/LV Substation CA***071 | 20 kV | 400V(3ph) & 230V(single ph) | LV | 200 kVA :Pole Substation | 0.2 | --> | 0.2 | 0 | 0 | Constrained,otherwise capacity available =14kVA. | --> | 0.19 | 0 | 0 | 0 | 0.002 | 0.225 | 0 |  | --> | E12 ex CARRIGSHANE | CARRIGSHANE: T422 | MIDLETON |  | 51.9124 | -8.0537
MV/LV Substation CA***071X | 20 kV | 400V(3ph) & 230V(single ph) | LV | 100 kVA :Pole Substation | 0.1 | --> | 0.1 | 0.086 | 4.5 |  | --> | 0.095 | 0 | 0 | 0 | 0 | 0.101 | 0 |  | --> | E22 ex ENNISCRONE | ENNISCRONE: T421∥T422 | MOY |  | 54.2652 | -8.9313
MV/LV Substation CA***071X | 20 kV | 400V(3ph) & 230V(single ph) | LV | 50 kVA :Pole Substation | 0.05 | --> | 0.05 | 0 | 0 | Constrained,otherwise capacity available =50kVA. | --> | 0.047 | 0 | 0 | 0 | 0 | 0.049 | 0 |  | --> | C12 ex BALLYHAUNIS | BALLYHAUNIS: T41∥T42 | DALTON |  | 53.8131 | -8.8013
MV/LV Substation CA***071Y | 10 kV | 400V(3ph) & 230V(single ph) | LV | 50 kVA :Pole Substation | 0.05 | --> | 0.05 | 0 | 0 | Constrained,otherwise capacity available =49kVA. | --> | 0.047 | 0 | 0 | 0 | 0 | 0 | 0 | Constrained,otherwise capacity available =49kW. | --> | C14 ex LEE BRIDGE | LEE BRIDGE: T42 | MACROOM |  | 51.9005 | -8.9779
MV/LV Substation CA***071Y | 20 kV | 400V(3ph) & 230V(single ph) | LV | 200 kVA :Pole Substation | 0.2 | --> | 0.2 | 0 | 0 | Constrained,otherwise capacity available =200kVA. | --> | 0.19 | 0 | 0 | 0 | 0 | 0 | 0 | Constrained,otherwise capacity available =200kW. | --> | E22 ex ROSCREA | ROSCREA: T42 | IKERRIN |  | 52.9844 | -7.9281
MV/LV Substation CA***072 | 10 kV | 400V(3ph) & 230V(single ph) | LV | 200 kVA :Kiosk Substation | 0.2 | --> | 0.2 | 0.143 | 12.2 |  | --> | 0.19 | 0 | 0 | 0 | 0.009 | 0.199 | 0 |  | --> | C26 ex SALTHILL | SALTHILL: T102 | SALTHILL |  | 53.2681 | -9.1103
MV/LV Substation CA***072Y | 10 kV | 400V(3ph) & 230V(single ph) | LV | 630 kVA :Kiosk Substation | 0.63 | --> | 0.63 | 0.5 | 4.6 |  | --> | 0.598 | 0 | 0 | 0 | 0 | 0.5 | 0 |  | --> | C20 ex RAMPARTS | RAMPARTS: T42 | DUNDALK |  | 54.0074 | -6.4054
MV/LV Substation CA***073 | 10 kV | 400V(3ph) & 230V(single ph) | LV | 100 kVA :Pole Substation | 0.1 | --> | 0.1 | 0.083 | 2.2 |  | --> | 0.095 | 0 | 0 | 0 | 0 | 0 | 0 | Constrained,otherwise capacity available =102kW. | --> | C16 ex NEWCASTLEWEST | NEWCASTLEWEST: T41∥T42 | RATHKEALE |  | 52.4937 | -9.1476
MV/LV Substation CA***074X | 10 kV | 400V(3ph) & 230V(single ph) | LV | 400 kVA :Kiosk Substation | 0.4 | --> | 0.4 | 0.291 | 5 |  | --> | 0.38 | 0 | 0 | 0 | 0 | 0.416 | 0 |  | --> | C21 ex BALLYRICKARD | BALLYRICKARD: T41∥T42 | TRALEE |  | 52.2666 | -9.7218
MV/LV Substation CA***074Y | 10 kV | 400V(3ph) & 230V(single ph) | LV | 630 kVA :Kiosk Substation | 0.63 | --> | 0.63 | 0.5 | 2.7 |  | --> | 0.598 | 0 | 0 | 0 | 0 | 0.5 | 0 |  | --> | C23 ex RAMPARTS | RAMPARTS: T41 | DUNDALK |  | 54.0077 | -6.4029
MV/LV Substation CA***075 | 10 kV | 400V(3ph) & 230V(single ph) | LV | 630 kVA :Kiosk Substation | 0.63 | --> | 0.63 | 0.313 | 1.6 |  | --> | 0.598 | 0 | 0 | 0 | 0.099 | 0.5 | 0 |  | --> | C13 ex DODDER ROAD | DODDER ROAD: T42 | MILLTOWN (DR) |  | 53.299 | -6.2691
MV/LV Substation CA***076 | 20 kV | 400V(3ph) & 230V(single ph) | LV | 100 kVA :Pole Substation | 0.1 | --> | 0.1 | 0.091 | 1.6 |  | --> | 0.095 | 0 | 0 | 0 | 0 | 0.1 | 0 |  | --> | E17 ex INCH | INCH: T421∥T422 | OUGHTRAGH |  | 52.2326 | -9.9252
MV/LV Substation CA***076Y | 20 kV | 400V(3ph) & 230V(single ph) | LV | 400 kVA :Kiosk Substation | 0.4 | --> | 0.4 | 0.34 | 2 |  | --> | 0.38 | 0 | 0 | 0 | 0 | 0.409 | 0 |  | --> | E15 ex BALLYCONNELL | BALLYCONNELL: T421∥T422 | GORTAWEE |  | 54.1159 | -7.5803
MV/LV Substation CA***076Y | 10 kV | 400V(3ph) & 230V(single ph) | LV | 400 kVA :Kiosk Substation | 0.4 | --> | 0.4 | 0.298 | 2.9 |  | --> | 0.38 | 0 | 0 | 0 | 0.008 | 0.407 | 0 |  | --> | C18 ex SUTTON | SUTTON: T42 | GRANGE (DR) |  | 53.4001 | -6.1387
MV/LV Substation CA***076Z | 10 kV | 400V(3ph) & 230V(single ph) | LV | 200 kVA :Kiosk Substation | 0.2 | --> | 0.2 | 0 | 0 | Constrained,otherwise capacity available =172kVA. | --> | 0.19 | 0 | 0 | 0 | 0.003 | 0 | 0 | Constrained,otherwise capacity available =200kW. | --> | C11 ex HOLYCROSS ROAD | HOLYCROSS ROAD: T41∥T42 | THURLES |  | 52.6603 | -7.833
MV/LV Substation CA***076Z | 10 kV | 400V(3ph) & 230V(single ph) | LV | 50 kVA :Pole Substation | 0.05 | --> | 0.05 | 0 | 15.8 |  | --> | 0.047 | 0 | 0 | 0 | 0 | 0.056 | 0 |  | --> | C14 ex CASTLEVIEW | CASTLEVIEW: T102 | CASTLEVIEW |  | 51.9013 | -8.3699
MV/LV Substation CA***077 | 10 kV | 400V(3ph) & 230V(single ph) | LV | 630 kVA :Kiosk Substation | 0.63 | --> | 0.63 | 0.462 | 5 |  | --> | 0.598 | 0 | 0 | 0 | 0.019 | 0.5 | 0 |  | --> | C14 ex BALLYTIVNAN | BALLYTIVNAN: T42 | SLIGO |  | 54.2806 | -8.4759
MV/LV Substation CA***077Z | 20 kV | 400V(3ph) & 230V(single ph) | LV | 400 kVA :Kiosk Substation | 0.4 | --> | 0.4 | 0.311 | 4.4 |  | --> | 0.38 | 0 | 0 | 0 | 0.022 | 0 | 0 | Constrained,otherwise capacity available =390kW. | --> | E21 ex SLANE | SLANE: T421 | DRYBRIDGE |  | 53.7126 | -6.5541
MV/LV Substation CA***078Z | 10 kV | 400V(3ph) & 230V(single ph) | LV | 400 kVA :Kiosk Substation | 0.4 | --> | 0.4 | 0.323 | 3.5 |  | --> | 0.38 | 0 | 0 | 0 | 0.018 | 0 | 0 | Constrained,otherwise capacity available =392kW. | --> | C18 ex TELAYDON | TELAYDON: T42 | LISDRUM |  | 54.2443 | -6.9829
MV/LV Substation CA***078Z | 20 kV | 400V(3ph) & 230V(single ph) | LV | 400 kVA :Kiosk Substation | 0.4 | --> | 0.4 | 0.352 | 3.3 |  | --> | 0.38 | 0 | 0 | 0 | 0 | 0.407 | 0 |  | --> | E18 ex CRATLOE | CRATLOE: T421∥T422 | ARDNACRUSHA |  | 52.6981 | -8.8124
MV/LV Substation CA***078Z | 10 kV | 400V(3ph) & 230V(single ph) | LV | 200 kVA :Kiosk Substation | 0.2 | --> | 0.2 | 0.12 | 8.3 |  | --> | 0.19 | 0 | 0 | 0 | 0.012 | 0.199 | 0 |  | --> | C22 ex MONREAD | MONREAD: T102 | MONREAD |  | 53.221 | -6.6805
MV/LV Substation CA***079 | 10 kV | 400V(3ph) & 230V(single ph) | LV | 50 kVA :Pole Substation | 0.05 | --> | 0.05 | 0 | 0 | Constrained,otherwise capacity available =48kVA. | --> | 0.047 | 0 | 0 | 0 | 0 | 0.049 | 0 |  | --> | C16 ex LOUGHREA | LOUGHREA: T41∥T42 | SOMERSET |  | 53.1805 | -8.4935
MV/LV Substation CA***079Z | 10 kV | 400V(3ph) & 230V(single ph) | LV | 200 kVA :Pole Substation | 0.2 | --> | 0.2 | 0.199 | 9.3 |  | --> | 0.19 | 0 | 0 | 0 | 0 | 0 | 0 | Constrained,otherwise capacity available =200kW. | --> | E18 ex BLESSINGTON | BLESSINGTON: T422 | KILTEEL |  | 53.19 | -6.5341
MV/LV Substation CA***080Z | 10 kV | 400V(3ph) & 230V(single ph) | LV | 400 kVA :Building Structure | 0.4 | --> | 0.4 | 0.106 | 4 |  | --> | 0.38 | 0 | 0 | 0 | 0 | 0 | 0 | Constrained,otherwise capacity available =443kW. | --> | C19 ex LISMORE | LISMORE: T41∥T42 | DUNGARVAN |  | 52.0899 | -8.004
MV/LV Substation CA***081 | 10 kV | 400V(3ph) & 230V(single ph) | LV | 630 kVA :Building Structure | 0.63 | --> | 0.63 | 0 | 0 | Constrained,otherwise capacity available =500kVA. | --> | 0.598 | 0 | 0 | 0 | 0 | 0.5 | 0 |  | --> | C12 ex LEIXLIP | LEIXLIP: T42 | GRIFFINRATH |  | 53.3632 | -6.4812
MV/LV Substation CA***081Z | 10 kV | 400V(3ph) & 230V(single ph) | LV | 200 kVA :Kiosk Substation | 0.2 | --> | 0.2 | 0 | 0 | Constrained,otherwise capacity available =157kVA. | --> | 0.19 | 0 | 0 | 0 | 0.002 | 0.204 | 0 |  | --> | C18 ex BALGADDY | BALGADDY: T42 | GRANGE CASTLE |  | 53.3475 | -6.4293
MV/LV Substation CA***082 | 10 kV | 400V(3ph) & 230V(single ph) | LV | 400 kVA :Building Structure | 0.4 | --> | 0.4 | 0.148 | 11.3 |  | --> | 0.38 | 0 | 0 | 0 | 0.002 | 0.435 | 0 |  | --> | C18 ex SINGLAND | SINGLAND: T102 | SINGLAND |  | 52.6668 | -8.5575
MV/LV Substation CA***082X | 20 kV | 400V(3ph) & 230V(single ph) | LV | 50 kVA :Pole Substation | 0.05 | --> | 0.05 | 0.039 | 3.2 |  | --> | 0.047 | 0 | 0 | 0 | 0 | 0.051 | 0 |  | --> | C16 ex BOYLE | BOYLE: T41∥T42 | CARRICK ON SHANNON |  | 54.0274 | -8.3361
MV/LV Substation CA***083 | 10 kV | 400V(3ph) & 230V(single ph) | LV | 50 kVA :Pole Substation | 0.05 | --> | 0.05 | 0.037 | 1.7 |  | --> | 0.047 | 0 | 0 | 0 | 0.013 | 0.037 | 0 |  | --> | C15 ex TULLA | TULLA: T41 | ENNIS |  | 52.9693 | -8.6639
MV/LV Substation CA***083Z | 10 kV | 400V(3ph) & 230V(single ph) | LV | 400 kVA :Kiosk Substation | 0.4 | --> | 0.4 | 0.376 | 6.1 |  | --> | 0.38 | 0 | 0 | 0 | 0 | 0.403 | 0 |  | --> | C17 ex CASHEL | CASHEL: T41 | CAHIR |  | 52.5093 | -7.8921
MV/LV Substation CA***084 | 20 kV | 400V(3ph) & 230V(single ph) | LV | 50 kVA :Pole Substation | 0.05 | --> | 0.05 | 0.038 | 5.6 |  | --> | 0.047 | 0 | 0 | 0 | 0.003 | 0 | 0 | Constrained,otherwise capacity available =47kW. | --> | E17 ex BLESSINGTON | BLESSINGTON: T421 | KILTEEL |  | 53.0937 | -6.5161
MV/LV Substation CA***084Z | 10 kV | 400V(3ph) & 230V(single ph) | LV | 200 kVA :Kiosk Substation | 0.2 | --> | 0.2 | 0 | 0 | Constrained,otherwise capacity available =137kVA. | --> | 0.19 | 0 | 0 | 0 | 0 | 0.209 | 0 |  | --> | C15 ex CARRIGALINE | CARRIGALINE: T41∥T42 | BARNAHELY |  | 51.8158 | -8.3925
MV/LV Substation CA***085 | 10 kV | 400V(3ph) & 230V(single ph) | LV | 400 kVA :Kiosk Substation | 0.4 | --> | 0.4 | 0.288 | 1.5 |  | --> | 0.38 | 0 | 0 | 0 | 0.003 | 0.414 | 0 |  | --> | C12 ex MOUNT MISERY | MOUNT MISERY: T41 | WATERFORD |  | 52.2674 | -7.1054
MV/LV Substation CA***088 | 10 kV | 400V(3ph) & 230V(single ph) | LV | 200 kVA :Pole Substation | 0.2 | --> | 0.2 | 0 | 0 | Constrained,otherwise capacity available =157kVA. | --> | 0.19 | 0 | 0 | 0 | 0 | 0.206 | 0 |  | --> | C12 ex CRANMORE | CRANMORE: T41∥T42 | SLIGO |  | 54.2613 | -8.4645
MV/LV Substation CA***088 | 20 kV | 400V(3ph) & 230V(single ph) | LV | 50 kVA :Pole Substation | 0.05 | --> | 0.05 | 0.038 | 11.3 |  | --> | 0.047 | 0 | 0 | 0 | 0 | 0.051 | 0 |  | --> | C14 ex SINGLAND | SINGLAND: T102 | SINGLAND |  | 52.5998 | -8.4884
MV/LV Substation CA***088 | 10 kV | 400V(3ph) & 230V(single ph) | LV | 200 kVA :Kiosk Substation | 0.2 | --> | 0.2 | 0.107 | 4.6 |  | --> | 0.19 | 0 | 0 | 0 | 0.027 | 0.185 | 0 |  | --> | C21 ex BALLYRAINE | BALLYRAINE: T41∥T42 | LETTERKENNY |  | 54.9634 | -7.6933
MV/LV Substation CA***088X | 10 kV | 400V(3ph) & 230V(single ph) | LV | 400 kVA :Kiosk Substation | 0.4 | --> | 0.4 | 0.277 | 7.5 |  | --> | 0.38 | 0 | 0 | 0 | 0.024 | 0.393 | 0 |  | --> | C18 ex CARRICKMINES | CARRICKMINES: T42 | CARRICKMINES |  | 53.251 | -6.2073
MV/LV Substation CA***088X | 10 kV | 400V(3ph) & 230V(single ph) | LV | 630 kVA :Building Structure | 0.63 | --> | 0.63 | 0.236 | 7 |  | --> | 0.598 | 0 | 0 | 0 | 0.007 | 0.5 | 0 |  | --> | C19 ex WOLFE TONE STREET | WOLFE TONE STREET: T101 | FINGLAS |  | 53.3493 | -6.2694
MV/LV Substation CA***088Z | 10 kV | 400V(3ph) & 230V(single ph) | LV | 200 kVA :Kiosk Substation | 0.2 | --> | 0.2 | 0.163 | 1.6 |  | --> | 0.19 | 0 | 0 | 0 | 0.023 | 0.181 | 0 |  | --> | C11 ex SALLINS | SALLINS: T41 | GRIFFINRATH |  | 53.2545 | -6.6734
MV/LV Substation CA***089 | 10 kV | 400V(3ph) & 230V(single ph) | LV | 100 kVA :Pole Substation | 0.1 | --> | 0.1 | 0.1 | 3 |  | --> | 0.095 | 0 | 0 | 0 | 0 | 0 | 0 | Constrained,otherwise capacity available =100kW. | --> | C20 ex SWINFORD | SWINFORD: T41∥T42 | CASTLEBAR |  | 53.9283 | -8.9545
MV/LV Substation CA***089X | 10 kV | 400V(3ph) & 230V(single ph) | LV | 630 kVA :Kiosk Substation | 0.63 | --> | 0.63 | 0.5 | 5.9 |  | --> | 0.598 | 0 | 0 | 0 | 0.017 | 0.5 | 0 |  | --> | C22 ex BALLINCOLLIG | BALLINCOLLIG: T42 | KILBARRY |  | 51.8839 | -8.5969
MV/LV Substation CA***090 | 10 kV | 400V(3ph) & 230V(single ph) | LV | 400 kVA :Kiosk Substation | 0.4 | --> | 0.4 | 0.149 | 2.2 |  | --> | 0.38 | 0 | 0 | 0 | 0 | 0.438 | 0 |  | --> | C16 ex MANOR STREET | MANOR STREET: T42 | WATERFORD |  | 52.2575 | -7.1035
MV/LV Substation CA***090 | 10 kV | 400V(3ph) & 230V(single ph) | LV | 100 kVA :Pole Substation | 0.1 | --> | 0.1 | 0 | 0 | Constrained,otherwise capacity available =28kVA. | --> | 0.095 | 0 | 0 | 0 | 0 | 0.11 | 0 |  | --> | C16 ex COOLCORCORAN | COOLCORCORAN: T41∥T42 | KNOCKEARAGH |  | 52.0604 | -9.5164
MV/LV Substation CA***090X | 10 kV | 400V(3ph) & 230V(single ph) | LV | 200 kVA :Kiosk Substation | 0.2 | --> | 0.2 | 0.146 | 5.9 |  | --> | 0.19 | 0 | 0 | 0 | 0.015 | 0.192 | 0 |  | --> | C22 ex BALLINCOLLIG | BALLINCOLLIG: T42 | KILBARRY |  | 51.8825 | -8.5956
MV/LV Substation CA***091 | 10 kV | 400V(3ph) & 230V(single ph) | LV | 400 kVA :Kiosk Substation | 0.4 | --> | 0.4 | 0 | 0 | Constrained,otherwise capacity available =340kVA. | --> | 0.38 | 0 | 0 | 0 | 0.009 | 0 | 0 | Constrained,otherwise capacity available =400kW. | --> | C17 ex POLLERTON | POLLERTON: T41 | CARLOW |  | 52.8472 | -6.9185
MV/LV Substation CA***091 | 10 kV | 400V(3ph) & 230V(single ph) | LV | 630 kVA :Kiosk Substation | 0.63 | --> | 0.63 | 0.378 | 2.1 |  | --> | 0.598 | 0 | 0 | 0 | 0.05 | 0.5 | 0 |  | --> | C12 ex CAHERDAVIN | CAHERDAVIN: T42 | ARDNACRUSHA |  | 52.6699 | -8.6582
MV/LV Substation CA***091 | 10 kV | 400V(3ph) & 230V(single ph) | LV | 100 kVA :Pole Substation | 0.1 | --> | 0.1 | 0.022 | 1.8 |  | --> | 0.095 | 0 | 0 | 0 | 0.006 | 0.104 | 0 |  | --> | C18 ex DUNDALK | DUNDALK: T41 | DUNDALK |  | 54.0156 | -6.4297
MV/LV Substation CA***091 | 10 kV | 400V(3ph) & 230V(single ph) | LV | 50 kVA :Pole Substation | 0.05 | --> | 0.05 | 0 | 3.9 |  | --> | 0.047 | 0 | 0 | 0 | 0 | 0.057 | 0 |  | --> | C21 ex ROSS CARBERY | ROSS CARBERY: T41∥T42 | DUNMANWAY |  | 51.6313 | -8.9951
MV/LV Substation CA***091X | 20 kV | 400V(3ph) & 230V(single ph) | LV | 400 kVA :Kiosk Substation | 0.4 | --> | 0.4 | 0.359 | 11.3 |  | --> | 0.38 | 0 | 0 | 0 | 0 | 0.406 | 0 |  | --> | C14 ex SINGLAND | SINGLAND: T102 | SINGLAND |  | 52.595 | -8.4737
MV/LV Substation CA***093 | 20 kV | 400V(3ph) & 230V(single ph) | LV | 50 kVA :Pole Substation | 0.05 | --> | 0.05 | 0 | 0 | Constrained,otherwise capacity available =31kVA. | --> | 0.047 | 0 | 0 | 0 | 0 | 0 | 0 | Constrained,otherwise capacity available =51kW. | --> | E12 ex FERNS | FERNS: T421 | CRANE |  | 52.5854 | -6.507
MV/LV Substation CA***093X | 10 kV | 400V(3ph) & 230V(single ph) | LV | 630 kVA :Building Structure | 0.63 | --> | 0.63 | 0.346 | 9 |  | --> | 0.598 | 0 | 0 | 0 | 0 | 0.5 | 0 |  | --> | C12 ex MULLINGAR | MULLINGAR: T102 | MULLINGAR |  | 53.5267 | -7.3395
MV/LV Substation CA***094X | 10 kV | 400V(3ph) & 230V(single ph) | LV | 50 kVA :Pole Substation | 0.05 | --> | 0.05 | 0 | 0 | Constrained,otherwise capacity available =43kVA. | --> | 0.047 | 0 | 0 | 0 | 0 | 0.05 | 0 |  | --> | C16 ex ENNISTYMON | ENNISTYMON: T41∥T42 | ENNIS |  | 52.969 | -9.412
MV/LV Substation CA***094Y | 10 kV | 400V(3ph) & 230V(single ph) | LV | 630 kVA :Building Structure | 0.63 | --> | 0.63 | 0.5 | 2.5 |  | --> | 0.598 | 0 | 0 | 0 | 0 | 0.5 | 0 |  | --> | E17 ex GARRANACANTY | GARRANACANTY: T421 | TIPPERARY |  | 52.48 | -8.155
MV/LV Substation CA***094Y | 10 kV | 400V(3ph) & 230V(single ph) | LV | 100 kVA :Pole Substation | 0.1 | --> | 0.1 | 0.088 | 8.7 |  | --> | 0.095 | 0 | 0 | 0 | 0 | 0.101 | 0 |  | --> | C22 ex KILLOTERAN | KILLOTERAN: T102 | KILLOTERAN |  | 52.231 | -7.1459
MV/LV Substation CA***095 | 10 kV | 400V(3ph) & 230V(single ph) | LV | 1000 kVA :Building Structure | 1 | --> | 1 | 0.5 | 0.9 |  | --> | 0.95 | 0 | 0 | 0 | 0 | 0 | 0 | Constrained,otherwise capacity available =500kW. | --> | C17 ex BALLYCOOLIN | BALLYCOOLIN: T41 | FINGLAS |  | 53.3949 | -6.3281
MV/LV Substation CA***095 | 10 kV | 400V(3ph) & 230V(single ph) | LV | 100 kVA :Pole Substation | 0.1 | --> | 0.1 | 0.098 | 2.4 |  | --> | 0.095 | 0 | 0 | 0 | 0 | 0.1 | 0 |  | --> | C11 ex BALLYMAHON | BALLYMAHON: T41∥T42 | ATHLONE |  | 53.5651 | -7.7944
MV/LV Substation CA***095X | 20 kV | 400V(3ph) & 230V(single ph) | LV | 200 kVA :Pole Substation | 0.2 | --> | 0.2 | 0.169 | 0.8 |  | --> | 0.19 | 0 | 0 | 0 | 0 | 0 | 0 | Constrained,otherwise capacity available =204kW. | --> | E17 ex CARNDONAGH | CARNDONAGH: T421∥T422 | TRILLICK |  | 55.2775 | -7.2612
MV/LV Substation CA***095Z | 20 kV | 400V(3ph) & 230V(single ph) | LV | 50 kVA :Pole Substation | 0.05 | --> | 0.05 | 0.049 | 1.2 |  | --> | 0.047 | 0 | 0 | 0 | 0.004 | 0.045 | 0 |  | --> | E11 ex BALLYDEHOB | BALLYDEHOB: T421 | DUNMANWAY |  | 51.5335 | -9.4622
MV/LV Substation CA***097 | 20 kV | 400V(3ph) & 230V(single ph) | LV | 50 kVA :Pole Substation | 0.05 | --> | 0.05 | 0.05 | 0.9 |  | --> | 0.047 | 0 | 0 | 0 | 0 | 0 | 0 | Constrained,otherwise capacity available =49kW. | --> | C11 ex BANTRY | BANTRY: T41∥T42 | BALLYLICKY |  | 51.6676 | -9.4852
MV/LV Substation CA***097 | 10 kV | 400V(3ph) & 230V(single ph) | LV | 400 kVA :Kiosk Substation | 0.4 | --> | 0.4 | 0.282 | 11.3 |  | --> | 0.38 | 0 | 0 | 0 | 0.014 | 0.403 | 0 |  | --> | C12 ex ENNIS | ENNIS: T102 | ENNIS |  | 52.8367 | -8.9806
MV/LV Substation CA***097X | 10 kV | 400V(3ph) & 230V(single ph) | LV | 400 kVA :Kiosk Substation | 0.4 | --> | 0.4 | 0.303 | 0.6 |  | --> | 0.38 | 0 | 0 | 0 | 0.008 | 0.406 | 0 |  | --> | C15 ex CLONDALKIN | CLONDALKIN: T41 | INCHICORE 220KV |  | 53.3233 | -6.3892
MV/LV Substation CA***097Y | 10 kV | 400V(3ph) & 230V(single ph) | LV | 400 kVA :Kiosk Substation | 0.4 | --> | 0.4 | 0 | 0 | Constrained,otherwise capacity available =354kVA. | --> | 0.38 | 0 | 0 | 0 | 0 | 0 | 0 | Constrained,otherwise capacity available =407kW. | --> | C19 ex POLLERTON | POLLERTON: T41 | CARLOW |  | 52.8349 | -6.9158
MV/LV Substation CA***098X | 10 kV | 400V(3ph) & 230V(single ph) | LV | 50 kVA :Pole Substation | 0.05 | --> | 0.05 | 0.044 | 1.2 |  | --> | 0.047 | 0 | 0 | 0 | 0 | 0.05 | 0 |  | --> | C15 ex TRIM | TRIM: T41∥T42 | NAVAN |  | 53.5834 | -6.7772
MV/LV Substation CA***098X | 10 kV | 400V(3ph) & 230V(single ph) | LV | 630 kVA :Kiosk Substation | 0.63 | --> | 0.63 | 0.358 | 0.6 |  | --> | 0.598 | 0 | 0 | 0 | 0.015 | 0.5 | 0 |  | --> | C15 ex CLONDALKIN | CLONDALKIN: T41 | INCHICORE 220KV |  | 53.3216 | -6.3907
MV/LV Substation CA***099 | 10 kV | 400V(3ph) & 230V(single ph) | LV | 400 kVA :Kiosk Substation | 0.4 | --> | 0.4 | 0.221 | 2.1 |  | --> | 0.38 | 0 | 0 | 0 | 0.01 | 0.416 | 0 |  | --> | C14 ex LITTLE BRAY | LITTLE BRAY: T42 | FASSAROE |  | 53.2061 | -6.1211
MV/LV Substation CA***100X | 10 kV | 400V(3ph) & 230V(single ph) | LV | 400 kVA :Kiosk Substation | 0.4 | --> | 0.4 | 0 | 0 | Constrained,otherwise capacity available =188kVA. | --> | 0.38 | 0 | 0 | 0 | 0 | 0.407 | 0 |  | --> | C22 ex ENNISTYMON | ENNISTYMON: T41∥T42 | ENNIS |  | 52.9561 | -9.2806
MV/LV Substation CA***100Y | 10 kV | 400V(3ph) & 230V(single ph) | LV | 400 kVA :Kiosk Substation | 0.4 | --> | 0.4 | 0 | 0 | Constrained,otherwise capacity available =80kVA. | --> | 0.38 | 0 | 0 | 0 | 0 | 0.435 | 0 |  | --> | C20 ex CAVAN | CAVAN: T42 | SHANKILL |  | 53.9886 | -7.321
MV/LV Substation CA***101 | 10 kV | 400V(3ph) & 230V(single ph) | LV | 50 kVA :Pole Substation | 0.05 | --> | 0.05 | 0 | 0 | Constrained,otherwise capacity available =43kVA. | --> | 0.047 | 0 | 0 | 0 | 0 | 0.05 | 0 |  | --> | C15 ex BALLAGHADERREEN | BALLAGHADERREEN: T41∥T42 | TONROE |  | 53.8842 | -8.4651
MV/LV Substation CA***102X | 10 kV | 400V(3ph) & 230V(single ph) | LV | 400 kVA :Kiosk Substation | 0.4 | --> | 0.4 | 0 | 0 | Constrained,otherwise capacity available =280kVA. | --> | 0.38 | 0 | 0 | 0 | 0.02 | 0.397 | 0 |  | --> | C34 ex CLONDALKIN | CLONDALKIN: T44 | INCHICORE 220KV |  | 53.326 | -6.3842
MV/LV Substation CA***103 | 10 kV | 400V(3ph) & 230V(single ph) | LV | 400 kVA :Kiosk Substation | 0.4 | --> | 0.4 | 0 | 0 | Constrained,otherwise capacity available =184kVA. | --> | 0.38 | 0 | 0 | 0 | 0.006 | 0.426 | 0 |  | --> | C20 ex MERVILLE | MERVILLE: T42 | FINGLAS |  | 53.3916 | -6.308
MV/LV Substation CA***103 | 10 kV | 400V(3ph) & 230V(single ph) | LV | 630 kVA :Building Structure | 0.63 | --> | 0.63 | 0.399 | 1.5 |  | --> | 0.598 | 0 | 0 | 0 | 0 | 0.5 | 0 |  | --> | C15 ex DERRYCRAMPH | DERRYCRAMPH: T41∥T42 | SHANKILL |  | 53.9907 | -7.3609
MV/LV Substation CA***103X | 10 kV | 400V(3ph) & 230V(single ph) | LV | 100 kVA :Pole Substation | 0.1 | --> | 0.1 | 0.087 | 0.6 |  | --> | 0.095 | 0 | 0 | 0 | 0 | 0.101 | 0 |  | --> | C17 ex ATHBOY | ATHBOY: T42 | NAVAN |  | 53.7063 | -7.0106
MV/LV Substation CA***103Y | 10 kV | 400V(3ph) & 230V(single ph) | LV | 50 kVA :Pole Substation | 0.05 | --> | 0.05 | 0.05 | 3.9 |  | --> | 0.047 | 0 | 0 | 0 | 0 | 0.049 | 0 |  | --> | C12 ex ROSS CARBERY | ROSS CARBERY: T41∥T42 | DUNMANWAY |  | 51.5857 | -9.0246
MV/LV Substation CA***104X | 20 kV | 400V(3ph) & 230V(single ph) | LV | 50 kVA :Pole Substation | 0.05 | --> | 0.05 | 0 | 0 | Constrained,otherwise capacity available =47kVA. | --> | 0.047 | 0 | 0 | 0 | 0 | 0.049 | 0 |  | --> | C16 ex CARRICK ON SHANNON | CARRICK ON SHANNON: T41∥T42 | CARRICK ON SHANNON |  | 53.8429 | -8.1646
MV/LV Substation CA***104Y | 20 kV | 400V(3ph) & 230V(single ph) | LV | 50 kVA :Pole Substation | 0.05 | --> | 0.05 | 0.05 | 4.1 |  | --> | 0.047 | 0 | 0 | 0 | 0 | 0 | 0 | Constrained,otherwise capacity available =49kW. | --> | E11 ex CHARLEVILLE | CHARLEVILLE: T422 | CHARLEVILLE |  | 52.3265 | -8.6714
MV/LV Substation CA***104Z | 10 kV | 400V(3ph) & 230V(single ph) | LV | 400 kVA :Kiosk Substation | 0.4 | --> | 0.4 | 0.307 | 11.3 |  | --> | 0.38 | 0 | 0 | 0 | 0.036 | 0.376 | 0 |  | --> | C18 ex SINGLAND | SINGLAND: T102 | SINGLAND |  | 52.663 | -8.5677
MV/LV Substation CA***105 | 10 kV | 400V(3ph) & 230V(single ph) | LV | 200 kVA :Kiosk Substation | 0.2 | --> | 0.2 | 0.135 | 2.3 |  | --> | 0.19 | 0 | 0 | 0 | 0 | 0.21 | 0 |  | --> | C22 ex RINEANNA | RINEANNA: T41 | DRUMLINE |  | 52.6909 | -8.9247
MV/LV Substation CA***105X | 10 kV | 400V(3ph) & 230V(single ph) | LV | 200 kVA :Kiosk Substation | 0.2 | --> | 0.2 | 0.176 | 9.9 |  | --> | 0.19 | 0 | 0 | 0 | 0.003 | 0.2 | 0 |  | --> | C18 ex CONVOY | CONVOY: T41∥T42 | LETTERKENNY |  | 54.8714 | -7.6077
MV/LV Substation CA***105Y | 10 kV | 400V(3ph) & 230V(single ph) | LV | 630 kVA :Kiosk Substation | 0.63 | --> | 0.63 | 0 | 0 | Constrained,otherwise capacity available =465kVA. | --> | 0.598 | 0 | 0 | 0 | 0.003 | 0 | 0 | Constrained,otherwise capacity available =500kW. | --> | C19 ex POLLERTON | POLLERTON: T41 | CARLOW |  | 52.8267 | -6.9231
MV/LV Substation CA***107 | 20 kV | 400V(3ph) & 230V(single ph) | LV | 100 kVA :Pole Substation | 0.1 | --> | 0.1 | 0.099 | 0.8 |  | --> | 0.095 | 0 | 0 | 0 | 0 | 0.1 | 0 |  | --> | C20 ex KNOCKMULLEN | KNOCKMULLEN: T42 | GREAT ISLAND |  | 52.3584 | -6.9493
MV/LV Substation CA***107X | 10 kV | 400V(3ph) & 230V(single ph) | LV | 50 kVA :Pole Substation | 0.05 | --> | 0.05 | 0.024 | 0.3 |  | --> | 0.047 | 0 | 0 | 0 | 0 | 0.053 | 0 |  | --> | C16 ex TUAM NORTH | TUAM NORTH: T41∥T42 | CLOON |  | 53.4908 | -8.9337
MV/LV Substation CA***107X | 10 kV | 400V(3ph) & 230V(single ph) | LV | 200 kVA :Kiosk Substation | 0.2 | --> | 0.2 | 0 | 0 | Constrained,otherwise capacity available =182kVA. | --> | 0.19 | 0 | 0 | 0 | 0 | 0.202 | 0 |  | --> | C13 ex CARRICKMINES | CARRICKMINES: T41 | CARRICKMINES |  | 53.2605 | -6.1667
MV/LV Substation CA***107Z | 10 kV | 400V(3ph) & 230V(single ph) | LV | 200 kVA :Building Structure | 0.2 | --> | 0.2 | 0.123 | 7.3 |  | --> | 0.19 | 0 | 0 | 0 | 0 | 0.211 | 0 |  | --> | C23 ex PELLETSTOWN | PELLETSTOWN: T101 | FINGLAS |  | 53.3717 | -6.3902
MV/LV Substation CA***108X | 10 kV | 400V(3ph) & 230V(single ph) | LV | 50 kVA :Pole Substation | 0.05 | --> | 0.05 | 0.041 | 0.9 |  | --> | 0.047 | 0 | 0 | 0 | 0 | 0 | 0 | Constrained,otherwise capacity available =50kW. | --> | C15 ex BANTRY | BANTRY: T41∥T42 | BALLYLICKY |  | 51.6952 | -9.4044
MV/LV Substation CA***108X | 20 kV | 400V(3ph) & 230V(single ph) | LV | 50 kVA :Pole Substation | 0.05 | --> | 0.05 | 0 | 0 | Constrained,otherwise capacity available =46kVA. | --> | 0.047 | 0 | 0 | 0 | 0.003 | 0.046 | 0 |  | --> | E17 ex BRUFF | BRUFF: T421 | LIMERICK |  | 52.5287 | -8.6821
MV/LV Substation CA***109 | 10 kV | 400V(3ph) & 230V(single ph) | LV | 50 kVA :Pole Substation | 0.05 | --> | 0.05 | 0.047 | 0.3 |  | --> | 0.047 | 0 | 0 | 0 | 0 | 0 | 0 | Constrained,otherwise capacity available =49kW. | --> | C20 ex DRUMBEAR | DRUMBEAR: T41∥T42 | LISDRUM |  | 54.1938 | -6.991
MV/LV Substation CA***109Y | 20 kV | 400V(3ph) & 230V(single ph) | LV | 50 kVA :Pole Substation | 0.05 | --> | 0.05 | 0.049 | 2.8 |  | --> | 0.047 | 0 | 0 | 0 | 0 | 0 | 0 | Constrained,otherwise capacity available =49kW. | --> | C21 ex LEE BRIDGE | LEE BRIDGE: T41 | MACROOM |  | 51.9018 | -9.0831
MV/LV Substation CA***110 | 20 kV | 400V(3ph) & 230V(single ph) | LV | 50 kVA :Pole Substation | 0.05 | --> | 0.05 | 0 | 0 | Constrained,otherwise capacity available =41kVA. | --> | 0.047 | 0 | 0 | 0 | 0 | 0.05 | 0 |  | --> | E21 ex WHITECHURCH | WHITECHURCH: T421 | KILBARRY |  | 51.9874 | -8.4739
MV/LV Substation CA***111X | 10 kV | 400V(3ph) & 230V(single ph) | LV | 400 kVA :Kiosk Substation | 0.4 | --> | 0.4 | 0.23 | 9 |  | --> | 0.38 | 0 | 0 | 0 | 0.018 | 0.407 | 0 |  | --> | C21 ex SINGLAND | SINGLAND: T101 | SINGLAND |  | 52.6599 | -8.5931
MV/LV Substation CA***112X | 10 kV | 400V(3ph) & 230V(single ph) | LV | 50 kVA :Pole Substation | 0.05 | --> | 0.05 | 0 | 0 | Constrained,otherwise capacity available =47kVA. | --> | 0.047 | 0 | 0 | 0 | 0.01 | 0.038 | 0 |  | --> | C16 ex CLAREGALWAY | CLAREGALWAY: T42 | GALWAY 110KV |  | 53.3807 | -8.9245
MV/LV Substation CA***113Z | 10 kV | 400V(3ph) & 230V(single ph) | LV | 100 kVA :Pole Substation | 0.1 | --> | 0.1 | 0.092 | 1 |  | --> | 0.095 | 0 | 0 | 0 | 0 | 0 | 0 | Constrained,otherwise capacity available =100kW. | --> | C16 ex KILCLOHER | KILCLOHER: T42 | DUNGARVAN |  | 52.1374 | -7.8391
MV/LV Substation CA***114 | 20 kV | 400V(3ph) & 230V(single ph) | LV | 200 kVA :Pole Substation | 0.2 | --> | 0.2 | 0.148 | 2.4 |  | --> | 0.19 | 0 | 0 | 0 | 0 | 0.204 | 0 |  | --> | E11 ex KILGARVAN | KILGARVAN: T421 | KNOCKEARAGH |  | 51.8952 | -9.5338
MV/LV Substation CA***114X | 10 kV | 400V(3ph) & 230V(single ph) | LV | 630 kVA :Kiosk Substation | 0.63 | --> | 0.63 | 0 | 0 | Constrained,otherwise capacity available =500kVA. | --> | 0.598 | 0 | 0 | 0 | 0.019 | 0.5 | 0 |  | --> | C19 ex RAHEEN | RAHEEN: T41 | LIMERICK |  | 52.6297 | -8.6585
MV/LV Substation CA***114Y | 10 kV | 400V(3ph) & 230V(single ph) | LV | 630 kVA :Building Structure | 0.63 | --> | 0.63 | 0 | 0 | Constrained,otherwise capacity available =500kVA. | --> | 0.598 | 0 | 0 | 0 | 0 | 0.5 | 0 |  | --> | C17 ex CARRICKMACROSS | CARRICKMACROSS: T41 | MEATH HILL |  | 53.9842 | -6.7202
MV/LV Substation CA***115 | 10 kV | 400V(3ph) & 230V(single ph) | LV | 200 kVA :Pole Substation | 0.2 | --> | 0.2 | 0.173 | 1.2 |  | --> | 0.19 | 0 | 0 | 0 | 0 | 0.203 | 0 |  | --> | C15 ex SCARTEEN | SCARTEEN: T41∥T42 | MALLOW |  | 52.1213 | -8.6474
MV/LV Substation CA***115 | 20 kV | 400V(3ph) & 230V(single ph) | LV | 200 kVA :Kiosk Substation | 0.2 | --> | 0.2 | 0.095 | 1.6 |  | --> | 0.19 | 0 | 0 | 0 | 0.024 | 0.19 | 0 |  | --> | E17 ex INCH | INCH: T421∥T422 | OUGHTRAGH |  | 52.2556 | -10.0188
MV/LV Substation CA***116 | 10 kV | 400V(3ph) & 230V(single ph) | LV | 400 kVA :Building Structure | 0.4 | --> | 0.4 | 0.381 | 2.3 |  | --> | 0.38 | 0 | 0 | 0 | 0 | 0.402 | 0 |  | --> | C22 ex RINEANNA | RINEANNA: T41 | DRUMLINE |  | 52.6946 | -8.93
MV/LV Substation CA***116Y | 10 kV | 400V(3ph) & 230V(single ph) | LV | 400 kVA :Kiosk Substation | 0.4 | --> | 0.4 | 0.285 | 8.5 |  | --> | 0.38 | 0 | 0 | 0 | 0.02 | 0.396 | 0 |  | --> | C13 ex ARDGEEHA | ARDGEEHA: T41∥T42 | DOON |  | 52.3653 | -7.6904
MV/LV Substation CA***117 | 10 kV | 400V(3ph) & 230V(single ph) | LV | 50 kVA :Pole Substation | 0.05 | --> | 0.05 | 0 | 0 | Constrained,otherwise capacity available =16kVA. | --> | 0.047 | 0 | 0 | 0 | 0 | 0.054 | 0 |  | --> | C16 ex ENNISTYMON | ENNISTYMON: T41∥T42 | ENNIS |  | 52.9387 | -9.3985
MV/LV Substation CA***118Y | 10 kV | 400V(3ph) & 230V(single ph) | LV | 200 kVA :Kiosk Substation | 0.2 | --> | 0.2 | 0 | 0 | Constrained,otherwise capacity available =173kVA. | --> | 0.19 | 0 | 0 | 0 | 0 | 0.203 | 0 |  | --> | C22 ex GRANGE (DR) | GRANGE (DR): T42 | GRANGE (DR) |  | 53.406 | -6.2017
MV/LV Substation CA***118Z | 10 kV | 400V(3ph) & 230V(single ph) | LV | 400 kVA :Kiosk Substation | 0.4 | --> | 0.4 | 0 | 0 | Constrained,otherwise capacity available =246kVA. | --> | 0.38 | 0 | 0 | 0 | 0.001 | 0.422 | 0 |  | --> | C17 ex BALGADDY | BALGADDY: T41 | GRANGE CASTLE |  | 53.3215 | -6.4256
MV/LV Substation CA***119 | 10 kV | 400V(3ph) & 230V(single ph) | LV | 630 kVA :Kiosk Substation | 0.63 | --> | 0.63 | 0 | 0 | Constrained,otherwise capacity available =484kVA. | --> | 0.598 | 0 | 0 | 0 | 0.004 | 0.5 | 0 |  | --> | C17 ex KILLACLOYNE | KILLACLOYNE: T41∥T42 | MIDLETON |  | 51.9083 | -8.2688
MV/LV Substation CA***119 | 10 kV | 400V(3ph) & 230V(single ph) | LV | 1000 kVA :Building Structure | 1 | --> | 1 | 0.5 | 6.8 |  | --> | 0.95 | 0 | 0 | 0 | 0 | 0.5 | 0 |  | --> | C21 ex LIBERTY STREET | LIBERTY STREET: T101 | LIBERTY STREET |  | 51.8986 | -8.4736
MV/LV Substation CA***119X | 20 kV | 400V(3ph) & 230V(single ph) | LV | 50 kVA :Pole Substation | 0.05 | --> | 0.05 | 0.04 | 1.2 |  | --> | 0.047 | 0 | 0 | 0 | 0.007 | 0.043 | 0 |  | --> | E16 ex BALLYDEHOB | BALLYDEHOB: T421 | DUNMANWAY |  | 51.4911 | -9.7116
MV/LV Substation CA***119Z | 20 kV | 400V(3ph) & 230V(single ph) | LV | 200 kVA :Kiosk Substation | 0.2 | --> | 0.2 | 0.181 | 0.7 |  | --> | 0.19 | 0 | 0 | 0 | 0 | 0.202 | 0 |  | --> | C21 ex MONEYCOOLEY | MONEYCOOLEY: T41 | GRIFFINRATH |  | 53.3879 | -6.5524
MV/LV Substation CA***120 | 10 kV | 400V(3ph) & 230V(single ph) | LV | 1000 kVA :Building Structure | 1 | --> | 1 | 0.5 | 6.8 |  | --> | 0.95 | 0 | 0 | 0 | 0 | 0.5 | 0 |  | --> | C21 ex LIBERTY STREET | LIBERTY STREET: T101 | LIBERTY STREET |  | 51.8986 | -8.4737
MV/LV Substation CA***120 | 10 kV | 400V(3ph) & 230V(single ph) | LV | 200 kVA :Kiosk Substation | 0.2 | --> | 0.2 | 0.115 | 8.9 |  | --> | 0.19 | 0 | 0 | 0 | 0.024 | 0.187 | 0 |  | --> | C29 ex STEPHENSTOWN | STEPHENSTOWN: T101 | FINGLAS |  | 53.5977 | -6.1822
MV/LV Substation CA***123 | 20 kV | 400V(3ph) & 230V(single ph) | LV | 50 kVA :Pole Substation | 0.05 | --> | 0.05 | 0.046 | 4.3 |  | --> | 0.047 | 0 | 0 | 0 | 0 | 0 | 0 | Constrained,otherwise capacity available =49kW. | --> | E14 ex MOVILLE | MOVILLE: T421∥T422 | TRILLICK |  | 55.1847 | -7.0556
MV/LV Substation CA***123 | 20 kV | 400V(3ph) & 230V(single ph) | LV | 50 kVA :Pole Substation | 0.05 | --> | 0.05 | 0.042 | 4.4 |  | --> | 0.047 | 0 | 0 | 0 | 0 | 0.05 | 0 |  | --> | E16 ex MOHILL | MOHILL: T421∥T422 | CARRICK ON SHANNON |  | 53.8997 | -7.8558
MV/LV Substation CA***123 | 10 kV | 400V(3ph) & 230V(single ph) | LV | 400 kVA :Building Structure | 0.4 | --> | 0.4 | 0.292 | 4.9 |  | --> | 0.38 | 0 | 0 | 0 | 0.008 | 0.408 | 0 |  | --> | C13 ex KILMORE | KILMORE: T101 | FINGLAS |  | 53.3955 | -6.2306
MV/LV Substation CA***123X | 10 kV | 400V(3ph) & 230V(single ph) | LV | 1000 kVA :Building Structure | 1 | --> | 1 | 0 | 0 | Constrained,otherwise capacity available =500kVA. | --> | 0.95 | 0 | 0 | 0 | 0.113 | 0.5 | 0 |  | --> | C35 ex SEMPERIT | SEMPERIT: T43 | GRANGE CASTLE |  | 53.326 | -6.3499
MV/LV Substation CA***123X | 10 kV | 400V(3ph) & 230V(single ph) | LV | 200 kVA :Building Structure | 0.2 | --> | 0.2 | 0.164 | 1.1 |  | --> | 0.19 | 0 | 0 | 0 | 0 | 0.205 | 0 |  | --> | C19 ex BREWERY ROAD | BREWERY ROAD: T41 | CARRICKMINES |  | 53.2742 | -6.2029
MV/LV Substation CA***123Y | 10 kV | 400V(3ph) & 230V(single ph) | LV | 50 kVA :Pole Substation | 0.05 | --> | 0.05 | 0 | 0 | Constrained,otherwise capacity available =2kVA. | --> | 0.047 | 0 | 0 | 0 | 0 | 0.056 | 0 |  | --> | C29 ex GRANGE CASTLE | GRANGE CASTLE: T101 | INCHICORE 220KV |  | 53.3125 | -6.4574
MV/LV Substation CA***124X | 10 kV | 400V(3ph) & 230V(single ph) | LV | 400 kVA :Kiosk Substation | 0.4 | --> | 0.4 | 0.352 | 4.8 |  | --> | 0.38 | 0 | 0 | 0 | 0.01 | 0.396 | 0 |  | --> | C18 ex BREWERY ROAD | BREWERY ROAD: T42 | CARRICKMINES |  | 53.2851 | -6.2087
MV/LV Substation CA***125X | 20 kV | 400V(3ph) & 230V(single ph) | LV | 50 kVA :Pole Substation | 0.05 | --> | 0.05 | 0.044 | 3.5 |  | --> | 0.047 | 0 | 0 | 0 | 0 | 0.05 | 0 |  | --> | E19 ex STRANORLAR | STRANORLAR: T421 | LETTERKENNY |  | 54.8024 | -7.8096
MV/LV Substation CA***125Z | 10 kV | 400V(3ph) & 230V(single ph) | LV | 50 kVA :Pole Substation | 0.05 | --> | 0.05 | 0.05 | 0.3 |  | --> | 0.047 | 0 | 0 | 0 | 0 | 0.049 | 0 |  | --> | C11 ex BISHOPSTOWN | BISHOPSTOWN: T41 | KILBARRY |  | 51.8936 | -8.528
MV/LV Substation CA***127X | 20 kV | 400V(3ph) & 230V(single ph) | LV | 50 kVA :Pole Substation | 0.05 | --> | 0.05 | 0 | 0 |  | --> | 0.047 | 0 | 0 | 0 | 0 | 0.058 | 0 |  | --> | C11 ex RAHEEN | RAHEEN: T41 | LIMERICK |  | 52.6373 | -8.6906
MV/LV Substation CA***128X | 10 kV | 400V(3ph) & 230V(single ph) | LV | 200 kVA :Kiosk Substation | 0.2 | --> | 0.2 | 0.144 | 2.5 |  | --> | 0.19 | 0 | 0 | 0 | 0.028 | 0.179 | 0 |  | --> | C18 ex KILCOLGAN | KILCOLGAN: T42 | GALWAY 110KV |  | 53.2249 | -8.8805
MV/LV Substation CA***130 | 10 kV | 400V(3ph) & 230V(single ph) | LV | 630 kVA :Building Structure | 0.63 | --> | 0.63 | 0.282 | 6.8 |  | --> | 0.598 | 0 | 0 | 0 | 0 | 0.5 | 0 |  | --> | C23 ex LIBERTY STREET | LIBERTY STREET: T101 | LIBERTY STREET |  | 51.8986 | -8.4693
MV/LV Substation CA***130 | 10 kV | 400V(3ph) & 230V(single ph) | LV | 400 kVA :Kiosk Substation | 0.4 | --> | 0.4 | 0.318 | 4.5 |  | --> | 0.38 | 0 | 0 | 0 | 0.006 | 0 | 0 | Constrained,otherwise capacity available =406kW. | --> | C13 ex CHURCHTOWN | CHURCHTOWN: T41 | RATHKEALE |  | 52.4522 | -9.0481
MV/LV Substation CA***130Y | 10 kV | 400V(3ph) & 230V(single ph) | LV | 200 kVA :Kiosk Substation | 0.2 | --> | 0.2 | 0.162 | 3.3 |  | --> | 0.19 | 0 | 0 | 0 | 0.017 | 0.187 | 0 |  | --> | C14 ex WATERFORD | WATERFORD: T42 | WATERFORD |  | 52.2637 | -7.1318
MV/LV Substation CA***130Z | 10 kV | 400V(3ph) & 230V(single ph) | LV | 400 kVA :Kiosk Substation | 0.4 | --> | 0.4 | 0.39 | 5.1 |  | --> | 0.38 | 0 | 0 | 0 | 0 | 0 | 0 | Constrained,otherwise capacity available =401kW. | --> | C18 ex CASTLEKNOCK | CASTLEKNOCK: T41∥T42 | FINGLAS |  | 53.3743 | -6.3636
MV/LV Substation CA***131X | 20 kV | 400V(3ph) & 230V(single ph) | LV | 50 kVA :Pole Substation | 0.05 | --> | 0.05 | 0.042 | 1.8 |  | --> | 0.047 | 0 | 0 | 0 | 0 | 0.05 | 0 |  | --> | E13 ex CARRIGALLEN | CARRIGALLEN: T421 | CARRICK ON SHANNON |  | 53.9842 | -7.658
MV/LV Substation CA***133Y | 10 kV | 400V(3ph) & 230V(single ph) | LV | 400 kVA :Building Structure | 0.4 | --> | 0.4 | 0 | 0 | Constrained,otherwise capacity available =171kVA. | --> | 0.38 | 0 | 0 | 0 | 0.02 | 0.413 | 0 |  | --> | C17 ex CARRIGALINE | CARRIGALINE: T41∥T42 | BARNAHELY |  | 51.8084 | -8.3699
MV/LV Substation CA***133Y | 10 kV | 400V(3ph) & 230V(single ph) | LV | 100 kVA :Pole Substation | 0.1 | --> | 0.1 | 0.083 | 7.3 |  | --> | 0.095 | 0 | 0 | 0 | 0.003 | 0.099 | 0 |  | --> | C11 ex GARRYCASTLE | GARRYCASTLE: T41 | ATHLONE |  | 53.42 | -7.9101
MV/LV Substation CA***133Y | 10 kV | 400V(3ph) & 230V(single ph) | LV | 50 kVA :Pole Substation | 0.05 | --> | 0.05 | 0.015 | 0.3 |  | --> | 0.047 | 0 | 0 | 0 | 0 | 0 | 0 | Constrained,otherwise capacity available =54kW. | --> | C15 ex DRUMBEAR | DRUMBEAR: T41∥T42 | LISDRUM |  | 54.2376 | -6.8764
MV/LV Substation CA***133Z | 10 kV | 400V(3ph) & 230V(single ph) | LV | 200 kVA :Kiosk Substation | 0.2 | --> | 0.2 | 0 | 0 | Constrained,otherwise capacity available =181kVA. | --> | 0.19 | 0 | 0 | 0 | 0 | 0.202 | 0 |  | --> | C30 ex KINSALE | KINSALE: T41∥T42 | BANDON |  | 51.6977 | -8.6019
MV/LV Substation CA***134X | 20 kV | 400V(3ph) & 230V(single ph) | LV | 200 kVA :Kiosk Substation | 0.2 | --> | 0.2 | 0.17 | 1.6 |  | --> | 0.19 | 0 | 0 | 0 | 0.007 | 0.197 | 0 |  | --> | E17 ex INCH | INCH: T421∥T422 | OUGHTRAGH |  | 52.2566 | -10.0185
MV/LV Substation CA***135 | 10 kV | 400V(3ph) & 230V(single ph) | LV | 400 kVA :Kiosk Substation | 0.4 | --> | 0.4 | 0.126 | 3.1 |  | --> | 0.38 | 0 | 0 | 0 | 0.033 | 0.406 | 0 |  | --> | C11 ex TRABEG | TRABEG: T102 | TRABEG |  | 51.8902 | -8.463
MV/LV Substation CA***135X | 10 kV | 400V(3ph) & 230V(single ph) | LV | 630 kVA :Kiosk Substation | 0.63 | --> | 0.63 | 0.5 | 0.6 |  | --> | 0.598 | 0 | 0 | 0 | 0 | 0.5 | 0 |  | --> | C14 ex BELFIELD | BELFIELD: T42 | BLACKROCK |  | 53.3076 | -6.192
MV/LV Substation CA***137 | 10 kV | 400V(3ph) & 230V(single ph) | LV | 630 kVA :Building Structure | 0.63 | --> | 0.63 | 0.373 | 3.1 |  | --> | 0.598 | 0 | 0 | 0 | 0.034 | 0.5 | 0 |  | --> | C14 ex CRUMLIN | CRUMLIN: T42 | INCHICORE 220KV |  | 53.3201 | -6.3096
MV/LV Substation CA***138 | 20 kV | 400V(3ph) & 230V(single ph) | LV | 50 kVA :Pole Substation | 0.05 | --> | 0.05 | 0.046 | 0.7 |  | --> | 0.047 | 0 | 0 | 0 | 0 | 0 | 0 | Constrained,otherwise capacity available =49kW. | --> | C15 ex KILMAGIG | KILMAGIG: T42 | ARKLOW |  | 52.8539 | -6.3092
MV/LV Substation CA***138Z | 10 kV | 400V(3ph) & 230V(single ph) | LV | 630 kVA :Kiosk Substation | 0.63 | --> | 0.63 | 0.465 | 1.4 |  | --> | 0.598 | 0 | 0 | 0 | 0.026 | 0.5 | 0 |  | --> | C17 ex LEIXLIP | LEIXLIP: T41 | GRIFFINRATH |  | 53.3635 | -6.507
MV/LV Substation CA***139X | 10 kV | 400V(3ph) & 230V(single ph) | LV | 200 kVA :Kiosk Substation | 0.2 | --> | 0.2 | 0 | 0 | Constrained,otherwise capacity available =112kVA. | --> | 0.19 | 0 | 0 | 0 | 0.036 | 0.175 | 0 |  | --> | C15 ex MALAHIDE | MALAHIDE: T41 | GLASMORE |  | 53.4302 | -6.1327
MV/LV Substation CA***139Y | 10 kV | 400V(3ph) & 230V(single ph) | LV | 200 kVA :Kiosk Substation | 0.2 | --> | 0.2 | 0 | 0 | Constrained,otherwise capacity available =137kVA. | --> | 0.19 | 0 | 0 | 0 | 0.012 | 0.196 | 0 |  | --> | C12 ex LEIXLIP | LEIXLIP: T42 | GRIFFINRATH |  | 53.3633 | -6.4832
MV/LV Substation CA***140 | 10 kV | 400V(3ph) & 230V(single ph) | LV | 200 kVA :Pole Substation | 0.2 | --> | 0.2 | 0.14 | 5.8 |  | --> | 0.19 | 0 | 0 | 0 | 0.019 | 0.189 | 0 |  | --> | C14 ex CLOON | CLOON: T42 | CLOON |  | 53.436 | -8.8658
MV/LV Substation CA***140Y | 20 kV | 400V(3ph) & 230V(single ph) | LV | 50 kVA :Pole Substation | 0.05 | --> | 0.05 | 0.037 | 1.8 |  | --> | 0.047 | 0 | 0 | 0 | 0 | 0.051 | 0 |  | --> | C26 ex DUNDALK | DUNDALK: T41 | DUNDALK |  | 54.0074 | -6.5145
MV/LV Substation CA***141 | 10 kV | 400V(3ph) & 230V(single ph) | LV | 400 kVA :Kiosk Substation | 0.4 | --> | 0.4 | 0.219 | 2.1 |  | --> | 0.38 | 0 | 0 | 0 | 0.007 | 0.42 | 0 |  | --> | C18 ex CAHERDAVIN | CAHERDAVIN: T42 | ARDNACRUSHA |  | 52.6738 | -8.6678
MV/LV Substation CA***141Y | 10 kV | 400V(3ph) & 230V(single ph) | LV | 100 kVA :Pole Substation | 0.1 | --> | 0.1 | 0 | 0 | Constrained,otherwise capacity available =100kVA. | --> | 0.095 | 0 | 0 | 0 | 0 | 0.1 | 0 |  | --> | C22 ex ENNISTYMON | ENNISTYMON: T41∥T42 | ENNIS |  | 52.9554 | -9.2802
MV/LV Substation CA***141Y | 10 kV | 400V(3ph) & 230V(single ph) | LV | 50 kVA :Pole Substation | 0.05 | --> | 0.05 | 0.048 | 0.1 |  | --> | 0.047 | 0 | 0 | 0 | 0.004 | 0 | 0 | Constrained,otherwise capacity available =45kW. | --> | C11 ex RATHDRUM | RATHDRUM: T42 | ARKLOW |  | 52.9406 | -6.1343
MV/LV Substation CA***143 | 10 kV | 400V(3ph) & 230V(single ph) | LV | 100 kVA :Pole Substation | 0.1 | --> | 0.1 | 0.072 | 3.9 |  | --> | 0.095 | 0 | 0 | 0 | 0.007 | 0.096 | 0 |  | --> | C17 ex GALWAY 110KV | GALWAY 110KV: T103 | GALWAY 110KV |  | 53.2992 | -9.0186
MV/LV Substation CA***143X | 10 kV | 400V(3ph) & 230V(single ph) | LV | 400 kVA :Kiosk Substation | 0.4 | --> | 0.4 | 0 | 0 | Constrained,otherwise capacity available =223kVA. | --> | 0.38 | 0 | 0 | 0 | 0.017 | 0.409 | 0 |  | --> | C15 ex MALAHIDE | MALAHIDE: T41 | GLASMORE |  | 53.424 | -6.1353
MV/LV Substation CA***143X | 10 kV | 400V(3ph) & 230V(single ph) | LV | 400 kVA :Kiosk Substation | 0.4 | --> | 0.4 | 0 | 0 | Constrained,otherwise capacity available =344kVA. | --> | 0.38 | 0 | 0 | 0 | 0.01 | 0.398 | 0 |  | --> | C18 ex CAVAN | CAVAN: T42 | SHANKILL |  | 53.9986 | -7.3642
MV/LV Substation CA***144 | 10 kV | 400V(3ph) & 230V(single ph) | LV | 400 kVA :Kiosk Substation | 0.4 | --> | 0.4 | 0.278 | 1.1 |  | --> | 0.38 | 0 | 0 | 0 | 0.012 | 0.406 | 0 |  | --> | C16 ex CAHIRCALLA | CAHIRCALLA: T41∥T42 | ENNIS |  | 52.8344 | -8.9936
MV/LV Substation CA***144 | 20 kV | 400V(3ph) & 230V(single ph) | LV | 400 kVA :Kiosk Substation | 0.4 | --> | 0.4 | 0 | 0 | Constrained,otherwise capacity available =313kVA. | --> | 0.38 | 0 | 0 | 0 | 0.003 | 0.41 | 0 |  | --> | E18 ex COLLOONEY | COLLOONEY: T422 | SLIGO |  | 54.0787 | -8.3763
MV/LV Substation CA***144Y | 20 kV | 400V(3ph) & 230V(single ph) | LV | 50 kVA :Pole Substation | 0.05 | --> | 0.05 | 0 | 0 | Constrained,otherwise capacity available =49kVA. | --> | 0.047 | 0 | 0 | 0 | 0 | 0 | 0 | Constrained,otherwise capacity available =49kW. | --> | C11 ex MOUNTMELLICK | MOUNTMELLICK: T41∥T42 | PORTLAOISE |  | 53.1643 | -7.5675
MV/LV Substation CA***145 | 10 kV | 400V(3ph) & 230V(single ph) | LV | 400 kVA :Building Structure | 0.4 | --> | 0.4 | 0.262 | 13.1 |  | --> | 0.38 | 0 | 0 | 0 | 0.031 | 0.388 | 0 |  | --> | C18 ex POTTERY ROAD | POTTERY ROAD: T102 | CARRICKMINES |  | 53.2846 | -6.1112
MV/LV Substation CA***145 | 20 kV | 400V(3ph) & 230V(single ph) | LV | 50 kVA :Pole Substation | 0.05 | --> | 0.05 | 0 | 0 | Constrained,otherwise capacity available =46kVA. | --> | 0.047 | 0 | 0 | 0 | 0 | 0.049 | 0 |  | --> | C16 ex KILSHANNY | KILSHANNY: T42 | CAHIR |  | 52.2958 | -8.2044
MV/LV Substation CA***145X | 10 kV | 400V(3ph) & 230V(single ph) | LV | 100 kVA :Pole Substation | 0.1 | --> | 0.1 | 0.098 | 4.6 |  | --> | 0.095 | 0 | 0 | 0 | 0 | 0.1 | 0 |  | --> | C21 ex BALLYRAINE | BALLYRAINE: T41∥T42 | LETTERKENNY |  | 54.9832 | -7.6902
MV/LV Substation CA***145Y | 10 kV | 400V(3ph) & 230V(single ph) | LV | 50 kVA :Pole Substation | 0.05 | --> | 0.05 | 0.05 | 15.8 |  | --> | 0.047 | 0 | 0 | 0 | 0 | 0.049 | 0 |  | --> | C18 ex CASTLEVIEW | CASTLEVIEW: T102 | CASTLEVIEW |  | 51.9114 | -8.3799
MV/LV Substation CA***145Z | 20 kV | 400V(3ph) & 230V(single ph) | LV | 200 kVA :Kiosk Substation | 0.2 | --> | 0.2 | 0.184 | 0.7 |  | --> | 0.19 | 0 | 0 | 0 | 0 | 0.202 | 0 |  | --> | C17 ex MONEYCOOLEY | MONEYCOOLEY: T41 | GRIFFINRATH |  | 53.3813 | -6.5548
MV/LV Substation CA***147 | 10 kV | 400V(3ph) & 230V(single ph) | LV | 630 kVA :Kiosk Substation | 0.63 | --> | 0.63 | 0.5 | 3.5 |  | --> | 0.598 | 0 | 0 | 0 | 0.003 | 0.5 | 0 |  | --> | C14 ex FORTUNESTOWN | FORTUNESTOWN: T102 | INCHICORE 220KV |  | 53.2841 | -6.43
MV/LV Substation CA***147X | 10 kV | 400V(3ph) & 230V(single ph) | LV | 400 kVA :Building Structure | 0.4 | --> | 0.4 | 0.325 | 7 |  | --> | 0.38 | 0 | 0 | 0 | 0 | 0.411 | 0 |  | --> | C29 ex WOLFE TONE STREET | WOLFE TONE STREET: T101 | FINGLAS |  | 53.3505 | -6.259
MV/LV Substation CA***148 | 10 kV | 400V(3ph) & 230V(single ph) | LV | 400 kVA :Kiosk Substation | 0.4 | --> | 0.4 | 0.176 | 3.1 |  | --> | 0.38 | 0 | 0 | 0 | 0.058 | 0.372 | 0 |  | --> | C11 ex MONKSTOWN | MONKSTOWN: T41 | BLACKROCK |  | 53.2936 | -6.1794
MV/LV Substation CA***149 | 10 kV | 400V(3ph) & 230V(single ph) | LV | 200 kVA :Pole Substation | 0.2 | --> | 0.2 | 0.073 | 2.9 |  | --> | 0.19 | 0 | 0 | 0 | 0.019 | 0.199 | 0 |  | --> | C20 ex SUTTON | SUTTON: T42 | GRANGE (DR) |  | 53.3663 | -6.0642
MV/LV Substation CA***149 | 20 kV | 400V(3ph) & 230V(single ph) | LV | 50 kVA :Pole Substation | 0.05 | --> | 0.05 | 0 | 0.2 |  | --> | 0.047 | 0 | 0 | 0 | 0 | 0.056 | 0 |  | --> | C12 ex SCARIFF | SCARIFF: T42 | ENNIS |  | 52.9523 | -8.3724
MV/LV Substation CA***149X | 20 kV | 400V(3ph) & 230V(single ph) | LV | 50 kVA :Pole Substation | 0.05 | --> | 0.05 | 0.046 | 6.9 |  | --> | 0.047 | 0 | 0 | 0 | 0.003 | 0 | 0 | Constrained,otherwise capacity available =46kW. | --> | C17 ex BALLYSHANNON | BALLYSHANNON: T41∥T42 | CATHALEENS FALL |  | 54.5316 | -8.1208
MV/LV Substation CA***150 | 20 kV | 400V(3ph) & 230V(single ph) | LV | 200 kVA :Pole Substation | 0.2 | --> | 0.2 | 0.151 | 1 |  | --> | 0.19 | 0 | 0 | 0 | 0 | 0 | 0 | Constrained,otherwise capacity available =207kW. | --> | E19 ex SHILLELAGH | SHILLELAGH: T421∥T422 | CARLOW |  | 52.713 | -6.5028
MV/LV Substation CA***150X | 20 kV | 400V(3ph) & 230V(single ph) | LV | 50 kVA :Pole Substation | 0.05 | --> | 0.05 | 0.022 | 1.5 |  | --> | 0.047 | 0 | 0 | 0 | 0.003 | 0 | 0 | Constrained,otherwise capacity available =50kW. | --> | C17 ex FOYNES | FOYNES: T41 | RATHKEALE |  | 52.5906 | -9.1932
MV/LV Substation CA***152Y | 10 kV | 400V(3ph) & 230V(single ph) | LV | 200 kVA :Kiosk Substation | 0.2 | --> | 0.2 | 0 | 0 | Constrained,otherwise capacity available =132kVA. | --> | 0.19 | 0 | 0 | 0 | 0.006 | 0.203 | 0 |  | --> | C20 ex DENNEHYS CROSS | DENNEHYS CROSS: T42 | TRABEG |  | 51.878 | -8.5113
MV/LV Substation CA***154 | 20 kV | 400V(3ph) & 230V(single ph) | LV | 50 kVA :Pole Substation | 0.05 | --> | 0.05 | 0.048 | 2.5 |  | --> | 0.047 | 0 | 0 | 0 | 0 | 0.049 | 0 |  | --> | E17 ex CONG | CONG: T421∥T422 | CLOON |  | 53.5061 | -9.2158
MV/LV Substation CA***155 | 10 kV | 400V(3ph) & 230V(single ph) | LV | 400 kVA :Kiosk Substation | 0.4 | --> | 0.4 | 0.23 | 4.7 |  | --> | 0.38 | 0 | 0 | 0 | 0.034 | 0.39 | 0 |  | --> | C14 ex DUN LAOGHAIRE | DUN LAOGHAIRE: T42 | BLACKROCK |  | 53.291 | -6.1516
MV/LV Substation CA***155 | 10 kV | 400V(3ph) & 230V(single ph) | LV | 400 kVA :Kiosk Substation | 0.4 | --> | 0.4 | 0.19 | 3.2 |  | --> | 0.38 | 0 | 0 | 0 | 0.071 | 0.35 | 0 |  | --> | C14 ex MCDONAGH | MCDONAGH: T42 | KILKENNY |  | 52.656 | -7.2289
MV/LV Substation CA***156 | 10 kV | 400V(3ph) & 230V(single ph) | LV | 100 kVA :Pole Substation | 0.1 | --> | 0.1 | 0.09 | 2.2 |  | --> | 0.095 | 0 | 0 | 0 | 0 | 0 | 0 | Constrained,otherwise capacity available =101kW. | --> | C19 ex NEWCASTLEWEST | NEWCASTLEWEST: T41∥T42 | RATHKEALE |  | 52.3959 | -9.0506
MV/LV Substation CA***156Y | 10 kV | 400V(3ph) & 230V(single ph) | LV | 200 kVA :Kiosk Substation | 0.2 | --> | 0.2 | 0.168 | 4.2 |  | --> | 0.19 | 0 | 0 | 0 | 0.003 | 0.201 | 0 |  | --> | C16 ex MOYLISH | MOYLISH: T41∥T42 | ARDNACRUSHA |  | 52.6779 | -8.6565
MV/LV Substation CA***157 | 20 kV | 400V(3ph) & 230V(single ph) | LV | 200 kVA :Pole Substation | 0.2 | --> | 0.2 | 0.17 | 1.6 |  | --> | 0.19 | 0 | 0 | 0 | 0.003 | 0.201 | 0 |  | --> | E15 ex GURRANEBANE | GURRANEBANE: T421∥T422 | OUGHTRAGH |  | 51.951 | -10.209
MV/LV Substation CA***157 | 10 kV | 400V(3ph) & 230V(single ph) | LV | 1000 kVA :Building Structure | 1 | --> | 1 | 0 | 0 | Constrained,otherwise capacity available =500kVA. | --> | 0.95 | 0 | 0 | 0 | 0.112 | 0.5 | 0 |  | --> | C20 ex CLONTARF | CLONTARF: T42 | FINGLAS |  | 53.3669 | -6.2069
MV/LV Substation CA***158 | 10 kV | 400V(3ph) & 230V(single ph) | LV | 50 kVA :Pole Substation | 0.05 | --> | 0.05 | 0.048 | 5.8 |  | --> | 0.047 | 0 | 0 | 0 | 0 | 0.049 | 0 |  | --> | C14 ex CLOON | CLOON: T42 | CLOON |  | 53.4364 | -8.8966
MV/LV Substation CA***158 | 10 kV | 400V(3ph) & 230V(single ph) | LV | 50 kVA :Pole Substation | 0.05 | --> | 0.05 | 0.005 | 5.7 |  | --> | 0.047 | 0 | 0 | 0 | 0 | 0.056 | 0 |  | --> | E17 ex MOY | MOY: T421∥T422 | MOY |  | 54.1161 | -9.1758
MV/LV Substation CA***159 | 10 kV | 400V(3ph) & 230V(single ph) | LV | 200 kVA :Pole Substation | 0.2 | --> | 0.2 | 0 | 0 | Constrained,otherwise capacity available =135kVA. | --> | 0.19 | 0 | 0 | 0 | 0.018 | 0.191 | 0 |  | --> | C17 ex CARRICKMINES | CARRICKMINES: T41 | CARRICKMINES |  | 53.2441 | -6.181
MV/LV Substation CA***159 | 20 kV | 400V(3ph) & 230V(single ph) | LV | 200 kVA :Pole Substation | 0.2 | --> | 0.2 | 0 | 0 | Constrained,otherwise capacity available =200kVA. | --> | 0.19 | 0 | 0 | 0 | 0 | 0.2 | 0 |  | --> | E17 ex CREAGH | CREAGH: T421∥T422 | ATHLONE |  | 53.3126 | -8.3275
MV/LV Substation CA***160X | 20 kV | 400V(3ph) & 230V(single ph) | LV | 630 kVA :Kiosk Substation | 0.63 | --> | 0.63 | 0.5 | 3.6 |  | --> | 0.598 | 0 | 0 | 0 | 0 | 0.5 | 0 |  | --> | C22 ex CASTLEREA | CASTLEREA: T41∥T42 | CARRICK ON SHANNON |  | 53.7663 | -8.5043
MV/LV Substation CA***160Y | 10 kV | 400V(3ph) & 230V(single ph) | LV | 50 kVA :Pole Substation | 0.05 | --> | 0.05 | 0.048 | 3.9 |  | --> | 0.047 | 0 | 0 | 0 | 0 | 0.049 | 0 |  | --> | C17 ex BALLYJAMESDUFF | BALLYJAMESDUFF: T41 | SHANKILL |  | 53.8753 | -7.3
MV/LV Substation CA***161Z | 10 kV | 400V(3ph) & 230V(single ph) | LV | 100 kVA :Pole Substation | 0.1 | --> | 0.1 | 0.074 | 1 |  | --> | 0.095 | 0 | 0 | 0 | 0 | 0.103 | 0 |  | --> | C17 ex KILCULLEN | KILCULLEN: T41 | STRATFORD |  | 53.1413 | -6.735
MV/LV Substation CA***162 | 20 kV | 400V(3ph) & 230V(single ph) | LV | 100 kVA :Pole Substation | 0.1 | --> | 0.1 | 0.093 | 4.1 |  | --> | 0.095 | 0 | 0 | 0 | 0 | 0 | 0 | Constrained,otherwise capacity available =100kW. | --> | E11 ex CHARLEVILLE | CHARLEVILLE: T422 | CHARLEVILLE |  | 52.3292 | -8.6694
MV/LV Substation CA***162 | 20 kV | 400V(3ph) & 230V(single ph) | LV | 50 kVA :Pole Substation | 0.05 | --> | 0.05 | 0.025 | 1 |  | --> | 0.047 | 0 | 0 | 0 | 0.019 | 0.033 | 0 |  | --> | E14 ex RANDALSTOWN | RANDALSTOWN: T422 | NAVAN |  | 53.7811 | -6.7282
MV/LV Substation CA***162Y | 10 kV | 400V(3ph) & 230V(single ph) | LV | 630 kVA :Building Structure | 0.63 | --> | 0.63 | 0.403 | 6.7 |  | --> | 0.598 | 0 | 0 | 0 | 0 | 0.5 | 0 |  | --> | C20 ex COLLINSTOWN | COLLINSTOWN: T41∥T42 | GRANGE (DR) |  | 53.4254 | -6.2242
MV/LV Substation CA***163Z | 10 kV | 400V(3ph) & 230V(single ph) | LV | 400 kVA :Kiosk Substation | 0.4 | --> | 0.4 | 0.276 | 8.9 |  | --> | 0.38 | 0 | 0 | 0 | 0.01 | 0.408 | 0 |  | --> | C21 ex STEPHENSTOWN | STEPHENSTOWN: T101 | FINGLAS |  | 53.6176 | -6.1932
MV/LV Substation CA***164X | 10 kV | 400V(3ph) & 230V(single ph) | LV | 400 kVA :Kiosk Substation | 0.4 | --> | 0.4 | 0 | 0 | Constrained,otherwise capacity available =263kVA. | --> | 0.38 | 0 | 0 | 0 | 0 | 0 | 0 | Constrained,otherwise capacity available =421kW. | --> | C11 ex DONEGAL | DONEGAL: T41∥T42 | CATHALEENS FALL |  | 54.6476 | -8.1962
MV/LV Substation CA***164X | 10 kV | 400V(3ph) & 230V(single ph) | LV | 50 kVA :Pole Substation | 0.05 | --> | 0.05 | 0.05 | 1.3 |  | --> | 0.047 | 0 | 0 | 0 | 0 | 0 | 0 | Constrained,otherwise capacity available =49kW. | --> | C23 ex KILKEE | KILKEE: T41 | TULLABRACK |  | 52.6 | -9.7012
MV/LV Substation CA***164X | 20 kV | 400V(3ph) & 230V(single ph) | LV | 200 kVA :Pole Substation | 0.2 | --> | 0.2 | 0 | 0 | Constrained,otherwise capacity available =184kVA. | --> | 0.19 | 0 | 0 | 0 | 0 | 0.202 | 0 |  | --> | E19 ex CAVAN | CAVAN: T421 | SHANKILL |  | 54.0008 | -7.3872
MV/LV Substation CA***164Z | 10 kV | 400V(3ph) & 230V(single ph) | LV | 400 kVA :Kiosk Substation | 0.4 | --> | 0.4 | 0.329 | 8.9 |  | --> | 0.38 | 0 | 0 | 0 | 0 | 0.411 | 0 |  | --> | C21 ex STEPHENSTOWN | STEPHENSTOWN: T101 | FINGLAS |  | 53.6189 | -6.193
MV/LV Substation CA***165 | 10 kV | 400V(3ph) & 230V(single ph) | LV | 200 kVA :Building Structure | 0.2 | --> | 0.2 | 0 | 0 | Constrained,otherwise capacity available =186kVA. | --> | 0.19 | 0 | 0 | 0 | 0 | 0.201 | 0 |  | --> | C41 ex CASTLEVIEW | CASTLEVIEW: T101 | CASTLEVIEW |  | 51.9029 | -8.4234
MV/LV Substation CA***165Z | 10 kV | 400V(3ph) & 230V(single ph) | LV | 200 kVA :Kiosk Substation | 0.2 | --> | 0.2 | 0 | 0 | Constrained,otherwise capacity available =142kVA. | --> | 0.19 | 0 | 0 | 0 | 0.003 | 0.205 | 0 |  | --> | C17 ex BALGADDY | BALGADDY: T41 | GRANGE CASTLE |  | 53.3214 | -6.4229
MV/LV Substation CA***168 | 10 kV | 400V(3ph) & 230V(single ph) | LV | 630 kVA :Building Structure | 0.63 | --> | 0.63 | 0.5 | 3.1 |  | --> | 0.598 | 0 | 0 | 0 | 0 | 0.5 | 0 |  | --> | C19 ex BALLYMOUNT | BALLYMOUNT: T41 | INCHICORE 220KV |  | 53.3112 | -6.348
MV/LV Substation CA***168X | 10 kV | 400V(3ph) & 230V(single ph) | LV | 200 kVA :Pole Substation | 0.2 | --> | 0.2 | 0.13 | 1.2 |  | --> | 0.19 | 0 | 0 | 0 | 0 | 0.21 | 0 |  | --> | C12 ex ABBEYFEALE | ABBEYFEALE: T42 | TRIEN |  | 52.3416 | -9.2972
MV/LV Substation CA***169 | 10 kV | 400V(3ph) & 230V(single ph) | LV | 200 kVA :Pole Substation | 0.2 | --> | 0.2 | 0.135 | 5 |  | --> | 0.19 | 0 | 0 | 0 | 0 | 0.21 | 0 |  | --> | C18 ex BALLYRICKARD | BALLYRICKARD: T41∥T42 | TRALEE |  | 52.28 | -9.711
MV/LV Substation CA***169X | 20 kV | 400V(3ph) & 230V(single ph) | LV | 200 kVA :Pole Substation | 0.2 | --> | 0.2 | 0 | 0 | Constrained,otherwise capacity available =143kVA. | --> | 0.19 | 0 | 0 | 0 | 0 | 0.208 | 0 |  | --> | C12 ex BALLYHAUNIS | BALLYHAUNIS: T41∥T42 | DALTON |  | 53.8143 | -8.8029
MV/LV Substation CA***170 | 10 kV | 400V(3ph) & 230V(single ph) | LV | 400 kVA :Kiosk Substation | 0.4 | --> | 0.4 | 0 | 0 | Constrained,otherwise capacity available =235kVA. | --> | 0.38 | 0 | 0 | 0 | 0.01 | 0.415 | 0 |  | --> | C12 ex MOUNTGORRY | MOUNTGORRY: T42 | GRANGE (DR) |  | 53.4527 | -6.2224
MV/LV Substation CA***170X | 10 kV | 400V(3ph) & 230V(single ph) | LV | 630 kVA :Building Structure | 0.63 | --> | 0.63 | 0.475 | 7 |  | --> | 0.598 | 0 | 0 | 0 | 0 | 0.5 | 0 |  | --> | C19 ex WOLFE TONE STREET | WOLFE TONE STREET: T101 | FINGLAS |  | 53.3501 | -6.2702
MV/LV Substation CA***171 | 20 kV | 400V(3ph) & 230V(single ph) | LV | 630 kVA :Kiosk Substation | 0.63 | --> | 0.63 | 0.308 | 7.4 |  | --> | 0.598 | 0 | 0 | 0 | 0 | 0 | 0 | Constrained,otherwise capacity available =500kW. | --> | E14 ex ARIGNA | ARIGNA: T121 | ARIGNA |  | 54.0467 | -8.0414
MV/LV Substation CA***171X | 10 kV | 400V(3ph) & 230V(single ph) | LV | 630 kVA :Building Structure | 0.63 | --> | 0.63 | 0 | 0 | Constrained,otherwise capacity available =422kVA. | --> | 0.598 | 0 | 0 | 0 | 0 | 0.5 | 0 |  | --> | C14 ex CAMDEN ROW | CAMDEN ROW: T41 | FRANCIS STREET |  | 53.3335 | -6.2645
MV/LV Substation CA***171Y | 20 kV | 400V(3ph) & 230V(single ph) | LV | 50 kVA :Pole Substation | 0.05 | --> | 0.05 | 0.031 | 7.4 |  | --> | 0.047 | 0 | 0 | 0 | 0 | 0.051 | 0 |  | --> | E22 ex BANOGE | BANOGE: T122 | BANOGE |  | 52.6196 | -6.3946
MV/LV Substation CA***171Y | 20 kV | 400V(3ph) & 230V(single ph) | LV | 50 kVA :Pole Substation | 0.05 | --> | 0.05 | 0 | 0 | Constrained,otherwise capacity available =50kVA. | --> | 0.047 | 0 | 0 | 0 | 0 | 0.049 | 0 |  | --> | E18 ex CREAGH | CREAGH: T421∥T422 | ATHLONE |  | 53.4314 | -8.4371
MV/LV Substation CA***171Z | 10 kV | 400V(3ph) & 230V(single ph) | LV | 200 kVA :Kiosk Substation | 0.2 | --> | 0.2 | 0.161 | 6.1 |  | --> | 0.19 | 0 | 0 | 0 | 0.004 | 0.201 | 0 |  | --> | C17 ex CASHEL | CASHEL: T41 | CAHIR |  | 52.5136 | -7.8955
MV/LV Substation CA***172X | 10 kV | 400V(3ph) & 230V(single ph) | LV | 50 kVA :Pole Substation | 0.05 | --> | 0.05 | 0.049 | 1.2 |  | --> | 0.047 | 0 | 0 | 0 | 0 | 0.049 | 0 |  | --> | C12 ex ABBEYFEALE | ABBEYFEALE: T42 | TRIEN |  | 52.3526 | -9.2764
MV/LV Substation CA***173Z | 10 kV | 400V(3ph) & 230V(single ph) | LV | 50 kVA :Pole Substation | 0.05 | --> | 0.05 | 0.041 | 12.3 |  | --> | 0.047 | 0 | 0 | 0 | 0 | 0.05 | 0 |  | --> | C23 ex MONREAD | MONREAD: T101 | MONREAD |  | 53.2361 | -6.7314
MV/LV Substation CA***174X | 10 kV | 400V(3ph) & 230V(single ph) | LV | 100 kVA :Pole Substation | 0.1 | --> | 0.1 | 0.083 | 6.4 |  | --> | 0.095 | 0 | 0 | 0 | 0.007 | 0.095 | 0 |  | --> | C14 ex AGHAGAD | AGHAGAD: T41∥T42 | SLIGO |  | 54.3411 | -8.5281
MV/LV Substation CA***176 | 20 kV | 400V(3ph) & 230V(single ph) | LV | 100 kVA :Pole Substation | 0.1 | --> | 0.1 | 0.1 | 0.9 |  | --> | 0.095 | 0 | 0 | 0 | 0 | 0 | 0 | Constrained,otherwise capacity available =100kW. | --> | E23 ex ATHBOY | ATHBOY: T423 | NAVAN |  | 53.6135 | -6.9349
MV/LV Substation CA***176Y | 20 kV | 400V(3ph) & 230V(single ph) | LV | 100 kVA :Pole Substation | 0.1 | --> | 0.1 | 0.094 | 2.6 |  | --> | 0.095 | 0 | 0 | 0 | 0 | 0 | 0 | Constrained,otherwise capacity available =100kW. | --> | E16 ex LISDRUM | LISDRUM: T422 | LISDRUM |  | 54.2517 | -6.8796
MV/LV Substation CA***177Y | 20 kV | 400V(3ph) & 230V(single ph) | LV | 200 kVA :Kiosk Substation | 0.2 | --> | 0.2 | 0 | 0 | Constrained,otherwise capacity available =115kVA. | --> | 0.19 | 0 | 0 | 0 | 0.032 | 0.179 | 0 |  | --> | E12 ex CARRIGSHANE | CARRIGSHANE: T422 | MIDLETON |  | 51.9112 | -8.0488
MV/LV Substation CA***178 | 10 kV | 400V(3ph) & 230V(single ph) | LV | 200 kVA :Pole Substation | 0.2 | --> | 0.2 | 0.133 | 2.3 |  | --> | 0.19 | 0 | 0 | 0 | 0 | 0 | 0 | Constrained,otherwise capacity available =210kW. | --> | C15 ex GLENGOOLE | GLENGOOLE: T41 | THURLES |  | 52.7412 | -7.5653
MV/LV Substation CA***178X | 10 kV | 400V(3ph) & 230V(single ph) | LV | 50 kVA :Pole Substation | 0.05 | --> | 0.05 | 0 | 0 | Constrained,otherwise capacity available =37kVA. | --> | 0.047 | 0 | 0 | 0 | 0 | 0.051 | 0 |  | --> | C13 ex CARRICKMINES | CARRICKMINES: T41 | CARRICKMINES |  | 53.2518 | -6.1704
MV/LV Substation CA***179 | 10 kV | 400V(3ph) & 230V(single ph) | LV | 400 kVA :Kiosk Substation | 0.4 | --> | 0.4 | 0 | 0 | Constrained,otherwise capacity available =373kVA. | --> | 0.38 | 0 | 0 | 0 | 0.004 | 0 | 0 | Constrained,otherwise capacity available =399kW. | --> | C14 ex COLLIGAN | COLLIGAN: T41 | DUNGARVAN |  | 52.088 | -7.6119
MV/LV Substation CA***179X | 10 kV | 400V(3ph) & 230V(single ph) | LV | 50 kVA :Pole Substation | 0.05 | --> | 0.05 | 0.05 | 8.5 |  | --> | 0.047 | 0 | 0 | 0 | 0 | 0 | 0 | Constrained,otherwise capacity available =49kW. | --> | C15 ex BUNDORAN | BUNDORAN: T41∥T42 | CATHALEENS FALL |  | 54.4557 | -8.3977
MV/LV Substation CA***179Y | 20 kV | 400V(3ph) & 230V(single ph) | LV | 50 kVA :Pole Substation | 0.05 | --> | 0.05 | 0.038 | 0.7 |  | --> | 0.047 | 0 | 0 | 0 | 0.003 | 0.047 | 0 |  | --> | C17 ex MONEYCOOLEY | MONEYCOOLEY: T41 | GRIFFINRATH |  | 53.4124 | -6.4987
MV/LV Substation CA***179Z | 20 kV | 400V(3ph) & 230V(single ph) | LV | 400 kVA :Kiosk Substation | 0.4 | --> | 0.4 | 0 | 0 | Constrained,otherwise capacity available =203kVA. | --> | 0.38 | 0 | 0 | 0 | 0.025 | 0.403 | 0 |  | --> | E13 ex GLASMORE | GLASMORE: T421 | GLASMORE |  | 53.4718 | -6.2374
MV/LV Substation CA***180 | 10 kV | 400V(3ph) & 230V(single ph) | LV | 200 kVA :Pole Substation | 0.2 | --> | 0.2 | 0.16 | 2.3 |  | --> | 0.19 | 0 | 0 | 0 | 0 | 0 | 0 | Constrained,otherwise capacity available =206kW. | --> | C15 ex GLENGOOLE | GLENGOOLE: T41 | THURLES |  | 52.749 | -7.5603
MV/LV Substation CA***180 | 20 kV | 400V(3ph) & 230V(single ph) | LV | 50 kVA :Pole Substation | 0.05 | --> | 0.05 | 0.001 | 1 |  | --> | 0.047 | 0 | 0 | 0 | 0 | 0 | 0 | Constrained,otherwise capacity available =56kW. | --> | E19 ex SHILLELAGH | SHILLELAGH: T421∥T422 | CARLOW |  | 52.7106 | -6.508
MV/LV Substation CA***180X | 10 kV | 400V(3ph) & 230V(single ph) | LV | 400 kVA :Building Structure | 0.4 | --> | 0.4 | 0 | 0 | Constrained,otherwise capacity available =379kVA. | --> | 0.38 | 0 | 0 | 0 | 0 | 0.403 | 0 |  | --> | C19 ex SEMPERIT | SEMPERIT: T41 | GRANGE CASTLE |  | 53.3478 | -6.3514
MV/LV Substation CA***181Y | 10 kV | 400V(3ph) & 230V(single ph) | LV | 200 kVA :Kiosk Substation | 0.2 | --> | 0.2 | 0 | 0 | Constrained,otherwise capacity available =181kVA. | --> | 0.19 | 0 | 0 | 0 | 0.01 | 0 | 0 | Constrained,otherwise capacity available =191kW. | --> | C14 ex LEE BRIDGE | LEE BRIDGE: T42 | MACROOM |  | 51.9052 | -8.9847
MV/LV Substation CA***181Z | 10 kV | 400V(3ph) & 230V(single ph) | LV | 400 kVA :Kiosk Substation | 0.4 | --> | 0.4 | 0.261 | 4.5 |  | --> | 0.38 | 0 | 0 | 0 | 0.023 | 0.396 | 0 |  | --> | C15 ex MAYFIELD | MAYFIELD: T41 | KILBARRY |  | 51.9234 | -8.4026
MV/LV Substation CA***182 | 10 kV | 400V(3ph) & 230V(single ph) | LV | 200 kVA :Pole Substation | 0.2 | --> | 0.2 | 0 | 0 | Constrained,otherwise capacity available =153kVA. | --> | 0.19 | 0 | 0 | 0 | 0 | 0 | 0 | Constrained,otherwise capacity available =207kW. | --> | C11 ex TEMPLEMORE | TEMPLEMORE: T41 | IKERRIN |  | 52.7557 | -7.9648
MV/LV Substation CA***183 | 10 kV | 400V(3ph) & 230V(single ph) | LV | 50 kVA :Pole Substation | 0.05 | --> | 0.05 | 0.017 | 2.4 |  | --> | 0.047 | 0 | 0 | 0 | 0 | 0.054 | 0 |  | --> | C18 ex BALLYMAHON | BALLYMAHON: T41∥T42 | ATHLONE |  | 53.5412 | -7.7761
MV/LV Substation CA***183 | 20 kV | 400V(3ph) & 230V(single ph) | LV | 50 kVA :Pole Substation | 0.05 | --> | 0.05 | 0 | 0 | Constrained,otherwise capacity available =48kVA. | --> | 0.047 | 0 | 0 | 0 | 0 | 0.049 | 0 |  | --> | E13 ex BALLINROBE | BALLINROBE: T421∥T422 | DALTON |  | 53.676 | -9.27
MV/LV Substation CA***184X | 10 kV | 400V(3ph) & 230V(single ph) | LV | 50 kVA :Pole Substation | 0.05 | --> | 0.05 | 0.041 | 1.5 |  | --> | 0.047 | 0 | 0 | 0 | 0.015 | 0.034 | 0 |  | --> | C17 ex TUBBERCURRY | TUBBERCURRY: T42 | TONROE |  | 54.0357 | -8.7259
MV/LV Substation CA***185 | 20 kV | 400V(3ph) & 230V(single ph) | LV | 50 kVA :Pole Substation | 0.05 | --> | 0.05 | 0.047 | 2 |  | --> | 0.047 | 0 | 0 | 0 | 0 | 0.049 | 0 |  | --> | C16 ex CAPPAMORE | CAPPAMORE: T41∥T42 | ARDNACRUSHA |  | 52.5752 | -8.2485
MV/LV Substation CA***186 | 20 kV | 400V(3ph) & 230V(single ph) | LV | 100 kVA :Pole Substation | 0.1 | --> | 0.1 | 0.011 | 2.7 |  | --> | 0.095 | 0 | 0 | 0 | 0 | 0.112 | 0 |  | --> | C18 ex KILLESHANDRA | KILLESHANDRA: T41∥T42 | GORTAWEE |  | 53.9253 | -7.5846
MV/LV Substation CA***186X | 20 kV | 400V(3ph) & 230V(single ph) | LV | 50 kVA :Pole Substation | 0.05 | --> | 0.05 | 0 | 0 | Constrained,otherwise capacity available =30kVA. | --> | 0.047 | 0 | 0 | 0 | 0 | 0.052 | 0 |  | --> | E15 ex BRUFF | BRUFF: T421 | LIMERICK |  | 52.5711 | -8.4487
MV/LV Substation CA***187 | 10 kV | 400V(3ph) & 230V(single ph) | LV | 400 kVA :Building Structure | 0.4 | --> | 0.4 | 0.139 | 2.1 |  | --> | 0.38 | 0 | 0 | 0 | 0.015 | 0.423 | 0 |  | --> | C18 ex CAHERDAVIN | CAHERDAVIN: T42 | ARDNACRUSHA |  | 52.671 | -8.666
MV/LV Substation CA***187X | 10 kV | 400V(3ph) & 230V(single ph) | LV | 100 kVA :Pole Substation | 0.1 | --> | 0.1 | 0.1 | 2 |  | --> | 0.095 | 0 | 0 | 0 | 0 | 0.1 | 0 |  | --> | C17 ex KILCAR | KILCAR: T41 | BINBANE |  | 54.6492 | -8.5912
MV/LV Substation CA***187X | 10 kV | 400V(3ph) & 230V(single ph) | LV | 50 kVA :Pole Substation | 0.05 | --> | 0.05 | 0 | 0 | Constrained,otherwise capacity available =47kVA. | --> | 0.047 | 0 | 0 | 0 | 0 | 0.049 | 0 |  | --> | C13 ex CARRICKMINES | CARRICKMINES: T41 | CARRICKMINES |  | 53.2514 | -6.1729
MV/LV Substation CA***188Z | 20 kV | 400V(3ph) & 230V(single ph) | LV | 50 kVA :Pole Substation | 0.05 | --> | 0.05 | 0.043 | 1.3 |  | --> | 0.047 | 0 | 0 | 0 | 0 | 0.05 | 0 |  | --> | E12 ex KILCULLEN | KILCULLEN: T424 | STRATFORD |  | 53.0841 | -6.8038
MV/LV Substation CA***190 | 10 kV | 400V(3ph) & 230V(single ph) | LV | 400 kVA :Kiosk Substation | 0.4 | --> | 0.4 | 0 | 0 | Constrained,otherwise capacity available =184kVA. | --> | 0.38 | 0 | 0 | 0 | 0.007 | 0.425 | 0 |  | --> | C12 ex MERVILLE | MERVILLE: T42 | FINGLAS |  | 53.3867 | -6.3125
MV/LV Substation CA***191 | 10 kV | 400V(3ph) & 230V(single ph) | LV | 400 kVA :Kiosk Substation | 0.4 | --> | 0.4 | 0.354 | 9.8 |  | --> | 0.38 | 0 | 0 | 0 | 0.023 | 0.382 | 0 |  | --> | C12 ex KILCOOLE | KILCOOLE: T41∥T42 | FASSAROE |  | 53.1094 | -6.0627
MV/LV Substation CA***191Y | 10 kV | 400V(3ph) & 230V(single ph) | LV | 100 kVA :Pole Substation | 0.1 | --> | 0.1 | 0.1 | 3.9 |  | --> | 0.095 | 0 | 0 | 0 | 0 | 0.1 | 0 |  | --> | C19 ex BALLYJAMESDUFF | BALLYJAMESDUFF: T41 | SHANKILL |  | 53.8219 | -7.1779
MV/LV Substation CA***192X | 20 kV | 400V(3ph) & 230V(single ph) | LV | 50 kVA :Pole Substation | 0.05 | --> | 0.05 | 0 | 0 | Constrained,otherwise capacity available =49kVA. | --> | 0.047 | 0 | 0 | 0 | 0 | 0.049 | 0 |  | --> | C15 ex BALLYHAUNIS | BALLYHAUNIS: T41∥T42 | DALTON |  | 53.7581 | -8.7346
MV/LV Substation CA***192X | 10 kV | 400V(3ph) & 230V(single ph) | LV | 200 kVA :Kiosk Substation | 0.2 | --> | 0.2 | 0.094 | 7.8 |  | --> | 0.19 | 0 | 0 | 0 | 0.037 | 0.177 | 0 |  | --> | C26 ex PELLETSTOWN | PELLETSTOWN: T102 | FINGLAS |  | 53.3737 | -6.3597
MV/LV Substation CA***193 | 10 kV | 400V(3ph) & 230V(single ph) | LV | 200 kVA :Pole Substation | 0.2 | --> | 0.2 | 0 | 0 | Constrained,otherwise capacity available =187kVA. | --> | 0.19 | 0 | 0 | 0 | 0 | 0.201 | 0 |  | --> | C13 ex WOODFORD | WOODFORD: T41∥T42 | KNOCKEARAGH |  | 52.0349 | -9.4907
MV/LV Substation CA***193 | 20 kV | 400V(3ph) & 230V(single ph) | LV | 100 kVA :Pole Substation | 0.1 | --> | 0.1 | 0.025 | 1.4 |  | --> | 0.095 | 0 | 0 | 0 | 0 | 0.111 | 0 |  | --> | E18 ex GARRANACANTY | GARRANACANTY: T422 | TIPPERARY |  | 52.4986 | -8.2036
MV/LV Substation CA***193X | 10 kV | 400V(3ph) & 230V(single ph) | LV | 200 kVA :Kiosk Substation | 0.2 | --> | 0.2 | 0.102 | 7.8 |  | --> | 0.19 | 0 | 0 | 0 | 0.021 | 0.192 | 0 |  | --> | C26 ex PELLETSTOWN | PELLETSTOWN: T102 | FINGLAS |  | 53.3772 | -6.3588
MV/LV Substation CA***193Z | 20 kV | 400V(3ph) & 230V(single ph) | LV | 200 kVA :Kiosk Substation | 0.2 | --> | 0.2 | 0.19 | 0.7 |  | --> | 0.19 | 0 | 0 | 0 | 0 | 0.201 | 0 |  | --> | C21 ex MONEYCOOLEY | MONEYCOOLEY: T41 | GRIFFINRATH |  | 53.394 | -6.5561
MV/LV Substation CA***193Z | 10 kV | 400V(3ph) & 230V(single ph) | LV | 400 kVA :Kiosk Substation | 0.4 | --> | 0.4 | 0.32 | 5.9 |  | --> | 0.38 | 0 | 0 | 0 | 0.003 | 0.409 | 0 |  | --> | C13 ex BANDON | BANDON: T101 | BANDON |  | 51.7427 | -8.7486
MV/LV Substation CA***195 | 20 kV | 400V(3ph) & 230V(single ph) | LV | 100 kVA :Pole Substation | 0.1 | --> | 0.1 | 0.079 | 1 |  | --> | 0.095 | 0 | 0 | 0 | 0 | 0 | 0 | Constrained,otherwise capacity available =103kW. | --> | E19 ex SHILLELAGH | SHILLELAGH: T421∥T422 | CARLOW |  | 52.7117 | -6.4868
MV/LV Substation CA***195X | 10 kV | 400V(3ph) & 230V(single ph) | LV | 50 kVA :Pole Substation | 0.05 | --> | 0.05 | 0.016 | 0.9 |  | --> | 0.047 | 0 | 0 | 0 | 0.02 | 0 | 0 | Constrained,otherwise capacity available =32kW. | --> | C15 ex MILLTOWN MALBAY | MILLTOWN MALBAY: T42 | TULLABRACK |  | 52.8302 | -9.443
MV/LV Substation CA***195Y | 10 kV | 400V(3ph) & 230V(single ph) | LV | 50 kVA :Pole Substation | 0.05 | --> | 0.05 | 0.027 | 1.1 |  | --> | 0.047 | 0 | 0 | 0 | 0 | 0.052 | 0 |  | --> | C17 ex CAHIRCALLA | CAHIRCALLA: T41∥T42 | ENNIS |  | 52.8308 | -8.9919
MV/LV Substation CA***195Y | 20 kV | 400V(3ph) & 230V(single ph) | LV | 50 kVA :Pole Substation | 0.05 | --> | 0.05 | 0.005 | 0 | Constrained,otherwise capacity available =49kVA. | --> | 0.047 | 0 | 0 | 0 | 0 | 0.049 | 0 |  | --> | E16 ex FINEA | FINEA: T421∥T422 | SHANKILL |  | 53.8508 | -7.4284
MV/LV Substation CA***195Z | 20 kV | 400V(3ph) & 230V(single ph) | LV | 50 kVA :Pole Substation | 0.05 | --> | 0.05 | 0.05 | 5.6 |  | --> | 0.047 | 0 | 0 | 0 | 0 | 0 | 0 | Constrained,otherwise capacity available =49kW. | --> | E17 ex BLESSINGTON | BLESSINGTON: T421 | KILTEEL |  | 53.0958 | -6.5079
MV/LV Substation CA***197 | 10 kV | 400V(3ph) & 230V(single ph) | LV | 100 kVA :Pole Substation | 0.1 | --> | 0.1 | 0.099 | 1.3 |  | --> | 0.095 | 0 | 0 | 0 | 0 | 0 | 0 | Constrained,otherwise capacity available =100kW. | --> | C23 ex KILKEE | KILKEE: T41 | TULLABRACK |  | 52.6115 | -9.7123
MV/LV Substation CA***198 | 10 kV | 400V(3ph) & 230V(single ph) | LV | 400 kVA :Kiosk Substation | 0.4 | --> | 0.4 | 0.318 | 9.8 |  | --> | 0.38 | 0 | 0 | 0 | 0.016 | 0.395 | 0 |  | --> | C12 ex KILCOOLE | KILCOOLE: T41∥T42 | FASSAROE |  | 53.0703 | -6.0604
MV/LV Substation CA***198X | 10 kV | 400V(3ph) & 230V(single ph) | LV | 400 kVA :Kiosk Substation | 0.4 | --> | 0.4 | 0.283 | 4.7 |  | --> | 0.38 | 0 | 0 | 0 | 0.007 | 0.41 | 0 |  | --> | C11 ex OAKFIELD | OAKFIELD: T41 | SLIGO |  | 54.2565 | -8.4746
MV/LV Substation CA***198X | 10 kV | 400V(3ph) & 230V(single ph) | LV | 50 kVA :Pole Substation | 0.05 | --> | 0.05 | 0.05 | 2.1 |  | --> | 0.047 | 0 | 0 | 0 | 0 | 0.049 | 0 |  | --> | C12 ex KILSARAN | KILSARAN: T42 | DRYBRIDGE |  | 53.8957 | -6.3936
MV/LV Substation CA***198Y | 20 kV | 400V(3ph) & 230V(single ph) | LV | 50 kVA :Pole Substation | 0.05 | --> | 0.05 | 0 | 0 | Constrained,otherwise capacity available =46kVA. | --> | 0.047 | 0 | 0 | 0 | 0 | 0.049 | 0 |  | --> | E14 ex DALTON | DALTON: T421∥T422 | DALTON |  | 53.7963 | -8.9242
MV/LV Substation CA***199 | 20 kV | 400V(3ph) & 230V(single ph) | LV | 200 kVA :Pole Substation | 0.2 | --> | 0.2 | 0.158 | 2.7 |  | --> | 0.19 | 0 | 0 | 0 | 0 | 0.206 | 0 |  | --> | C18 ex KILLESHANDRA | KILLESHANDRA: T41∥T42 | GORTAWEE |  | 53.9199 | -7.5455
MV/LV Substation CA***199X | 10 kV | 400V(3ph) & 230V(single ph) | LV | 200 kVA :Kiosk Substation | 0.2 | --> | 0.2 | 0.179 | 4.7 |  | --> | 0.19 | 0 | 0 | 0 | 0 | 0.203 | 0 |  | --> | C11 ex OAKFIELD | OAKFIELD: T41 | SLIGO |  | 54.2574 | -8.4759
MV/LV Substation CA***201X | 10 kV | 400V(3ph) & 230V(single ph) | LV | 630 kVA :Building Structure | 0.63 | --> | 0.63 | 0 | 0 | Constrained,otherwise capacity available =148kVA. | --> | 0.598 | 0 | 0 | 0 | 0 | 0.5 | 0 |  | --> | C14 ex CAMDEN ROW | CAMDEN ROW: T41 | FRANCIS STREET |  | 53.336 | -6.2658
MV/LV Substation CA***201Y | 20 kV | 400V(3ph) & 230V(single ph) | LV | 400 kVA :Kiosk Substation | 0.4 | --> | 0.4 | 0 | 0 | Constrained,otherwise capacity available =323kVA. | --> | 0.38 | 0 | 0 | 0 | 0.007 | 0.404 | 0 |  | --> | E11 ex EDENDERRY | EDENDERRY: T421∥T422 | BLAKE |  | 53.3498 | -7.0562
MV/LV Substation CA***202 | 10 kV | 400V(3ph) & 230V(single ph) | LV | 50 kVA :Pole Substation | 0.05 | --> | 0.05 | 0.047 | 0.9 |  | --> | 0.047 | 0 | 0 | 0 | 0 | 0 | 0 | Constrained,otherwise capacity available =49kW. | --> | C15 ex BANTRY | BANTRY: T41∥T42 | BALLYLICKY |  | 51.6962 | -9.4026
MV/LV Substation CA***203X | 20 kV | 400V(3ph) & 230V(single ph) | LV | 50 kVA :Pole Substation | 0.05 | --> | 0.05 | 0.046 | 0.4 |  | --> | 0.047 | 0 | 0 | 0 | 0 | 0.049 | 0 |  | --> | E31 ex TRIM | TRIM: T421 | NAVAN |  | 53.5454 | -6.8012
MV/LV Substation CA***203Z | 20 kV | 400V(3ph) & 230V(single ph) | LV | 50 kVA :Pole Substation | 0.05 | --> | 0.05 | 0.05 | 1.6 |  | --> | 0.047 | 0 | 0 | 0 | 0 | 0 | 0 | Constrained,otherwise capacity available =49kW. | --> | E21 ex CASTLETOWNBERE | CASTLETOWNBERE: T421 | BALLYLICKY |  | 51.695 | -9.7053
MV/LV Substation CA***205 | 10 kV | 400V(3ph) & 230V(single ph) | LV | 630 kVA :Kiosk Substation | 0.63 | --> | 0.63 | 0.479 | 1.1 |  | --> | 0.598 | 0 | 0 | 0 | 0 | 0.5 | 0 |  | --> | C15 ex BELFIELD | BELFIELD: T41 | BLACKROCK |  | 53.3044 | -6.1887
MV/LV Substation CA***205Y | 20 kV | 400V(3ph) & 230V(single ph) | LV | 200 kVA :Kiosk Substation | 0.2 | --> | 0.2 | 0.113 | 1.5 |  | --> | 0.19 | 0 | 0 | 0 | 0.02 | 0.192 | 0 |  | --> | C19 ex TRAMORE | TRAMORE: T41 | BUTLERSTOWN |  | 52.2087 | -7.107
MV/LV Substation CA***206X | 10 kV | 400V(3ph) & 230V(single ph) | LV | 200 kVA :Pole Substation | 0.2 | --> | 0.2 | 0 | 0 | Constrained,otherwise capacity available =160kVA. | --> | 0.19 | 0 | 0 | 0 | 0 | 0.206 | 0 |  | --> | C12 ex PARKMORE | PARKMORE: T41∥T42 | GALWAY 110KV |  | 53.3322 | -9.0185
MV/LV Substation CA***206Y | 10 kV | 400V(3ph) & 230V(single ph) | LV | 630 kVA :Building Structure | 0.63 | --> | 0.63 | 0 | 0 | Constrained,otherwise capacity available =500kVA. | --> | 0.598 | 0 | 0 | 0 | 0.004 | 0.5 | 0 |  | --> | C22 ex CARRIGTWOHILL | CARRIGTWOHILL: T42 | COW CROSS |  | 51.9093 | -8.2568
MV/LV Substation CA***206Y | 20 kV | 400V(3ph) & 230V(single ph) | LV | 200 kVA :Kiosk Substation | 0.2 | --> | 0.2 | 0 | 0 | Constrained,otherwise capacity available =168kVA. | --> | 0.19 | 0 | 0 | 0 | 0.003 | 0.201 | 0 |  | --> | E14 ex DALTON | DALTON: T421∥T422 | DALTON |  | 53.7899 | -8.9249
MV/LV Substation CA***208 | 10 kV | 400V(3ph) & 230V(single ph) | LV | 100 kVA :Pole Substation | 0.1 | --> | 0.1 | 0.061 | 2.6 |  | --> | 0.095 | 0 | 0 | 0 | 0.001 | 0.104 | 0 |  | --> | C17 ex OUGHTERARD | OUGHTERARD: T41∥T42 | GALWAY 110KV |  | 53.4294 | -9.3286
MV/LV Substation CA***209X | 10 kV | 400V(3ph) & 230V(single ph) | LV | 400 kVA :Kiosk Substation | 0.4 | --> | 0.4 | 0.378 | 5 |  | --> | 0.38 | 0 | 0 | 0 | 0 | 0.403 | 0 |  | --> | C14 ex BALLYTIVNAN | BALLYTIVNAN: T42 | SLIGO |  | 54.2779 | -8.474
MV/LV Substation CA***209Y | 10 kV | 400V(3ph) & 230V(single ph) | LV | 400 kVA :Building Structure | 0.4 | --> | 0.4 | 0.36 | 2.7 |  | --> | 0.38 | 0 | 0 | 0 | 0 | 0.406 | 0 |  | --> | C23 ex RAMPARTS | RAMPARTS: T41 | DUNDALK |  | 54.0076 | -6.4035
MV/LV Substation CA***210 | 20 kV | 400V(3ph) & 230V(single ph) | LV | 200 kVA :Pole Substation | 0.2 | --> | 0.2 | 0 | 0 | Constrained,otherwise capacity available =146kVA. | --> | 0.19 | 0 | 0 | 0 | 0 | 0.207 | 0 |  | --> | C21 ex MILFORD (NR) | MILFORD (NR): T41∥T42 | LETTERKENNY |  | 55.2332 | -7.7956
MV/LV Substation CA***210 | 10 kV | 400V(3ph) & 230V(single ph) | LV | 200 kVA :Pole Substation | 0.2 | --> | 0.2 | 0.167 | 4 |  | --> | 0.19 | 0 | 0 | 0 | 0 | 0 | 0 | Constrained,otherwise capacity available =204kW. | --> | C21 ex LISMORE | LISMORE: T41∥T42 | DUNGARVAN |  | 52.1338 | -7.8449
MV/LV Substation CA***210 | 10 kV | 400V(3ph) & 230V(single ph) | LV | 200 kVA :Building Structure | 0.2 | --> | 0.2 | 0.177 | 5 |  | --> | 0.19 | 0 | 0 | 0 | 0.008 | 0.194 | 0 |  | --> | C22 ex UNIDARE | UNIDARE: T42 | FINGLAS |  | 53.3918 | -6.3231
MV/LV Substation CA***210X | 10 kV | 400V(3ph) & 230V(single ph) | LV | 50 kVA :Pole Substation | 0.05 | --> | 0.05 | 0.031 | 2.5 |  | --> | 0.047 | 0 | 0 | 0 | 0 | 0.051 | 0 |  | --> | E17 ex GARRANACANTY | GARRANACANTY: T421 | TIPPERARY |  | 52.4823 | -8.162
MV/LV Substation CA***210X | 10 kV | 400V(3ph) & 230V(single ph) | LV | 630 kVA :Kiosk Substation | 0.63 | --> | 0.63 | 0.48 | 4.4 |  | --> | 0.598 | 0 | 0 | 0 | 0 | 0.5 | 0 |  | --> | C22 ex TYMON | TYMON: T42 | COOKSTOWN |  | 53.2956 | -6.3427
MV/LV Substation CA***211X | 10 kV | 400V(3ph) & 230V(single ph) | LV | 630 kVA :Building Structure | 0.63 | --> | 0.63 | 0.5 | 4.6 |  | --> | 0.598 | 0 | 0 | 0 | 0 | 0.5 | 0 |  | --> | C11 ex CABRA | CABRA: T101 | FINGLAS |  | 53.361 | -6.2995
MV/LV Substation CA***211X | 10 kV | 400V(3ph) & 230V(single ph) | LV | 50 kVA :Pole Substation | 0.05 | --> | 0.05 | 0.023 | 0.8 |  | --> | 0.047 | 0 | 0 | 0 | 0 | 0.053 | 0 |  | --> | C20 ex ORANMORE | ORANMORE: T44 | GALWAY 110KV |  | 53.3052 | -8.9315
MV/LV Substation CA***211Y | 20 kV | 400V(3ph) & 230V(single ph) | LV | 200 kVA :Pole Substation | 0.2 | --> | 0.2 | 0.14 | 5.3 |  | --> | 0.19 | 0 | 0 | 0 | 0.003 | 0.206 | 0 |  | --> | E17 ex BUSH | BUSH: T421∥T422 | DUNDALK |  | 54.0439 | -6.1893
MV/LV Substation CA***212X | 20 kV | 400V(3ph) & 230V(single ph) | LV | 50 kVA :Pole Substation | 0.05 | --> | 0.05 | 0.044 | 5.7 |  | --> | 0.047 | 0 | 0 | 0 | 0.001 | 0.049 | 0 |  | --> | E14 ex MOY | MOY: T421∥T422 | MOY |  | 54.2283 | -9.2484
MV/LV Substation CA***212X | 10 kV | 400V(3ph) & 230V(single ph) | LV | 50 kVA :Pole Substation | 0.05 | --> | 0.05 | 0 | 0 | Constrained,otherwise capacity available =45kVA. | --> | 0.047 | 0 | 0 | 0 | 0 | 0 | 0 | Constrained,otherwise capacity available =50kW. | --> | C14 ex TEMPLEMORE | TEMPLEMORE: T42 | IKERRIN |  | 52.7911 | -7.7774
MV/LV Substation CA***212Z | 10 kV | 400V(3ph) & 230V(single ph) | LV | 400 kVA :Building Structure | 0.4 | --> | 0.4 | 0 | 0 | Constrained,otherwise capacity available =400kVA. | --> | 0.38 | 0 | 0 | 0 | 0 | 0.4 | 0 |  | --> | C35 ex CASTLEVIEW | CASTLEVIEW: T101 | CASTLEVIEW |  | 51.8994 | -8.3505
MV/LV Substation CA***213X | 10 kV | 400V(3ph) & 230V(single ph) | LV | 200 kVA :Kiosk Substation | 0.2 | --> | 0.2 | 0.141 | 7.7 |  | --> | 0.19 | 0 | 0 | 0 | 0.003 | 0.205 | 0 |  | --> | C14 ex GARRYCASTLE | GARRYCASTLE: T42 | ATHLONE |  | 53.4228 | -7.9094
MV/LV Substation CA***213X | 20 kV | 400V(3ph) & 230V(single ph) | LV | 100 kVA :Pole Substation | 0.1 | --> | 0.1 | 0.098 | 0.8 |  | --> | 0.095 | 0 | 0 | 0 | 0 | 0 | 0 | Constrained,otherwise capacity available =100kW. | --> | E17 ex CARNDONAGH | CARNDONAGH: T421∥T422 | TRILLICK |  | 55.2602 | -7.2482
MV/LV Substation CA***213X | 20 kV | 400V(3ph) & 230V(single ph) | LV | 630 kVA :Kiosk Substation | 0.63 | --> | 0.63 | 0.451 | 3.5 |  | --> | 0.598 | 0 | 0 | 0 | 0 | 0.5 | 0 |  | --> | E19 ex STRANORLAR | STRANORLAR: T421 | LETTERKENNY |  | 54.7941 | -7.7969
MV/LV Substation CA***213Z | 10 kV | 400V(3ph) & 230V(single ph) | LV | 400 kVA :Kiosk Substation | 0.4 | --> | 0.4 | 0.296 | 15.6 |  | --> | 0.38 | 0 | 0 | 0 | 0.021 | 0.393 | 0 |  | --> | C24 ex STEPHENSTOWN | STEPHENSTOWN: T102 | FINGLAS |  | 53.603 | -6.1779
MV/LV Substation CA***214X | 10 kV | 400V(3ph) & 230V(single ph) | LV | 400 kVA :Kiosk Substation | 0.4 | --> | 0.4 | 0 | 0 | Constrained,otherwise capacity available =392kVA. | --> | 0.38 | 0 | 0 | 0 | 0 | 0.4 | 0 |  | --> | C13 ex CARRICKMINES | CARRICKMINES: T41 | CARRICKMINES |  | 53.2539 | -6.1766
MV/LV Substation CA***216 | 20 kV | 400V(3ph) & 230V(single ph) | LV | 50 kVA :Pole Substation | 0.05 | --> | 0.05 | 0.05 | 4.5 |  | --> | 0.047 | 0 | 0 | 0 | 0 | 0.049 | 0 |  | --> | E20 ex ENNISCRONE | ENNISCRONE: T421∥T422 | MOY |  | 54.1773 | -9.0871
MV/LV Substation CA***216X | 20 kV | 400V(3ph) & 230V(single ph) | LV | 400 kVA :Kiosk Substation | 0.4 | --> | 0.4 | 0.286 | 3.3 |  | --> | 0.38 | 0 | 0 | 0 | 0 | 0.417 | 0 |  | --> | E18 ex BIRDHILL | BIRDHILL: T422 | ARDNACRUSHA |  | 52.7099 | -8.5071
MV/LV Substation CA***217 | 10 kV | 400V(3ph) & 230V(single ph) | LV | 50 kVA :Pole Substation | 0.05 | --> | 0.05 | 0 | 0 | Constrained,otherwise capacity available =47kVA. | --> | 0.047 | 0 | 0 | 0 | 0 | 0.049 | 0 |  | --> | C18 ex COOLCORCORAN | COOLCORCORAN: T41∥T42 | KNOCKEARAGH |  | 52.0785 | -9.5385
MV/LV Substation CA***217 | 10 kV | 400V(3ph) & 230V(single ph) | LV | 400 kVA :Kiosk Substation | 0.4 | --> | 0.4 | 0 | 0 | Constrained,otherwise capacity available =354kVA. | --> | 0.38 | 0 | 0 | 0 | 0 | 0.407 | 0 |  | --> | C20 ex MERVILLE | MERVILLE: T42 | FINGLAS |  | 53.3874 | -6.3105
MV/LV Substation CA***217Y | 10 kV | 400V(3ph) & 230V(single ph) | LV | 200 kVA :Kiosk Substation | 0.2 | --> | 0.2 | 0.157 | 3.1 |  | --> | 0.19 | 0 | 0 | 0 | 0 | 0.206 | 0 |  | --> | C17 ex ERRIGAL | ERRIGAL: T41 | SHANKILL |  | 54.0712 | -7.0863
MV/LV Substation CA***217Z | 10 kV | 400V(3ph) & 230V(single ph) | LV | 400 kVA :Building Structure | 0.4 | --> | 0.4 | 0.32 | 2.1 |  | --> | 0.38 | 0 | 0 | 0 | 0 | 0.412 | 0 |  | --> | C15 ex MOUNTGORRY | MOUNTGORRY: T41 | GRANGE (DR) |  | 53.4616 | -6.2176
MV/LV Substation CA***217Z | 20 kV | 400V(3ph) & 230V(single ph) | LV | 400 kVA :Kiosk Substation | 0.4 | --> | 0.4 | 0 | 0 | Constrained,otherwise capacity available =312kVA. | --> | 0.38 | 0 | 0 | 0 | 0.027 | 0.384 | 0 |  | --> | E21 ex WHITECHURCH | WHITECHURCH: T421 | KILBARRY |  | 51.9891 | -8.4752
MV/LV Substation CA***218 | 20 kV | 400V(3ph) & 230V(single ph) | LV | 100 kVA :Pole Substation | 0.1 | --> | 0.1 | 0.067 | 1.8 |  | --> | 0.095 | 0 | 0 | 0 | 0 | 0.104 | 0 |  | --> | C18 ex DUNDALK | DUNDALK: T41 | DUNDALK |  | 54.0216 | -6.4318
MV/LV Substation CA***219 | 10 kV | 400V(3ph) & 230V(single ph) | LV | 630 kVA :Kiosk Substation | 0.63 | --> | 0.63 | 0.216 | 2.6 |  | --> | 0.598 | 0 | 0 | 0 | 0.032 | 0.5 | 0 |  | --> | C23 ex SALLYNOGGIN ROAD | SALLYNOGGIN ROAD: T41 | CHERRYWOOD |  | 53.277 | -6.1038
MV/LV Substation CA***219Y | 10 kV | 400V(3ph) & 230V(single ph) | LV | 50 kVA :Pole Substation | 0.05 | --> | 0.05 | 0.049 | 0.3 |  | --> | 0.047 | 0 | 0 | 0 | 0 | 0 | 0 | Constrained,otherwise capacity available =49kW. | --> | C15 ex DRUMBEAR | DRUMBEAR: T41∥T42 | LISDRUM |  | 54.2081 | -6.8432
MV/LV Substation CA***220 | 10 kV | 400V(3ph) & 230V(single ph) | LV | 400 kVA :Kiosk Substation | 0.4 | --> | 0.4 | 0 | 0 | Constrained,otherwise capacity available =225kVA. | --> | 0.38 | 0 | 0 | 0 | 0.002 | 0.424 | 0 |  | --> | C20 ex GARRYOWEN | GARRYOWEN: T42 | LIMERICK |  | 52.6438 | -8.6183
MV/LV Substation CA***220Z | 10 kV | 400V(3ph) & 230V(single ph) | LV | 630 kVA :Kiosk Substation | 0.63 | --> | 0.63 | 0.5 | 11.3 |  | --> | 0.598 | 0 | 0 | 0 | 0 | 0.5 | 0 |  | --> | C18 ex SINGLAND | SINGLAND: T102 | SINGLAND |  | 52.6656 | -8.5793
MV/LV Substation CA***222 | 10 kV | 400V(3ph) & 230V(single ph) | LV | 50 kVA :Pole Substation | 0.05 | --> | 0.05 | 0.042 | 3.9 |  | --> | 0.047 | 0 | 0 | 0 | 0 | 0.05 | 0 |  | --> | C12 ex ROSS CARBERY | ROSS CARBERY: T41∥T42 | DUNMANWAY |  | 51.5762 | -8.9771
MV/LV Substation CA***222Y | 10 kV | 400V(3ph) & 230V(single ph) | LV | 50 kVA :Pole Substation | 0.05 | --> | 0.05 | 0.042 | 1.4 |  | --> | 0.047 | 0 | 0 | 0 | 0 | 0 | 0 | Constrained,otherwise capacity available =50kW. | --> | C11 ex DEERPARK | DEERPARK: T41∥T42 | BALLYDINE |  | 52.3435 | -7.4264
MV/LV Substation CA***222Z | 20 kV | 400V(3ph) & 230V(single ph) | LV | 200 kVA :Kiosk Substation | 0.2 | --> | 0.2 | 0.153 | 11.3 |  | --> | 0.19 | 0 | 0 | 0 | 0.006 | 0.2 | 0 |  | --> | C14 ex SINGLAND | SINGLAND: T102 | SINGLAND |  | 52.6483 | -8.5641
MV/LV Substation CA***224 | 10 kV | 400V(3ph) & 230V(single ph) | LV | 100 kVA :Pole Substation | 0.1 | --> | 0.1 | 0.071 | 2.9 |  | --> | 0.095 | 0 | 0 | 0 | 0.014 | 0.089 | 0 |  | --> | C16 ex MALAHIDE | MALAHIDE: T42 | GLASMORE |  | 53.4375 | -6.1266
MV/LV Substation CA***224X | 20 kV | 400V(3ph) & 230V(single ph) | LV | 50 kVA :Pole Substation | 0.05 | --> | 0.05 | 0.046 | 3.2 |  | --> | 0.047 | 0 | 0 | 0 | 0 | 0.049 | 0 |  | --> | C16 ex BOYLE | BOYLE: T41∥T42 | CARRICK ON SHANNON |  | 54.0273 | -8.2793
MV/LV Substation CA***224X | 10 kV | 400V(3ph) & 230V(single ph) | LV | 100 kVA :Pole Substation | 0.1 | --> | 0.1 | 0.089 | 8.5 |  | --> | 0.095 | 0 | 0 | 0 | 0 | 0.101 | 0 |  | --> | C13 ex MULLINGAR | MULLINGAR: T101 | MULLINGAR |  | 53.5706 | -7.3263
MV/LV Substation CA***224X | 10 kV | 400V(3ph) & 230V(single ph) | LV | 400 kVA :Kiosk Substation | 0.4 | --> | 0.4 | 0.317 | 2 |  | --> | 0.38 | 0 | 0 | 0 | 0.006 | 0.406 | 0 |  | --> | C11 ex SUTTON | SUTTON: T41 | GRANGE (DR) |  | 53.3897 | -6.109
MV/LV Substation CA***224Z | 10 kV | 400V(3ph) & 230V(single ph) | LV | 50 kVA :Pole Substation | 0.05 | --> | 0.05 | 0 | 0 | Constrained,otherwise capacity available =45kVA. | --> | 0.047 | 0 | 0 | 0 | 0 | 0.05 | 0 |  | --> | C23 ex CLONMINCH | CLONMINCH: T41 | THORNSBERRY |  | 53.2822 | -7.4442
MV/LV Substation CA***224Z | 20 kV | 400V(3ph) & 230V(single ph) | LV | 200 kVA :Kiosk Substation | 0.2 | --> | 0.2 | 0.126 | 0.7 |  | --> | 0.19 | 0 | 0 | 0 | 0.007 | 0.203 | 0 |  | --> | C21 ex MONEYCOOLEY | MONEYCOOLEY: T41 | GRIFFINRATH |  | 53.3921 | -6.5556
MV/LV Substation CA***225 | 10 kV | 400V(3ph) & 230V(single ph) | LV | 630 kVA :Building Structure | 0.63 | --> | 0.63 | 0.23 | 1.1 |  | --> | 0.598 | 0 | 0 | 0 | 0.046 | 0.5 | 0 |  | --> | C16 ex KIMMAGE | KIMMAGE: T42 | INCHICORE 220KV |  | 53.317 | -6.302
MV/LV Substation CA***225X | 20 kV | 400V(3ph) & 230V(single ph) | LV | 100 kVA :Pole Substation | 0.1 | --> | 0.1 | 0.082 | 3.2 |  | --> | 0.095 | 0 | 0 | 0 | 0.003 | 0.099 | 0 |  | --> | C16 ex BOYLE | BOYLE: T41∥T42 | CARRICK ON SHANNON |  | 54.028 | -8.2781
MV/LV Substation CA***227 | 20 kV | 400V(3ph) & 230V(single ph) | LV | 50 kVA :Pole Substation | 0.05 | --> | 0.05 | 0.026 | 3.3 |  | --> | 0.047 | 0 | 0 | 0 | 0.013 | 0.038 | 0 |  | --> | E18 ex BIRDHILL | BIRDHILL: T422 | ARDNACRUSHA |  | 52.7137 | -8.4945
MV/LV Substation CA***227 | 20 kV | 400V(3ph) & 230V(single ph) | LV | 100 kVA :Pole Substation | 0.1 | --> | 0.1 | 0.061 | 3.7 |  | --> | 0.095 | 0 | 0 | 0 | 0 | 0.105 | 0 |  | --> | E13 ex CLARA | CLARA: T421 | THORNSBERRY |  | 53.4451 | -7.487
MV/LV Substation CA***227 | 20 kV | 400V(3ph) & 230V(single ph) | LV | 100 kVA :Pole Substation | 0.1 | --> | 0.1 | 0.098 | 1.6 |  | --> | 0.095 | 0 | 0 | 0 | 0 | 0.1 | 0 |  | --> | E11 ex MILLTOWN (SR) | MILLTOWN (SR): T421 | OUGHTRAGH |  | 52.1661 | -9.7062
MV/LV Substation CA***227X | 10 kV | 400V(3ph) & 230V(single ph) | LV | 200 kVA :Pole Substation | 0.2 | --> | 0.2 | 0.148 | 5.1 |  | --> | 0.19 | 0 | 0 | 0 | 0 | 0 | 0 | Constrained,otherwise capacity available =207kW. | --> | C15 ex CASTLEKNOCK | CASTLEKNOCK: T41∥T42 | FINGLAS |  | 53.3688 | -6.3692
MV/LV Substation CA***228X | 10 kV | 400V(3ph) & 230V(single ph) | LV | 630 kVA :Kiosk Substation | 0.63 | --> | 0.63 | 0 | 0 | Constrained,otherwise capacity available =500kVA. | --> | 0.598 | 0 | 0 | 0 | 0 | 0.5 | 0 |  | --> | C16 ex GLASNEVIN | GLASNEVIN: T41 | FINGLAS |  | 53.3612 | -6.2777
MV/LV Substation CA***229 | 20 kV | 400V(3ph) & 230V(single ph) | LV | 50 kVA :Pole Substation | 0.05 | --> | 0.05 | 0.022 | 12.9 |  | --> | 0.047 | 0 | 0 | 0 | 0 | 0.053 | 0 |  | --> | E12 ex COOLROE | COOLROE: T122 | COOLROE |  | 51.8767 | -8.6475
MV/LV Substation CA***229Z | 10 kV | 400V(3ph) & 230V(single ph) | LV | 400 kVA :Kiosk Substation | 0.4 | --> | 0.4 | 0.305 | 1.6 |  | --> | 0.38 | 0 | 0 | 0 | 0.002 | 0.412 | 0 |  | --> | C22 ex CELBRIDGE | CELBRIDGE: T42 | GRIFFINRATH |  | 53.3322 | -6.537
MV/LV Substation CA***230 | 20 kV | 400V(3ph) & 230V(single ph) | LV | 50 kVA :Pole Substation | 0.05 | --> | 0.05 | 0.049 | 4.3 |  | --> | 0.047 | 0 | 0 | 0 | 0 | 0 | 0 | Constrained,otherwise capacity available =49kW. | --> | E12 ex MOVILLE | MOVILLE: T421∥T422 | TRILLICK |  | 55.2039 | -6.9968
MV/LV Substation CA***230X | 20 kV | 400V(3ph) & 230V(single ph) | LV | 50 kVA :Pole Substation | 0.05 | --> | 0.05 | 0.05 | 5.7 |  | --> | 0.047 | 0 | 0 | 0 | 0 | 0.049 | 0 |  | --> | E14 ex MOY | MOY: T421∥T422 | MOY |  | 54.2269 | -9.2594
MV/LV Substation CA***230Y | 10 kV | 400V(3ph) & 230V(single ph) | LV | 50 kVA :Pole Substation | 0.05 | --> | 0.05 | 0 | 0 | Constrained,otherwise capacity available =50kVA. | --> | 0.047 | 0 | 0 | 0 | 0 | 0.049 | 0 |  | --> | C12 ex SAGGART | SAGGART: T41∥T42 | GRANGE CASTLE |  | 53.267 | -6.5296
MV/LV Substation CA***230Z | 10 kV | 400V(3ph) & 230V(single ph) | LV | 200 kVA :Kiosk Substation | 0.2 | --> | 0.2 | 0.192 | 0.7 |  | --> | 0.19 | 0 | 0 | 0 | 0.004 | 0.196 | 0 |  | --> | C21 ex MONEYCOOLEY | MONEYCOOLEY: T41 | GRIFFINRATH |  | 53.3793 | -6.5851
MV/LV Substation CA***230Z | 10 kV | 400V(3ph) & 230V(single ph) | LV | 400 kVA :Kiosk Substation | 0.4 | --> | 0.4 | 0 | 0 | Constrained,otherwise capacity available =325kVA. | --> | 0.38 | 0 | 0 | 0 | 0 | 0.411 | 0 |  | --> | C20 ex POPPINTREE | POPPINTREE: T102 | FINGLAS |  | 53.405 | -6.2762
MV/LV Substation CA***231 | 10 kV | 400V(3ph) & 230V(single ph) | LV | 200 kVA :Kiosk Substation | 0.2 | --> | 0.2 | 0.112 | 11.3 |  | --> | 0.19 | 0 | 0 | 0 | 0.007 | 0.205 | 0 |  | --> | C18 ex SINGLAND | SINGLAND: T102 | SINGLAND |  | 52.6651 | -8.5667
MV/LV Substation CA***232 | 10 kV | 400V(3ph) & 230V(single ph) | LV | 50 kVA :Pole Substation | 0.05 | --> | 0.05 | 0 | 0 | Constrained,otherwise capacity available =13kVA. | --> | 0.047 | 0 | 0 | 0 | 0 | 0.054 | 0 |  | --> | C17 ex CARRICK ON SHANNON | CARRICK ON SHANNON: T41∥T42 | CARRICK ON SHANNON |  | 53.944 | -8.072
MV/LV Substation CA***232 | 10 kV | 400V(3ph) & 230V(single ph) | LV | 400 kVA :Kiosk Substation | 0.4 | --> | 0.4 | 0.25 | 2 |  | --> | 0.38 | 0 | 0 | 0 | 0.02 | 0.402 | 0 |  | --> | C19 ex SUTTON | SUTTON: T41 | GRANGE (DR) |  | 53.383 | -6.099
MV/LV Substation CA***232Z | 20 kV | 400V(3ph) & 230V(single ph) | LV | 50 kVA :Pole Substation | 0.05 | --> | 0.05 | 0 | 0 | Constrained,otherwise capacity available =46kVA. | --> | 0.047 | 0 | 0 | 0 | 0 | 0.049 | 0 |  | --> | E16 ex ACADEMY STREET | ACADEMY STREET: T421∥T422 | NAVAN |  | 53.5923 | -6.6317
MV/LV Substation CA***233X | 10 kV | 400V(3ph) & 230V(single ph) | LV | 50 kVA :Pole Substation | 0.05 | --> | 0.05 | 0.05 | 0.1 |  | --> | 0.047 | 0 | 0 | 0 | 0 | 0.049 | 0 |  | --> | C13 ex SANDYFORD | SANDYFORD: T41 | CARRICKMINES |  | 53.2477 | -6.3009
MV/LV Substation CA***233X | 20 kV | 400V(3ph) & 230V(single ph) | LV | 100 kVA :Pole Substation | 0.1 | --> | 0.1 | 0 | 0 | Constrained,otherwise capacity available =55kVA. | --> | 0.095 | 0 | 0 | 0 | 0.017 | 0.089 | 0 |  | --> | E21 ex WHITECHURCH | WHITECHURCH: T421 | KILBARRY |  | 51.9861 | -8.4799
MV/LV Substation CA***233Z | 10 kV | 400V(3ph) & 230V(single ph) | LV | 630 kVA :Kiosk Substation | 0.63 | --> | 0.63 | 0 | 0 | Constrained,otherwise capacity available =500kVA. | --> | 0.598 | 0 | 0 | 0 | 0.003 | 0.5 | 0 |  | --> | C14 ex MACETOWN | MACETOWN: T102 | MACETOWN |  | 53.4045 | -6.3914
MV/LV Substation CA***234Z | 10 kV | 400V(3ph) & 230V(single ph) | LV | 400 kVA :Kiosk Substation | 0.4 | --> | 0.4 | 0 | 0 | Constrained,otherwise capacity available =266kVA. | --> | 0.38 | 0 | 0 | 0 | 0.01 | 0.409 | 0 |  | --> | C14 ex MACETOWN | MACETOWN: T102 | MACETOWN |  | 53.404 | -6.394
MV/LV Substation CA***235 | 10 kV | 400V(3ph) & 230V(single ph) | LV | 50 kVA :Pole Substation | 0.05 | --> | 0.05 | 0 | 0 | Constrained,otherwise capacity available =15kVA. | --> | 0.047 | 0 | 0 | 0 | 0 | 0.054 | 0 |  | --> | C18 ex MIDLETON | MIDLETON: T102 | MIDLETON |  | 52.0151 | -8.2243
MV/LV Substation CA***235X | 10 kV | 400V(3ph) & 230V(single ph) | LV | 400 kVA :Kiosk Substation | 0.4 | --> | 0.4 | 0.273 | 1.2 |  | --> | 0.38 | 0 | 0 | 0 | 0.039 | 0.376 | 0 |  | --> | C15 ex TRIM | TRIM: T41∥T42 | NAVAN |  | 53.5511 | -6.7943
MV/LV Substation CA***235X | 20 kV | 400V(3ph) & 230V(single ph) | LV | 400 kVA :Kiosk Substation | 0.4 | --> | 0.4 | 0.4 | 7.4 |  | --> | 0.38 | 0 | 0 | 0 | 0 | 0 | 0 | Constrained,otherwise capacity available =400kW. | --> | E14 ex ARIGNA | ARIGNA: T121 | ARIGNA |  | 54.0642 | -8.1846
MV/LV Substation CA***235Z | 10 kV | 400V(3ph) & 230V(single ph) | LV | 400 kVA :Kiosk Substation | 0.4 | --> | 0.4 | 0 | 0 | Constrained,otherwise capacity available =293kVA. | --> | 0.38 | 0 | 0 | 0 | 0.005 | 0.411 | 0 |  | --> | C14 ex MACETOWN | MACETOWN: T102 | MACETOWN |  | 53.403 | -6.3926
MV/LV Substation CA***236X | 10 kV | 400V(3ph) & 230V(single ph) | LV | 50 kVA :Pole Substation | 0.05 | --> | 0.05 | 0.032 | 0.8 |  | --> | 0.047 | 0 | 0 | 0 | 0 | 0.051 | 0 |  | --> | C20 ex ORANMORE | ORANMORE: T44 | GALWAY 110KV |  | 53.3096 | -8.8541
MV/LV Substation CA***236Y | 10 kV | 400V(3ph) & 230V(single ph) | LV | 400 kVA :Kiosk Substation | 0.4 | --> | 0.4 | 0 | 0 | Constrained,otherwise capacity available =300kVA. | --> | 0.38 | 0 | 0 | 0 | 0.022 | 0 | 0 | Constrained,otherwise capacity available =392kW. | --> | C11 ex POLLERTON | POLLERTON: T41 | CARLOW |  | 52.8401 | -6.9103
MV/LV Substation CA***236Z | 10 kV | 400V(3ph) & 230V(single ph) | LV | 200 kVA :Kiosk Substation | 0.2 | --> | 0.2 | 0 | 0 | Constrained,otherwise capacity available =145kVA. | --> | 0.19 | 0 | 0 | 0 | 0 | 0.208 | 0 |  | --> | C14 ex MACETOWN | MACETOWN: T102 | MACETOWN |  | 53.4027 | -6.3909
MV/LV Substation CA***237 | 10 kV | 400V(3ph) & 230V(single ph) | LV | 630 kVA :Kiosk Substation | 0.63 | --> | 0.63 | 0.5 | 3.7 |  | --> | 0.598 | 0 | 0 | 0 | 0 | 0.5 | 0 |  | --> | C18 ex CASTLEBLAYNEY | CASTLEBLAYNEY: T42 | DUNDALK |  | 54.1266 | -6.7494
MV/LV Substation CA***237Z | 10 kV | 400V(3ph) & 230V(single ph) | LV | 630 kVA :Kiosk Substation | 0.63 | --> | 0.63 | 0 | 0 | Constrained,otherwise capacity available =411kVA. | --> | 0.598 | 0 | 0 | 0 | 0.012 | 0.5 | 0 |  | --> | C14 ex MACETOWN | MACETOWN: T102 | MACETOWN |  | 53.4035 | -6.3879
MV/LV Substation CA***238X | 10 kV | 400V(3ph) & 230V(single ph) | LV | 200 kVA :Kiosk Substation | 0.2 | --> | 0.2 | 0.173 | 5.6 |  | --> | 0.19 | 0 | 0 | 0 | 0 | 0.203 | 0 |  | --> | C13 ex PURCELLS INCH | PURCELLS INCH: T42 | KILKENNY |  | 52.6475 | -7.2362
MV/LV Substation CA***238X | 20 kV | 400V(3ph) & 230V(single ph) | LV | 50 kVA :Pole Substation | 0.05 | --> | 0.05 | 0.016 | 5.7 |  | --> | 0.047 | 0 | 0 | 0 | 0.019 | 0.034 | 0 |  | --> | E14 ex MOY | MOY: T421∥T422 | MOY |  | 54.2585 | -9.2749
MV/LV Substation CA***238Z | 10 kV | 400V(3ph) & 230V(single ph) | LV | 200 kVA :Kiosk Substation | 0.2 | --> | 0.2 | 0 | 0 | Constrained,otherwise capacity available =180kVA. | --> | 0.19 | 0 | 0 | 0 | 0.003 | 0.2 | 0 |  | --> | C14 ex MACETOWN | MACETOWN: T102 | MACETOWN |  | 53.4037 | -6.3887
MV/LV Substation CA***239 | 10 kV | 400V(3ph) & 230V(single ph) | LV | 100 kVA :Pole Substation | 0.1 | --> | 0.1 | 0.084 | 0.9 |  | --> | 0.095 | 0 | 0 | 0 | 0 | 0 | 0 | Constrained,otherwise capacity available =102kW. | --> | C16 ex BANTRY | BANTRY: T41∥T42 | BALLYLICKY |  | 51.6745 | -9.4506
MV/LV Substation CA***239X | 10 kV | 400V(3ph) & 230V(single ph) | LV | 630 kVA :Kiosk Substation | 0.63 | --> | 0.63 | 0 | 0 | Constrained,otherwise capacity available =500kVA. | --> | 0.598 | 0 | 0 | 0 | 0 | 0.5 | 0 |  | --> | C17 ex CARRICK ON SHANNON | CARRICK ON SHANNON: T41∥T42 | CARRICK ON SHANNON |  | 53.9418 | -8.0999
MV/LV Substation CA***239Y | 20 kV | 400V(3ph) & 230V(single ph) | LV | 50 kVA :Pole Substation | 0.05 | --> | 0.05 | 0.049 | 2.8 |  | --> | 0.047 | 0 | 0 | 0 | 0 | 0 | 0 | Constrained,otherwise capacity available =49kW. | --> | C21 ex LEE BRIDGE | LEE BRIDGE: T41 | MACROOM |  | 51.9116 | -9.1111
MV/LV Substation CA***240 | 20 kV | 400V(3ph) & 230V(single ph) | LV | 200 kVA :Pole Substation | 0.2 | --> | 0.2 | 0 | 0 | Constrained,otherwise capacity available =163kVA. | --> | 0.19 | 0 | 0 | 0 | 0 | 0 | 0 | Constrained,otherwise capacity available =205kW. | --> | E11 ex BEALNABLATH | BEALNABLATH: T421 | BANDON |  | 51.8466 | -8.8038
MV/LV Substation CA***240Y | 10 kV | 400V(3ph) & 230V(single ph) | LV | 100 kVA :Pole Substation | 0.1 | --> | 0.1 | 0 | 0 | Constrained,otherwise capacity available =47kVA. | --> | 0.095 | 0 | 0 | 0 | 0 | 0.107 | 0 |  | --> | C21 ex TERMONFECKIN ROAD | TERMONFECKIN ROAD: T41∥T42 | DRYBRIDGE |  | 53.7449 | -6.2979
MV/LV Substation CA***241 | 10 kV | 400V(3ph) & 230V(single ph) | LV | 400 kVA :Kiosk Substation | 0.4 | --> | 0.4 | 0.287 | 12.2 |  | --> | 0.38 | 0 | 0 | 0 | 0.078 | 0.335 | 0 |  | --> | C24 ex SALTHILL | SALTHILL: T102 | SALTHILL |  | 53.2606 | -9.1036
MV/LV Substation CA***241 | 10 kV | 400V(3ph) & 230V(single ph) | LV | 400 kVA :Kiosk Substation | 0.4 | --> | 0.4 | 0 | 0 | Constrained,otherwise capacity available =306kVA. | --> | 0.38 | 0 | 0 | 0 | 0.018 | 0.395 | 0 |  | --> | C22 ex CARRIGTWOHILL | CARRIGTWOHILL: T42 | COW CROSS |  | 51.9116 | -8.2566
MV/LV Substation CA***241X | 10 kV | 400V(3ph) & 230V(single ph) | LV | 200 kVA :Pole Substation | 0.2 | --> | 0.2 | 0.148 | 1.7 |  | --> | 0.19 | 0 | 0 | 0 | 0.01 | 0.197 | 0 |  | --> | C26 ex BISHOPSTOWN | BISHOPSTOWN: T42 | KILBARRY |  | 51.8958 | -8.5635
MV/LV Substation CA***242X | 20 kV | 400V(3ph) & 230V(single ph) | LV | 400 kVA :Kiosk Substation | 0.4 | --> | 0.4 | 0 | 0 | Constrained,otherwise capacity available =329kVA. | --> | 0.38 | 0 | 0 | 0 | 0.006 | 0.404 | 0 |  | --> | C21 ex CASTLEISLAND | CASTLEISLAND: T41∥T42 | TRALEE |  | 52.2224 | -9.4676
MV/LV Substation CA***242X | 10 kV | 400V(3ph) & 230V(single ph) | LV | 1000 kVA :Kiosk Substation | 1 | --> | 1 | 0 | 0 | Constrained,otherwise capacity available =500kVA. | --> | 0.95 | 0 | 0 | 0 | 0 | 0.5 | 0 |  | --> | C17 ex CARRICK ON SHANNON | CARRICK ON SHANNON: T41∥T42 | CARRICK ON SHANNON |  | 53.9423 | -8.1022
MV/LV Substation CA***243X | 10 kV | 400V(3ph) & 230V(single ph) | LV | 1000 kVA :Building Structure | 1 | --> | 1 | 0 | 0 | Constrained,otherwise capacity available =500kVA. | --> | 0.95 | 0 | 0 | 0 | 0 | 0.5 | 0 |  | --> | C17 ex CARRICK ON SHANNON | CARRICK ON SHANNON: T41∥T42 | CARRICK ON SHANNON |  | 53.9424 | -8.1043
MV/LV Substation CA***243Z | 20 kV | 400V(3ph) & 230V(single ph) | LV | 100 kVA :Pole Substation | 0.1 | --> | 0.1 | 0.004 | 2.5 |  | --> | 0.095 | 0 | 0 | 0 | 0 | 0 | 0 | Constrained,otherwise capacity available =114kW. | --> | E13 ex TULLOW | TULLOW: T421 | CARLOW |  | 52.8063 | -6.7579
MV/LV Substation CA***245 | 10 kV | 400V(3ph) & 230V(single ph) | LV | 100 kVA :Pole Substation | 0.1 | --> | 0.1 | 0.1 | 1.7 |  | --> | 0.095 | 0 | 0 | 0 | 0 | 0.1 | 0 |  | --> | C15 ex TULLA | TULLA: T41 | ENNIS |  | 52.9605 | -8.6653
MV/LV Substation CA***246 | 10 kV | 400V(3ph) & 230V(single ph) | LV | 100 kVA :Pole Substation | 0.1 | --> | 0.1 | 0.028 | 1.3 |  | --> | 0.095 | 0 | 0 | 0 | 0.005 | 0 | 0 | Constrained,otherwise capacity available =105kW. | --> | C23 ex KILKEE | KILKEE: T41 | TULLABRACK |  | 52.6044 | -9.7104
MV/LV Substation CA***246 | 20 kV | 400V(3ph) & 230V(single ph) | LV | 100 kVA :Pole Substation | 0.1 | --> | 0.1 | 0.083 | 5.6 |  | --> | 0.095 | 0 | 0 | 0 | 0 | 0.102 | 0 |  | --> | E18 ex CRANE | CRANE: T122 | CRANE |  | 52.5137 | -6.2446
MV/LV Substation CA***246X | 10 kV | 400V(3ph) & 230V(single ph) | LV | 200 kVA :Kiosk Substation | 0.2 | --> | 0.2 | 0.15 | 1.2 |  | --> | 0.19 | 0 | 0 | 0 | 0 | 0.207 | 0 |  | --> | C15 ex SCREEB | SCREEB: T41 | SCREEB |  | 53.3248 | -9.8396
MV/LV Substation CA***247 | 10 kV | 400V(3ph) & 230V(single ph) | LV | 400 kVA :Kiosk Substation | 0.4 | --> | 0.4 | 0.327 | 2.3 |  | --> | 0.38 | 0 | 0 | 0 | 0 | 0.411 | 0 |  | --> | C14 ex RINEANNA | RINEANNA: T41 | DRUMLINE |  | 52.7518 | -8.911
MV/LV Substation CA***247Z | 10 kV | 400V(3ph) & 230V(single ph) | LV | 50 kVA :Pole Substation | 0.05 | --> | 0.05 | 0.044 | 3.7 |  | --> | 0.047 | 0 | 0 | 0 | 0.003 | 0.047 | 0 |  | --> | C18 ex SALLINS | SALLINS: T42 | GRIFFINRATH |  | 53.3049 | -6.6921
MV/LV Substation CA***247Z | 10 kV | 400V(3ph) & 230V(single ph) | LV | 400 kVA :Kiosk Substation | 0.4 | --> | 0.4 | 0.317 | 9.7 |  | --> | 0.38 | 0 | 0 | 0 | 0.023 | 0.388 | 0 |  | --> | C22 ex ARTANE | ARTANE: T102 | FINGLAS |  | 53.3906 | -6.2153
MV/LV Substation CA***248Y | 20 kV | 400V(3ph) & 230V(single ph) | LV | 33 kVA :Pole Substation | 0.033 | --> | 0.033 | 0 | 0 | Constrained,otherwise capacity available =33kVA. | --> | 0.031 | 0 | 0 | 0 | 0 | 0.032 | 0 |  | --> | C19 ex ENNISTYMON | ENNISTYMON: T41∥T42 | ENNIS |  | 53.1046 | -9.1607
MV/LV Substation CA***249 | 10 kV | 400V(3ph) & 230V(single ph) | LV | 200 kVA :Pole Substation | 0.2 | --> | 0.2 | 0.179 | 2.9 |  | --> | 0.19 | 0 | 0 | 0 | 0.003 | 0.2 | 0 |  | --> | C20 ex SUTTON | SUTTON: T42 | GRANGE (DR) |  | 53.3814 | -6.0579
MV/LV Substation CA***249X | 20 kV | 400V(3ph) & 230V(single ph) | LV | 50 kVA :Pole Substation | 0.05 | --> | 0.05 | 0 | 0 | Constrained,otherwise capacity available =50kVA. | --> | 0.047 | 0 | 0 | 0 | 0 | 0 | 0 | Constrained,otherwise capacity available =49kW. | --> | E24 ex BIRR | BIRR: T422 | DALLOW |  | 53.1395 | -7.6728
MV/LV Substation CA***249X | 10 kV | 400V(3ph) & 230V(single ph) | LV | 100 kVA :Pole Substation | 0.1 | --> | 0.1 | 0.072 | 1.2 |  | --> | 0.095 | 0 | 0 | 0 | 0 | 0.103 | 0 |  | --> | C15 ex SCREEB | SCREEB: T41 | SCREEB |  | 53.3245 | -9.8174
MV/LV Substation CA***249Z | 20 kV | 400V(3ph) & 230V(single ph) | LV | 400 kVA :Kiosk Substation | 0.4 | --> | 0.4 | 0 | 0 | Constrained,otherwise capacity available =335kVA. | --> | 0.38 | 0 | 0 | 0 | 0 | 0.41 | 0 |  | --> | E13 ex GLASMORE | GLASMORE: T421 | GLASMORE |  | 53.4727 | -6.2397
MV/LV Substation CA***250 | 20 kV | 400V(3ph) & 230V(single ph) | LV | 100 kVA :Pole Substation | 0.1 | --> | 0.1 | 0.04 | 2 |  | --> | 0.095 | 0 | 0 | 0 | 0.035 | 0.072 | 0 |  | --> | C16 ex CAPPAMORE | CAPPAMORE: T41∥T42 | ARDNACRUSHA |  | 52.5826 | -8.1701
MV/LV Substation CA***250 | 20 kV | 400V(3ph) & 230V(single ph) | LV | 50 kVA :Pole Substation | 0.05 | --> | 0.05 | 0 | 0 | Constrained,otherwise capacity available =43kVA. | --> | 0.047 | 0 | 0 | 0 | 0 | 0.05 | 0 |  | --> | C14 ex MILFORD (NR) | MILFORD (NR): T41∥T42 | LETTERKENNY |  | 55.2476 | -7.6956
MV/LV Substation CA***250X | 10 kV | 400V(3ph) & 230V(single ph) | LV | 200 kVA :Kiosk Substation | 0.2 | --> | 0.2 | 0.175 | 6 |  | --> | 0.19 | 0 | 0 | 0 | 0 | 0 | 0 | Constrained,otherwise capacity available =203kW. | --> | E15 ex ABBEYFEALE | ABBEYFEALE: T421 | TRIEN |  | 52.3847 | -9.2989
MV/LV Substation CA***250Z | 20 kV | 400V(3ph) & 230V(single ph) | LV | 400 kVA :Kiosk Substation | 0.4 | --> | 0.4 | 0 | 0 | Constrained,otherwise capacity available =400kVA. | --> | 0.38 | 0 | 0 | 0 | 0 | 0.4 | 0 |  | --> | E13 ex GLASMORE | GLASMORE: T421 | GLASMORE |  | 53.4731 | -6.2374
MV/LV Substation CA***251X | 10 kV | 400V(3ph) & 230V(single ph) | LV | 400 kVA :Kiosk Substation | 0.4 | --> | 0.4 | 0.368 | 9.9 |  | --> | 0.38 | 0 | 0 | 0 | 0 | 0.404 | 0 |  | --> | C18 ex CONVOY | CONVOY: T41∥T42 | LETTERKENNY |  | 54.8736 | -7.6087
MV/LV Substation CA***251Z | 20 kV | 400V(3ph) & 230V(single ph) | LV | 200 kVA :Kiosk Substation | 0.2 | --> | 0.2 | 0 | 0 | Constrained,otherwise capacity available =184kVA. | --> | 0.19 | 0 | 0 | 0 | 0.003 | 0.199 | 0 |  | --> | E13 ex GLASMORE | GLASMORE: T421 | GLASMORE |  | 53.4716 | -6.2385
MV/LV Substation CA***252Z | 20 kV | 400V(3ph) & 230V(single ph) | LV | 200 kVA :Kiosk Substation | 0.2 | --> | 0.2 | 0 | 0 | Constrained,otherwise capacity available =105kVA. | --> | 0.19 | 0 | 0 | 0 | 0.003 | 0.211 | 0 |  | --> | E13 ex GLASMORE | GLASMORE: T421 | GLASMORE |  | 53.4724 | -6.235
MV/LV Substation CA***253Z | 20 kV | 400V(3ph) & 230V(single ph) | LV | 630 kVA :Kiosk Substation | 0.63 | --> | 0.63 | 0.485 | 0.7 |  | --> | 0.598 | 0 | 0 | 0 | 0.021 | 0.5 | 0 |  | --> | C21 ex MONEYCOOLEY | MONEYCOOLEY: T41 | GRIFFINRATH |  | 53.3918 | -6.5477
MV/LV Substation CA***254 | 20 kV | 400V(3ph) & 230V(single ph) | LV | 200 kVA :Kiosk Substation | 0.2 | --> | 0.2 | 0.166 | 6.3 |  | --> | 0.19 | 0 | 0 | 0 | 0.01 | 0 | 0 | Constrained,otherwise capacity available =194kW. | --> | E13 ex BAGENALSTOWN | BAGENALSTOWN: T421∥T422 | CARLOW |  | 52.6879 | -6.784
MV/LV Substation CA***254X | 10 kV | 400V(3ph) & 230V(single ph) | LV | 400 kVA :Kiosk Substation | 0.4 | --> | 0.4 | 0 | 0 | Constrained,otherwise capacity available =356kVA. | --> | 0.38 | 0 | 0 | 0 | 0 | 0.406 | 0 |  | --> | C15 ex CARRIGALINE | CARRIGALINE: T41∥T42 | BARNAHELY |  | 51.8229 | -8.3965
MV/LV Substation CA***255 | 20 kV | 400V(3ph) & 230V(single ph) | LV | 200 kVA :Pole Substation | 0.2 | --> | 0.2 | 0.199 | 1.5 |  | --> | 0.19 | 0 | 0 | 0 | 0 | 0.2 | 0 |  | --> | E17 ex ACHILL | ACHILL: T422 | CARROWBEG |  | 53.9765 | -10.0564
MV/LV Substation CA***255 | 20 kV | 400V(3ph) & 230V(single ph) | LV | 50 kVA :Pole Substation | 0.05 | --> | 0.05 | 0.035 | 2.6 |  | --> | 0.047 | 0 | 0 | 0 | 0 | 0.051 | 0 |  | --> | E23 ex ATHENRY | ATHENRY: T423 | GALWAY 110KV |  | 53.3054 | -8.4835
MV/LV Substation CA***255X | 20 kV | 400V(3ph) & 230V(single ph) | LV | 50 kVA :Pole Substation | 0.05 | --> | 0.05 | 0.044 | 0.8 |  | --> | 0.047 | 0 | 0 | 0 | 0 | 0 | 0 | Constrained,otherwise capacity available =50kW. | --> | E18 ex CARNDONAGH | CARNDONAGH: T421∥T422 | TRILLICK |  | 55.2548 | -7.2301
MV/LV Substation CA***255X | 10 kV | 400V(3ph) & 230V(single ph) | LV | 400 kVA :Kiosk Substation | 0.4 | --> | 0.4 | 0 | 0 | Constrained,otherwise capacity available =372kVA. | --> | 0.38 | 0 | 0 | 0 | 0 | 0.403 | 0 |  | --> | C15 ex CARRIGALINE | CARRIGALINE: T41∥T42 | BARNAHELY |  | 51.8232 | -8.3953
MV/LV Substation CA***255Z | 10 kV | 400V(3ph) & 230V(single ph) | LV | 50 kVA :Pole Substation | 0.05 | --> | 0.05 | 0.048 | 7.3 |  | --> | 0.047 | 0 | 0 | 0 | 0 | 0.049 | 0 |  | --> | E41 ex KINSALE | KINSALE: T423 | BANDON |  | 51.7012 | -8.5379
MV/LV Substation CA***256X | 10 kV | 400V(3ph) & 230V(single ph) | LV | 400 kVA :Building Structure | 0.4 | --> | 0.4 | 0.39 | 2.7 |  | --> | 0.38 | 0 | 0 | 0 | 0 | 0.401 | 0 |  | --> | C19 ex CALLAN | CALLAN: T41∥T42 | KILKENNY |  | 52.576 | -7.4876
MV/LV Substation CA***258X | 10 kV | 400V(3ph) & 230V(single ph) | LV | 50 kVA :Pole Substation | 0.05 | --> | 0.05 | 0.024 | 0.3 |  | --> | 0.047 | 0 | 0 | 0 | 0.003 | 0.05 | 0 |  | --> | C17 ex BISHOPSTOWN | BISHOPSTOWN: T41 | KILBARRY |  | 51.8886 | -8.5615
MV/LV Substation CA***258Y | 20 kV | 400V(3ph) & 230V(single ph) | LV | 50 kVA :Pole Substation | 0.05 | --> | 0.05 | 0.044 | 2.5 |  | --> | 0.047 | 0 | 0 | 0 | 0 | 0 | 0 | Constrained,otherwise capacity available =50kW. | --> | C19 ex GRAIGUE | GRAIGUE: T41 | CARLOW |  | 52.7855 | -6.971
MV/LV Substation CA***258Y | 20 kV | 400V(3ph) & 230V(single ph) | LV | 50 kVA :Pole Substation | 0.05 | --> | 0.05 | 0 | 0 | Constrained,otherwise capacity available =49kVA. | --> | 0.047 | 0 | 0 | 0 | 0 | 0.049 | 0 |  | --> | E18 ex COLLOONEY | COLLOONEY: T422 | SLIGO |  | 54.0913 | -8.3423
MV/LV Substation CA***259Y | 20 kV | 400V(3ph) & 230V(single ph) | LV | 50 kVA :Pole Substation | 0.05 | --> | 0.05 | 0 | 0 | Constrained,otherwise capacity available =50kVA. | --> | 0.047 | 0 | 0 | 0 | 0 | 0 | 0 | Constrained,otherwise capacity available =49kW. | --> | E13 ex ABBEYLEIX | ABBEYLEIX: T422 | PORTLAOISE |  | 52.9778 | -7.2834
MV/LV Substation CA***259Y | 10 kV | 400V(3ph) & 230V(single ph) | LV | 400 kVA :Kiosk Substation | 0.4 | --> | 0.4 | 0.325 | 3.3 |  | --> | 0.38 | 0 | 0 | 0 | 0 | 0.411 | 0 |  | --> | C14 ex WATERFORD | WATERFORD: T42 | WATERFORD |  | 52.2637 | -7.1348
MV/LV Substation CA***260Y | 10 kV | 400V(3ph) & 230V(single ph) | LV | 200 kVA :Kiosk Substation | 0.2 | --> | 0.2 | 0.118 | 4.9 |  | --> | 0.19 | 0 | 0 | 0 | 0.004 | 0.208 | 0 |  | --> | C12 ex DUNDALK | DUNDALK: T42 | DUNDALK |  | 54.0158 | -6.4168
MV/LV Substation CA***260Z | 10 kV | 400V(3ph) & 230V(single ph) | LV | 400 kVA :Building Structure | 0.4 | --> | 0.4 | 0.385 | 1.1 |  | --> | 0.38 | 0 | 0 | 0 | 0 | 0 | 0 | Constrained,otherwise capacity available =402kW. | --> | C21 ex BALLYCOOLIN | BALLYCOOLIN: T43 | FINGLAS |  | 53.4044 | -6.3574
MV/LV Substation CA***261X | 20 kV | 400V(3ph) & 230V(single ph) | LV | 50 kVA :Pole Substation | 0.05 | --> | 0.05 | 0 | 0 | Constrained,otherwise capacity available =46kVA. | --> | 0.047 | 0 | 0 | 0 | 0.009 | 0.04 | 0 |  | --> | C19 ex ENNISTYMON | ENNISTYMON: T41∥T42 | ENNIS |  | 53.1346 | -9.1089
MV/LV Substation CA***261Z | 10 kV | 400V(3ph) & 230V(single ph) | LV | 200 kVA :Building Structure | 0.2 | --> | 0.2 | 0 | 0 | Constrained,otherwise capacity available =167kVA. | --> | 0.19 | 0 | 0 | 0 | 0 | 0.204 | 0 |  | --> | C41 ex COLLEGE PARK | COLLEGE PARK: T103 | COLLEGE PARK |  | 53.4043 | -6.4248
MV/LV Substation CA***262 | 10 kV | 400V(3ph) & 230V(single ph) | LV | 50 kVA :Pole Substation | 0.05 | --> | 0.05 | 0.044 | 0.8 |  | --> | 0.047 | 0 | 0 | 0 | 0 | 0.05 | 0 |  | --> | C20 ex ORANMORE | ORANMORE: T44 | GALWAY 110KV |  | 53.3033 | -8.9289
MV/LV Substation CA***264 | 10 kV | 400V(3ph) & 230V(single ph) | LV | 400 kVA :Kiosk Substation | 0.4 | --> | 0.4 | 0.311 | 4.5 |  | --> | 0.38 | 0 | 0 | 0 | 0 | 0.413 | 0 |  | --> | C15 ex MAYFIELD | MAYFIELD: T41 | KILBARRY |  | 51.9221 | -8.3999
MV/LV Substation CA***265 | 10 kV | 400V(3ph) & 230V(single ph) | LV | 50 kVA :Pole Substation | 0.05 | --> | 0.05 | 0.032 | 0.3 |  | --> | 0.047 | 0 | 0 | 0 | 0 | 0 | 0 | Constrained,otherwise capacity available =51kW. | --> | C15 ex DRUMBEAR | DRUMBEAR: T41∥T42 | LISDRUM |  | 54.1849 | -6.8184
MV/LV Substation CA***265 | 10 kV | 400V(3ph) & 230V(single ph) | LV | 200 kVA :Building Structure | 0.2 | --> | 0.2 | 0 | 0 | Constrained,otherwise capacity available =126kVA. | --> | 0.19 | 0 | 0 | 0 | 0.004 | 0.206 | 0 |  | --> | C30 ex KINSALE | KINSALE: T41∥T42 | BANDON |  | 51.6964 | -8.5141
MV/LV Substation CA***265Y | 10 kV | 400V(3ph) & 230V(single ph) | LV | 400 kVA :Kiosk Substation | 0.4 | --> | 0.4 | 0.198 | 9.2 |  | --> | 0.38 | 0 | 0 | 0 | 0.018 | 0.411 | 0 |  | --> | C17 ex MIDLETON | MIDLETON: T101 | MIDLETON |  | 51.9077 | -8.1683
MV/LV Substation CA***266 | 20 kV | 400V(3ph) & 230V(single ph) | LV | 50 kVA :Pole Substation | 0.05 | --> | 0.05 | 0.047 | 2.6 |  | --> | 0.047 | 0 | 0 | 0 | 0 | 0.049 | 0 |  | --> | E21 ex ATHENRY | ATHENRY: T423 | GALWAY 110KV |  | 53.3229 | -8.7247
MV/LV Substation CA***266 | 20 kV | 400V(3ph) & 230V(single ph) | LV | 200 kVA :Pole Substation | 0.2 | --> | 0.2 | 0 | 0 | Constrained,otherwise capacity available =145kVA. | --> | 0.19 | 0 | 0 | 0 | 0.003 | 0.205 | 0 |  | --> | E13 ex BALTINGLASS | BALTINGLASS: T421∥T422 | STRATFORD |  | 52.916 | -6.8373
MV/LV Substation CA***267 | 20 kV | 400V(3ph) & 230V(single ph) | LV | 50 kVA :Pole Substation | 0.05 | --> | 0.05 | 0.031 | 5.7 |  | --> | 0.047 | 0 | 0 | 0 | 0.006 | 0.045 | 0 |  | --> | E14 ex MOY | MOY: T421∥T422 | MOY |  | 54.1357 | -9.1602
MV/LV Substation CA***267Y | 10 kV | 400V(3ph) & 230V(single ph) | LV | 50 kVA :Pole Substation | 0.05 | --> | 0.05 | 0 | 0 | Constrained,otherwise capacity available =50kVA. | --> | 0.047 | 0 | 0 | 0 | 0 | 0 | 0 | Constrained,otherwise capacity available =49kW. | --> | C16 ex KANTURK | KANTURK: T41∥T42 | GLENLARA |  | 52.2702 | -8.8289
MV/LV Substation CA***268Z | 10 kV | 400V(3ph) & 230V(single ph) | LV | 200 kVA :Kiosk Substation | 0.2 | --> | 0.2 | 0.163 | 2.7 |  | --> | 0.19 | 0 | 0 | 0 | 0 | 0.205 | 0 |  | --> | C19 ex CALLAN | CALLAN: T41∥T42 | KILKENNY |  | 52.5481 | -7.3951
MV/LV Substation CA***270 | 20 kV | 400V(3ph) & 230V(single ph) | LV | 50 kVA :Pole Substation | 0.05 | --> | 0.05 | 0.049 | 2.2 |  | --> | 0.047 | 0 | 0 | 0 | 0 | 0.049 | 0 |  | --> | C12 ex ROSSGEIR | ROSSGEIR: T41∥T42 | LETTERKENNY |  | 54.79 | -7.5962
MV/LV Substation CA***270Y | 10 kV | 400V(3ph) & 230V(single ph) | LV | 50 kVA :Pole Substation | 0.05 | --> | 0.05 | 0.049 | 0.3 |  | --> | 0.047 | 0 | 0 | 0 | 0.007 | 0.042 | 0 |  | --> | C17 ex TUAM NORTH | TUAM NORTH: T41∥T42 | CLOON |  | 53.5077 | -8.8357
MV/LV Substation CA***271 | 10 kV | 400V(3ph) & 230V(single ph) | LV | 630 kVA :Kiosk Substation | 0.63 | --> | 0.63 | 0.427 | 6.6 |  | --> | 0.598 | 0 | 0 | 0 | 0 | 0.5 | 0 |  | --> | C16 ex GLEBE | GLEBE: T41∥T42 | RICHMOND |  | 53.7297 | -7.7991
MV/LV Substation CA***273Z | 20 kV | 400V(3ph) & 230V(single ph) | LV | 100 kVA :Pole Substation | 0.1 | --> | 0.1 | 0.078 | 2.8 |  | --> | 0.095 | 0 | 0 | 0 | 0 | 0.103 | 0 |  | --> | E12 ex LONGFORD | LONGFORD: T422 | RICHMOND |  | 53.8214 | -7.7615
MV/LV Substation CA***274 | 20 kV | 400V(3ph) & 230V(single ph) | LV | 630 kVA :Kiosk Substation | 0.63 | --> | 0.63 | 0.5 | 1.2 |  | --> | 0.598 | 0 | 0 | 0 | 0 | 0 | 0 | Constrained,otherwise capacity available =500kW. | --> | E15 ex BUNCRANA | BUNCRANA: T421∥T422 | TRILLICK |  | 55.1272 | -7.4399
MV/LV Substation CA***274X | 10 kV | 400V(3ph) & 230V(single ph) | LV | 400 kVA :Kiosk Substation | 0.4 | --> | 0.4 | 0 | 0 | Constrained,otherwise capacity available =320kVA. | --> | 0.38 | 0 | 0 | 0 | 0.006 | 0.406 | 0 |  | --> | C13 ex CARRICKMINES | CARRICKMINES: T41 | CARRICKMINES |  | 53.2495 | -6.1772
MV/LV Substation CA***275 | 20 kV | 400V(3ph) & 230V(single ph) | LV | 50 kVA :Pole Substation | 0.05 | --> | 0.05 | 0.047 | 2.6 |  | --> | 0.047 | 0 | 0 | 0 | 0.003 | 0.046 | 0 |  | --> | E23 ex ATHENRY | ATHENRY: T423 | GALWAY 110KV |  | 53.2962 | -8.6429
MV/LV Substation CA***275X | 10 kV | 400V(3ph) & 230V(single ph) | LV | 630 kVA :Building Structure | 0.63 | --> | 0.63 | 0 | 0 | Constrained,otherwise capacity available =500kVA. | --> | 0.598 | 0 | 0 | 0 | 0 | 0.5 | 0 |  | --> | C13 ex CARRICKMINES | CARRICKMINES: T41 | CARRICKMINES |  | 53.2489 | -6.1782
MV/LV Substation CA***276 | 20 kV | 400V(3ph) & 230V(single ph) | LV | 200 kVA :Pole Substation | 0.2 | --> | 0.2 | 0.127 | 5.2 |  | --> | 0.19 | 0 | 0 | 0 | 0 | 0.21 | 0 |  | --> | E12 ex WHITECHURCH | WHITECHURCH: T422 | KILBARRY |  | 52.0836 | -8.4696
MV/LV Substation CA***276 | 20 kV | 400V(3ph) & 230V(single ph) | LV | 100 kVA :Pole Substation | 0.1 | --> | 0.1 | 0.084 | 3.3 |  | --> | 0.095 | 0 | 0 | 0 | 0 | 0.102 | 0 |  | --> | E18 ex BIRDHILL | BIRDHILL: T422 | ARDNACRUSHA |  | 52.7107 | -8.5046
MV/LV Substation CA***276Y | 10 kV | 400V(3ph) & 230V(single ph) | LV | 1000 kVA :Building Structure | 1 | --> | 1 | 0.5 | 9.2 |  | --> | 0.95 | 0 | 0 | 0 | 0 | 0.5 | 0 |  | --> | C17 ex MIDLETON | MIDLETON: T101 | MIDLETON |  | 51.9119 | -8.1786
MV/LV Substation CA***277Y | 10 kV | 400V(3ph) & 230V(single ph) | LV | 50 kVA :Pole Substation | 0.05 | --> | 0.05 | 0.042 | 1.9 |  | --> | 0.047 | 0 | 0 | 0 | 0 | 0.05 | 0 |  | --> | C16 ex VIRGINIA | VIRGINIA: T41∥T42 | MEATH HILL |  | 53.8016 | -7.0332
MV/LV Substation CA***278X | 10 kV | 400V(3ph) & 230V(single ph) | LV | 1000 kVA :Building Structure | 1 | --> | 1 | 0.5 | 11.3 |  | --> | 0.95 | 0 | 0 | 0 | 0.039 | 0.5 | 0 |  | --> | C18 ex SINGLAND | SINGLAND: T102 | SINGLAND |  | 52.6672 | -8.5769
MV/LV Substation CA***278Y | 10 kV | 400V(3ph) & 230V(single ph) | LV | 200 kVA :Kiosk Substation | 0.2 | --> | 0.2 | 0 | 0 | Constrained,otherwise capacity available =152kVA. | --> | 0.19 | 0 | 0 | 0 | 0.017 | 0 | 0 | Constrained,otherwise capacity available =189kW. | --> | C20 ex PORTLAOISE | PORTLAOISE: T42 | PORTLAOISE |  | 53.0387 | -7.2697
MV/LV Substation CA***279 | 20 kV | 400V(3ph) & 230V(single ph) | LV | 100 kVA :Pole Substation | 0.1 | --> | 0.1 | 0.064 | 0.4 |  | --> | 0.095 | 0 | 0 | 0 | 0 | 0.105 | 0 |  | --> | E33 ex TRIM | TRIM: T421 | NAVAN |  | 53.4792 | -6.7349
MV/LV Substation CA***279 | 10 kV | 400V(3ph) & 230V(single ph) | LV | 100 kVA :Pole Substation | 0.1 | --> | 0.1 | 0 | 0 | Constrained,otherwise capacity available =94kVA. | --> | 0.095 | 0 | 0 | 0 | 0.011 | 0.089 | 0 |  | --> | C18 ex WOODFORD | WOODFORD: T41∥T42 | KNOCKEARAGH |  | 52.0383 | -9.4961
MV/LV Substation CA***279Y | 20 kV | 400V(3ph) & 230V(single ph) | LV | 50 kVA :Pole Substation | 0.05 | --> | 0.05 | 0 | 0 | Constrained,otherwise capacity available =46kVA. | --> | 0.047 | 0 | 0 | 0 | 0 | 0 | 0 | Constrained,otherwise capacity available =49kW. | --> | C18 ex LEE BRIDGE | LEE BRIDGE: T42 | MACROOM |  | 51.9631 | -9.0256
MV/LV Substation CA***280 | 10 kV | 400V(3ph) & 230V(single ph) | LV | 400 kVA :Building Structure | 0.4 | --> | 0.4 | 0 | 4.6 |  | --> | 0.38 | 0 | 0 | 0 | 0.015 | 0.446 | 0 |  | --> | C24 ex CABRA | CABRA: T101 | FINGLAS |  | 53.3662 | -6.2916
MV/LV Substation CA***280Z | 10 kV | 400V(3ph) & 230V(single ph) | LV | 100 kVA :Pole Substation | 0.1 | --> | 0.1 | 0 | 0 | Constrained,otherwise capacity available =99kVA. | --> | 0.095 | 0 | 0 | 0 | 0 | 0.1 | 0 |  | --> | C16 ex CARRIGALINE | CARRIGALINE: T41∥T42 | BARNAHELY |  | 51.8695 | -8.3775
MV/LV Substation CA***281X | 10 kV | 400V(3ph) & 230V(single ph) | LV | 50 kVA :Pole Substation | 0.05 | --> | 0.05 | 0.046 | 1.7 |  | --> | 0.047 | 0 | 0 | 0 | 0 | 0 | 0 | Constrained,otherwise capacity available =49kW. | --> | C19 ex BALLYBAY | BALLYBAY: T41∥T42 | LISDRUM |  | 54.0816 | -6.9176
MV/LV Substation CA***282 | 10 kV | 400V(3ph) & 230V(single ph) | LV | 630 kVA :Building Structure | 0.63 | --> | 0.63 | 0.5 | 6.7 |  | --> | 0.598 | 0 | 0 | 0 | 0 | 0.5 | 0 |  | --> | C12 ex COLLINSTOWN | COLLINSTOWN: T41∥T42 | GRANGE (DR) |  | 53.4237 | -6.2364
MV/LV Substation CA***282X | 10 kV | 400V(3ph) & 230V(single ph) | LV | 50 kVA :Pole Substation | 0.05 | --> | 0.05 | 0 | 0 | Constrained,otherwise capacity available =50kVA. | --> | 0.047 | 0 | 0 | 0 | 0 | 0.049 | 0 |  | --> | C15 ex SKIBBEREEN | SKIBBEREEN: T41∥T42 | DUNMANWAY |  | 51.5436 | -9.2627
MV/LV Substation CA***282X | 10 kV | 400V(3ph) & 230V(single ph) | LV | 400 kVA :Kiosk Substation | 0.4 | --> | 0.4 | 0 | 0 | Constrained,otherwise capacity available =290kVA. | --> | 0.38 | 0 | 0 | 0 | 0 | 0.417 | 0 |  | --> | C22 ex GRANGE (DR) | GRANGE (DR): T42 | GRANGE (DR) |  | 53.4068 | -6.2035
MV/LV Substation CA***283 | 10 kV | 400V(3ph) & 230V(single ph) | LV | 400 kVA :Building Structure | 0.4 | --> | 0.4 | 0.301 | 2.1 |  | --> | 0.38 | 0 | 0 | 0 | 0.01 | 0.404 | 0 |  | --> | C18 ex CAHERDAVIN | CAHERDAVIN: T42 | ARDNACRUSHA |  | 52.6693 | -8.6636
MV/LV Substation CA***283 | 10 kV | 400V(3ph) & 230V(single ph) | LV | 50 kVA :Pole Substation | 0.05 | --> | 0.05 | 0 | 0 | Constrained,otherwise capacity available =24kVA. | --> | 0.047 | 0 | 0 | 0 | 0.007 | 0.045 | 0 |  | --> | C15 ex COOLCORCORAN | COOLCORCORAN: T41∥T42 | KNOCKEARAGH |  | 52.067 | -9.5263
MV/LV Substation CA***283 | 20 kV | 400V(3ph) & 230V(single ph) | LV | 50 kVA :Pole Substation | 0.05 | --> | 0.05 | 0 | 0 | Constrained,otherwise capacity available =50kVA. | --> | 0.047 | 0 | 0 | 0 | 0 | 0.049 | 0 |  | --> | E17 ex DRUMLINE | DRUMLINE: T421∥T422 | DRUMLINE |  | 52.763 | -8.8825
MV/LV Substation CA***283 | 10 kV | 400V(3ph) & 230V(single ph) | LV | 200 kVA :Kiosk Substation | 0.2 | --> | 0.2 | 0 | 0 | Constrained,otherwise capacity available =8kVA. | --> | 0.19 | 0 | 0 | 0 | 0.003 | 0.225 | 0 |  | --> | C18 ex WOODFORD | WOODFORD: T41∥T42 | KNOCKEARAGH |  | 52.0398 | -9.4948
MV/LV Substation CA***283Y | 20 kV | 400V(3ph) & 230V(single ph) | LV | 200 kVA :Kiosk Substation | 0.2 | --> | 0.2 | 0 | 0 | Constrained,otherwise capacity available =109kVA. | --> | 0.19 | 0 | 0 | 0 | 0.003 | 0.21 | 0 |  | --> | E22 ex COLLOONEY | COLLOONEY: T422 | SLIGO |  | 54.1941 | -8.4389
MV/LV Substation CA***284 | 20 kV | 400V(3ph) & 230V(single ph) | LV | 200 kVA :Pole Substation | 0.2 | --> | 0.2 | 0.106 | 2.8 |  | --> | 0.19 | 0 | 0 | 0 | 0 | 0.213 | 0 |  | --> | C14 ex CASHEL | CASHEL: T42 | CAHIR |  | 52.6088 | -7.9972
MV/LV Substation CA***285 | 20 kV | 400V(3ph) & 230V(single ph) | LV | 100 kVA :Pole Substation | 0.1 | --> | 0.1 | 0 | 0 | Constrained,otherwise capacity available =91kVA. | --> | 0.095 | 0 | 0 | 0 | 0 | 0.1 | 0 |  | --> | C21 ex MILFORD (NR) | MILFORD (NR): T41∥T42 | LETTERKENNY |  | 55.1508 | -7.8036
MV/LV Substation CA***285Z | 10 kV | 400V(3ph) & 230V(single ph) | LV | 200 kVA :Pole Substation | 0.2 | --> | 0.2 | 0 | 0 | Constrained,otherwise capacity available =158kVA. | --> | 0.19 | 0 | 0 | 0 | 0 | 0.206 | 0 |  | --> | C13 ex DOCK ROAD | DOCK ROAD: T41∥T42 | LIMERICK |  | 52.6408 | -8.6741
MV/LV Substation CA***285Z | 20 kV | 400V(3ph) & 230V(single ph) | LV | 200 kVA :Pole Substation | 0.2 | --> | 0.2 | 0.192 | 5.3 |  | --> | 0.19 | 0 | 0 | 0 | 0 | 0.2 | 0 |  | --> | C14 ex SMEARLA | SMEARLA: T42 | TRIEN |  | 52.4522 | -9.3898
MV/LV Substation CA***286 | 10 kV | 400V(3ph) & 230V(single ph) | LV | 100 kVA :Pole Substation | 0.1 | --> | 0.1 | 0.061 | 2.2 |  | --> | 0.095 | 0 | 0 | 0 | 0.003 | 0.102 | 0 |  | --> | C11 ex MALLOW | MALLOW: T41 | MALLOW |  | 52.1232 | -8.6463
MV/LV Substation CA***286X | 10 kV | 400V(3ph) & 230V(single ph) | LV | 400 kVA :Building Structure | 0.4 | --> | 0.4 | 0 | 0 | Constrained,otherwise capacity available =158kVA. | --> | 0.38 | 0 | 0 | 0 | 0 | 0 | 0 | Constrained,otherwise capacity available =436kW. | --> | C13 ex DONEGAL | DONEGAL: T41∥T42 | CATHALEENS FALL |  | 54.6882 | -8.0674
MV/LV Substation CA***286Y | 10 kV | 400V(3ph) & 230V(single ph) | LV | 630 kVA :Kiosk Substation | 0.63 | --> | 0.63 | 0.344 | 0.7 |  | --> | 0.598 | 0 | 0 | 0 | 0.021 | 0.5 | 0 |  | --> | C21 ex MONEYCOOLEY | MONEYCOOLEY: T41 | GRIFFINRATH |  | 53.3824 | -6.5884
MV/LV Substation CA***286Y | 20 kV | 400V(3ph) & 230V(single ph) | LV | 50 kVA :Pole Substation | 0.05 | --> | 0.05 | 0 | 0 | Constrained,otherwise capacity available =49kVA. | --> | 0.047 | 0 | 0 | 0 | 0.003 | 0.046 | 0 |  | --> | E30 ex LOUGHREA | LOUGHREA: T41∥T42 | SOMERSET |  | 53.1765 | -8.6843
MV/LV Substation CA***288X | 10 kV | 400V(3ph) & 230V(single ph) | LV | 200 kVA :Kiosk Substation | 0.2 | --> | 0.2 | 0.179 | 4.9 |  | --> | 0.19 | 0 | 0 | 0 | 0 | 0.203 | 0 |  | --> | C13 ex KILMORE | KILMORE: T101 | FINGLAS |  | 53.3957 | -6.2334
MV/LV Substation CA***290 | 10 kV | 400V(3ph) & 230V(single ph) | LV | 50 kVA :Pole Substation | 0.05 | --> | 0.05 | 0 | 0 | Constrained,otherwise capacity available =50kVA. | --> | 0.047 | 0 | 0 | 0 | 0 | 0.049 | 0 |  | --> | C12 ex SAGGART | SAGGART: T41∥T42 | GRANGE CASTLE |  | 53.2682 | -6.5297
MV/LV Substation CA***291 | 10 kV | 400V(3ph) & 230V(single ph) | LV | 50 kVA :Pole Substation | 0.05 | --> | 0.05 | 0.047 | 2.4 |  | --> | 0.047 | 0 | 0 | 0 | 0 | 0.049 | 0 |  | --> | C19 ex CASTLETOWNROCHE | CASTLETOWNROCHE: T41 | MALLOW |  | 52.2431 | -8.4982
MV/LV Substation CA***292Z | 10 kV | 400V(3ph) & 230V(single ph) | LV | 400 kVA :Kiosk Substation | 0.4 | --> | 0.4 | 0.31 | 15.8 |  | --> | 0.38 | 0 | 0 | 0 | 0.011 | 0.402 | 0 |  | --> | C26 ex CASTLEVIEW | CASTLEVIEW: T102 | CASTLEVIEW |  | 51.8909 | -8.3956
MV/LV Substation CA***293 | 20 kV | 400V(3ph) & 230V(single ph) | LV | 100 kVA :Pole Substation | 0.1 | --> | 0.1 | 0.043 | 2.6 |  | --> | 0.095 | 0 | 0 | 0 | 0 | 0 | 0 | Constrained,otherwise capacity available =108kW. | --> | E17 ex LISDRUM | LISDRUM: T422 | LISDRUM |  | 54.1857 | -7.0322
MV/LV Substation CA***293X | 20 kV | 400V(3ph) & 230V(single ph) | LV | 50 kVA :Pole Substation | 0.05 | --> | 0.05 | 0.046 | 3.8 |  | --> | 0.047 | 0 | 0 | 0 | 0 | 0.049 | 0 |  | --> | E14 ex ERRIGAL | ERRIGAL: T422 | SHANKILL |  | 54.0575 | -7.0739
MV/LV Substation CA***293Y | 20 kV | 400V(3ph) & 230V(single ph) | LV | 200 kVA :Pole Substation | 0.2 | --> | 0.2 | 0.115 | 3.3 |  | --> | 0.19 | 0 | 0 | 0 | 0.003 | 0.209 | 0 |  | --> | E21 ex CRATLOE | CRATLOE: T421∥T422 | ARDNACRUSHA |  | 52.7398 | -8.776
MV/LV Substation CA***294X | 10 kV | 400V(3ph) & 230V(single ph) | LV | 50 kVA :Pole Substation | 0.05 | --> | 0.05 | 0.05 | 1.7 |  | --> | 0.047 | 0 | 0 | 0 | 0 | 0 | 0 | Constrained,otherwise capacity available =49kW. | --> | C19 ex BALLYBAY | BALLYBAY: T41∥T42 | LISDRUM |  | 54.0631 | -6.9019
MV/LV Substation CA***295Z | 20 kV | 400V(3ph) & 230V(single ph) | LV | 50 kVA :Pole Substation | 0.05 | --> | 0.05 | 0.049 | 11.3 |  | --> | 0.047 | 0 | 0 | 0 | 0.007 | 0.042 | 0 |  | --> | C14 ex SINGLAND | SINGLAND: T102 | SINGLAND |  | 52.6156 | -8.5334
MV/LV Substation CA***296 | 10 kV | 400V(3ph) & 230V(single ph) | LV | 630 kVA :Kiosk Substation | 0.63 | --> | 0.63 | 0.4 | 1.6 |  | --> | 0.598 | 0 | 0 | 0 | 0.015 | 0.5 | 0 |  | --> | C18 ex HEADFORD ROAD | HEADFORD ROAD: T42 | GALWAY 110KV |  | 53.2877 | -9.0509
MV/LV Substation CA***296X | 20 kV | 400V(3ph) & 230V(single ph) | LV | 50 kVA :Pole Substation | 0.05 | --> | 0.05 | 0.005 | 0 | Constrained,otherwise capacity available =50kVA. | --> | 0.047 | 0 | 0 | 0 | 0 | 0.049 | 0 |  | --> | E11 ex FINEA | FINEA: T421∥T422 | SHANKILL |  | 53.7888 | -7.4802
MV/LV Substation CA***296X | 20 kV | 400V(3ph) & 230V(single ph) | LV | 400 kVA :Kiosk Substation | 0.4 | --> | 0.4 | 0.364 | 3.3 |  | --> | 0.38 | 0 | 0 | 0 | 0.01 | 0.395 | 0 |  | --> | E18 ex BIRDHILL | BIRDHILL: T422 | ARDNACRUSHA |  | 52.7067 | -8.501
MV/LV Substation CA***297 | 20 kV | 400V(3ph) & 230V(single ph) | LV | 50 kVA :Pole Substation | 0.05 | --> | 0.05 | 0.04 | 3.3 |  | --> | 0.047 | 0 | 0 | 0 | 0 | 0.051 | 0 |  | --> | E14 ex BIRDHILL | BIRDHILL: T422 | ARDNACRUSHA |  | 52.8319 | -8.2825
MV/LV Substation CA***297X | 20 kV | 400V(3ph) & 230V(single ph) | LV | 630 kVA :Kiosk Substation | 0.63 | --> | 0.63 | 0.5 | 3.3 |  | --> | 0.598 | 0 | 0 | 0 | 0.017 | 0.5 | 0 |  | --> | E18 ex BIRDHILL | BIRDHILL: T422 | ARDNACRUSHA |  | 52.7091 | -8.5009
MV/LV Substation CA***297Y | 10 kV | 400V(3ph) & 230V(single ph) | LV | 400 kVA :Kiosk Substation | 0.4 | --> | 0.4 | 0.395 | 3.4 |  | --> | 0.38 | 0 | 0 | 0 | 0 | 0 | 0 | Constrained,otherwise capacity available =400kW. | --> | C14 ex GRAIGUE | GRAIGUE: T42 | CARLOW |  | 52.8377 | -6.9286
MV/LV Substation CA***298X | 10 kV | 400V(3ph) & 230V(single ph) | LV | 400 kVA :Kiosk Substation | 0.4 | --> | 0.4 | 0.328 | 5.6 |  | --> | 0.38 | 0 | 0 | 0 | 0.006 | 0.404 | 0 |  | --> | C13 ex PURCELLS INCH | PURCELLS INCH: T42 | KILKENNY |  | 52.6426 | -7.2322
MV/LV Substation CA***299X | 10 kV | 400V(3ph) & 230V(single ph) | LV | 630 kVA :Building Structure | 0.63 | --> | 0.63 | 0 | 0 | Constrained,otherwise capacity available =461kVA. | --> | 0.598 | 0 | 0 | 0 | 0 | 0.5 | 0 |  | --> | C17 ex CAMDEN ROW | CAMDEN ROW: T41 | FRANCIS STREET |  | 53.341 | -6.277
MV/LV Substation CA***300 | 10 kV | 400V(3ph) & 230V(single ph) | LV | 400 kVA :Kiosk Substation | 0.4 | --> | 0.4 | 0 | 0 | Constrained,otherwise capacity available =314kVA. | --> | 0.38 | 0 | 0 | 0 | 0.006 | 0.407 | 0 |  | --> | C18 ex WOODFORD | WOODFORD: T41∥T42 | KNOCKEARAGH |  | 52.0506 | -9.5105
MV/LV Substation CA***300 | 10 kV | 400V(3ph) & 230V(single ph) | LV | 630 kVA :Kiosk Substation | 0.63 | --> | 0.63 | 0.391 | 3.1 |  | --> | 0.598 | 0 | 0 | 0 | 0.006 | 0.5 | 0 |  | --> | C14 ex CRUMLIN | CRUMLIN: T42 | INCHICORE 220KV |  | 53.3179 | -6.3084
MV/LV Substation CA***300X | 20 kV | 400V(3ph) & 230V(single ph) | LV | 100 kVA :Pole Substation | 0.1 | --> | 0.1 | 0.097 | 1.8 |  | --> | 0.095 | 0 | 0 | 0 | 0 | 0.1 | 0 |  | --> | E11 ex CARRIGALLEN | CARRIGALLEN: T421 | CARRICK ON SHANNON |  | 53.9876 | -7.6667
MV/LV Substation CA***300Y | 20 kV | 400V(3ph) & 230V(single ph) | LV | 50 kVA :Pole Substation | 0.05 | --> | 0.05 | 0.048 | 1.4 |  | --> | 0.047 | 0 | 0 | 0 | 0 | 0 | 0 | Constrained,otherwise capacity available =49kW. | --> | C18 ex DEERPARK | DEERPARK: T41∥T42 | BALLYDINE |  | 52.3844 | -7.3817
MV/LV Substation CA***300Y | 10 kV | 400V(3ph) & 230V(single ph) | LV | 400 kVA :Kiosk Substation | 0.4 | --> | 0.4 | 0 | 0 | Constrained,otherwise capacity available =361kVA. | --> | 0.38 | 0 | 0 | 0 | 0.008 | 0.397 | 0 |  | --> | C20 ex CAVAN | CAVAN: T42 | SHANKILL |  | 53.9875 | -7.3208
MV/LV Substation CA***301X | 20 kV | 400V(3ph) & 230V(single ph) | LV | 50 kVA :Pole Substation | 0.05 | --> | 0.05 | 0.048 | 3.7 |  | --> | 0.047 | 0 | 0 | 0 | 0 | 0.049 | 0 |  | --> | E15 ex JENKINSTOWN | JENKINSTOWN: T421∥T422 | DUNDALK |  | 54.1071 | -6.3577
MV/LV Substation CA***302Y | 20 kV | 400V(3ph) & 230V(single ph) | LV | 400 kVA :Kiosk Substation | 0.4 | --> | 0.4 | 0.325 | 2.6 |  | --> | 0.38 | 0 | 0 | 0 | 0.017 | 0.393 | 0 |  | --> | E13 ex AGHADA | AGHADA: T721 | N/A |  | 51.8293 | -8.2281
MV/LV Substation CA***302Z | 10 kV | 400V(3ph) & 230V(single ph) | LV | 100 kVA :Pole Substation | 0.1 | --> | 0.1 | 0.075 | 2.3 |  | --> | 0.095 | 0 | 0 | 0 | 0 | 0.103 | 0 |  | --> | C15 ex RANDALSTOWN | RANDALSTOWN: T41 | NAVAN |  | 53.6719 | -6.813
MV/LV Substation CA***303 | 20 kV | 400V(3ph) & 230V(single ph) | LV | 200 kVA :Kiosk Substation | 0.2 | --> | 0.2 | 0.132 | 3.7 |  | --> | 0.19 | 0 | 0 | 0 | 0.001 | 0 | 0 | Constrained,otherwise capacity available =209kW. | --> | E14 ex FOXHOLE | FOXHOLE: T421∥T422 | DUNGARVAN |  | 51.9488 | -7.8476
MV/LV Substation CA***303Y | 20 kV | 400V(3ph) & 230V(single ph) | LV | 100 kVA :Pole Substation | 0.1 | --> | 0.1 | 0.071 | 3.7 |  | --> | 0.095 | 0 | 0 | 0 | 0.003 | 0.1 | 0 |  | --> | E13 ex CLARA | CLARA: T421 | THORNSBERRY |  | 53.4466 | -7.491
MV/LV Substation CA***304Y | 10 kV | 400V(3ph) & 230V(single ph) | LV | 630 kVA :Kiosk Substation | 0.63 | --> | 0.63 | 0 | 0 | Constrained,otherwise capacity available =319kVA. | --> | 0.598 | 0 | 0 | 0 | 0.023 | 0.5 | 0 |  | --> | C15 ex CARRIGALINE | CARRIGALINE: T41∥T42 | BARNAHELY |  | 51.8159 | -8.3917
MV/LV Substation CA***305 | 10 kV | 400V(3ph) & 230V(single ph) | LV | 50 kVA :Pole Substation | 0.05 | --> | 0.05 | 0.038 | 2.7 |  | --> | 0.047 | 0 | 0 | 0 | 0 | 0.051 | 0 |  | --> | C16 ex CALLAN | CALLAN: T41∥T42 | KILKENNY |  | 52.5435 | -7.3263
MV/LV Substation CA***305 | 10 kV | 400V(3ph) & 230V(single ph) | LV | 400 kVA :Kiosk Substation | 0.4 | --> | 0.4 | 0.273 | 5 |  | --> | 0.38 | 0 | 0 | 0 | 0.01 | 0.408 | 0 |  | --> | C22 ex GALWAY 110KV | GALWAY 110KV: T102 | GALWAY 110KV |  | 53.2878 | -9.0045
MV/LV Substation CA***305X | 10 kV | 400V(3ph) & 230V(single ph) | LV | 630 kVA :Kiosk Substation | 0.63 | --> | 0.63 | 0.223 | 4.2 |  | --> | 0.598 | 0 | 0 | 0 | 0.02 | 0.5 | 0 |  | --> | C23 ex SWORDS | SWORDS: T41 | GLASMORE |  | 53.4584 | -6.2217
MV/LV Substation CA***306 | 20 kV | 400V(3ph) & 230V(single ph) | LV | 100 kVA :Pole Substation | 0.1 | --> | 0.1 | 0 | 0 | Constrained,otherwise capacity available =88kVA. | --> | 0.095 | 0 | 0 | 0 | 0 | 0.101 | 0 |  | --> | C16 ex KILSHANNY | KILSHANNY: T42 | CAHIR |  | 52.3149 | -8.1864
MV/LV Substation CA***310 | 10 kV | 400V(3ph) & 230V(single ph) | LV | 100 kVA :Pole Substation | 0.1 | --> | 0.1 | 0.091 | 3 |  | --> | 0.095 | 0 | 0 | 0 | 0 | 0 | 0 | Constrained,otherwise capacity available =100kW. | --> | C18 ex SWINFORD | SWINFORD: T41∥T42 | CASTLEBAR |  | 53.9387 | -8.9525
MV/LV Substation CA***311Y | 10 kV | 400V(3ph) & 230V(single ph) | LV | 400 kVA :Kiosk Substation | 0.4 | --> | 0.4 | 0.346 | 1.4 |  | --> | 0.38 | 0 | 0 | 0 | 0.001 | 0.406 | 0 |  | --> | C17 ex GRANGE (SR) | GRANGE (SR): T41∥T42 | BUTLERSTOWN |  | 52.2418 | -7.0937
MV/LV Substation CA***312 | 10 kV | 400V(3ph) & 230V(single ph) | LV | 100 kVA :Pole Substation | 0.1 | --> | 0.1 | 0 | 0 | Constrained,otherwise capacity available =55kVA. | --> | 0.095 | 0 | 0 | 0 | 0 | 0 | 0 | Constrained,otherwise capacity available =106kW. | --> | C13 ex CURRAGLASS | CURRAGLASS: T41 | BARRYMORE |  | 52.1058 | -8.0655
MV/LV Substation CA***312X | 10 kV | 400V(3ph) & 230V(single ph) | LV | 400 kVA :Kiosk Substation | 0.4 | --> | 0.4 | 0.349 | 11.2 |  | --> | 0.38 | 0 | 0 | 0 | 0.007 | 0.4 | 0 |  | --> | C23 ex ARTANE | ARTANE: T101 | FINGLAS |  | 53.3822 | -6.2114
MV/LV Substation CA***312Y | 10 kV | 400V(3ph) & 230V(single ph) | LV | 200 kVA :Pole Substation | 0.2 | --> | 0.2 | 0.2 | 1.4 |  | --> | 0.19 | 0 | 0 | 0 | 0 | 0 | 0 | Constrained,otherwise capacity available =200kW. | --> | C20 ex POLLERTON | POLLERTON: T42 | CARLOW |  | 52.8394 | -6.8095
MV/LV Substation CA***312Y | 10 kV | 400V(3ph) & 230V(single ph) | LV | 400 kVA :Building Structure | 0.4 | --> | 0.4 | 0 | 0 | Constrained,otherwise capacity available =305kVA. | --> | 0.38 | 0 | 0 | 0 | 0 | 0.414 | 0 |  | --> | C21 ex ATHLONE | ATHLONE: T41 | ATHLONE |  | 53.4184 | -7.9919
MV/LV Substation CA***313Y | 20 kV | 400V(3ph) & 230V(single ph) | LV | 630 kVA :Building Structure | 0.63 | --> | 0.63 | 0 | 0 | Constrained,otherwise capacity available =500kVA. | --> | 0.598 | 0 | 0 | 0 | 0 | 0.5 | 0 |  | --> | E11 ex DRUMLINE | DRUMLINE: T421∥T422 | DRUMLINE |  | 52.7181 | -8.8617
MV/LV Substation CA***313Y | 10 kV | 400V(3ph) & 230V(single ph) | LV | 400 kVA :Kiosk Substation | 0.4 | --> | 0.4 | 0 | 0 | Constrained,otherwise capacity available =176kVA. | --> | 0.38 | 0 | 0 | 0 | 0.001 | 0.432 | 0 |  | --> | C19 ex KILMONEY | KILMONEY: T41∥T42 | TRABEG |  | 51.8123 | -8.3921
MV/LV Substation CA***314 | 20 kV | 400V(3ph) & 230V(single ph) | LV | 100 kVA :Pole Substation | 0.1 | --> | 0.1 | 0.096 | 0.9 |  | --> | 0.095 | 0 | 0 | 0 | 0 | 0.1 | 0 |  | --> | C16 ex CARRAROE | CARRAROE: T42 | SCREEB |  | 53.2581 | -9.6027
MV/LV Substation CA***315 | 10 kV | 400V(3ph) & 230V(single ph) | LV | 400 kVA :Kiosk Substation | 0.4 | --> | 0.4 | 0 | 0 | Constrained,otherwise capacity available =244kVA. | --> | 0.38 | 0 | 0 | 0 | 0.033 | 0.389 | 0 |  | --> | C17 ex LOUGHREA | LOUGHREA: T41∥T42 | SOMERSET |  | 53.2056 | -8.5594
MV/LV Substation CA***317 | 10 kV | 400V(3ph) & 230V(single ph) | LV | 200 kVA :Pole Substation | 0.2 | --> | 0.2 | 0.193 | 1.7 |  | --> | 0.19 | 0 | 0 | 0 | 0 | 0.2 | 0 |  | --> | C26 ex BISHOPSTOWN | BISHOPSTOWN: T42 | KILBARRY |  | 51.897 | -8.5506
MV/LV Substation CA***317X | 10 kV | 400V(3ph) & 230V(single ph) | LV | 50 kVA :Pole Substation | 0.05 | --> | 0.05 | 0.045 | 2 |  | --> | 0.047 | 0 | 0 | 0 | 0 | 0.05 | 0 |  | --> | C15 ex KILCAR | KILCAR: T41 | BINBANE |  | 54.6383 | -8.589
MV/LV Substation CA***318X | 10 kV | 400V(3ph) & 230V(single ph) | LV | 100 kVA :Pole Substation | 0.1 | --> | 0.1 | 0.085 | 6.4 |  | --> | 0.095 | 0 | 0 | 0 | 0 | 0.102 | 0 |  | --> | C14 ex AGHAGAD | AGHAGAD: T41∥T42 | SLIGO |  | 54.3359 | -8.527
MV/LV Substation CA***318X | 10 kV | 400V(3ph) & 230V(single ph) | LV | 50 kVA :Pole Substation | 0.05 | --> | 0.05 | 0 | 0 | Constrained,otherwise capacity available =36kVA. | --> | 0.047 | 0 | 0 | 0 | 0 | 0 | 0 | Constrained,otherwise capacity available =51kW. | --> | C15 ex RATHDOWNEY | RATHDOWNEY: T42 | IKERRIN |  | 52.866 | -7.5781
MV/LV Substation CA***319 | 10 kV | 400V(3ph) & 230V(single ph) | LV | 100 kVA :Pole Substation | 0.1 | --> | 0.1 | 0.051 | 2.2 |  | --> | 0.095 | 0 | 0 | 0 | 0 | 0.106 | 0 |  | --> | C16 ex ROSSGEIR | ROSSGEIR: T41∥T42 | LETTERKENNY |  | 54.8931 | -7.4863
MV/LV Substation CA***319X | 10 kV | 400V(3ph) & 230V(single ph) | LV | 50 kVA :Pole Substation | 0.05 | --> | 0.05 | 0 | 0 | Constrained,otherwise capacity available =50kVA. | --> | 0.047 | 0 | 0 | 0 | 0 | 0 | 0 | Constrained,otherwise capacity available =49kW. | --> | C15 ex RATHDOWNEY | RATHDOWNEY: T42 | IKERRIN |  | 52.8641 | -7.5852
MV/LV Substation CA***321Z | 10 kV | 400V(3ph) & 230V(single ph) | LV | 200 kVA :Kiosk Substation | 0.2 | --> | 0.2 | 0 | 0 | Constrained,otherwise capacity available =131kVA. | --> | 0.19 | 0 | 0 | 0 | 0.007 | 0.202 | 0 |  | --> | C35 ex CASTLEVIEW | CASTLEVIEW: T101 | CASTLEVIEW |  | 51.9023 | -8.3564
MV/LV Substation CA***323X | 10 kV | 400V(3ph) & 230V(single ph) | LV | 50 kVA :Pole Substation | 0.05 | --> | 0.05 | 0.046 | 6.4 |  | --> | 0.047 | 0 | 0 | 0 | 0 | 0.049 | 0 |  | --> | C14 ex AGHAGAD | AGHAGAD: T41∥T42 | SLIGO |  | 54.3452 | -8.4763
MV/LV Substation CA***323Z | 10 kV | 400V(3ph) & 230V(single ph) | LV | 400 kVA :Kiosk Substation | 0.4 | --> | 0.4 | 0.299 | 2.9 |  | --> | 0.38 | 0 | 0 | 0 | 0.032 | 0.381 | 0 |  | --> | C18 ex MALAHIDE | MALAHIDE: T42 | GLASMORE |  | 53.4449 | -6.1407
MV/LV Substation CA***325 | 10 kV | 400V(3ph) & 230V(single ph) | LV | 100 kVA :Pole Substation | 0.1 | --> | 0.1 | 0.083 | 2.2 |  | --> | 0.095 | 0 | 0 | 0 | 0.003 | 0.099 | 0 |  | --> | C11 ex MALLOW | MALLOW: T41 | MALLOW |  | 52.1397 | -8.6288
MV/LV Substation CA***325X | 20 kV | 400V(3ph) & 230V(single ph) | LV | 50 kVA :Pole Substation | 0.05 | --> | 0.05 | 0 | 0 | Constrained,otherwise capacity available =48kVA. | --> | 0.047 | 0 | 0 | 0 | 0.007 | 0.042 | 0 |  | --> | C22 ex ATHLONE | ATHLONE: T41 | ATHLONE |  | 53.5087 | -8.0471
MV/LV Substation CA***330 | 10 kV | 400V(3ph) & 230V(single ph) | LV | 400 kVA :Kiosk Substation | 0.4 | --> | 0.4 | 0 | 0 | Constrained,otherwise capacity available =213kVA. | --> | 0.38 | 0 | 0 | 0 | 0.02 | 0.407 | 0 |  | --> | C15 ex MALAHIDE | MALAHIDE: T41 | GLASMORE |  | 53.4264 | -6.1334
MV/LV Substation CA***330 | 20 kV | 400V(3ph) & 230V(single ph) | LV | 50 kVA :Pole Substation | 0.05 | --> | 0.05 | 0.049 | 3.2 |  | --> | 0.047 | 0 | 0 | 0 | 0.003 | 0.046 | 0 |  | --> | C18 ex BOYLE | BOYLE: T41∥T42 | CARRICK ON SHANNON |  | 53.9393 | -8.3141
MV/LV Substation CA***330X | 20 kV | 400V(3ph) & 230V(single ph) | LV | 200 kVA :Kiosk Substation | 0.2 | --> | 0.2 | 0 | 0 | Constrained,otherwise capacity available =177kVA. | --> | 0.19 | 0 | 0 | 0 | 0.002 | 0 | 0 | Constrained,otherwise capacity available =201kW. | --> | C13 ex CLOYNE | CLOYNE: T41 | MIDLETON |  | 51.8919 | -7.9368
MV/LV Substation CA***330Y | 10 kV | 400V(3ph) & 230V(single ph) | LV | 50 kVA :Pole Substation | 0.05 | --> | 0.05 | 0 | 0 | Constrained,otherwise capacity available =50kVA. | --> | 0.047 | 0 | 0 | 0 | 0 | 0 | 0 | Constrained,otherwise capacity available =49kW. | --> | C16 ex PALLAS | PALLAS: T41∥T42 | PORTLAOISE |  | 53.0735 | -7.4052
MV/LV Substation CA***330Z | 10 kV | 400V(3ph) & 230V(single ph) | LV | 50 kVA :Pole Substation | 0.05 | --> | 0.05 | 0.05 | 6.7 |  | --> | 0.047 | 0 | 0 | 0 | 0 | 0.049 | 0 |  | --> | C20 ex COLLINSTOWN | COLLINSTOWN: T41∥T42 | GRANGE (DR) |  | 53.4359 | -6.2344
MV/LV Substation CA***332 | 20 kV | 400V(3ph) & 230V(single ph) | LV | 100 kVA :Pole Substation | 0.1 | --> | 0.1 | 0 | 0 | Constrained,otherwise capacity available =58kVA. | --> | 0.095 | 0 | 0 | 0 | 0 | 0.106 | 0 |  | --> | E15 ex DULEEK | DULEEK: T421∥T422 | DRYBRIDGE |  | 53.6673 | -6.4002
MV/LV Substation CA***332 | 20 kV | 400V(3ph) & 230V(single ph) | LV | 100 kVA :Pole Substation | 0.1 | --> | 0.1 | 0.1 | 3.2 |  | --> | 0.095 | 0 | 0 | 0 | 0 | 0.1 | 0 |  | --> | C18 ex BOYLE | BOYLE: T41∥T42 | CARRICK ON SHANNON |  | 53.927 | -8.2649
MV/LV Substation CA***333 | 10 kV | 400V(3ph) & 230V(single ph) | LV | 400 kVA :Kiosk Substation | 0.4 | --> | 0.4 | 0.326 | 5 |  | --> | 0.38 | 0 | 0 | 0 | 0 | 0.411 | 0 |  | --> | C22 ex GALWAY 110KV | GALWAY 110KV: T102 | GALWAY 110KV |  | 53.2868 | -9.0033
MV/LV Substation CA***334 | 10 kV | 400V(3ph) & 230V(single ph) | LV | 50 kVA :Pole Substation | 0.05 | --> | 0.05 | 0 | 0 | Constrained,otherwise capacity available =48kVA. | --> | 0.047 | 0 | 0 | 0 | 0 | 0 | 0 | Constrained,otherwise capacity available =49kW. | --> | C32 ex CLOYNE | CLOYNE: T41 | MIDLETON |  | 51.858 | -8.148
MV/LV Substation CA***334X | 10 kV | 400V(3ph) & 230V(single ph) | LV | 400 kVA :Kiosk Substation | 0.4 | --> | 0.4 | 0 | 0 | Constrained,otherwise capacity available =376kVA. | --> | 0.38 | 0 | 0 | 0 | 0 | 0.403 | 0 |  | --> | C17 ex CARRICK ON SHANNON | CARRICK ON SHANNON: T41∥T42 | CARRICK ON SHANNON |  | 53.9413 | -8.1033
MV/LV Substation CA***334X | 10 kV | 400V(3ph) & 230V(single ph) | LV | 400 kVA :Building Structure | 0.4 | --> | 0.4 | 0 | 0 | Constrained,otherwise capacity available =397kVA. | --> | 0.38 | 0 | 0 | 0 | 0 | 0.4 | 0 |  | --> | C24 ex GORESBRIDGE | GORESBRIDGE: T41∥T42 | KILKENNY |  | 52.6113 | -7.1433
MV/LV Substation CA***336Z | 10 kV | 400V(3ph) & 230V(single ph) | LV | 400 kVA :Kiosk Substation | 0.4 | --> | 0.4 | 0 | 0 | Constrained,otherwise capacity available =400kVA. | --> | 0.38 | 0 | 0 | 0 | 0 | 0.4 | 0 |  | --> | C14 ex MACETOWN | MACETOWN: T102 | MACETOWN |  | 53.4016 | -6.3907
MV/LV Substation CA***337 | 10 kV | 400V(3ph) & 230V(single ph) | LV | 100 kVA :Pole Substation | 0.1 | --> | 0.1 | 0.085 | 0.3 |  | --> | 0.095 | 0 | 0 | 0 | 0 | 0.102 | 0 |  | --> | C16 ex TUAM NORTH | TUAM NORTH: T41∥T42 | CLOON |  | 53.4963 | -9.0187
MV/LV Substation CA***337X | 20 kV | 400V(3ph) & 230V(single ph) | LV | 50 kVA :Pole Substation | 0.05 | --> | 0.05 | 0.011 | 3.7 |  | --> | 0.047 | 0 | 0 | 0 | 0.003 | 0.051 | 0 |  | --> | E21 ex CLARA | CLARA: T421 | THORNSBERRY |  | 53.3244 | -7.7298
MV/LV Substation CA***337Z | 20 kV | 400V(3ph) & 230V(single ph) | LV | 50 kVA :Pole Substation | 0.05 | --> | 0.05 | 0.05 | 2.6 |  | --> | 0.047 | 0 | 0 | 0 | 0 | 0 | 0 | Constrained,otherwise capacity available =49kW. | --> | E16 ex LISDRUM | LISDRUM: T422 | LISDRUM |  | 54.2531 | -6.8818
MV/LV Substation CA***338 | 20 kV | 400V(3ph) & 230V(single ph) | LV | 100 kVA :Pole Substation | 0.1 | --> | 0.1 | 0.088 | 4.3 |  | --> | 0.095 | 0 | 0 | 0 | 0 | 0 | 0 | Constrained,otherwise capacity available =101kW. | --> | E13 ex MOVILLE | MOVILLE: T421∥T422 | TRILLICK |  | 55.2593 | -7.0696
MV/LV Substation CA***339Y | 20 kV | 400V(3ph) & 230V(single ph) | LV | 50 kVA :Pole Substation | 0.05 | --> | 0.05 | 0 | 0 | Constrained,otherwise capacity available =39kVA. | --> | 0.047 | 0 | 0 | 0 | 0 | 0.051 | 0 |  | --> | E18 ex DALTON | DALTON: T421∥T422 | DALTON |  | 53.6871 | -8.9798
MV/LV Substation CA***340 | 10 kV | 400V(3ph) & 230V(single ph) | LV | 100 kVA :Pole Substation | 0.1 | --> | 0.1 | 0.095 | 5.4 |  | --> | 0.095 | 0 | 0 | 0 | 0.007 | 0.093 | 0 |  | --> | C18 ex ARDNAREE | ARDNAREE: T42 | MOY |  | 54.1038 | -9.1443
MV/LV Substation CA***340Y | 10 kV | 400V(3ph) & 230V(single ph) | LV | 400 kVA :Kiosk Substation | 0.4 | --> | 0.4 | 0 | 0 | Constrained,otherwise capacity available =348kVA. | --> | 0.38 | 0 | 0 | 0 | 0 | 0.407 | 0 |  | --> | C16 ex LOUGHREA | LOUGHREA: T41∥T42 | SOMERSET |  | 53.1993 | -8.5865
MV/LV Substation CA***341 | 10 kV | 400V(3ph) & 230V(single ph) | LV | 630 kVA :Building Structure | 0.63 | --> | 0.63 | 0.414 | 2.4 |  | --> | 0.598 | 0 | 0 | 0 | 0 | 0.5 | 0 |  | --> | C24 ex MOUNT MERRION | MOUNT MERRION: T42 | CARRICKMINES |  | 53.296 | -6.1866
MV/LV Substation CA***342X | 10 kV | 400V(3ph) & 230V(single ph) | LV | 200 kVA :Pole Substation | 0.2 | --> | 0.2 | 0 | 0 | Constrained,otherwise capacity available =143kVA. | --> | 0.19 | 0 | 0 | 0 | 0.008 | 0.2 | 0 |  | --> | C19 ex BALLYBAILIE | BALLYBAILIE: T41 | DUNDALK |  | 53.8636 | -6.5435
MV/LV Substation CA***343 | 10 kV | 400V(3ph) & 230V(single ph) | LV | 400 kVA :Kiosk Substation | 0.4 | --> | 0.4 | 0.34 | 3.9 |  | --> | 0.38 | 0 | 0 | 0 | 0 | 0.409 | 0 |  | --> | C21 ex GALWAY 110KV | GALWAY 110KV: T103 | GALWAY 110KV |  | 53.2847 | -9.0054
MV/LV Substation CA***344Y | 20 kV | 400V(3ph) & 230V(single ph) | LV | 100 kVA :Pole Substation | 0.1 | --> | 0.1 | 0 | 0 | Constrained,otherwise capacity available =82kVA. | --> | 0.095 | 0 | 0 | 0 | 0 | 0.102 | 0 |  | --> | C19 ex ENNISTYMON | ENNISTYMON: T41∥T42 | ENNIS |  | 53.0472 | -9.2416
MV/LV Substation CA***345Z | 10 kV | 400V(3ph) & 230V(single ph) | LV | 630 kVA :Kiosk Substation | 0.63 | --> | 0.63 | 0.444 | 4.2 |  | --> | 0.598 | 0 | 0 | 0 | 0.007 | 0.5 | 0 |  | --> | C16 ex HOWTH JUNCTION | HOWTH JUNCTION: T42 | GRANGE (DR) |  | 53.3951 | -6.1549
MV/LV Substation CA***346 | 10 kV | 400V(3ph) & 230V(single ph) | LV | 100 kVA :Pole Substation | 0.1 | --> | 0.1 | 0 | 0 | Constrained,otherwise capacity available =88kVA. | --> | 0.095 | 0 | 0 | 0 | 0 | 0 | 0 | Constrained,otherwise capacity available =101kW. | --> | C11 ex HOLYCROSS ROAD | HOLYCROSS ROAD: T41∥T42 | THURLES |  | 52.6686 | -7.8163
MV/LV Substation CA***347 | 10 kV | 400V(3ph) & 230V(single ph) | LV | 400 kVA :Kiosk Substation | 0.4 | --> | 0.4 | 0.24 | 12.2 |  | --> | 0.38 | 0 | 0 | 0 | 0.007 | 0.417 | 0 |  | --> | C24 ex SALTHILL | SALTHILL: T102 | SALTHILL |  | 53.2595 | -9.1019
MV/LV Substation CA***347 | 20 kV | 400V(3ph) & 230V(single ph) | LV | 100 kVA :Pole Substation | 0.1 | --> | 0.1 | 0 | 0 | Constrained,otherwise capacity available =78kVA. | --> | 0.095 | 0 | 0 | 0 | 0 | 0.103 | 0 |  | --> | C21 ex MACETOWN | MACETOWN: T101 | MACETOWN |  | 53.4523 | -6.4525
MV/LV Substation CA***347Z | 20 kV | 400V(3ph) & 230V(single ph) | LV | 200 kVA :Kiosk Substation | 0.2 | --> | 0.2 | 0 | 0 | Constrained,otherwise capacity available =195kVA. | --> | 0.19 | 0 | 0 | 0 | 0 | 0.2 | 0 |  | --> | C17 ex CLONES | CLONES: T41∥T42 | SHANKILL |  | 54.2253 | -7.0924
MV/LV Substation CA***348 | 10 kV | 400V(3ph) & 230V(single ph) | LV | 400 kVA :Building Structure | 0.4 | --> | 0.4 | 0 | 0 | Constrained,otherwise capacity available =174kVA. | --> | 0.38 | 0 | 0 | 0 | 0.085 | 0.322 | 0 |  | --> | C15 ex COOLCORCORAN | COOLCORCORAN: T41∥T42 | KNOCKEARAGH |  | 52.0665 | -9.5401
MV/LV Substation CA***348Z | 10 kV | 400V(3ph) & 230V(single ph) | LV | 200 kVA :Kiosk Substation | 0.2 | --> | 0.2 | 0.111 | 12.3 |  | --> | 0.19 | 0 | 0 | 0 | 0.015 | 0.197 | 0 |  | --> | C23 ex MONREAD | MONREAD: T101 | MONREAD |  | 53.2371 | -6.7313
MV/LV Substation CA***348Z | 10 kV | 400V(3ph) & 230V(single ph) | LV | 630 kVA :Kiosk Substation | 0.63 | --> | 0.63 | 0.48 | 4.2 |  | --> | 0.598 | 0 | 0 | 0 | 0.012 | 0.5 | 0 |  | --> | C16 ex HOWTH JUNCTION | HOWTH JUNCTION: T42 | GRANGE (DR) |  | 53.3915 | -6.156
MV/LV Substation CA***349Y | 20 kV | 400V(3ph) & 230V(single ph) | LV | 200 kVA :Kiosk Substation | 0.2 | --> | 0.2 | 0.171 | 1.5 |  | --> | 0.19 | 0 | 0 | 0 | 0.008 | 0.195 | 0 |  | --> | C19 ex TRAMORE | TRAMORE: T41 | BUTLERSTOWN |  | 52.1703 | -7.155
MV/LV Substation CA***350Z | 10 kV | 400V(3ph) & 230V(single ph) | LV | 630 kVA :Kiosk Substation | 0.63 | --> | 0.63 | 0 | 0 | Constrained,otherwise capacity available =500kVA. | --> | 0.598 | 0 | 0 | 0 | 0 | 0.5 | 0 |  | --> | C20 ex POPPINTREE | POPPINTREE: T102 | FINGLAS |  | 53.4034 | -6.2733
MV/LV Substation CA***351X | 10 kV | 400V(3ph) & 230V(single ph) | LV | 200 kVA :Pole Substation | 0.2 | --> | 0.2 | 0 | 0 | Constrained,otherwise capacity available =113kVA. | --> | 0.19 | 0 | 0 | 0 | 0 | 0.213 | 0 |  | --> | C12 ex SKIBBEREEN | SKIBBEREEN: T41∥T42 | DUNMANWAY |  | 51.5512 | -9.2631
MV/LV Substation CA***351Y | 20 kV | 400V(3ph) & 230V(single ph) | LV | 400 kVA :Kiosk Substation | 0.4 | --> | 0.4 | 0 | 0 | Constrained,otherwise capacity available =330kVA. | --> | 0.38 | 0 | 0 | 0 | 0.003 | 0 | 0 | Constrained,otherwise capacity available =407kW. | --> | E12 ex BUNCLODY | BUNCLODY: T421∥T422 | CRANE |  | 52.659 | -6.6658
MV/LV Substation CA***352X | 10 kV | 400V(3ph) & 230V(single ph) | LV | 400 kVA :Kiosk Substation | 0.4 | --> | 0.4 | 0.365 | 9.6 |  | --> | 0.38 | 0 | 0 | 0 | 0.017 | 0.387 | 0 |  | --> | C18 ex GORTLEE | GORTLEE: T41∥T42 | LETTERKENNY |  | 54.9733 | -7.708
MV/LV Substation CA***352X | 10 kV | 400V(3ph) & 230V(single ph) | LV | 400 kVA :Kiosk Substation | 0.4 | --> | 0.4 | 0.016 | 0 | Constrained,otherwise capacity available =253kVA. | --> | 0.38 | 0 | 0 | 0 | 0.003 | 0.419 | 0 |  | --> | C20 ex SWORDS | SWORDS: T42 | GLASMORE |  | 53.4654 | -6.2208
MV/LV Substation CA***352Z | 10 kV | 400V(3ph) & 230V(single ph) | LV | 630 kVA :Kiosk Substation | 0.63 | --> | 0.63 | 0 | 0 | Constrained,otherwise capacity available =477kVA. | --> | 0.598 | 0 | 0 | 0 | 0.003 | 0.5 | 0 |  | --> | C18 ex MOUNTGORRY | MOUNTGORRY: T42 | GRANGE (DR) |  | 53.4471 | -6.1801
MV/LV Substation CA***353Z | 10 kV | 400V(3ph) & 230V(single ph) | LV | 630 kVA :Building Structure | 0.63 | --> | 0.63 | 0.5 | 15.6 |  | --> | 0.598 | 0 | 0 | 0 | 0 | 0.5 | 0 |  | --> | C22 ex STEPHENSTOWN | STEPHENSTOWN: T102 | FINGLAS |  | 53.6128 | -6.207
MV/LV Substation CA***354X | 20 kV | 400V(3ph) & 230V(single ph) | LV | 100 kVA :Pole Substation | 0.1 | --> | 0.1 | 0.093 | 11.3 |  | --> | 0.095 | 0 | 0 | 0 | 0.011 | 0.089 | 0 |  | --> | C14 ex SINGLAND | SINGLAND: T102 | SINGLAND |  | 52.621 | -8.5651
MV/LV Substation CA***354Z | 10 kV | 400V(3ph) & 230V(single ph) | LV | 630 kVA :Building Structure | 0.63 | --> | 0.63 | 0.5 | 15.6 |  | --> | 0.598 | 0 | 0 | 0 | 0 | 0.5 | 0 |  | --> | C22 ex STEPHENSTOWN | STEPHENSTOWN: T102 | FINGLAS |  | 53.6128 | -6.2071
MV/LV Substation CA***355Y | 10 kV | 400V(3ph) & 230V(single ph) | LV | 400 kVA :Kiosk Substation | 0.4 | --> | 0.4 | 0.323 | 1.2 |  | --> | 0.38 | 0 | 0 | 0 | 0.003 | 0.408 | 0 |  | --> | C12 ex KYLEERAGH | KYLEERAGH: T42 | NENAGH |  | 52.8693 | -8.2182
MV/LV Substation CA***355Y | 20 kV | 400V(3ph) & 230V(single ph) | LV | 200 kVA :Kiosk Substation | 0.2 | --> | 0.2 | 0.16 | 1.5 |  | --> | 0.19 | 0 | 0 | 0 | 0 | 0.206 | 0 |  | --> | C19 ex TRAMORE | TRAMORE: T41 | BUTLERSTOWN |  | 52.2096 | -7.1004
MV/LV Substation CA***355Z | 20 kV | 400V(3ph) & 230V(single ph) | LV | 630 kVA :Kiosk Substation | 0.63 | --> | 0.63 | 0.5 | 7.7 |  | --> | 0.598 | 0 | 0 | 0 | 0.007 | 0 | 0 | Constrained,otherwise capacity available =500kW. | --> | E12 ex CHURCHTOWN | CHURCHTOWN: T422 | RATHKEALE |  | 52.4542 | -9.0664
MV/LV Substation CA***355Z | 10 kV | 400V(3ph) & 230V(single ph) | LV | 400 kVA :Building Structure | 0.4 | --> | 0.4 | 0.267 | 15.6 |  | --> | 0.38 | 0 | 0 | 0 | 0 | 0.42 | 0 |  | --> | C22 ex STEPHENSTOWN | STEPHENSTOWN: T102 | FINGLAS |  | 53.6133 | -6.207
MV/LV Substation CA***356X | 20 kV | 400V(3ph) & 230V(single ph) | LV | 100 kVA :Pole Substation | 0.1 | --> | 0.1 | 0.07 | 11.3 |  | --> | 0.095 | 0 | 0 | 0 | 0 | 0.104 | 0 |  | --> | C14 ex SINGLAND | SINGLAND: T102 | SINGLAND |  | 52.5895 | -8.4731
MV/LV Substation CA***356X | 10 kV | 400V(3ph) & 230V(single ph) | LV | 400 kVA :Kiosk Substation | 0.4 | --> | 0.4 | 0.362 | 2.3 |  | --> | 0.38 | 0 | 0 | 0 | 0 | 0.405 | 0 |  | --> | C16 ex CASTLECOMER | CASTLECOMER: T41∥T42 | BALLYRAGGET |  | 52.8036 | -7.2151
MV/LV Substation CA***356Y | 20 kV | 400V(3ph) & 230V(single ph) | LV | 50 kVA :Pole Substation | 0.05 | --> | 0.05 | 0 | 0 | Constrained,otherwise capacity available =47kVA. | --> | 0.047 | 0 | 0 | 0 | 0 | 0.049 | 0 |  | --> | E14 ex DALTON | DALTON: T421∥T422 | DALTON |  | 53.8016 | -8.932
MV/LV Substation CA***356Y | 20 kV | 400V(3ph) & 230V(single ph) | LV | 50 kVA :Pole Substation | 0.05 | --> | 0.05 | 0 | 0 | Constrained,otherwise capacity available =27kVA. | --> | 0.047 | 0 | 0 | 0 | 0 | 0.052 | 0 |  | --> | C18 ex CLONES | CLONES: T41∥T42 | SHANKILL |  | 54.1253 | -7.2545
MV/LV Substation CA***357 | 20 kV | 400V(3ph) & 230V(single ph) | LV | 100 kVA :Pole Substation | 0.1 | --> | 0.1 | 0.057 | 2 |  | --> | 0.095 | 0 | 0 | 0 | 0 | 0.106 | 0 |  | --> | C16 ex CAPPAMORE | CAPPAMORE: T41∥T42 | ARDNACRUSHA |  | 52.5805 | -8.1685
MV/LV Substation CA***357X | 20 kV | 400V(3ph) & 230V(single ph) | LV | 50 kVA :Pole Substation | 0.05 | --> | 0.05 | 0.04 | 11.3 |  | --> | 0.047 | 0 | 0 | 0 | 0 | 0.051 | 0 |  | --> | C14 ex SINGLAND | SINGLAND: T102 | SINGLAND |  | 52.6232 | -8.5618
MV/LV Substation CA***359X | 20 kV | 400V(3ph) & 230V(single ph) | LV | 50 kVA :Pole Substation | 0.05 | --> | 0.05 | 0.048 | 2.6 |  | --> | 0.047 | 0 | 0 | 0 | 0 | 0.049 | 0 |  | --> | E13 ex KILCOCK | KILCOCK: T421 | GRIFFINRATH |  | 53.4251 | -6.6611
MV/LV Substation CA***360 | 10 kV | 400V(3ph) & 230V(single ph) | LV | 400 kVA :Kiosk Substation | 0.4 | --> | 0.4 | 0.345 | 11.5 |  | --> | 0.38 | 0 | 0 | 0 | 0.003 | 0.405 | 0 |  | --> | C31 ex SALTHILL | SALTHILL: T101 | SALTHILL |  | 53.278 | -9.0781
MV/LV Substation CA***361Z | 10 kV | 400V(3ph) & 230V(single ph) | LV | 100 kVA :Pole Substation | 0.1 | --> | 0.1 | 0.082 | 2.4 |  | --> | 0.095 | 0 | 0 | 0 | 0 | 0.102 | 0 |  | --> | C14 ex BALLYMAHON | BALLYMAHON: T41∥T42 | ATHLONE |  | 53.6328 | -7.6864
MV/LV Substation CA***362 | 20 kV | 400V(3ph) & 230V(single ph) | LV | 100 kVA :Pole Substation | 0.1 | --> | 0.1 | 0.068 | 0.8 |  | --> | 0.095 | 0 | 0 | 0 | 0.002 | 0 | 0 | Constrained,otherwise capacity available =102kW. | --> | E13 ex CARNDONAGH | CARNDONAGH: T421∥T422 | TRILLICK |  | 55.2786 | -7.444
MV/LV Substation CA***364 | 10 kV | 400V(3ph) & 230V(single ph) | LV | 50 kVA :Pole Substation | 0.05 | --> | 0.05 | 0.025 | 0 | Constrained,otherwise capacity available =47kVA. | --> | 0.047 | 0 | 0 | 0 | 0 | 0 | 0 | Constrained,otherwise capacity available =49kW. | --> | C15 ex TOOMEVARA | TOOMEVARA: T42 | NENAGH |  | 52.9066 | -8.0129
MV/LV Substation CA***364 | 10 kV | 400V(3ph) & 230V(single ph) | LV | 50 kVA :Pole Substation | 0.05 | --> | 0.05 | 0.015 | 0.8 |  | --> | 0.047 | 0 | 0 | 0 | 0.008 | 0.046 | 0 |  | --> | C12 ex BALLYBEGGAN | BALLYBEGGAN: T43∥T44 | TRALEE |  | 52.2609 | -9.6491
MV/LV Substation CA***364Y | 10 kV | 400V(3ph) & 230V(single ph) | LV | 630 kVA :Building Structure | 0.63 | --> | 0.63 | 0.5 | 2.5 |  | --> | 0.598 | 0 | 0 | 0 | 0 | 0 | 0 | Constrained,otherwise capacity available =500kW. | --> | C11 ex GRAIGUE | GRAIGUE: T41 | CARLOW |  | 52.8359 | -6.9331
MV/LV Substation CA***365 | 10 kV | 400V(3ph) & 230V(single ph) | LV | 50 kVA :Pole Substation | 0.05 | --> | 0.05 | 0.037 | 5 |  | --> | 0.047 | 0 | 0 | 0 | 0.003 | 0.047 | 0 |  | --> | C16 ex BALLYRICKARD | BALLYRICKARD: T41∥T42 | TRALEE |  | 52.2765 | -9.7244
MV/LV Substation CA***365X | 10 kV | 400V(3ph) & 230V(single ph) | LV | 400 kVA :Kiosk Substation | 0.4 | --> | 0.4 | 0.299 | 5 |  | --> | 0.38 | 0 | 0 | 0 | 0 | 0.415 | 0 |  | --> | C22 ex GALWAY 110KV | GALWAY 110KV: T102 | GALWAY 110KV |  | 53.2869 | -8.999
MV/LV Substation CA***366X | 20 kV | 400V(3ph) & 230V(single ph) | LV | 50 kVA :Pole Substation | 0.05 | --> | 0.05 | 0.05 | 4.5 |  | --> | 0.047 | 0 | 0 | 0 | 0 | 0 | 0 | Constrained,otherwise capacity available =49kW. | --> | E13 ex TELAYDON | TELAYDON: T421 | LISDRUM |  | 54.2772 | -7.0621
MV/LV Substation CA***368 | 10 kV | 400V(3ph) & 230V(single ph) | LV | 400 kVA :Kiosk Substation | 0.4 | --> | 0.4 | 0.229 | 3.6 |  | --> | 0.38 | 0 | 0 | 0 | 0.023 | 0.402 | 0 |  | --> | C21 ex DEANSGRANGE | DEANSGRANGE: T41 | CARRICKMINES |  | 53.2721 | -6.1714
MV/LV Substation CA***368Z | 10 kV | 400V(3ph) & 230V(single ph) | LV | 400 kVA :Kiosk Substation | 0.4 | --> | 0.4 | 0.353 | 4.9 |  | --> | 0.38 | 0 | 0 | 0 | 0 | 0.407 | 0 |  | --> | C21 ex BALLINCOLLIG | BALLINCOLLIG: T41 | KILBARRY |  | 51.8866 | -8.5897
MV/LV Substation CA***369X | 10 kV | 400V(3ph) & 230V(single ph) | LV | 400 kVA :Building Structure | 0.4 | --> | 0.4 | 0.108 | 15.8 |  | --> | 0.38 | 0 | 0 | 0 | 0 | 0.443 | 0 |  | --> | C36 ex CASTLEVIEW | CASTLEVIEW: T102 | CASTLEVIEW |  | 51.9 | -8.3341
MV/LV Substation CA***370 | 10 kV | 400V(3ph) & 230V(single ph) | LV | 50 kVA :Pole Substation | 0.05 | --> | 0.05 | 0.04 | 1.2 |  | --> | 0.047 | 0 | 0 | 0 | 0 | 0.051 | 0 |  | --> | C12 ex ABBEYFEALE | ABBEYFEALE: T42 | TRIEN |  | 52.3663 | -9.2956
MV/LV Substation CA***371Z | 10 kV | 400V(3ph) & 230V(single ph) | LV | 200 kVA :Kiosk Substation | 0.2 | --> | 0.2 | 0 | 0 | Constrained,otherwise capacity available =128kVA. | --> | 0.19 | 0 | 0 | 0 | 0.003 | 0.207 | 0 |  | --> | C21 ex MALAHIDE | MALAHIDE: T41 | GLASMORE |  | 53.4498 | -6.1561
MV/LV Substation CA***371Z | 20 kV | 400V(3ph) & 230V(single ph) | LV | 400 kVA :Kiosk Substation | 0.4 | --> | 0.4 | 0 | 0 | Constrained,otherwise capacity available =345kVA. | --> | 0.38 | 0 | 0 | 0 | 0.015 | 0.392 | 0 |  | --> | E15 ex WHITECHURCH | WHITECHURCH: T421 | KILBARRY |  | 51.9791 | -8.5105
MV/LV Substation CA***372 | 10 kV | 400V(3ph) & 230V(single ph) | LV | 400 kVA :Kiosk Substation | 0.4 | --> | 0.4 | 0 | 0 | Constrained,otherwise capacity available =300kVA. | --> | 0.38 | 0 | 0 | 0 | 0 | 0 | 0 | Constrained,otherwise capacity available =415kW. | --> | C11 ex HOLYCROSS ROAD | HOLYCROSS ROAD: T41∥T42 | THURLES |  | 52.6698 | -7.8203
MV/LV Substation CA***372 | 10 kV | 400V(3ph) & 230V(single ph) | LV | 200 kVA :Pole Substation | 0.2 | --> | 0.2 | 0.129 | 8.5 |  | --> | 0.19 | 0 | 0 | 0 | 0.01 | 0 | 0 | Constrained,otherwise capacity available =200kW. | --> | C15 ex BUNDORAN | BUNDORAN: T41∥T42 | CATHALEENS FALL |  | 54.4674 | -8.328
MV/LV Substation CA***372 | 10 kV | 400V(3ph) & 230V(single ph) | LV | 100 kVA :Pole Substation | 0.1 | --> | 0.1 | 0.035 | 2.3 |  | --> | 0.095 | 0 | 0 | 0 | 0 | 0.109 | 0 |  | --> | C15 ex RANDALSTOWN | RANDALSTOWN: T41 | NAVAN |  | 53.6866 | -6.7695
MV/LV Substation CA***373Y | 10 kV | 400V(3ph) & 230V(single ph) | LV | 200 kVA :Kiosk Substation | 0.2 | --> | 0.2 | 0.175 | 3.3 |  | --> | 0.19 | 0 | 0 | 0 | 0.003 | 0.2 | 0 |  | --> | C14 ex WATERFORD | WATERFORD: T42 | WATERFORD |  | 52.2629 | -7.1357
MV/LV Substation CA***374 | 20 kV | 400V(3ph) & 230V(single ph) | LV | 50 kVA :Pole Substation | 0.05 | --> | 0.05 | 0.032 | 11.3 |  | --> | 0.047 | 0 | 0 | 0 | 0 | 0.051 | 0 |  | --> | C14 ex SINGLAND | SINGLAND: T102 | SINGLAND |  | 52.5965 | -8.4941
MV/LV Substation CA***375X | 10 kV | 400V(3ph) & 230V(single ph) | LV | 200 kVA :Kiosk Substation | 0.2 | --> | 0.2 | 0.126 | 7.8 |  | --> | 0.19 | 0 | 0 | 0 | 0.021 | 0.188 | 0 |  | --> | C22 ex PELLETSTOWN | PELLETSTOWN: T102 | FINGLAS |  | 53.3773 | -6.3708
MV/LV Substation CA***376 | 10 kV | 400V(3ph) & 230V(single ph) | LV | 200 kVA :Pole Substation | 0.2 | --> | 0.2 | 0.159 | 8.5 |  | --> | 0.19 | 0 | 0 | 0 | 0 | 0 | 0 | Constrained,otherwise capacity available =206kW. | --> | C13 ex BUNDORAN | BUNDORAN: T41∥T42 | CATHALEENS FALL |  | 54.4781 | -8.273
MV/LV Substation CA***376Z | 10 kV | 400V(3ph) & 230V(single ph) | LV | 200 kVA :Kiosk Substation | 0.2 | --> | 0.2 | 0.185 | 6.9 |  | --> | 0.19 | 0 | 0 | 0 | 0 | 0 | 0 | Constrained,otherwise capacity available =202kW. | --> | E18 ex RATHKEALE | RATHKEALE: T421∥T422 | RATHKEALE |  | 52.5276 | -8.9395
MV/LV Substation CA***377X | 10 kV | 400V(3ph) & 230V(single ph) | LV | 100 kVA :Pole Substation | 0.1 | --> | 0.1 | 0.096 | 5.5 |  | --> | 0.095 | 0 | 0 | 0 | 0 | 0 | 0 | Constrained,otherwise capacity available =100kW. | --> | C22 ex ENNISKEANE | ENNISKEANE: T41∥T42 | BANDON |  | 51.7509 | -8.9953
MV/LV Substation CA***377Z | 20 kV | 400V(3ph) & 230V(single ph) | LV | 50 kVA :Pole Substation | 0.05 | --> | 0.05 | 0.048 | 6.9 |  | --> | 0.047 | 0 | 0 | 0 | 0 | 0 | 0 | Constrained,otherwise capacity available =49kW. | --> | E14 ex RATHKEALE | RATHKEALE: T421∥T422 | RATHKEALE |  | 52.5144 | -8.8097
MV/LV Substation CA***378X | 20 kV | 400V(3ph) & 230V(single ph) | LV | 100 kVA :Pole Substation | 0.1 | --> | 0.1 | 0.094 | 1 |  | --> | 0.095 | 0 | 0 | 0 | 0 | 0.1 | 0 |  | --> | E11 ex BALLYHALE | BALLYHALE: T421 | KILKENNY |  | 52.5676 | -7.0898
MV/LV Substation CA***379X | 20 kV | 400V(3ph) & 230V(single ph) | LV | 50 kVA :Pole Substation | 0.05 | --> | 0.05 | 0.05 | 0.5 |  | --> | 0.047 | 0 | 0 | 0 | 0 | 0.049 | 0 |  | --> | C17 ex CHARLESTOWN | CHARLESTOWN: T41 | TONROE |  | 53.9019 | -8.6844
MV/LV Substation CA***381 | 20 kV | 400V(3ph) & 230V(single ph) | LV | 100 kVA :Pole Substation | 0.1 | --> | 0.1 | 0 | 0 | Constrained,otherwise capacity available =99kVA. | --> | 0.095 | 0 | 0 | 0 | 0 | 0.1 | 0 |  | --> | E17 ex DULEEK | DULEEK: T421∥T422 | DRYBRIDGE |  | 53.6577 | -6.5835
MV/LV Substation CA***381 | 10 kV | 400V(3ph) & 230V(single ph) | LV | 400 kVA :Kiosk Substation | 0.4 | --> | 0.4 | 0.114 | 0.1 | Constrained,otherwise capacity available =257kVA. | --> | 0.38 | 0 | 0 | 0 | 0.062 | 0.356 | 0 |  | --> | C19 ex ROSEHILL | ROSEHILL: T41 | KILKENNY |  | 52.6419 | -7.25
MV/LV Substation CA***381Z | 10 kV | 400V(3ph) & 230V(single ph) | LV | 50 kVA :Pole Substation | 0.05 | --> | 0.05 | 0.036 | 4.4 |  | --> | 0.047 | 0 | 0 | 0 | 0 | 0 | 0 | Constrained,otherwise capacity available =51kW. | --> | E11 ex SLANE | SLANE: T421 | DRYBRIDGE |  | 53.7583 | -6.5319
MV/LV Substation CA***382Z | 10 kV | 400V(3ph) & 230V(single ph) | LV | 400 kVA :Kiosk Substation | 0.4 | --> | 0.4 | 0 | 0 | Constrained,otherwise capacity available =331kVA. | --> | 0.38 | 0 | 0 | 0 | 0 | 0.41 | 0 |  | --> | C39 ex CASTLEVIEW | CASTLEVIEW: T101 | CASTLEVIEW |  | 51.903 | -8.3522
MV/LV Substation CA***383X | 10 kV | 400V(3ph) & 230V(single ph) | LV | 50 kVA :Pole Substation | 0.05 | --> | 0.05 | 0.041 | 5.5 |  | --> | 0.047 | 0 | 0 | 0 | 0 | 0 | 0 | Constrained,otherwise capacity available =50kW. | --> | C22 ex ENNISKEANE | ENNISKEANE: T41∥T42 | BANDON |  | 51.6872 | -8.9806
MV/LV Substation CA***383X | 10 kV | 400V(3ph) & 230V(single ph) | LV | 200 kVA :Pole Substation | 0.2 | --> | 0.2 | 0.138 | 0.8 |  | --> | 0.19 | 0 | 0 | 0 | 0 | 0.209 | 0 |  | --> | C12 ex BALLYBEGGAN | BALLYBEGGAN: T43∥T44 | TRALEE |  | 52.2576 | -9.638
MV/LV Substation CA***384 | 10 kV | 400V(3ph) & 230V(single ph) | LV | 50 kVA :Pole Substation | 0.05 | --> | 0.05 | 0.048 | 0.1 |  | --> | 0.047 | 0 | 0 | 0 | 0 | 0.049 | 0 |  | --> | C17 ex ROSEHILL | ROSEHILL: T41 | KILKENNY |  | 52.6384 | -7.2636
MV/LV Substation CA***384 | 20 kV | 400V(3ph) & 230V(single ph) | LV | 50 kVA :Pole Substation | 0.05 | --> | 0.05 | 0.043 | 0.8 |  | --> | 0.047 | 0 | 0 | 0 | 0.003 | 0 | 0 | Constrained,otherwise capacity available =47kW. | --> | E16 ex KILMACTHOMAS | KILMACTHOMAS: T421∥T422 | DUNGARVAN |  | 52.142 | -7.4459
MV/LV Substation CA***384Z | 20 kV | 400V(3ph) & 230V(single ph) | LV | 50 kVA :Pole Substation | 0.05 | --> | 0.05 | 0 | 6.3 |  | --> | 0.047 | 0 | 0 | 0 | 0.039 | 0 | 0 | Constrained,otherwise capacity available =18kW. | --> | E18 ex BAGENALSTOWN | BAGENALSTOWN: T421∥T422 | CARLOW |  | 52.7431 | -6.8209
MV/LV Substation CA***385 | 10 kV | 400V(3ph) & 230V(single ph) | LV | 200 kVA :Building Structure | 0.2 | --> | 0.2 | 0 | 0 | Constrained,otherwise capacity available =190kVA. | --> | 0.19 | 0 | 0 | 0 | 0 | 0 | 0 | Constrained,otherwise capacity available =201kW. | --> | C18 ex FERMOY NORTH | FERMOY NORTH: T41∥T42 | BARRYMORE |  | 52.1396 | -8.313
MV/LV Substation CA***385 | 10 kV | 400V(3ph) & 230V(single ph) | LV | 400 kVA :Kiosk Substation | 0.4 | --> | 0.4 | 0.32 | 1.6 |  | --> | 0.38 | 0 | 0 | 0 | 0.043 | 0.367 | 0 |  | --> | C11 ex SALLINS | SALLINS: T41 | GRIFFINRATH |  | 53.2565 | -6.6729
MV/LV Substation CA***386Z | 10 kV | 400V(3ph) & 230V(single ph) | LV | 200 kVA :Kiosk Substation | 0.2 | --> | 0.2 | 0 | 0 | Constrained,otherwise capacity available =184kVA. | --> | 0.19 | 0 | 0 | 0 | 0 | 0.202 | 0 |  | --> | C13 ex GRANGE (DR) | GRANGE (DR): T41 | GRANGE (DR) |  | 53.4088 | -6.1705
MV/LV Substation CA***387 | 10 kV | 400V(3ph) & 230V(single ph) | LV | 100 kVA :Pole Substation | 0.1 | --> | 0.1 | 0.077 | 2.6 |  | --> | 0.095 | 0 | 0 | 0 | 0 | 0.103 | 0 |  | --> | C19 ex RECESS | RECESS: T41 | GALWAY 110KV |  | 53.4199 | -9.8083
MV/LV Substation CA***387Y | 20 kV | 400V(3ph) & 230V(single ph) | LV | 400 kVA :Kiosk Substation | 0.4 | --> | 0.4 | 0 | 0 | Constrained,otherwise capacity available =336kVA. | --> | 0.38 | 0 | 0 | 0 | 0 | 0.409 | 0 |  | --> | E22 ex COLLOONEY | COLLOONEY: T422 | SLIGO |  | 54.1977 | -8.4381
MV/LV Substation CA***388Y | 10 kV | 400V(3ph) & 230V(single ph) | LV | 200 kVA :Kiosk Substation | 0.2 | --> | 0.2 | 0 | 0 | Constrained,otherwise capacity available =136kVA. | --> | 0.19 | 0 | 0 | 0 | 0 | 0.209 | 0 |  | --> | E15 ex WHITECHURCH | WHITECHURCH: T421 | KILBARRY |  | 51.9357 | -8.5684
MV/LV Substation CA***389 | 10 kV | 400V(3ph) & 230V(single ph) | LV | 400 kVA :Kiosk Substation | 0.4 | --> | 0.4 | 0.344 | 2.2 |  | --> | 0.38 | 0 | 0 | 0 | 0.002 | 0.406 | 0 |  | --> | C15 ex SPA ROAD | SPA ROAD: T41∥T42 | DOON |  | 52.3476 | -7.7094
MV/LV Substation CA***389X | 10 kV | 400V(3ph) & 230V(single ph) | LV | 50 kVA :Pole Substation | 0.05 | --> | 0.05 | 0 | 0 | Constrained,otherwise capacity available =41kVA. | --> | 0.047 | 0 | 0 | 0 | 0 | 0.05 | 0 |  | --> | C22 ex SKIBBEREEN | SKIBBEREEN: T41∥T42 | DUNMANWAY |  | 51.4485 | -9.479
MV/LV Substation CA***390 | 20 kV | 400V(3ph) & 230V(single ph) | LV | 50 kVA :Pole Substation | 0.05 | --> | 0.05 | 0 | 0 | Constrained,otherwise capacity available =47kVA. | --> | 0.047 | 0 | 0 | 0 | 0 | 0.049 | 0 |  | --> | C16 ex TULLA | TULLA: T42 | ENNIS |  | 52.8134 | -8.6394
MV/LV Substation CA***390Z | 10 kV | 400V(3ph) & 230V(single ph) | LV | 50 kVA :Pole Substation | 0.05 | --> | 0.05 | 0.038 | 0.3 |  | --> | 0.047 | 0 | 0 | 0 | 0 | 0 | 0 | Constrained,otherwise capacity available =51kW. | --> | C15 ex DRUMBEAR | DRUMBEAR: T41∥T42 | LISDRUM |  | 54.2234 | -6.9392
MV/LV Substation CA***390Z | 10 kV | 400V(3ph) & 230V(single ph) | LV | 200 kVA :Kiosk Substation | 0.2 | --> | 0.2 | 0 | 0 | Constrained,otherwise capacity available =132kVA. | --> | 0.19 | 0 | 0 | 0 | 0.016 | 0.193 | 0 |  | --> | C15 ex CARRIGALINE | CARRIGALINE: T41∥T42 | BARNAHELY |  | 51.8274 | -8.3969
MV/LV Substation CA***392Z | 10 kV | 400V(3ph) & 230V(single ph) | LV | 630 kVA :Kiosk Substation | 0.63 | --> | 0.63 | 0 | 0 | Constrained,otherwise capacity available =489kVA. | --> | 0.598 | 0 | 0 | 0 | 0.018 | 0.5 | 0 |  | --> | C18 ex MOUNTGORRY | MOUNTGORRY: T42 | GRANGE (DR) |  | 53.446 | -6.1735
MV/LV Substation CA***393Z | 20 kV | 400V(3ph) & 230V(single ph) | LV | 50 kVA :Pole Substation | 0.05 | --> | 0.05 | 0 | 0 | Constrained,otherwise capacity available =49kVA. | --> | 0.047 | 0 | 0 | 0 | 0 | 0.049 | 0 |  | --> | E13 ex BALTINGLASS | BALTINGLASS: T421∥T422 | STRATFORD |  | 52.9055 | -6.8325
MV/LV Substation CA***394Y | 20 kV | 400V(3ph) & 230V(single ph) | LV | 50 kVA :Pole Substation | 0.05 | --> | 0.05 | 0.045 | 3 |  | --> | 0.047 | 0 | 0 | 0 | 0 | 0.05 | 0 |  | --> | C14 ex KILMEADEN | KILMEADEN: T42 | BUTLERSTOWN |  | 52.2075 | -7.2865
MV/LV Substation CA***396 | 20 kV | 400V(3ph) & 230V(single ph) | LV | 50 kVA :Pole Substation | 0.05 | --> | 0.05 | 0 | 0 | Constrained,otherwise capacity available =48kVA. | --> | 0.047 | 0 | 0 | 0 | 0 | 0.049 | 0 |  | --> | E18 ex BALLINROBE | BALLINROBE: T421∥T422 | DALTON |  | 53.6416 | -9.379
MV/LV Substation CA***397 | 10 kV | 400V(3ph) & 230V(single ph) | LV | 200 kVA :Kiosk Substation | 0.2 | --> | 0.2 | 0 | 0 | Constrained,otherwise capacity available =146kVA. | --> | 0.19 | 0 | 0 | 0 | 0.002 | 0 | 0 | Constrained,otherwise capacity available =205kW. | --> | C14 ex COOLMINE | COOLMINE: T42 | FINGLAS |  | 53.3836 | -6.4156
MV/LV Substation CA***398 | 20 kV | 400V(3ph) & 230V(single ph) | LV | 50 kVA :Pole Substation | 0.05 | --> | 0.05 | 0 | 0 | Constrained,otherwise capacity available =50kVA. | --> | 0.047 | 0 | 0 | 0 | 0 | 0.049 | 0 |  | --> | E47 ex CLAREGALWAY | CLAREGALWAY: T421 | GALWAY 110KV |  | 53.4175 | -8.7842
MV/LV Substation CA***399 | 10 kV | 400V(3ph) & 230V(single ph) | LV | 100 kVA :Pole Substation | 0.1 | --> | 0.1 | 0.082 | 3.2 |  | --> | 0.095 | 0 | 0 | 0 | 0 | 0.102 | 0 |  | --> | C17 ex BOYLE | BOYLE: T41∥T42 | CARRICK ON SHANNON |  | 53.9803 | -8.2347
MV/LV Substation CA***399 | 20 kV | 400V(3ph) & 230V(single ph) | LV | 630 kVA :Kiosk Substation | 0.63 | --> | 0.63 | 0.5 | 0.9 |  | --> | 0.598 | 0 | 0 | 0 | 0 | 0.5 | 0 |  | --> | C16 ex CARRAROE | CARRAROE: T42 | SCREEB |  | 53.2636 | -9.6024
MV/LV Substation CA***399Y | 10 kV | 400V(3ph) & 230V(single ph) | LV | 200 kVA :Kiosk Substation | 0.2 | --> | 0.2 | 0 | 0 | Constrained,otherwise capacity available =65kVA. | --> | 0.19 | 0 | 0 | 0 | 0.022 | 0 | 0 | Constrained,otherwise capacity available =197kW. | --> | C11 ex POLLERTON | POLLERTON: T41 | CARLOW |  | 52.8482 | -6.9053
MV/LV Substation CA***400 | 10 kV | 400V(3ph) & 230V(single ph) | LV | 50 kVA :Pole Substation | 0.05 | --> | 0.05 | 0 | 0 | Constrained,otherwise capacity available =46kVA. | --> | 0.047 | 0 | 0 | 0 | 0 | 0.049 | 0 |  | --> | C18 ex CASTLEISLAND | CASTLEISLAND: T41∥T42 | TRALEE |  | 52.2331 | -9.5031
MV/LV Substation CA***4002 | 20 kV | 400V(3ph) & 230V(single ph) | LV | 50 kVA :Pole Substation | 0.05 | --> | 0.05 | 0.01 | 1.4 |  | --> | 0.047 | 0 | 0 | 0 | 0 | 0.055 | 0 |  | --> | E20 ex GARRANACANTY | GARRANACANTY: T422 | TIPPERARY |  | 52.5084 | -7.9337
MV/LV Substation CA***4003 | 20 kV | 400V(3ph) & 230V(single ph) | LV | 50 kVA :Pole Substation | 0.05 | --> | 0.05 | 0.05 | 0.7 |  | --> | 0.047 | 0 | 0 | 0 | 0 | 0.049 | 0 |  | --> | C17 ex MONEYCOOLEY | MONEYCOOLEY: T41 | GRIFFINRATH |  | 53.3779 | -6.5544
MV/LV Substation CA***4004 | 20 kV | 400V(3ph) & 230V(single ph) | LV | 100 kVA :Pole Substation | 0.1 | --> | 0.1 | 0.015 | 1.4 |  | --> | 0.095 | 0 | 0 | 0 | 0 | 0.112 | 0 |  | --> | E18 ex GARRANACANTY | GARRANACANTY: T422 | TIPPERARY |  | 52.5701 | -8.1674
MV/LV Substation CA***4005 | 10 kV | 400V(3ph) & 230V(single ph) | LV | 50 kVA :Pole Substation | 0.05 | --> | 0.05 | 0.05 | 1.5 |  | --> | 0.047 | 0 | 0 | 0 | 0 | 0.049 | 0 |  | --> | C17 ex TUBBERCURRY | TUBBERCURRY: T42 | TONROE |  | 54.0512 | -8.846
MV/LV Substation CA***4007 | 20 kV | 400V(3ph) & 230V(single ph) | LV | 50 kVA :Pole Substation | 0.05 | --> | 0.05 | 0 | 0 | Constrained,otherwise capacity available =48kVA. | --> | 0.047 | 0 | 0 | 0 | 0 | 0.049 | 0 |  | --> | C12 ex BALLYHAUNIS | BALLYHAUNIS: T41∥T42 | DALTON |  | 53.7967 | -8.79
MV/LV Substation CA***4007 | 10 kV | 400V(3ph) & 230V(single ph) | LV | 400 kVA :Building Structure | 0.4 | --> | 0.4 | 0 | 0 | Constrained,otherwise capacity available =398kVA. | --> | 0.38 | 0 | 0 | 0 | 0 | 0.4 | 0 |  | --> | C11 ex CARRICKMINES | CARRICKMINES: T41 | CARRICKMINES |  | 53.2531 | -6.164
MV/LV Substation CA***4008 | 20 kV | 400V(3ph) & 230V(single ph) | LV | 50 kVA :Pole Substation | 0.05 | --> | 0.05 | 0.05 | 4.5 |  | --> | 0.047 | 0 | 0 | 0 | 0 | 0 | 0 | Constrained,otherwise capacity available =49kW. | --> | E13 ex TELAYDON | TELAYDON: T421 | LISDRUM |  | 54.2687 | -7.0258
MV/LV Substation CA***4008 | 20 kV | 400V(3ph) & 230V(single ph) | LV | 50 kVA :Pole Substation | 0.05 | --> | 0.05 | 0.028 | 0.4 |  | --> | 0.047 | 0 | 0 | 0 | 0 | 0.052 | 0 |  | --> | E33 ex TRIM | TRIM: T421 | NAVAN |  | 53.4605 | -6.7667
MV/LV Substation CA***4009 | 20 kV | 400V(3ph) & 230V(single ph) | LV | 50 kVA :Pole Substation | 0.05 | --> | 0.05 | 0 | 0 | Constrained,otherwise capacity available =34kVA. | --> | 0.047 | 0 | 0 | 0 | 0 | 0.051 | 0 |  | --> | C18 ex CLONES | CLONES: T41∥T42 | SHANKILL |  | 54.1303 | -7.2174
MV/LV Substation CA***400Y | 10 kV | 400V(3ph) & 230V(single ph) | LV | 200 kVA :Kiosk Substation | 0.2 | --> | 0.2 | 0 | 0 | Constrained,otherwise capacity available =53kVA. | --> | 0.19 | 0 | 0 | 0 | 0.022 | 0 | 0 | Constrained,otherwise capacity available =198kW. | --> | C11 ex POLLERTON | POLLERTON: T41 | CARLOW |  | 52.8494 | -6.9053
MV/LV Substation CA***4011 | 10 kV | 400V(3ph) & 230V(single ph) | LV | 200 kVA :Kiosk Substation | 0.2 | --> | 0.2 | 0.156 | 3.2 |  | --> | 0.19 | 0 | 0 | 0 | 0.001 | 0.205 | 0 |  | --> | C20 ex ATHY | ATHY: T102 | ATHY |  | 52.997 | -6.9908
MV/LV Substation CA***4012 | 10 kV | 400V(3ph) & 230V(single ph) | LV | 50 kVA :Pole Substation | 0.05 | --> | 0.05 | 0 | 0 | Constrained,otherwise capacity available =50kVA. | --> | 0.047 | 0 | 0 | 0 | 0 | 0.049 | 0 |  | --> | C13 ex BUTTEVANT | BUTTEVANT: T41∥T42 | MALLOW |  | 52.2246 | -8.5538
MV/LV Substation CA***4014 | 10 kV | 400V(3ph) & 230V(single ph) | LV | 50 kVA :Pole Substation | 0.05 | --> | 0.05 | 0.05 | 2.8 |  | --> | 0.047 | 0 | 0 | 0 | 0 | 0 | 0 | Constrained,otherwise capacity available =49kW. | --> | C15 ex KILTIMAGH | KILTIMAGH: T41 | CASTLEBAR |  | 53.8164 | -9.0529
MV/LV Substation CA***4016 | 10 kV | 400V(3ph) & 230V(single ph) | LV | 200 kVA :Pole Substation | 0.2 | --> | 0.2 | 0.137 | 0.1 | Constrained,otherwise capacity available =179kVA. | --> | 0.19 | 0 | 0 | 0 | 0 | 0.203 | 0 |  | --> | C13 ex SANDYFORD | SANDYFORD: T41 | CARRICKMINES |  | 53.2621 | -6.3108
MV/LV Substation CA***4017 | 10 kV | 400V(3ph) & 230V(single ph) | LV | 630 kVA :Building Structure | 0.63 | --> | 0.63 | 0.5 | 1.7 |  | --> | 0.598 | 0 | 0 | 0 | 0.002 | 0 | 0 | Constrained,otherwise capacity available =500kW. | --> | C14 ex BALLYBAY | BALLYBAY: T41∥T42 | LISDRUM |  | 54.1299 | -6.9017
MV/LV Substation CA***4017 | 20 kV | 400V(3ph) & 230V(single ph) | LV | 200 kVA :Kiosk Substation | 0.2 | --> | 0.2 | 0.2 | 0.8 |  | --> | 0.19 | 0 | 0 | 0 | 0 | 0 | 0 | Constrained,otherwise capacity available =200kW. | --> | E11 ex CARNDONAGH | CARNDONAGH: T421∥T422 | TRILLICK |  | 55.2426 | -7.2756
MV/LV Substation CA***4018 | 20 kV | 400V(3ph) & 230V(single ph) | LV | 50 kVA :Pole Substation | 0.05 | --> | 0.05 | 0.05 | 0.8 |  | --> | 0.047 | 0 | 0 | 0 | 0 | 0 | 0 | Constrained,otherwise capacity available =49kW. | --> | E17 ex CARNDONAGH | CARNDONAGH: T421∥T422 | TRILLICK |  | 55.3058 | -7.2577
MV/LV Substation CA***4019 | 10 kV | 400V(3ph) & 230V(single ph) | LV | 100 kVA :Pole Substation | 0.1 | --> | 0.1 | 0.082 | 3.8 |  | --> | 0.095 | 0 | 0 | 0 | 0 | 0 | 0 | Constrained,otherwise capacity available =102kW. | --> | C18 ex TURLOUGH ROAD | TURLOUGH ROAD: T41∥T42 | CASTLEBAR |  | 53.9062 | -9.1841
MV/LV Substation CA***401X | 10 kV | 400V(3ph) & 230V(single ph) | LV | 100 kVA :Pole Substation | 0.1 | --> | 0.1 | 0 | 0 | Constrained,otherwise capacity available =91kVA. | --> | 0.095 | 0 | 0 | 0 | 0 | 0.1 | 0 |  | --> | C18 ex MIDLETON | MIDLETON: T102 | MIDLETON |  | 51.9401 | -8.1904
MV/LV Substation CA***4021 | 10 kV | 400V(3ph) & 230V(single ph) | LV | 50 kVA :Pole Substation | 0.05 | --> | 0.05 | 0 | 0 | Constrained,otherwise capacity available =30kVA. | --> | 0.047 | 0 | 0 | 0 | 0 | 0.052 | 0 |  | --> | C17 ex COOLCORCORAN | COOLCORCORAN: T41∥T42 | KNOCKEARAGH |  | 52.135 | -9.5626
MV/LV Substation CA***4022 | 20 kV | 400V(3ph) & 230V(single ph) | LV | 50 kVA :Pole Substation | 0.05 | --> | 0.05 | 0.05 | 4.5 |  | --> | 0.047 | 0 | 0 | 0 | 0 | 0.049 | 0 |  | --> | E22 ex ENNISCRONE | ENNISCRONE: T421∥T422 | MOY |  | 54.2505 | -9.0613
MV/LV Substation CA***4023 | 10 kV | 400V(3ph) & 230V(single ph) | LV | 100 kVA :Pole Substation | 0.1 | --> | 0.1 | 0 | 0 | Constrained,otherwise capacity available =66kVA. | --> | 0.095 | 0 | 0 | 0 | 0 | 0.104 | 0 |  | --> | C24 ex KILMONEY | KILMONEY: T41∥T42 | TRABEG |  | 51.8162 | -8.4052
MV/LV Substation CA***4023 | 10 kV | 400V(3ph) & 230V(single ph) | LV | 200 kVA :Pole Substation | 0.2 | --> | 0.2 | 0.093 | 7.3 |  | --> | 0.19 | 0 | 0 | 0 | 0 | 0.216 | 0 |  | --> | E41 ex KINSALE | KINSALE: T423 | BANDON |  | 51.7021 | -8.5371
MV/LV Substation CA***4023 | 10 kV | 400V(3ph) & 230V(single ph) | LV | 100 kVA :Pole Substation | 0.1 | --> | 0.1 | 0.087 | 6.4 |  | --> | 0.095 | 0 | 0 | 0 | 0 | 0.101 | 0 |  | --> | C14 ex AGHAGAD | AGHAGAD: T41∥T42 | SLIGO |  | 54.3415 | -8.499
MV/LV Substation CA***4025 | 10 kV | 400V(3ph) & 230V(single ph) | LV | 630 kVA :Kiosk Substation | 0.63 | --> | 0.63 | 0 | 0 | Constrained,otherwise capacity available =500kVA. | --> | 0.598 | 0 | 0 | 0 | 0 | 0.5 | 0 |  | --> | C22 ex GREYSTONES | GREYSTONES: T42 | FASSAROE |  | 53.1315 | -6.0742
MV/LV Substation CA***4025 | 10 kV | 400V(3ph) & 230V(single ph) | LV | 400 kVA :Kiosk Substation | 0.4 | --> | 0.4 | 0.352 | 13.1 |  | --> | 0.38 | 0 | 0 | 0 | 0 | 0.407 | 0 |  | --> | C18 ex POTTERY ROAD | POTTERY ROAD: T102 | CARRICKMINES |  | 53.284 | -6.1116
MV/LV Substation CA***4026 | 10 kV | 400V(3ph) & 230V(single ph) | LV | 50 kVA :Pole Substation | 0.05 | --> | 0.05 | 0 | 0 | Constrained,otherwise capacity available =50kVA. | --> | 0.047 | 0 | 0 | 0 | 0 | 0.049 | 0 |  | --> | C20 ex ENNISTYMON | ENNISTYMON: T41∥T42 | ENNIS |  | 52.8819 | -9.1701
MV/LV Substation CA***4026 | 20 kV | 400V(3ph) & 230V(single ph) | LV | 50 kVA :Pole Substation | 0.05 | --> | 0.05 | 0 | 0 | Constrained,otherwise capacity available =49kVA. | --> | 0.047 | 0 | 0 | 0 | 0 | 0 | 0 | Constrained,otherwise capacity available =49kW. | --> | E21 ex ASHBOURNE | ASHBOURNE: T421 | FINGLAS |  | 53.4745 | -6.3167
MV/LV Substation CA***4026 | 10 kV | 400V(3ph) & 230V(single ph) | LV | 50 kVA :Pole Substation | 0.05 | --> | 0.05 | 0.043 | 1.7 |  | --> | 0.047 | 0 | 0 | 0 | 0.01 | 0.039 | 0 |  | --> | C16 ex NEWTOWNCUNNINGHAM | NEWTOWNCUNNINGHAM: T41∥T42 | LETTERKENNY |  | 54.9943 | -7.5209
MV/LV Substation CA***4028 | 20 kV | 400V(3ph) & 230V(single ph) | LV | 630 kVA :Kiosk Substation | 0.63 | --> | 0.63 | 0.235 | 0.2 | Constrained,otherwise capacity available =500kVA. | --> | 0.598 | 0 | 0 | 0 | 0 | 0.5 | 0 |  | --> | C15 ex MOATE | MOATE: T42 | ATHLONE |  | 53.3967 | -7.7108
MV/LV Substation CA***4028 | 20 kV | 400V(3ph) & 230V(single ph) | LV | 50 kVA :Pole Substation | 0.05 | --> | 0.05 | 0 | 0 | Constrained,otherwise capacity available =48kVA. | --> | 0.047 | 0 | 0 | 0 | 0 | 0.049 | 0 |  | --> | E17 ex DULEEK | DULEEK: T421∥T422 | DRYBRIDGE |  | 53.6501 | -6.6241
MV/LV Substation CA***402X | 10 kV | 400V(3ph) & 230V(single ph) | LV | 400 kVA :Kiosk Substation | 0.4 | --> | 0.4 | 0 | 0 | Constrained,otherwise capacity available =355kVA. | --> | 0.38 | 0 | 0 | 0 | 0.004 | 0.402 | 0 |  | --> | C12 ex BRUFF | BRUFF: T42 | LIMERICK |  | 52.5183 | -8.4704
MV/LV Substation CA***402X | 10 kV | 400V(3ph) & 230V(single ph) | LV | 50 kVA :Pole Substation | 0.05 | --> | 0.05 | 0.049 | 3.9 |  | --> | 0.047 | 0 | 0 | 0 | 0 | 0 | 0 | Constrained,otherwise capacity available =49kW. | --> | C15 ex DERRYBEG | DERRYBEG: T41∥T42 | ARDNAGAPPARY |  | 55.1021 | -8.2989
MV/LV Substation CA***402X | 20 kV | 400V(3ph) & 230V(single ph) | LV | 50 kVA :Pole Substation | 0.05 | --> | 0.05 | 0.022 | 2.7 |  | --> | 0.047 | 0 | 0 | 0 | 0 | 0.053 | 0 |  | --> | E21 ex LONGFORD | LONGFORD: T421 | RICHMOND |  | 53.7731 | -7.8496
MV/LV Substation CA***4030 | 10 kV | 400V(3ph) & 230V(single ph) | LV | 50 kVA :Pole Substation | 0.05 | --> | 0.05 | 0.05 | 2.5 |  | --> | 0.047 | 0 | 0 | 0 | 0 | 0.049 | 0 |  | --> | C18 ex KILCOLGAN | KILCOLGAN: T42 | GALWAY 110KV |  | 53.2488 | -8.9037
MV/LV Substation CA***4030 | 20 kV | 400V(3ph) & 230V(single ph) | LV | 50 kVA :Pole Substation | 0.05 | --> | 0.05 | 0.05 | 2.6 |  | --> | 0.047 | 0 | 0 | 0 | 0 | 0.049 | 0 |  | --> | E23 ex ATHENRY | ATHENRY: T423 | GALWAY 110KV |  | 53.2653 | -8.6108
MV/LV Substation CA***4032 | 20 kV | 400V(3ph) & 230V(single ph) | LV | 50 kVA :Pole Substation | 0.05 | --> | 0.05 | 0.05 | 1.6 |  | --> | 0.047 | 0 | 0 | 0 | 0 | 0 | 0 | Constrained,otherwise capacity available =49kW. | --> | E21 ex CASTLETOWNBERE | CASTLETOWNBERE: T421 | BALLYLICKY |  | 51.6906 | -9.7317
MV/LV Substation CA***4035 | 20 kV | 400V(3ph) & 230V(single ph) | LV | 50 kVA :Pole Substation | 0.05 | --> | 0.05 | 0 | 0 | Constrained,otherwise capacity available =50kVA. | --> | 0.047 | 0 | 0 | 0 | 0 | 0.049 | 0 |  | --> | C12 ex BALLAGHADERREEN | BALLAGHADERREEN: T41∥T42 | TONROE |  | 53.811 | -8.6709
MV/LV Substation CA***4035 | 20 kV | 400V(3ph) & 230V(single ph) | LV | 100 kVA :Pole Substation | 0.1 | --> | 0.1 | 0 | 0 | Constrained,otherwise capacity available =91kVA. | --> | 0.095 | 0 | 0 | 0 | 0 | 0.1 | 0 |  | --> | E14 ex EDENDERRY | EDENDERRY: T421∥T422 | BLAKE |  | 53.345 | -6.9679
MV/LV Substation CA***4039 | 20 kV | 400V(3ph) & 230V(single ph) | LV | 100 kVA :Pole Substation | 0.1 | --> | 0.1 | 0.1 | 6.9 |  | --> | 0.095 | 0 | 0 | 0 | 0 | 0 | 0 | Constrained,otherwise capacity available =100kW. | --> | E17 ex SPRINGS | SPRINGS: T421∥T422 | DUNGARVAN |  | 52.0977 | -7.5491
MV/LV Substation CA***403X | 10 kV | 400V(3ph) & 230V(single ph) | LV | 100 kVA :Pole Substation | 0.1 | --> | 0.1 | 0.098 | 4.8 |  | --> | 0.095 | 0 | 0 | 0 | 0 | 0.1 | 0 |  | --> | C25 ex ATHY | ATHY: T101 | ATHY |  | 53.001 | -7
MV/LV Substation CA***404 | 20 kV | 400V(3ph) & 230V(single ph) | LV | 630 kVA :Kiosk Substation | 0.63 | --> | 0.63 | 0.5 | 1.6 |  | --> | 0.598 | 0 | 0 | 0 | 0 | 0.5 | 0 |  | --> | E16 ex GURRANEBANE | GURRANEBANE: T421∥T422 | OUGHTRAGH |  | 51.8315 | -10.1712
MV/LV Substation CA***4040 | 10 kV | 400V(3ph) & 230V(single ph) | LV | 200 kVA :Kiosk Substation | 0.2 | --> | 0.2 | 0.159 | 3.7 |  | --> | 0.19 | 0 | 0 | 0 | 0 | 0.206 | 0 |  | --> | C20 ex CASTLEBLAYNEY | CASTLEBLAYNEY: T42 | DUNDALK |  | 54.1148 | -6.7328
MV/LV Substation CA***4042 | 20 kV | 400V(3ph) & 230V(single ph) | LV | 50 kVA :Pole Substation | 0.05 | --> | 0.05 | 0.05 | 0.8 |  | --> | 0.047 | 0 | 0 | 0 | 0 | 0 | 0 | Constrained,otherwise capacity available =49kW. | --> | E18 ex CARNDONAGH | CARNDONAGH: T421∥T422 | TRILLICK |  | 55.2316 | -7.2681
MV/LV Substation CA***4042 | 10 kV | 400V(3ph) & 230V(single ph) | LV | 50 kVA :Pole Substation | 0.05 | --> | 0.05 | 0.048 | 4.6 |  | --> | 0.047 | 0 | 0 | 0 | 0 | 0.049 | 0 |  | --> | E16 ex BALLYRAGGET | BALLYRAGGET: T421∥T422 | BALLYRAGGET |  | 52.8485 | -7.3709
MV/LV Substation CA***4044 | 10 kV | 400V(3ph) & 230V(single ph) | LV | 50 kVA :Pole Substation | 0.05 | --> | 0.05 | 0.047 | 3.4 |  | --> | 0.047 | 0 | 0 | 0 | 0 | 0 | 0 | Constrained,otherwise capacity available =49kW. | --> | C20 ex GRAIGUE | GRAIGUE: T42 | CARLOW |  | 52.8517 | -6.9678
MV/LV Substation CA***4049 | 10 kV | 400V(3ph) & 230V(single ph) | LV | 400 kVA :Kiosk Substation | 0.4 | --> | 0.4 | 0.295 | 4 |  | --> | 0.38 | 0 | 0 | 0 | 0.039 | 0.375 | 0 |  | --> | C13 ex DUNMANWAY | DUNMANWAY: T43 | DUNMANWAY |  | 51.7236 | -9.1085
MV/LV Substation CA***404X | 10 kV | 400V(3ph) & 230V(single ph) | LV | 630 kVA :Building Structure | 0.63 | --> | 0.63 | 0 | 0 | Constrained,otherwise capacity available =500kVA. | --> | 0.598 | 0 | 0 | 0 | 0 | 0.5 | 0 |  | --> | C17 ex CRANMORE | CRANMORE: T41∥T42 | SLIGO |  | 54.2711 | -8.4726
MV/LV Substation CA***404Y | 10 kV | 400V(3ph) & 230V(single ph) | LV | 200 kVA :Kiosk Substation | 0.2 | --> | 0.2 | 0.189 | 1.5 |  | --> | 0.19 | 0 | 0 | 0 | 0 | 0.201 | 0 |  | --> | C23 ex TRAMORE | TRAMORE: T41 | BUTLERSTOWN |  | 52.1698 | -7.1508
MV/LV Substation CA***405 | 10 kV | 400V(3ph) & 230V(single ph) | LV | 50 kVA :Pole Substation | 0.05 | --> | 0.05 | 0.032 | 5.5 |  | --> | 0.047 | 0 | 0 | 0 | 0 | 0 | 0 | Constrained,otherwise capacity available =51kW. | --> | C20 ex ENNISKEANE | ENNISKEANE: T41∥T42 | BANDON |  | 51.7474 | -8.9368
MV/LV Substation CA***405 | 10 kV | 400V(3ph) & 230V(single ph) | LV | 200 kVA :Kiosk Substation | 0.2 | --> | 0.2 | 0.127 | 0.2 |  | --> | 0.19 | 0 | 0 | 0 | 0.018 | 0 | 0 | Constrained,otherwise capacity available =191kW. | --> | C15 ex COOLMINE | COOLMINE: T41 | FINGLAS |  | 53.3983 | -6.4172
MV/LV Substation CA***4050 | 10 kV | 400V(3ph) & 230V(single ph) | LV | 1000 kVA :Building Structure | 1 | --> | 1 | 0.5 | 4.6 |  | --> | 0.95 | 0 | 0 | 0 | 0.002 | 0.5 | 0 |  | --> | C18 ex CABRA | CABRA: T101 | FINGLAS |  | 53.3599 | -6.2995
MV/LV Substation CA***4053 | 20 kV | 400V(3ph) & 230V(single ph) | LV | 50 kVA :Pole Substation | 0.05 | --> | 0.05 | 0.05 | 4.3 |  | --> | 0.047 | 0 | 0 | 0 | 0 | 0 | 0 | Constrained,otherwise capacity available =49kW. | --> | E14 ex MOVILLE | MOVILLE: T421∥T422 | TRILLICK |  | 55.1298 | -7.1919
MV/LV Substation CA***4054 | 20 kV | 400V(3ph) & 230V(single ph) | LV | 50 kVA :Pole Substation | 0.05 | --> | 0.05 | 0.048 | 0.8 |  | --> | 0.047 | 0 | 0 | 0 | 0 | 0 | 0 | Constrained,otherwise capacity available =49kW. | --> | E12 ex CARNDONAGH | CARNDONAGH: T421∥T422 | TRILLICK |  | 55.356 | -7.3321
MV/LV Substation CA***4054 | 20 kV | 400V(3ph) & 230V(single ph) | LV | 50 kVA :Pole Substation | 0.05 | --> | 0.05 | 0 | 0 | Constrained,otherwise capacity available =50kVA. | --> | 0.047 | 0 | 0 | 0 | 0 | 0.049 | 0 |  | --> | E17 ex DULEEK | DULEEK: T421∥T422 | DRYBRIDGE |  | 53.6527 | -6.622
MV/LV Substation CA***4055 | 10 kV | 400V(3ph) & 230V(single ph) | LV | 200 kVA :Pole Substation | 0.2 | --> | 0.2 | 0 | 0 | Constrained,otherwise capacity available =131kVA. | --> | 0.19 | 0 | 0 | 0 | 0.01 | 0.199 | 0 |  | --> | E15 ex WHITECHURCH | WHITECHURCH: T421 | KILBARRY |  | 51.9305 | -8.5589
MV/LV Substation CA***4055 | 20 kV | 400V(3ph) & 230V(single ph) | LV | 50 kVA :Pole Substation | 0.05 | --> | 0.05 | 0.05 | 3 |  | --> | 0.047 | 0 | 0 | 0 | 0 | 0.049 | 0 |  | --> | C14 ex KILMEADEN | KILMEADEN: T42 | BUTLERSTOWN |  | 52.2026 | -7.2975
MV/LV Substation CA***4056 | 20 kV | 400V(3ph) & 230V(single ph) | LV | 50 kVA :Pole Substation | 0.05 | --> | 0.05 | 0 | 0 | Constrained,otherwise capacity available =36kVA. | --> | 0.047 | 0 | 0 | 0 | 0 | 0.051 | 0 |  | --> | E23 ex BALTRASNA | BALTRASNA: T121 | BALTRASNA |  | 53.58 | -6.2984
MV/LV Substation CA***4056 | 20 kV | 400V(3ph) & 230V(single ph) | LV | 200 kVA :Pole Substation | 0.2 | --> | 0.2 | 0.193 | 1.6 |  | --> | 0.19 | 0 | 0 | 0 | 0.003 | 0.197 | 0 |  | --> | E11 ex MILLTOWN (SR) | MILLTOWN (SR): T421 | OUGHTRAGH |  | 52.1689 | -9.7039
MV/LV Substation CA***405X | 10 kV | 400V(3ph) & 230V(single ph) | LV | 50 kVA :Pole Substation | 0.05 | --> | 0.05 | 0.04 | 1 |  | --> | 0.047 | 0 | 0 | 0 | 0.004 | 0 | 0 | Constrained,otherwise capacity available =46kW. | --> | C15 ex KILCLOHER | KILCLOHER: T42 | DUNGARVAN |  | 52.1217 | -7.7569
MV/LV Substation CA***405X | 10 kV | 400V(3ph) & 230V(single ph) | LV | 200 kVA :Kiosk Substation | 0.2 | --> | 0.2 | 0.149 | 1.5 |  | --> | 0.19 | 0 | 0 | 0 | 0 | 0 | 0 | Constrained,otherwise capacity available =207kW. | --> | C19 ex TURLOUGH ROAD | TURLOUGH ROAD: T43 | CASTLEBAR |  | 53.8669 | -9.2907
MV/LV Substation CA***405Z | 10 kV | 400V(3ph) & 230V(single ph) | LV | 400 kVA :Kiosk Substation | 0.4 | --> | 0.4 | 0.245 | 1 |  | --> | 0.38 | 0 | 0 | 0 | 0.034 | 0.388 | 0 |  | --> | C17 ex KILCULLEN | KILCULLEN: T41 | STRATFORD |  | 53.1301 | -6.7552
MV/LV Substation CA***4060 | 10 kV | 400V(3ph) & 230V(single ph) | LV | 50 kVA :Pole Substation | 0.05 | --> | 0.05 | 0.039 | 15.8 |  | --> | 0.047 | 0 | 0 | 0 | 0 | 0.051 | 0 |  | --> | C16 ex CASTLEVIEW | CASTLEVIEW: T102 | CASTLEVIEW |  | 51.9137 | -8.3687
MV/LV Substation CA***4060 | 10 kV | 400V(3ph) & 230V(single ph) | LV | 400 kVA :Kiosk Substation | 0.4 | --> | 0.4 | 0.395 | 11.3 |  | --> | 0.38 | 0 | 0 | 0 | 0 | 0.4 | 0 |  | --> | C12 ex ENNIS | ENNIS: T102 | ENNIS |  | 52.8498 | -8.9707
MV/LV Substation CA***4061 | 10 kV | 400V(3ph) & 230V(single ph) | LV | 630 kVA :Kiosk Substation | 0.63 | --> | 0.63 | 0.5 | 0.7 |  | --> | 0.598 | 0 | 0 | 0 | 0 | 0 | 0 | Constrained,otherwise capacity available =500kW. | --> | C20 ex KILMARTIN | KILMARTIN: T41 | ARKLOW |  | 53.0637 | -6.2238
MV/LV Substation CA***4062 | 10 kV | 400V(3ph) & 230V(single ph) | LV | 100 kVA :Pole Substation | 0.1 | --> | 0.1 | 0.025 | 0 | Constrained,otherwise capacity available =97kVA. | --> | 0.095 | 0 | 0 | 0 | 0 | 0 | 0 | Constrained,otherwise capacity available =100kW. | --> | C15 ex TOOMEVARA | TOOMEVARA: T42 | NENAGH |  | 52.9839 | -8.0302
MV/LV Substation CA***4063 | 10 kV | 400V(3ph) & 230V(single ph) | LV | 100 kVA :Pole Substation | 0.1 | --> | 0.1 | 0.09 | 3.6 |  | --> | 0.095 | 0 | 0 | 0 | 0 | 0.101 | 0 |  | --> | C21 ex CASTLEREA | CASTLEREA: T41∥T42 | CARRICK ON SHANNON |  | 53.7024 | -8.3508
MV/LV Substation CA***4064 | 20 kV | 400V(3ph) & 230V(single ph) | LV | 50 kVA :Pole Substation | 0.05 | --> | 0.05 | 0.05 | 4.3 |  | --> | 0.047 | 0 | 0 | 0 | 0 | 0 | 0 | Constrained,otherwise capacity available =49kW. | --> | E12 ex MOVILLE | MOVILLE: T421∥T422 | TRILLICK |  | 55.2175 | -6.9475
MV/LV Substation CA***4065 | 10 kV | 400V(3ph) & 230V(single ph) | LV | 50 kVA :Pole Substation | 0.05 | --> | 0.05 | 0.049 | 0.9 |  | --> | 0.047 | 0 | 0 | 0 | 0 | 0.049 | 0 |  | --> | C15 ex DRUMQUIN | DRUMQUIN: T42 | ENNIS |  | 52.6566 | -9.1174
MV/LV Substation CA***4065 | 20 kV | 400V(3ph) & 230V(single ph) | LV | 50 kVA :Pole Substation | 0.05 | --> | 0.05 | 0 | 0 | Constrained,otherwise capacity available =50kVA. | --> | 0.047 | 0 | 0 | 0 | 0 | 0.049 | 0 |  | --> | E17 ex DALTON | DALTON: T421∥T422 | DALTON |  | 53.7355 | -8.9688
MV/LV Substation CA***4067 | 10 kV | 400V(3ph) & 230V(single ph) | LV | 50 kVA :Pole Substation | 0.05 | --> | 0.05 | 0.05 | 2 |  | --> | 0.047 | 0 | 0 | 0 | 0 | 0.049 | 0 |  | --> | C17 ex KILCAR | KILCAR: T41 | BINBANE |  | 54.6584 | -8.6396
MV/LV Substation CA***4068 | 10 kV | 400V(3ph) & 230V(single ph) | LV | 400 kVA :Kiosk Substation | 0.4 | --> | 0.4 | 0 | 0 | Constrained,otherwise capacity available =332kVA. | --> | 0.38 | 0 | 0 | 0 | 0.002 | 0 | 0 | Constrained,otherwise capacity available =408kW. | --> | C23 ex POLLERTON | POLLERTON: T41 | CARLOW |  | 52.8232 | -6.9043
MV/LV Substation CA***406Y | 10 kV | 400V(3ph) & 230V(single ph) | LV | 400 kVA :Kiosk Substation | 0.4 | --> | 0.4 | 0.219 | 9.2 |  | --> | 0.38 | 0 | 0 | 0 | 0.022 | 0.404 | 0 |  | --> | C11 ex CENTRE PARK ROAD | MARINA: T105 | MARINA |  | 51.8973 | -8.4346
MV/LV Substation CA***4070 | 20 kV | 400V(3ph) & 230V(single ph) | LV | 100 kVA :Pole Substation | 0.1 | --> | 0.1 | 0 | 0 | Constrained,otherwise capacity available =87kVA. | --> | 0.095 | 0 | 0 | 0 | 0.003 | 0.098 | 0 |  | --> | E17 ex CREAGH | CREAGH: T421∥T422 | ATHLONE |  | 53.2685 | -8.4102
MV/LV Substation CA***4070 | 20 kV | 400V(3ph) & 230V(single ph) | LV | 50 kVA :Pole Substation | 0.05 | --> | 0.05 | 0.05 | 4.3 |  | --> | 0.047 | 0 | 0 | 0 | 0 | 0 | 0 | Constrained,otherwise capacity available =49kW. | --> | E12 ex MOVILLE | MOVILLE: T421∥T422 | TRILLICK |  | 55.2186 | -6.961
MV/LV Substation CA***4071 | 10 kV | 400V(3ph) & 230V(single ph) | LV | 400 kVA :Kiosk Substation | 0.4 | --> | 0.4 | 0.4 | 4.2 |  | --> | 0.38 | 0 | 0 | 0 | 0 | 0.4 | 0 |  | --> | C18 ex LOUGHLINSTOWN | LOUGHLINSTOWN: T42 | CARRICKMINES |  | 53.2477 | -6.1584
MV/LV Substation CA***4072 | 20 kV | 400V(3ph) & 230V(single ph) | LV | 200 kVA :Pole Substation | 0.2 | --> | 0.2 | 0 | 0 | Constrained,otherwise capacity available =200kVA. | --> | 0.19 | 0 | 0 | 0 | 0 | 0 | 0 | Constrained,otherwise capacity available =200kW. | --> | E17 ex FERNS | FERNS: T421 | CRANE |  | 52.6203 | -6.422
MV/LV Substation CA***4072 | 10 kV | 400V(3ph) & 230V(single ph) | LV | 1000 kVA :Building Structure | 1 | --> | 1 | 0 | 0 | Constrained,otherwise capacity available =500kVA. | --> | 0.95 | 0 | 0 | 0 | 0 | 0.5 | 0 |  | --> | C12 ex CAMDEN ROW | CAMDEN ROW: T41 | FRANCIS STREET |  | 53.335 | -6.264
MV/LV Substation CA***4072 | 10 kV | 400V(3ph) & 230V(single ph) | LV | 100 kVA :Pole Substation | 0.1 | --> | 0.1 | 0 | 0 | Constrained,otherwise capacity available =100kVA. | --> | 0.095 | 0 | 0 | 0 | 0 | 0 | 0 | Constrained,otherwise capacity available =100kW. | --> | C11 ex BELLFIELD | BELLFIELD: T41∥T42 | CRANE |  | 52.4997 | -6.5883
MV/LV Substation CA***4073 | 10 kV | 400V(3ph) & 230V(single ph) | LV | 50 kVA :Pole Substation | 0.05 | --> | 0.05 | 0.049 | 5.5 |  | --> | 0.047 | 0 | 0 | 0 | 0 | 0 | 0 | Constrained,otherwise capacity available =49kW. | --> | C20 ex ENNISKEANE | ENNISKEANE: T41∥T42 | BANDON |  | 51.7894 | -8.9767
MV/LV Substation CA***4079 | 10 kV | 400V(3ph) & 230V(single ph) | LV | 50 kVA :Pole Substation | 0.05 | --> | 0.05 | 0.05 | 4.3 |  | --> | 0.047 | 0 | 0 | 0 | 0 | 0.049 | 0 |  | --> | C19 ex BAILIEBORO | BAILIEBORO: T41∥T42 | MEATH HILL |  | 53.8838 | -7.0202
MV/LV Substation CA***4079 | 20 kV | 400V(3ph) & 230V(single ph) | LV | 100 kVA :Pole Substation | 0.1 | --> | 0.1 | 0.099 | 2 |  | --> | 0.095 | 0 | 0 | 0 | 0 | 0.1 | 0 |  | --> | C16 ex CAPPAMORE | CAPPAMORE: T41∥T42 | ARDNACRUSHA |  | 52.6008 | -8.165
MV/LV Substation CA***408 | 10 kV | 400V(3ph) & 230V(single ph) | LV | 50 kVA :Pole Substation | 0.05 | --> | 0.05 | 0.037 | 2.6 |  | --> | 0.047 | 0 | 0 | 0 | 0 | 0.051 | 0 |  | --> | C13 ex DRYBRIDGE | DRYBRIDGE: T41 | DRYBRIDGE |  | 53.754 | -6.3493
MV/LV Substation CA***4081 | 10 kV | 400V(3ph) & 230V(single ph) | LV | 50 kVA :Pole Substation | 0.05 | --> | 0.05 | 0 | 0 | Constrained,otherwise capacity available =33kVA. | --> | 0.047 | 0 | 0 | 0 | 0 | 0 | 0 | Constrained,otherwise capacity available =51kW. | --> | C17 ex ROSCREA | ROSCREA: T41 | IKERRIN |  | 52.9204 | -7.7973
MV/LV Substation CA***4083 | 10 kV | 400V(3ph) & 230V(single ph) | LV | 400 kVA :Kiosk Substation | 0.4 | --> | 0.4 | 0.322 | 2.9 |  | --> | 0.38 | 0 | 0 | 0 | 0.003 | 0.408 | 0 |  | --> | C19 ex CASTLEBLAYNEY | CASTLEBLAYNEY: T41 | DUNDALK |  | 54.1163 | -6.7539
MV/LV Substation CA***4083 | 10 kV | 400V(3ph) & 230V(single ph) | LV | 400 kVA :Kiosk Substation | 0.4 | --> | 0.4 | 0.316 | 6.7 |  | --> | 0.38 | 0 | 0 | 0 | 0 | 0.412 | 0 |  | --> | C14 ex COLLINSTOWN | COLLINSTOWN: T41∥T42 | GRANGE (DR) |  | 53.4292 | -6.2363
MV/LV Substation CA***4084 | 10 kV | 400V(3ph) & 230V(single ph) | LV | 50 kVA :Pole Substation | 0.05 | --> | 0.05 | 0.033 | 3.4 |  | --> | 0.047 | 0 | 0 | 0 | 0 | 0.051 | 0 |  | --> | C15 ex STICKILLEN | STICKILLEN: T41∥T42 | DRYBRIDGE |  | 53.8021 | -6.6875
MV/LV Substation CA***4085 | 10 kV | 400V(3ph) & 230V(single ph) | LV | 400 kVA :Kiosk Substation | 0.4 | --> | 0.4 | 0 | 0 | Constrained,otherwise capacity available =153kVA. | --> | 0.38 | 0 | 0 | 0 | 0.09 | 0.342 | 0 |  | --> | C13 ex MALAHIDE | MALAHIDE: T41 | GLASMORE |  | 53.4365 | -6.1658
MV/LV Substation CA***4085 | 10 kV | 400V(3ph) & 230V(single ph) | LV | 400 kVA :Kiosk Substation | 0.4 | --> | 0.4 | 0.343 | 3.4 |  | --> | 0.38 | 0 | 0 | 0 | 0.133 | 0.268 | 0 |  | --> | C17 ex STICKILLEN | STICKILLEN: T41∥T42 | DRYBRIDGE |  | 53.8574 | -6.5256
MV/LV Substation CA***408X | 10 kV | 400V(3ph) & 230V(single ph) | LV | 200 kVA :Kiosk Substation | 0.2 | --> | 0.2 | 0.131 | 3.9 |  | --> | 0.19 | 0 | 0 | 0 | 0.001 | 0.209 | 0 |  | --> | C21 ex GALWAY 110KV | GALWAY 110KV: T103 | GALWAY 110KV |  | 53.2842 | -9.0078
MV/LV Substation CA***408X | 10 kV | 400V(3ph) & 230V(single ph) | LV | 50 kVA :Pole Substation | 0.05 | --> | 0.05 | 0.04 | 3.2 |  | --> | 0.047 | 0 | 0 | 0 | 0.007 | 0.043 | 0 |  | --> | C20 ex MCDONAGH | MCDONAGH: T42 | KILKENNY |  | 52.6963 | -7.1087
MV/LV Substation CA***4092 | 10 kV | 400V(3ph) & 230V(single ph) | LV | 1000 kVA :Building Structure | 1 | --> | 1 | 0.5 | 2.7 |  | --> | 0.95 | 0 | 0 | 0 | 0 | 0.5 | 0 |  | --> | C20 ex LEESON STREET | LEESON STREET: T42 | MILLTOWN (DR) |  | 53.3358 | -6.2577
MV/LV Substation CA***4093 | 10 kV | 400V(3ph) & 230V(single ph) | LV | 630 kVA :Kiosk Substation | 0.63 | --> | 0.63 | 0.5 | 9.3 |  | --> | 0.598 | 0 | 0 | 0 | 0 | 0.5 | 0 |  | --> | C28 ex KILMORE | KILMORE: T102 | FINGLAS |  | 53.4088 | -6.1795
MV/LV Substation CA***4093 | 10 kV | 400V(3ph) & 230V(single ph) | LV | 200 kVA :Pole Substation | 0.2 | --> | 0.2 | 0.2 | 0.9 |  | --> | 0.19 | 0 | 0 | 0 | 0 | 0.2 | 0 |  | --> | C14 ex BALLYHALE | BALLYHALE: T42 | KILKENNY |  | 52.4412 | -7.1886
MV/LV Substation CA***4093 | 10 kV | 400V(3ph) & 230V(single ph) | LV | 400 kVA :Kiosk Substation | 0.4 | --> | 0.4 | 0 | 0 | Constrained,otherwise capacity available =321kVA. | --> | 0.38 | 0 | 0 | 0 | 0 | 0.411 | 0 |  | --> | C11 ex MACETOWN | MACETOWN: T101 | MACETOWN |  | 53.4 | -6.428
MV/LV Substation CA***4094 | 20 kV | 400V(3ph) & 230V(single ph) | LV | 50 kVA :Pole Substation | 0.05 | --> | 0.05 | 0.045 | 2.2 |  | --> | 0.047 | 0 | 0 | 0 | 0 | 0 | 0 | Constrained,otherwise capacity available =50kW. | --> | E17 ex BALLYMACARRY | BALLYMACARRY: T421 | TRILLICK |  | 55.0748 | -7.4544
MV/LV Substation CA***4095 | 10 kV | 400V(3ph) & 230V(single ph) | LV | 400 kVA :Kiosk Substation | 0.4 | --> | 0.4 | 0.4 | 5 |  | --> | 0.38 | 0 | 0 | 0 | 0 | 0.4 | 0 |  | --> | C17 ex POTTERY ROAD | POTTERY ROAD: T101 | CARRICKMINES |  | 53.2701 | -6.1477
MV/LV Substation CA***4095 | 20 kV | 400V(3ph) & 230V(single ph) | LV | 50 kVA :Pole Substation | 0.05 | --> | 0.05 | 0.034 | 6.7 |  | --> | 0.047 | 0 | 0 | 0 | 0 | 0 | 0 | Constrained,otherwise capacity available =51kW. | --> | E28 ex MILFORD (MWR) | MILFORD (MWR): T422 | CHARLEVILLE |  | 52.4233 | -8.8177
MV/LV Substation CA***4097 | 20 kV | 400V(3ph) & 230V(single ph) | LV | 200 kVA :Pole Substation | 0.2 | --> | 0.2 | 0 | 0 | Constrained,otherwise capacity available =200kVA. | --> | 0.19 | 0 | 0 | 0 | 0 | 0.2 | 0 |  | --> | E18 ex JULIANSTOWN | JULIANSTOWN: T421∥T422 | DRYBRIDGE |  | 53.6727 | -6.3753
MV/LV Substation CA***4099 | 10 kV | 400V(3ph) & 230V(single ph) | LV | 630 kVA :Building Structure | 0.63 | --> | 0.63 | 0 | 0 | Constrained,otherwise capacity available =451kVA. | --> | 0.598 | 0 | 0 | 0 | 0.006 | 0.5 | 0 |  | --> | C31 ex INCHICORE CENTRAL | INCHICORE CENTRAL: T45 | INCHICORE 220KV |  | 53.3276 | -6.3341
MV/LV Substation CA***410 | 20 kV | 400V(3ph) & 230V(single ph) | LV | 100 kVA :Pole Substation | 0.1 | --> | 0.1 | 0 | 0 | Constrained,otherwise capacity available =68kVA. | --> | 0.095 | 0 | 0 | 0 | 0 | 0.104 | 0 |  | --> | E12 ex CARRIGSHANE | CARRIGSHANE: T422 | MIDLETON |  | 51.9034 | -8.0411
MV/LV Substation CA***4100 | 10 kV | 400V(3ph) & 230V(single ph) | LV | 630 kVA :Building Structure | 0.63 | --> | 0.63 | 0 | 0 | Constrained,otherwise capacity available =500kVA. | --> | 0.598 | 0 | 0 | 0 | 0 | 0.5 | 0 |  | --> | C31 ex INCHICORE CENTRAL | INCHICORE CENTRAL: T45 | INCHICORE 220KV |  | 53.3267 | -6.3334
MV/LV Substation CA***4101 | 10 kV | 400V(3ph) & 230V(single ph) | LV | 630 kVA :Building Structure | 0.63 | --> | 0.63 | 0 | 0 | Constrained,otherwise capacity available =500kVA. | --> | 0.598 | 0 | 0 | 0 | 0 | 0.5 | 0 |  | --> | C31 ex INCHICORE CENTRAL | INCHICORE CENTRAL: T45 | INCHICORE 220KV |  | 53.3267 | -6.3334
MV/LV Substation CA***4102 | 10 kV | 400V(3ph) & 230V(single ph) | LV | 50 kVA :Pole Substation | 0.05 | --> | 0.05 | 0 | 0 | Constrained,otherwise capacity available =39kVA. | --> | 0.047 | 0 | 0 | 0 | 0 | 0 | 0 | Constrained,otherwise capacity available =51kW. | --> | C16 ex PALLAS | PALLAS: T41∥T42 | PORTLAOISE |  | 53.0703 | -7.4167
MV/LV Substation CA***4102 | 10 kV | 400V(3ph) & 230V(single ph) | LV | 50 kVA :Pole Substation | 0.05 | --> | 0.05 | 0.041 | 3.4 |  | --> | 0.047 | 0 | 0 | 0 | 0 | 0.05 | 0 |  | --> | C18 ex MAYFIELD | MAYFIELD: T42 | KILBARRY |  | 51.9178 | -8.4257
MV/LV Substation CA***4103 | 10 kV | 400V(3ph) & 230V(single ph) | LV | 50 kVA :Pole Substation | 0.05 | --> | 0.05 | 0.048 | 0.8 |  | --> | 0.047 | 0 | 0 | 0 | 0.007 | 0.042 | 0 |  | --> | C20 ex ORANMORE | ORANMORE: T44 | GALWAY 110KV |  | 53.3132 | -8.8689
MV/LV Substation CA***4104 | 20 kV | 400V(3ph) & 230V(single ph) | LV | 50 kVA :Pole Substation | 0.05 | --> | 0.05 | 0.05 | 1.5 |  | --> | 0.047 | 0 | 0 | 0 | 0 | 0.049 | 0 |  | --> | E11 ex ARDFINNAN | ARDFINNAN: T421 | CAHIR |  | 52.3246 | -7.914
MV/LV Substation CA***4105 | 10 kV | 400V(3ph) & 230V(single ph) | LV | 50 kVA :Pole Substation | 0.05 | --> | 0.05 | 0 | 0 | Constrained,otherwise capacity available =50kVA. | --> | 0.047 | 0 | 0 | 0 | 0 | 0.049 | 0 |  | --> | C11 ex ATHENRY | ATHENRY: T41∥T42 | GALWAY 110KV |  | 53.308 | -8.8484
MV/LV Substation CA***4105 | 10 kV | 400V(3ph) & 230V(single ph) | LV | 50 kVA :Pole Substation | 0.05 | --> | 0.05 | 0.05 | 2.9 |  | --> | 0.047 | 0 | 0 | 0 | 0 | 0.049 | 0 |  | --> | C17 ex DUNLEER | DUNLEER: T41∥T42 | DRYBRIDGE |  | 53.8534 | -6.4212
MV/LV Substation CA***4107 | 10 kV | 400V(3ph) & 230V(single ph) | LV | 630 kVA :Kiosk Substation | 0.63 | --> | 0.63 | 0.5 | 0.7 |  | --> | 0.598 | 0 | 0 | 0 | 0.124 | 0.5 | 0 |  | --> | C21 ex MONEYCOOLEY | MONEYCOOLEY: T41 | GRIFFINRATH |  | 53.3816 | -6.5765
MV/LV Substation CA***4108 | 10 kV | 400V(3ph) & 230V(single ph) | LV | 50 kVA :Pole Substation | 0.05 | --> | 0.05 | 0 | 0 | Constrained,otherwise capacity available =29kVA. | --> | 0.047 | 0 | 0 | 0 | 0.007 | 0.045 | 0 |  | --> | C30 ex CLAREGALWAY | CLAREGALWAY: T42 | GALWAY 110KV |  | 53.3896 | -8.9744
MV/LV Substation CA***410X | 20 kV | 400V(3ph) & 230V(single ph) | LV | 50 kVA :Pole Substation | 0.05 | --> | 0.05 | 0.028 | 2.5 |  | --> | 0.047 | 0 | 0 | 0 | 0.007 | 0 | 0 | Constrained,otherwise capacity available =45kW. | --> | C19 ex GRAIGUE | GRAIGUE: T41 | CARLOW |  | 52.772 | -6.9537
MV/LV Substation CA***410Z | 10 kV | 400V(3ph) & 230V(single ph) | LV | 630 kVA :Kiosk Substation | 0.63 | --> | 0.63 | 0.5 | 15.6 |  | --> | 0.598 | 0 | 0 | 0 | 0.027 | 0.5 | 0 |  | --> | C24 ex STEPHENSTOWN | STEPHENSTOWN: T102 | FINGLAS |  | 53.6004 | -6.1766
MV/LV Substation CA***4110 | 10 kV | 400V(3ph) & 230V(single ph) | LV | 400 kVA :Kiosk Substation | 0.4 | --> | 0.4 | 0 | 0 | Constrained,otherwise capacity available =266kVA. | --> | 0.38 | 0 | 0 | 0 | 0 | 0.42 | 0 |  | --> | C18 ex ROSEHILL | ROSEHILL: T42 | KILKENNY |  | 52.6553 | -7.2599
MV/LV Substation CA***4113 | 10 kV | 400V(3ph) & 230V(single ph) | LV | 100 kVA :Pole Substation | 0.1 | --> | 0.1 | 0.088 | 3.4 |  | --> | 0.095 | 0 | 0 | 0 | 0 | 0.101 | 0 |  | --> | C19 ex CAUSEWAY | CAUSEWAY: T41∥T42 | TRALEE |  | 52.4073 | -9.8021
MV/LV Substation CA***4114 | 20 kV | 400V(3ph) & 230V(single ph) | LV | 50 kVA :Pole Substation | 0.05 | --> | 0.05 | 0.05 | 0.2 |  | --> | 0.047 | 0 | 0 | 0 | 0 | 0.049 | 0 |  | --> | C15 ex MOATE | MOATE: T42 | ATHLONE |  | 53.3912 | -7.753
MV/LV Substation CA***4115 | 20 kV | 400V(3ph) & 230V(single ph) | LV | 50 kVA :Pole Substation | 0.05 | --> | 0.05 | 0.047 | 2.4 |  | --> | 0.047 | 0 | 0 | 0 | 0 | 0.049 | 0 |  | --> | E11 ex KILGARVAN | KILGARVAN: T421 | KNOCKEARAGH |  | 51.8952 | -9.5303
MV/LV Substation CA***4115 | 20 kV | 400V(3ph) & 230V(single ph) | LV | 630 kVA :Building Structure | 0.63 | --> | 0.63 | 0.5 | 2.2 |  | --> | 0.598 | 0 | 0 | 0 | 0.361 | 0.249 | 0 |  | --> | C12 ex ROSSGEIR | ROSSGEIR: T41∥T42 | LETTERKENNY |  | 54.7896 | -7.5802
MV/LV Substation CA***4116 | 10 kV | 400V(3ph) & 230V(single ph) | LV | 100 kVA :Pole Substation | 0.1 | --> | 0.1 | 0.09 | 2.2 |  | --> | 0.095 | 0 | 0 | 0 | 0 | 0.101 | 0 |  | --> | C14 ex KELLS | KELLS: T41∥T42 | NAVAN |  | 53.7573 | -6.8405
MV/LV Substation CA***4118 | 20 kV | 400V(3ph) & 230V(single ph) | LV | 400 kVA :Building Structure | 0.4 | --> | 0.4 | 0.4 | 3 |  | --> | 0.38 | 0 | 0 | 0 | 0 | 0 | 0 | Constrained,otherwise capacity available =400kW. | --> | E16 ex WINDSOR | WINDSOR: T421∥T422 | CASTLEBAR |  | 53.8474 | -9.2806
MV/LV Substation CA***4118 | 20 kV | 400V(3ph) & 230V(single ph) | LV | 50 kVA :Pole Substation | 0.05 | --> | 0.05 | 0.05 | 5.6 |  | --> | 0.047 | 0 | 0 | 0 | 0 | 0.049 | 0 |  | --> | E13 ex CRANE | CRANE: T122 | CRANE |  | 52.471 | -6.3984
MV/LV Substation CA***411Z | 10 kV | 400V(3ph) & 230V(single ph) | LV | 200 kVA :Pole Substation | 0.2 | --> | 0.2 | 0.186 | 2.2 |  | --> | 0.19 | 0 | 0 | 0 | 0 | 0 | 0 | Constrained,otherwise capacity available =201kW. | --> | C18 ex NEWCASTLEWEST | NEWCASTLEWEST: T41∥T42 | RATHKEALE |  | 52.4269 | -9.0191
MV/LV Substation CA***4121 | 20 kV | 400V(3ph) & 230V(single ph) | LV | 50 kVA :Pole Substation | 0.05 | --> | 0.05 | 0 | 0 | Constrained,otherwise capacity available =50kVA. | --> | 0.047 | 0 | 0 | 0 | 0 | 0.049 | 0 |  | --> | E20 ex COLLOONEY | COLLOONEY: T422 | SLIGO |  | 54.2385 | -8.6874
MV/LV Substation CA***4121 | 10 kV | 400V(3ph) & 230V(single ph) | LV | 400 kVA :Kiosk Substation | 0.4 | --> | 0.4 | 0.282 | 8.9 |  | --> | 0.38 | 0 | 0 | 0 | 0.115 | 0.296 | 0 |  | --> | C29 ex STEPHENSTOWN | STEPHENSTOWN: T101 | FINGLAS |  | 53.598 | -6.1801
MV/LV Substation CA***4123 | 20 kV | 400V(3ph) & 230V(single ph) | LV | 50 kVA :Pole Substation | 0.05 | --> | 0.05 | 0.046 | 11.9 |  | --> | 0.047 | 0 | 0 | 0 | 0 | 0 | 0 | Constrained,otherwise capacity available =49kW. | --> | E11 ex WESTPORT | WESTPORT: T421∥T422 | CASTLEBAR |  | 53.7785 | -9.5268
MV/LV Substation CA***4125 | 10 kV | 400V(3ph) & 230V(single ph) | LV | 50 kVA :Pole Substation | 0.05 | --> | 0.05 | 0 | 0 | Constrained,otherwise capacity available =50kVA. | --> | 0.047 | 0 | 0 | 0 | 0 | 0 | 0 | Constrained,otherwise capacity available =49kW. | --> | C17 ex COLLIGAN | COLLIGAN: T41 | DUNGARVAN |  | 52.0986 | -7.7075
MV/LV Substation CA***4125 | 10 kV | 400V(3ph) & 230V(single ph) | LV | 400 kVA :Kiosk Substation | 0.4 | --> | 0.4 | 0 | 0 | Constrained,otherwise capacity available =290kVA. | --> | 0.38 | 0 | 0 | 0 | 0.003 | 0 | 0 | Constrained,otherwise capacity available =414kW. | --> | C14 ex COOLMINE | COOLMINE: T42 | FINGLAS |  | 53.3879 | -6.4175
MV/LV Substation CA***4131 | 10 kV | 400V(3ph) & 230V(single ph) | LV | 50 kVA :Pole Substation | 0.05 | --> | 0.05 | 0.05 | 3.9 |  | --> | 0.047 | 0 | 0 | 0 | 0 | 0.049 | 0 |  | --> | C19 ex BALLYJAMESDUFF | BALLYJAMESDUFF: T41 | SHANKILL |  | 53.8239 | -7.1846
MV/LV Substation CA***4133 | 20 kV | 400V(3ph) & 230V(single ph) | LV | 50 kVA :Pole Substation | 0.05 | --> | 0.05 | 0.049 | 3.6 |  | --> | 0.047 | 0 | 0 | 0 | 0 | 0.049 | 0 |  | --> | E15 ex BALLYCROSSAUN | BALLYCROSSAUN: T421∥T422 | SOMERSET |  | 53.1503 | -8.1877
MV/LV Substation CA***4134 | 20 kV | 400V(3ph) & 230V(single ph) | LV | 50 kVA :Pole Substation | 0.05 | --> | 0.05 | 0.046 | 11.3 |  | --> | 0.047 | 0 | 0 | 0 | 0 | 0.049 | 0 |  | --> | C14 ex SINGLAND | SINGLAND: T102 | SINGLAND |  | 52.6593 | -8.5081
MV/LV Substation CA***4135 | 10 kV | 400V(3ph) & 230V(single ph) | LV | 50 kVA :Pole Substation | 0.05 | --> | 0.05 | 0 | 0 | Constrained,otherwise capacity available =50kVA. | --> | 0.047 | 0 | 0 | 0 | 0 | 0.049 | 0 |  | --> | C15 ex ENNISTYMON | ENNISTYMON: T41∥T42 | ENNIS |  | 52.9505 | -9.2876
MV/LV Substation CA***4135 | 20 kV | 400V(3ph) & 230V(single ph) | LV | 50 kVA :Pole Substation | 0.05 | --> | 0.05 | 0.049 | 3.5 |  | --> | 0.047 | 0 | 0 | 0 | 0 | 0.049 | 0 |  | --> | E19 ex STRANORLAR | STRANORLAR: T421 | LETTERKENNY |  | 54.7939 | -7.8127
MV/LV Substation CA***4135 | 10 kV | 400V(3ph) & 230V(single ph) | LV | 400 kVA :Kiosk Substation | 0.4 | --> | 0.4 | 0.178 | 2 |  | --> | 0.38 | 0 | 0 | 0 | 0.014 | 0.418 | 0 |  | --> | C26 ex GRANGE CASTLE | GRANGE CASTLE: T102 | INCHICORE 220KV |  | 53.3002 | -6.4972
MV/LV Substation CA***4137 | 10 kV | 400V(3ph) & 230V(single ph) | LV | 50 kVA :Pole Substation | 0.05 | --> | 0.05 | 0 | 0 | Constrained,otherwise capacity available =50kVA. | --> | 0.047 | 0 | 0 | 0 | 0 | 0.049 | 0 |  | --> | C17 ex BALLYHAUNIS | BALLYHAUNIS: T41∥T42 | DALTON |  | 53.7653 | -8.7659
MV/LV Substation CA***413Y | 10 kV | 400V(3ph) & 230V(single ph) | LV | 200 kVA :Kiosk Substation | 0.2 | --> | 0.2 | 0.139 | 1.2 |  | --> | 0.19 | 0 | 0 | 0 | 0 | 0.209 | 0 |  | --> | C12 ex KYLEERAGH | KYLEERAGH: T42 | NENAGH |  | 52.8688 | -8.2207
MV/LV Substation CA***4141 | 20 kV | 400V(3ph) & 230V(single ph) | LV | 50 kVA :Pole Substation | 0.05 | --> | 0.05 | 0.05 | 1.5 |  | --> | 0.047 | 0 | 0 | 0 | 0 | 0.049 | 0 |  | --> | E11 ex ARDFINNAN | ARDFINNAN: T421 | CAHIR |  | 52.2905 | -7.9506
MV/LV Substation CA***4144 | 10 kV | 400V(3ph) & 230V(single ph) | LV | 400 kVA :Kiosk Substation | 0.4 | --> | 0.4 | 0.4 | 5 |  | --> | 0.38 | 0 | 0 | 0 | 0 | 0.4 | 0 |  | --> | C28 ex GALWAY 110KV | GALWAY 110KV: T102 | GALWAY 110KV |  | 53.298 | -9.0344
MV/LV Substation CA***4145 | 10 kV | 400V(3ph) & 230V(single ph) | LV | 50 kVA :Pole Substation | 0.05 | --> | 0.05 | 0.05 | 1.6 |  | --> | 0.047 | 0 | 0 | 0 | 0 | 0.049 | 0 |  | --> | C18 ex CELBRIDGE | CELBRIDGE: T42 | GRIFFINRATH |  | 53.2967 | -6.5028
MV/LV Substation CA***4145 | 10 kV | 400V(3ph) & 230V(single ph) | LV | 630 kVA :Kiosk Substation | 0.63 | --> | 0.63 | 0.5 | 4.2 |  | --> | 0.598 | 0 | 0 | 0 | 0 | 0.5 | 0 |  | --> | C18 ex LOUGHLINSTOWN | LOUGHLINSTOWN: T42 | CARRICKMINES |  | 53.2504 | -6.1584
MV/LV Substation CA***4147 | 20 kV | 400V(3ph) & 230V(single ph) | LV | 50 kVA :Pole Substation | 0.05 | --> | 0.05 | 0 | 0 | Constrained,otherwise capacity available =50kVA. | --> | 0.047 | 0 | 0 | 0 | 0 | 0.049 | 0 |  | --> | E14 ex DALTON | DALTON: T421∥T422 | DALTON |  | 53.7478 | -8.931
MV/LV Substation CA***4148 | 10 kV | 400V(3ph) & 230V(single ph) | LV | 50 kVA :Pole Substation | 0.05 | --> | 0.05 | 0.044 | 6.5 |  | --> | 0.047 | 0 | 0 | 0 | 0.006 | 0.043 | 0 |  | --> | C19 ex CAHIR | CAHIR: T41 | CAHIR |  | 52.375 | -7.9181
MV/LV Substation CA***4148 | 10 kV | 400V(3ph) & 230V(single ph) | LV | 400 kVA :Building Structure | 0.4 | --> | 0.4 | 0.362 | 2 |  | --> | 0.38 | 0 | 0 | 0 | 0.015 | 0.389 | 0 |  | --> | C22 ex TYCOR | TYCOR: T41∥T42 | WATERFORD |  | 52.2601 | -7.146
MV/LV Substation CA***4149 | 10 kV | 400V(3ph) & 230V(single ph) | LV | 400 kVA :Kiosk Substation | 0.4 | --> | 0.4 | 0.316 | 0.8 |  | --> | 0.38 | 0 | 0 | 0 | 0 | 0.412 | 0 |  | --> | C20 ex BALLYBEGGAN | BALLYBEGGAN: T43∥T44 | TRALEE |  | 52.2709 | -9.6998
MV/LV Substation CA***415 | 10 kV | 400V(3ph) & 230V(single ph) | LV | 630 kVA :Building Structure | 0.63 | --> | 0.63 | 0.345 | 3.8 |  | --> | 0.598 | 0 | 0 | 0 | 0.156 | 0.483 | 0 |  | --> | C17 ex KINGSCOURT | KINGSCOURT: T41 | MEATH HILL |  | 53.9135 | -6.7743
MV/LV Substation CA***4150 | 10 kV | 400V(3ph) & 230V(single ph) | LV | 50 kVA :Pole Substation | 0.05 | --> | 0.05 | 0 | 0 | Constrained,otherwise capacity available =50kVA. | --> | 0.047 | 0 | 0 | 0 | 0 | 0.049 | 0 |  | --> | C22 ex ENNISTYMON | ENNISTYMON: T41∥T42 | ENNIS |  | 52.9522 | -9.2766
MV/LV Substation CA***4150 | 10 kV | 400V(3ph) & 230V(single ph) | LV | 50 kVA :Pole Substation | 0.05 | --> | 0.05 | 0.046 | 2.3 |  | --> | 0.047 | 0 | 0 | 0 | 0 | 0 | 0 | Constrained,otherwise capacity available =49kW. | --> | C15 ex GLENGOOLE | GLENGOOLE: T41 | THURLES |  | 52.6473 | -7.5756
MV/LV Substation CA***4150 | 10 kV | 400V(3ph) & 230V(single ph) | LV | 50 kVA :Pole Substation | 0.05 | --> | 0.05 | 0.05 | 4 |  | --> | 0.047 | 0 | 0 | 0 | 0 | 0 | 0 | Constrained,otherwise capacity available =49kW. | --> | C19 ex LISMORE | LISMORE: T41∥T42 | DUNGARVAN |  | 52.134 | -7.9559
MV/LV Substation CA***4150 | 20 kV | 400V(3ph) & 230V(single ph) | LV | 50 kVA :Pole Substation | 0.05 | --> | 0.05 | 0 | 0 | Constrained,otherwise capacity available =50kVA. | --> | 0.047 | 0 | 0 | 0 | 0 | 0.049 | 0 |  | --> | E14 ex BALLINROBE | BALLINROBE: T421∥T422 | DALTON |  | 53.72 | -9.2472
MV/LV Substation CA***4151 | 10 kV | 400V(3ph) & 230V(single ph) | LV | 400 kVA :Kiosk Substation | 0.4 | --> | 0.4 | 0.4 | 2.3 |  | --> | 0.38 | 0 | 0 | 0 | 0 | 0 | 0 | Constrained,otherwise capacity available =400kW. | --> | C15 ex KILRUSH | KILRUSH: T41∥T42 | TULLABRACK |  | 52.6357 | -9.4886
MV/LV Substation CA***4153 | 20 kV | 400V(3ph) & 230V(single ph) | LV | 50 kVA :Pole Substation | 0.05 | --> | 0.05 | 0.05 | 1 |  | --> | 0.047 | 0 | 0 | 0 | 0 | 0 | 0 | Constrained,otherwise capacity available =49kW. | --> | C25 ex KILCLOHER | KILCLOHER: T42 | DUNGARVAN |  | 52.1556 | -7.756
MV/LV Substation CA***4153 | 20 kV | 400V(3ph) & 230V(single ph) | LV | 50 kVA :Pole Substation | 0.05 | --> | 0.05 | 0.05 | 0.7 |  | --> | 0.047 | 0 | 0 | 0 | 0 | 0.049 | 0 |  | --> | C17 ex MONEYCOOLEY | MONEYCOOLEY: T41 | GRIFFINRATH |  | 53.4115 | -6.4909
MV/LV Substation CA***4157 | 20 kV | 400V(3ph) & 230V(single ph) | LV | 50 kVA :Pole Substation | 0.05 | --> | 0.05 | 0.048 | 3 |  | --> | 0.047 | 0 | 0 | 0 | 0 | 0 | 0 | Constrained,otherwise capacity available =49kW. | --> | E17 ex WINDSOR | WINDSOR: T421∥T422 | CASTLEBAR |  | 53.8648 | -9.2121
MV/LV Substation CA***415Y | 10 kV | 400V(3ph) & 230V(single ph) | LV | 200 kVA :Pole Substation | 0.2 | --> | 0.2 | 0.117 | 0.8 |  | --> | 0.19 | 0 | 0 | 0 | 0.004 | 0.208 | 0 |  | --> | C14 ex KNOCKMULLEN | KNOCKMULLEN: T42 | GREAT ISLAND |  | 52.4025 | -6.9348
MV/LV Substation CA***4161 | 10 kV | 400V(3ph) & 230V(single ph) | LV | 400 kVA :Building Structure | 0.4 | --> | 0.4 | 0 | 0 | Constrained,otherwise capacity available =144kVA. | --> | 0.38 | 0 | 0 | 0 | 0 | 0.423 | 0 |  | --> | C25 ex POPPINTREE | POPPINTREE: T101 | FINGLAS |  | 53.4169 | -6.3176
MV/LV Substation CA***4162 | 10 kV | 400V(3ph) & 230V(single ph) | LV | 630 kVA :Building Structure | 0.63 | --> | 0.63 | 0.5 | 9.3 |  | --> | 0.598 | 0 | 0 | 0 | 0.046 | 0.5 | 0 |  | --> | C28 ex KILMORE | KILMORE: T102 | FINGLAS |  | 53.4104 | -6.1796
MV/LV Substation CA***4163 | 10 kV | 400V(3ph) & 230V(single ph) | LV | 1000 kVA :Building Structure | 1 | --> | 1 | 0 | 0 | Constrained,otherwise capacity available =500kVA. | --> | 0.95 | 0 | 0 | 0 | 0 | 0.5 | 0 |  | --> | C11 ex LITTLE BRAY | LITTLE BRAY: T41 | FASSAROE |  | 53.2253 | -6.1228
MV/LV Substation CA***4166 | 10 kV | 400V(3ph) & 230V(single ph) | LV | 630 kVA :Building Structure | 0.63 | --> | 0.63 | 0.5 | 7.8 |  | --> | 0.598 | 0 | 0 | 0 | 0.006 | 0.5 | 0 |  | --> | C26 ex PELLETSTOWN | PELLETSTOWN: T102 | FINGLAS |  | 53.3734 | -6.3609
MV/LV Substation CA***4167 | 10 kV | 400V(3ph) & 230V(single ph) | LV | 630 kVA :Kiosk Substation | 0.63 | --> | 0.63 | 0 | 0 | Constrained,otherwise capacity available =500kVA. | --> | 0.598 | 0 | 0 | 0 | 0.031 | 0.5 | 0 |  | --> | C11 ex LITTLE BRAY | LITTLE BRAY: T41 | FASSAROE |  | 53.2263 | -6.1216
MV/LV Substation CA***4168 | 10 kV | 400V(3ph) & 230V(single ph) | LV | 50 kVA :Pole Substation | 0.05 | --> | 0.05 | 0 | 0 | Constrained,otherwise capacity available =39kVA. | --> | 0.047 | 0 | 0 | 0 | 0 | 0.051 | 0 |  | --> | C22 ex CARRIGTWOHILL | CARRIGTWOHILL: T42 | COW CROSS |  | 51.9067 | -8.2644
MV/LV Substation CA***4169 | 10 kV | 400V(3ph) & 230V(single ph) | LV | 630 kVA :Kiosk Substation | 0.63 | --> | 0.63 | 0.5 | 0.6 |  | --> | 0.598 | 0 | 0 | 0 | 0.008 | 0.5 | 0 |  | --> | C18 ex ATHBOY | ATHBOY: T42 | NAVAN |  | 53.6163 | -6.9278
MV/LV Substation CA***416X | 10 kV | 400V(3ph) & 230V(single ph) | LV | 50 kVA :Pole Substation | 0.05 | --> | 0.05 | 0 | 0 | Constrained,otherwise capacity available =43kVA. | --> | 0.047 | 0 | 0 | 0 | 0 | 0 | 0 | Constrained,otherwise capacity available =50kW. | --> | C17 ex KILMALLOCK | KILMALLOCK: T42 | CHARLEVILLE |  | 52.4017 | -8.5792
MV/LV Substation CA***417 | 10 kV | 400V(3ph) & 230V(single ph) | LV | 50 kVA :Pole Substation | 0.05 | --> | 0.05 | 0.033 | 0.9 |  | --> | 0.047 | 0 | 0 | 0 | 0 | 0 | 0 | Constrained,otherwise capacity available =51kW. | --> | C15 ex MILLTOWN MALBAY | MILLTOWN MALBAY: T42 | TULLABRACK |  | 52.829 | -9.4492
MV/LV Substation CA***4171 | 20 kV | 400V(3ph) & 230V(single ph) | LV | 50 kVA :Pole Substation | 0.05 | --> | 0.05 | 0 | 0 | Constrained,otherwise capacity available =50kVA. | --> | 0.047 | 0 | 0 | 0 | 0 | 0.049 | 0 |  | --> | E14 ex BALLINROBE | BALLINROBE: T421∥T422 | DALTON |  | 53.7271 | -9.2197
MV/LV Substation CA***4172 | 20 kV | 400V(3ph) & 230V(single ph) | LV | 50 kVA :Pole Substation | 0.05 | --> | 0.05 | 0.05 | 2.4 |  | --> | 0.047 | 0 | 0 | 0 | 0 | 0.049 | 0 |  | --> | C22 ex BUSHFIELD | BUSHFIELD: T42 | ATHLONE |  | 53.449 | -7.891
MV/LV Substation CA***4172 | 10 kV | 400V(3ph) & 230V(single ph) | LV | 200 kVA :Pole Substation | 0.2 | --> | 0.2 | 0 | 0 | Constrained,otherwise capacity available =191kVA. | --> | 0.19 | 0 | 0 | 0 | 0 | 0.2 | 0 |  | --> | C17 ex CARRICK ON SHANNON | CARRICK ON SHANNON: T41∥T42 | CARRICK ON SHANNON |  | 53.9476 | -8.0678
MV/LV Substation CA***4173 | 20 kV | 400V(3ph) & 230V(single ph) | LV | 50 kVA :Pole Substation | 0.05 | --> | 0.05 | 0.039 | 3.7 |  | --> | 0.047 | 0 | 0 | 0 | 0 | 0.051 | 0 |  | --> | E18 ex JENKINSTOWN | JENKINSTOWN: T421∥T422 | DUNDALK |  | 54.0845 | -6.2552
MV/LV Substation CA***4174 | 10 kV | 400V(3ph) & 230V(single ph) | LV | 50 kVA :Pole Substation | 0.05 | --> | 0.05 | 0 | 0 | Constrained,otherwise capacity available =50kVA. | --> | 0.047 | 0 | 0 | 0 | 0 | 0.049 | 0 |  | --> | C21 ex ENNISTYMON | ENNISTYMON: T41∥T42 | ENNIS |  | 52.9203 | -9.3415
MV/LV Substation CA***4175 | 20 kV | 400V(3ph) & 230V(single ph) | LV | 50 kVA :Pole Substation | 0.05 | --> | 0.05 | 0.05 | 3.7 |  | --> | 0.047 | 0 | 0 | 0 | 0.024 | 0 | 0 | Constrained,otherwise capacity available =24kW. | --> | E17 ex FOXHOLE | FOXHOLE: T421∥T422 | DUNGARVAN |  | 51.9519 | -7.8678
MV/LV Substation CA***4178 | 20 kV | 400V(3ph) & 230V(single ph) | LV | 630 kVA :Building Structure | 0.63 | --> | 0.63 | 0.5 | 2.5 |  | --> | 0.598 | 0 | 0 | 0 | 0.006 | 0 | 0 | Constrained,otherwise capacity available =500kW. | --> | C19 ex GRAIGUE | GRAIGUE: T41 | CARLOW |  | 52.8187 | -6.9433
MV/LV Substation CA***4180 | 10 kV | 400V(3ph) & 230V(single ph) | LV | 50 kVA :Pole Substation | 0.05 | --> | 0.05 | 0.041 | 5.1 |  | --> | 0.047 | 0 | 0 | 0 | 0.007 | 0.042 | 0 |  | --> | C11 ex LLOYD | LLOYD: T41∥T42 | NAVAN |  | 53.7371 | -6.9296
MV/LV Substation CA***4181 | 20 kV | 400V(3ph) & 230V(single ph) | LV | 400 kVA :Kiosk Substation | 0.4 | --> | 0.4 | 0 | 0 | Constrained,otherwise capacity available =375kVA. | --> | 0.38 | 0 | 0 | 0 | 0.012 | 0.391 | 0 |  | --> | E23 ex BALTRASNA | BALTRASNA: T121 | BALTRASNA |  | 53.5833 | -6.2907
MV/LV Substation CA***4183 | 10 kV | 400V(3ph) & 230V(single ph) | LV | 400 kVA :Kiosk Substation | 0.4 | --> | 0.4 | 0.4 | 4.3 |  | --> | 0.38 | 0 | 0 | 0 | 0 | 0.4 | 0 |  | --> | C18 ex WHITESTOWN | WHITESTOWN: T42 | COOKSTOWN |  | 53.2757 | -6.3945
MV/LV Substation CA***4188 | 10 kV | 400V(3ph) & 230V(single ph) | LV | 400 kVA :Kiosk Substation | 0.4 | --> | 0.4 | 0.4 | 5.9 |  | --> | 0.38 | 0 | 0 | 0 | 0 | 0 | 0 | Constrained,otherwise capacity available =400kW. | --> | C22 ex NEWMARKET (SR) | NEWMARKET (SR): T41∥T42 | GLENLARA |  | 52.2134 | -9.0016
MV/LV Substation CA***4188 | 10 kV | 400V(3ph) & 230V(single ph) | LV | 50 kVA :Pole Substation | 0.05 | --> | 0.05 | 0.05 | 2.3 |  | --> | 0.047 | 0 | 0 | 0 | 0 | 0.049 | 0 |  | --> | C16 ex CASTLECOMER | CASTLECOMER: T41∥T42 | BALLYRAGGET |  | 52.8104 | -7.2054
MV/LV Substation CA***4189 | 20 kV | 400V(3ph) & 230V(single ph) | LV | 50 kVA :Pole Substation | 0.05 | --> | 0.05 | 0 | 0 | Constrained,otherwise capacity available =50kVA. | --> | 0.047 | 0 | 0 | 0 | 0 | 0.049 | 0 |  | --> | C11 ex TIMOLEAGUE | TIMOLEAGUE: T41 | BANDON |  | 51.6385 | -8.799
MV/LV Substation CA***4189 | 10 kV | 400V(3ph) & 230V(single ph) | LV | 50 kVA :Pole Substation | 0.05 | --> | 0.05 | 0.048 | 0.8 |  | --> | 0.047 | 0 | 0 | 0 | 0 | 0.049 | 0 |  | --> | C20 ex ORANMORE | ORANMORE: T44 | GALWAY 110KV |  | 53.3038 | -8.9047
MV/LV Substation CA***4190 | 20 kV | 400V(3ph) & 230V(single ph) | LV | 50 kVA :Pole Substation | 0.05 | --> | 0.05 | 0 | 0 | Constrained,otherwise capacity available =36kVA. | --> | 0.047 | 0 | 0 | 0 | 0 | 0.051 | 0 |  | --> | E30 ex LOUGHREA | LOUGHREA: T41∥T42 | SOMERSET |  | 53.229 | -8.6132
MV/LV Substation CA***4193 | 20 kV | 400V(3ph) & 230V(single ph) | LV | 50 kVA :Pole Substation | 0.05 | --> | 0.05 | 0.05 | 1.5 |  | --> | 0.047 | 0 | 0 | 0 | 0 | 0.049 | 0 |  | --> | E15 ex ARDFINNAN | ARDFINNAN: T421 | CAHIR |  | 52.3569 | -7.8111
MV/LV Substation CA***4193 | 20 kV | 400V(3ph) & 230V(single ph) | LV | 50 kVA :Pole Substation | 0.05 | --> | 0.05 | 0.044 | 1.4 |  | --> | 0.047 | 0 | 0 | 0 | 0 | 0.05 | 0 |  | --> | E18 ex GARRANACANTY | GARRANACANTY: T422 | TIPPERARY |  | 52.5467 | -8.184
MV/LV Substation CA***4193 | 10 kV | 400V(3ph) & 230V(single ph) | LV | 400 kVA :Kiosk Substation | 0.4 | --> | 0.4 | 0.4 | 0.8 |  | --> | 0.38 | 0 | 0 | 0 | 0 | 0.4 | 0 |  | --> | C14 ex KNOCKMULLEN | KNOCKMULLEN: T42 | GREAT ISLAND |  | 52.4021 | -6.9306
MV/LV Substation CA***4194 | 20 kV | 400V(3ph) & 230V(single ph) | LV | 50 kVA :Pole Substation | 0.05 | --> | 0.05 | 0.044 | 1.5 |  | --> | 0.047 | 0 | 0 | 0 | 0 | 0.05 | 0 |  | --> | C21 ex TRAMORE | TRAMORE: T41 | BUTLERSTOWN |  | 52.1844 | -7.3302
MV/LV Substation CA***4194 | 10 kV | 400V(3ph) & 230V(single ph) | LV | 400 kVA :Kiosk Substation | 0.4 | --> | 0.4 | 0.344 | 8.3 |  | --> | 0.38 | 0 | 0 | 0 | 0.027 | 0.38 | 0 |  | --> | C17 ex BALLYBEG | BALLYBEG: T101 | CARRICKMINES |  | 52.9801 | -6.0665
MV/LV Substation CA***4195 | 20 kV | 400V(3ph) & 230V(single ph) | LV | 400 kVA :Kiosk Substation | 0.4 | --> | 0.4 | 0.209 | 12.8 |  | --> | 0.38 | 0 | 0 | 0 | 0 | 0.429 | 0 |  | --> | E19 ex ADAMSTOWN | ADAMSTOWN: T121 | INCHICORE 220KV |  | 53.3392 | -6.453
MV/LV Substation CA***4195 | 10 kV | 400V(3ph) & 230V(single ph) | LV | 400 kVA :Kiosk Substation | 0.4 | --> | 0.4 | 0.315 | 5 |  | --> | 0.38 | 0 | 0 | 0 | 0 | 0.413 | 0 |  | --> | C22 ex UNIDARE | UNIDARE: T42 | FINGLAS |  | 53.3972 | -6.3251
MV/LV Substation CA***4198 | 20 kV | 400V(3ph) & 230V(single ph) | LV | 630 kVA :Kiosk Substation | 0.63 | --> | 0.63 | 0.5 | 1 |  | --> | 0.598 | 0 | 0 | 0 | 0 | 0 | 0 | Constrained,otherwise capacity available =500kW. | --> | E19 ex SHILLELAGH | SHILLELAGH: T421∥T422 | CARLOW |  | 52.7109 | -6.4965
MV/LV Substation CA***419Y | 10 kV | 400V(3ph) & 230V(single ph) | LV | 200 kVA :Kiosk Substation | 0.2 | --> | 0.2 | 0 | 0 | Constrained,otherwise capacity available =118kVA. | --> | 0.19 | 0 | 0 | 0 | 0.003 | 0.209 | 0 |  | --> | C12 ex MONEYCOOLEY | MONEYCOOLEY: T42 | GRIFFINRATH |  | 53.3522 | -6.5498
MV/LV Substation CA***420 | 20 kV | 400V(3ph) & 230V(single ph) | LV | 200 kVA :Pole Substation | 0.2 | --> | 0.2 | 0.162 | 1.7 |  | --> | 0.19 | 0 | 0 | 0 | 0.002 | 0 | 0 | Constrained,otherwise capacity available =203kW. | --> | E17 ex CREESLOUGH | CREESLOUGH: T421 | ARDNAGAPPARY |  | 55.1781 | -7.927
MV/LV Substation CA***4204 | 10 kV | 400V(3ph) & 230V(single ph) | LV | 50 kVA :Pole Substation | 0.05 | --> | 0.05 | 0.05 | 1.5 |  | --> | 0.047 | 0 | 0 | 0 | 0 | 0.049 | 0 |  | --> | C19 ex ROSCOMMON | ROSCOMMON: T41 | LANESBORO |  | 53.6476 | -8.2248
MV/LV Substation CA***4204 | 20 kV | 400V(3ph) & 230V(single ph) | LV | 50 kVA :Pole Substation | 0.05 | --> | 0.05 | 0 | 0 | Constrained,otherwise capacity available =31kVA. | --> | 0.047 | 0 | 0 | 0 | 0 | 0 | 0 | Constrained,otherwise capacity available =51kW. | --> | C15 ex KANTURK | KANTURK: T41∥T42 | GLENLARA |  | 52.1692 | -8.8278
MV/LV Substation CA***4206 | 20 kV | 400V(3ph) & 230V(single ph) | LV | 50 kVA :Pole Substation | 0.05 | --> | 0.05 | 0.05 | 1.5 |  | --> | 0.047 | 0 | 0 | 0 | 0 | 0.049 | 0 |  | --> | C17 ex ROSCOMMON | ROSCOMMON: T41 | LANESBORO |  | 53.6219 | -8.3564
MV/LV Substation CA***4209 | 10 kV | 400V(3ph) & 230V(single ph) | LV | 50 kVA :Pole Substation | 0.05 | --> | 0.05 | 0.05 | 1.5 |  | --> | 0.047 | 0 | 0 | 0 | 0 | 0.049 | 0 |  | --> | C11 ex DERRYCRAMPH | DERRYCRAMPH: T41∥T42 | SHANKILL |  | 53.9574 | -7.1236
MV/LV Substation CA***420X | 20 kV | 400V(3ph) & 230V(single ph) | LV | 200 kVA :Pole Substation | 0.2 | --> | 0.2 | 0.166 | 1.6 |  | --> | 0.19 | 0 | 0 | 0 | 0 | 0 | 0 | Constrained,otherwise capacity available =204kW. | --> | E15 ex CASTLETOWNBERE | CASTLETOWNBERE: T421 | BALLYLICKY |  | 51.6483 | -9.9122
MV/LV Substation CA***420X | 10 kV | 400V(3ph) & 230V(single ph) | LV | 50 kVA :Pole Substation | 0.05 | --> | 0.05 | 0 | 0 | Constrained,otherwise capacity available =49kVA. | --> | 0.047 | 0 | 0 | 0 | 0 | 0.049 | 0 |  | --> | C17 ex CARRICKMACROSS | CARRICKMACROSS: T41 | MEATH HILL |  | 53.9848 | -6.7204
MV/LV Substation CA***4210 | 20 kV | 400V(3ph) & 230V(single ph) | LV | 100 kVA :Pole Substation | 0.1 | --> | 0.1 | 0 | 0 | Constrained,otherwise capacity available =100kVA. | --> | 0.095 | 0 | 0 | 0 | 0 | 0 | 0 | Constrained,otherwise capacity available =100kW. | --> | C15 ex KANTURK | KANTURK: T41∥T42 | GLENLARA |  | 52.1169 | -8.778
MV/LV Substation CA***4210 | 20 kV | 400V(3ph) & 230V(single ph) | LV | 400 kVA :Kiosk Substation | 0.4 | --> | 0.4 | 0.222 | 7.5 |  | --> | 0.38 | 0 | 0 | 0 | 0.034 | 0.391 | 0 |  | --> | C03 ex AHANE | AHANE: T102 | AHANE |  | 52.6668 | -8.5441
MV/LV Substation CA***4211 | 10 kV | 400V(3ph) & 230V(single ph) | LV | 50 kVA :Pole Substation | 0.05 | --> | 0.05 | 0.05 | 0.8 |  | --> | 0.047 | 0 | 0 | 0 | 0 | 0.049 | 0 |  | --> | C20 ex ORANMORE | ORANMORE: T44 | GALWAY 110KV |  | 53.308 | -8.9095
MV/LV Substation CA***4213 | 20 kV | 400V(3ph) & 230V(single ph) | LV | 50 kVA :Pole Substation | 0.05 | --> | 0.05 | 0 | 0 | Constrained,otherwise capacity available =50kVA. | --> | 0.047 | 0 | 0 | 0 | 0 | 0.049 | 0 |  | --> | E13 ex BALTINGLASS | BALTINGLASS: T421∥T422 | STRATFORD |  | 52.9196 | -6.7508
MV/LV Substation CA***4218 | 10 kV | 400V(3ph) & 230V(single ph) | LV | 400 kVA :Kiosk Substation | 0.4 | --> | 0.4 | 0 | 0 | Constrained,otherwise capacity available =339kVA. | --> | 0.38 | 0 | 0 | 0 | 0.075 | 0.33 | 0 |  | --> | C17 ex NAAS | NAAS: T41 | NEWBRIDGE |  | 53.2095 | -6.6842
MV/LV Substation CA***4219 | 10 kV | 400V(3ph) & 230V(single ph) | LV | 1000 kVA :Building Structure | 1 | --> | 1 | 0 | 0 | Constrained,otherwise capacity available =500kVA. | --> | 0.95 | 0 | 0 | 0 | 0 | 0.5 | 0 |  | --> | C13 ex CARRICKMINES | CARRICKMINES: T41 | CARRICKMINES |  | 53.2552 | -6.1703
MV/LV Substation CA***421X | 10 kV | 400V(3ph) & 230V(single ph) | LV | 200 kVA :Pole Substation | 0.2 | --> | 0.2 | 0.122 | 1.7 |  | --> | 0.19 | 0 | 0 | 0 | 0 | 0.211 | 0 |  | --> | C11 ex NEWTOWNCUNNINGHAM | NEWTOWNCUNNINGHAM: T41∥T42 | LETTERKENNY |  | 54.9502 | -7.4288
MV/LV Substation CA***422 | 20 kV | 400V(3ph) & 230V(single ph) | LV | 400 kVA :Kiosk Substation | 0.4 | --> | 0.4 | 0.273 | 26.7 |  | --> | 0.38 | 0 | 0 | 0 | 0 | 0.419 | 0 |  | --> | E21 ex WEXFORD | WEXFORD: T121∥T122 | WEXFORD |  | 52.384 | -6.4494
MV/LV Substation CA***4221 | 20 kV | 400V(3ph) & 230V(single ph) | LV | 400 kVA :Kiosk Substation | 0.4 | --> | 0.4 | 0.393 | 1.6 |  | --> | 0.38 | 0 | 0 | 0 | 0 | 0 | 0 | Constrained,otherwise capacity available =400kW. | --> | E15 ex CASTLETOWNBERE | CASTLETOWNBERE: T421 | BALLYLICKY |  | 51.649 | -9.9129
MV/LV Substation CA***4224 | 20 kV | 400V(3ph) & 230V(single ph) | LV | 50 kVA :Pole Substation | 0.05 | --> | 0.05 | 0 | 0 | Constrained,otherwise capacity available =50kVA. | --> | 0.047 | 0 | 0 | 0 | 0 | 0.049 | 0 |  | --> | C21 ex MACETOWN | MACETOWN: T101 | MACETOWN |  | 53.4494 | -6.445
MV/LV Substation CA***4225 | 20 kV | 400V(3ph) & 230V(single ph) | LV | 50 kVA :Pole Substation | 0.05 | --> | 0.05 | 0.05 | 0.8 |  | --> | 0.047 | 0 | 0 | 0 | 0 | 0 | 0 | Constrained,otherwise capacity available =49kW. | --> | E16 ex KILMACTHOMAS | KILMACTHOMAS: T421∥T422 | DUNGARVAN |  | 52.1454 | -7.4674
MV/LV Substation CA***4229 | 10 kV | 400V(3ph) & 230V(single ph) | LV | 200 kVA :Pole Substation | 0.2 | --> | 0.2 | 0.187 | 2.7 |  | --> | 0.19 | 0 | 0 | 0 | 0.007 | 0.194 | 0 |  | --> | C11 ex CALLAN | CALLAN: T41∥T42 | KILKENNY |  | 52.5451 | -7.3883
MV/LV Substation CA***422X | 10 kV | 400V(3ph) & 230V(single ph) | LV | 630 kVA :Building Structure | 0.63 | --> | 0.63 | 0.5 | 0.8 |  | --> | 0.598 | 0 | 0 | 0 | 0 | 0.5 | 0 |  | --> | C20 ex ORANMORE | ORANMORE: T44 | GALWAY 110KV |  | 53.3057 | -8.8606
MV/LV Substation CA***422Y | 10 kV | 400V(3ph) & 230V(single ph) | LV | 400 kVA :Kiosk Substation | 0.4 | --> | 0.4 | 0.247 | 2.8 |  | --> | 0.38 | 0 | 0 | 0 | 0.036 | 0.385 | 0 |  | --> | C11 ex CORBALLY | CORBALLY: T41∥T42 | ARDNACRUSHA |  | 52.6725 | -8.6058
MV/LV Substation CA***423 | 20 kV | 400V(3ph) & 230V(single ph) | LV | 50 kVA :Pole Substation | 0.05 | --> | 0.05 | 0.03 | 1 |  | --> | 0.047 | 0 | 0 | 0 | 0 | 0 | 0 | Constrained,otherwise capacity available =52kW. | --> | C25 ex KILCLOHER | KILCLOHER: T42 | DUNGARVAN |  | 52.1413 | -7.7153
MV/LV Substation CA***4231 | 10 kV | 400V(3ph) & 230V(single ph) | LV | 630 kVA :Kiosk Substation | 0.63 | --> | 0.63 | 0.5 | 0.6 |  | --> | 0.598 | 0 | 0 | 0 | 0 | 0.5 | 0 |  | --> | C17 ex CLONDALKIN | CLONDALKIN: T41 | INCHICORE 220KV |  | 53.3284 | -6.4096
MV/LV Substation CA***4233 | 20 kV | 400V(3ph) & 230V(single ph) | LV | 400 kVA :Kiosk Substation | 0.4 | --> | 0.4 | 0.348 | 1 |  | --> | 0.38 | 0 | 0 | 0 | 0.039 | 0 | 0 | Constrained,otherwise capacity available =366kW. | --> | E19 ex SHILLELAGH | SHILLELAGH: T421∥T422 | CARLOW |  | 52.7099 | -6.4837
MV/LV Substation CA***423X | 10 kV | 400V(3ph) & 230V(single ph) | LV | 630 kVA :Kiosk Substation | 0.63 | --> | 0.63 | 0.5 | 1.7 |  | --> | 0.598 | 0 | 0 | 0 | 0 | 0.5 | 0 |  | --> | C24 ex PEMBROKE | PEMBROKE: T42 | RINGSEND |  | 53.3427 | -6.2156
MV/LV Substation CA***4240 | 10 kV | 400V(3ph) & 230V(single ph) | LV | 630 kVA :Building Structure | 0.63 | --> | 0.63 | 0.5 | 3.1 |  | --> | 0.598 | 0 | 0 | 0 | 0 | 0.5 | 0 |  | --> | C19 ex BALLYMOUNT | BALLYMOUNT: T41 | INCHICORE 220KV |  | 53.3118 | -6.3522
MV/LV Substation CA***4241 | 10 kV | 400V(3ph) & 230V(single ph) | LV | 630 kVA :Kiosk Substation | 0.63 | --> | 0.63 | 0.5 | 3.1 |  | --> | 0.598 | 0 | 0 | 0 | 0 | 0.5 | 0 |  | --> | C19 ex BALLYMOUNT | BALLYMOUNT: T41 | INCHICORE 220KV |  | 53.3132 | -6.3538
MV/LV Substation CA***4242 | 10 kV | 400V(3ph) & 230V(single ph) | LV | 400 kVA :Kiosk Substation | 0.4 | --> | 0.4 | 0.332 | 2.1 |  | --> | 0.38 | 0 | 0 | 0 | 0 | 0.41 | 0 |  | --> | C21 ex WATERFORD IND EST | WATERFORD IND EST: T41 | BUTLERSTOWN |  | 52.2299 | -7.1392
MV/LV Substation CA***4242 | 20 kV | 400V(3ph) & 230V(single ph) | LV | 50 kVA :Pole Substation | 0.05 | --> | 0.05 | 0.045 | 1.4 |  | --> | 0.047 | 0 | 0 | 0 | 0 | 0 | 0 | Constrained,otherwise capacity available =50kW. | --> | C18 ex DEERPARK | DEERPARK: T41∥T42 | BALLYDINE |  | 52.3976 | -7.3469
MV/LV Substation CA***4245 | 10 kV | 400V(3ph) & 230V(single ph) | LV | 50 kVA :Pole Substation | 0.05 | --> | 0.05 | 0.021 | 3.2 |  | --> | 0.047 | 0 | 0 | 0 | 0.004 | 0.049 | 0 |  | --> | C20 ex MCDONAGH | MCDONAGH: T42 | KILKENNY |  | 52.6883 | -7.2061
MV/LV Substation CA***4245 | 20 kV | 400V(3ph) & 230V(single ph) | LV | 50 kVA :Pole Substation | 0.05 | --> | 0.05 | 0.05 | 2.6 |  | --> | 0.047 | 0 | 0 | 0 | 0 | 0.049 | 0 |  | --> | E23 ex ATHENRY | ATHENRY: T423 | GALWAY 110KV |  | 53.2973 | -8.4768
MV/LV Substation CA***4246 | 10 kV | 400V(3ph) & 230V(single ph) | LV | 50 kVA :Pole Substation | 0.05 | --> | 0.05 | 0.05 | 2.2 |  | --> | 0.047 | 0 | 0 | 0 | 0 | 0 | 0 | Constrained,otherwise capacity available =49kW. | --> | C19 ex NEWCASTLEWEST | NEWCASTLEWEST: T41∥T42 | RATHKEALE |  | 52.3987 | -9.0455
MV/LV Substation CA***424Z | 10 kV | 400V(3ph) & 230V(single ph) | LV | 200 kVA :Building Structure | 0.2 | --> | 0.2 | 0 | 0 | Constrained,otherwise capacity available =141kVA. | --> | 0.19 | 0 | 0 | 0 | 0 | 0.208 | 0 |  | --> | C17 ex CARRIGALINE | CARRIGALINE: T41∥T42 | BARNAHELY |  | 51.8053 | -8.2895
MV/LV Substation CA***4253 | 10 kV | 400V(3ph) & 230V(single ph) | LV | 1000 kVA :Building Structure | 1 | --> | 1 | 0.5 | 1 |  | --> | 0.95 | 0 | 0 | 0 | 0 | 0.5 | 0 |  | --> | C23 ex NORTH QUAYS | NORTH QUAYS: T101 | POOLBEG |  | 53.3484 | -6.2322
MV/LV Substation CA***4254 | 10 kV | 400V(3ph) & 230V(single ph) | LV | 630 kVA :Kiosk Substation | 0.63 | --> | 0.63 | 0 | 0 | Constrained,otherwise capacity available =500kVA. | --> | 0.598 | 0 | 0 | 0 | 0.063 | 0.5 | 0 |  | --> | C22 ex KILMONEY | KILMONEY: T41∥T42 | TRABEG |  | 51.8044 | -8.3982
MV/LV Substation CA***4255 | 10 kV | 400V(3ph) & 230V(single ph) | LV | 400 kVA :Kiosk Substation | 0.4 | --> | 0.4 | 0 | 0 | Constrained,otherwise capacity available =358kVA. | --> | 0.38 | 0 | 0 | 0 | 0 | 0.406 | 0 |  | --> | C35 ex SEMPERIT | SEMPERIT: T43 | GRANGE CASTLE |  | 53.3314 | -6.3457
MV/LV Substation CA***4259 | 10 kV | 400V(3ph) & 230V(single ph) | LV | 200 kVA :Kiosk Substation | 0.2 | --> | 0.2 | 0 | 0 | Constrained,otherwise capacity available =177kVA. | --> | 0.19 | 0 | 0 | 0 | 0.014 | 0.188 | 0 |  | --> | C21 ex PORTARLINGTON | PORTARLINGTON: T43 | BLAKE |  | 53.15 | -7.1915
MV/LV Substation CA***4259 | 10 kV | 400V(3ph) & 230V(single ph) | LV | 400 kVA :Kiosk Substation | 0.4 | --> | 0.4 | 0 | 0 | Constrained,otherwise capacity available =384kVA. | --> | 0.38 | 0 | 0 | 0 | 0 | 0 | 0 | Constrained,otherwise capacity available =402kW. | --> | C23 ex POLLERTON | POLLERTON: T41 | CARLOW |  | 52.8245 | -6.9065
MV/LV Substation CA***426 | 10 kV | 400V(3ph) & 230V(single ph) | LV | 200 kVA :Building Structure | 0.2 | --> | 0.2 | 0.101 | 4.4 |  | --> | 0.19 | 0 | 0 | 0 | 0.015 | 0.198 | 0 |  | --> | C19 ex RINGASKIDDY 110KV | RINGASKIDDY 110KV: T42 | BARNAHELY |  | 51.8464 | -8.3357
MV/LV Substation CA***426 | 10 kV | 400V(3ph) & 230V(single ph) | LV | 400 kVA :Kiosk Substation | 0.4 | --> | 0.4 | 0 | 0 | Constrained,otherwise capacity available =400kVA. | --> | 0.38 | 0 | 0 | 0 | 0 | 0.4 | 0 |  | --> | E16 ex DRUMLINE | DRUMLINE: T421∥T422 | DRUMLINE |  | 52.713 | -8.8638
MV/LV Substation CA***4262 | 10 kV | 400V(3ph) & 230V(single ph) | LV | 200 kVA :Kiosk Substation | 0.2 | --> | 0.2 | 0.174 | 5.5 |  | --> | 0.19 | 0 | 0 | 0 | 0 | 0.203 | 0 |  | --> | C12 ex ABBEYLAND | ABBEYLAND: T42 | NAVAN |  | 53.6631 | -6.6735
MV/LV Substation CA***4265 | 20 kV | 400V(3ph) & 230V(single ph) | LV | 50 kVA :Pole Substation | 0.05 | --> | 0.05 | 0.048 | 0.8 |  | --> | 0.047 | 0 | 0 | 0 | 0 | 0.049 | 0 |  | --> | C20 ex KNOCKMULLEN | KNOCKMULLEN: T42 | GREAT ISLAND |  | 52.3634 | -6.9619
MV/LV Substation CA***4266 | 20 kV | 400V(3ph) & 230V(single ph) | LV | 100 kVA :Pole Substation | 0.1 | --> | 0.1 | 0.075 | 25.4 |  | --> | 0.095 | 0 | 0 | 0 | 0.039 | 0 | 0 | Constrained,otherwise capacity available =62kW. | --> | E12 ex DUNFIRTH | DUNFIRTH: T122 | DUNFIRTH |  | 53.4422 | -6.9502
MV/LV Substation CA***4273 | 20 kV | 400V(3ph) & 230V(single ph) | LV | 50 kVA :Pole Substation | 0.05 | --> | 0.05 | 0 | 0 | Constrained,otherwise capacity available =50kVA. | --> | 0.047 | 0 | 0 | 0 | 0 | 0 | 0 | Constrained,otherwise capacity available =49kW. | --> | C17 ex COLLIGAN | COLLIGAN: T41 | DUNGARVAN |  | 52.0942 | -7.702
MV/LV Substation CA***4273 | 10 kV | 400V(3ph) & 230V(single ph) | LV | 200 kVA :Pole Substation | 0.2 | --> | 0.2 | 0 | 0 | Constrained,otherwise capacity available =168kVA. | --> | 0.19 | 0 | 0 | 0 | 0.039 | 0 | 0 | Constrained,otherwise capacity available =163kW. | --> | C11 ex TEMPLEMORE | TEMPLEMORE: T41 | IKERRIN |  | 52.7549 | -7.9611
MV/LV Substation CA***427Y | 10 kV | 400V(3ph) & 230V(single ph) | LV | 50 kVA :Pole Substation | 0.05 | --> | 0.05 | 0.05 | 1.9 |  | --> | 0.047 | 0 | 0 | 0 | 0 | 0.049 | 0 |  | --> | C12 ex ROSCOMMON | ROSCOMMON: T42 | LANESBORO |  | 53.6351 | -8.1942
MV/LV Substation CA***4280 | 10 kV | 400V(3ph) & 230V(single ph) | LV | 50 kVA :Pole Substation | 0.05 | --> | 0.05 | 0.05 | 2 |  | --> | 0.047 | 0 | 0 | 0 | 0 | 0.049 | 0 |  | --> | C25 ex TYCOR | TYCOR: T41∥T42 | WATERFORD |  | 52.2582 | -7.1564
MV/LV Substation CA***4283 | 10 kV | 400V(3ph) & 230V(single ph) | LV | 50 kVA :Pole Substation | 0.05 | --> | 0.05 | 0 | 0 | Constrained,otherwise capacity available =50kVA. | --> | 0.047 | 0 | 0 | 0 | 0 | 0.049 | 0 |  | --> | C23 ex GORESBRIDGE | GORESBRIDGE: T41∥T42 | KILKENNY |  | 52.6438 | -7.0223
MV/LV Substation CA***4287 | 10 kV | 400V(3ph) & 230V(single ph) | LV | 630 kVA :Kiosk Substation | 0.63 | --> | 0.63 | 0.5 | 8.9 |  | --> | 0.598 | 0 | 0 | 0 | 0.083 | 0.5 | 0 |  | --> | C29 ex STEPHENSTOWN | STEPHENSTOWN: T101 | FINGLAS |  | 53.5975 | -6.1766
MV/LV Substation CA***4288 | 20 kV | 400V(3ph) & 230V(single ph) | LV | 400 kVA :Kiosk Substation | 0.4 | --> | 0.4 | 0.349 | 1.3 |  | --> | 0.38 | 0 | 0 | 0 | 0.011 | 0.396 | 0 |  | --> | E11 ex KILCARRAGH | KILCARRAGH: T421∥T422 | BUTLERSTOWN |  | 52.2299 | -7.0642
MV/LV Substation CA***429 | 20 kV | 400V(3ph) & 230V(single ph) | LV | 50 kVA :Pole Substation | 0.05 | --> | 0.05 | 0.043 | 1.5 |  | --> | 0.047 | 0 | 0 | 0 | 0 | 0.05 | 0 |  | --> | C17 ex ROSCOMMON | ROSCOMMON: T41 | LANESBORO |  | 53.6083 | -8.2938
MV/LV Substation CA***4297 | 20 kV | 400V(3ph) & 230V(single ph) | LV | 100 kVA :Pole Substation | 0.1 | --> | 0.1 | 0.065 | 26.7 |  | --> | 0.095 | 0 | 0 | 0 | 0 | 0.105 | 0 |  | --> | E21 ex WEXFORD | WEXFORD: T121∥T122 | WEXFORD |  | 52.3899 | -6.4543
MV/LV Substation CA***4300 | 10 kV | 400V(3ph) & 230V(single ph) | LV | 400 kVA :Kiosk Substation | 0.4 | --> | 0.4 | 0 | 0 | Constrained,otherwise capacity available =340kVA. | --> | 0.38 | 0 | 0 | 0 | 0 | 0.409 | 0 |  | --> | C22 ex KILMONEY | KILMONEY: T41∥T42 | TRABEG |  | 51.8044 | -8.4004
MV/LV Substation CA***4304 | 20 kV | 400V(3ph) & 230V(single ph) | LV | 50 kVA :Pole Substation | 0.05 | --> | 0.05 | 0 | 0 | Constrained,otherwise capacity available =50kVA. | --> | 0.047 | 0 | 0 | 0 | 0 | 0 | 0 | Constrained,otherwise capacity available =49kW. | --> | C18 ex LEE BRIDGE | LEE BRIDGE: T42 | MACROOM |  | 52.0062 | -9.0779
MV/LV Substation CA***4304 | 10 kV | 400V(3ph) & 230V(single ph) | LV | 400 kVA :Kiosk Substation | 0.4 | --> | 0.4 | 0.378 | 4.6 |  | --> | 0.38 | 0 | 0 | 0 | 0.043 | 0.357 | 0 |  | --> | C14 ex RAMPARTS | RAMPARTS: T42 | DUNDALK |  | 54.002 | -6.4009
MV/LV Substation CA***4305 | 20 kV | 400V(3ph) & 230V(single ph) | LV | 100 kVA :Pole Substation | 0.1 | --> | 0.1 | 0.1 | 1.4 |  | --> | 0.095 | 0 | 0 | 0 | 0 | 0 | 0 | Constrained,otherwise capacity available =100kW. | --> | C18 ex DEERPARK | DEERPARK: T41∥T42 | BALLYDINE |  | 52.3995 | -7.3516
MV/LV Substation CA***430X | 20 kV | 400V(3ph) & 230V(single ph) | LV | 50 kVA :Pole Substation | 0.05 | --> | 0.05 | 0.034 | 1.9 |  | --> | 0.047 | 0 | 0 | 0 | 0 | 0.051 | 0 |  | --> | C18 ex ROSCOMMON | ROSCOMMON: T42 | LANESBORO |  | 53.5877 | -8.1013
MV/LV Substation CA***431 | 20 kV | 400V(3ph) & 230V(single ph) | LV | 100 kVA :Pole Substation | 0.1 | --> | 0.1 | 0.1 | 1.6 |  | --> | 0.095 | 0 | 0 | 0 | 0 | 0.1 | 0 |  | --> | E18 ex GURRANEBANE | GURRANEBANE: T421∥T422 | OUGHTRAGH |  | 51.9113 | -10.2332
MV/LV Substation CA***4311 | 20 kV | 400V(3ph) & 230V(single ph) | LV | 50 kVA :Pole Substation | 0.05 | --> | 0.05 | 0.05 | 1.5 |  | --> | 0.047 | 0 | 0 | 0 | 0 | 0.049 | 0 |  | --> | C17 ex ROSCOMMON | ROSCOMMON: T41 | LANESBORO |  | 53.6235 | -8.3527
MV/LV Substation CA***4313 | 10 kV | 400V(3ph) & 230V(single ph) | LV | 200 kVA :Kiosk Substation | 0.2 | --> | 0.2 | 0.175 | 3.7 |  | --> | 0.19 | 0 | 0 | 0 | 0.012 | 0.191 | 0 |  | --> | C18 ex SALLINS | SALLINS: T42 | GRIFFINRATH |  | 53.2969 | -6.6821
MV/LV Substation CA***4313 | 10 kV | 400V(3ph) & 230V(single ph) | LV | 400 kVA :Kiosk Substation | 0.4 | --> | 0.4 | 0.253 | 0.3 | Constrained,otherwise capacity available =375kVA. | --> | 0.38 | 0 | 0 | 0 | 0.005 | 0.398 | 0 |  | --> | C17 ex BISHOPSTOWN | BISHOPSTOWN: T41 | KILBARRY |  | 51.8907 | -8.5666
MV/LV Substation CA***431X | 20 kV | 400V(3ph) & 230V(single ph) | LV | 50 kVA :Pole Substation | 0.05 | --> | 0.05 | 0.033 | 3 |  | --> | 0.047 | 0 | 0 | 0 | 0 | 0.051 | 0 |  | --> | C14 ex KILMEADEN | KILMEADEN: T42 | BUTLERSTOWN |  | 52.2267 | -7.2956
MV/LV Substation CA***432 | 20 kV | 400V(3ph) & 230V(single ph) | LV | 50 kVA :Pole Substation | 0.05 | --> | 0.05 | 0 | 0 | Constrained,otherwise capacity available =45kVA. | --> | 0.047 | 0 | 0 | 0 | 0 | 0 | 0 | Constrained,otherwise capacity available =50kW. | --> | E12 ex KILLYBEGS | KILLYBEGS: | N/A |  | 54.6544 | -8.3959
MV/LV Substation CA***4320 | 10 kV | 400V(3ph) & 230V(single ph) | LV | 50 kVA :Pole Substation | 0.05 | --> | 0.05 | 0.05 | 0.8 |  | --> | 0.047 | 0 | 0 | 0 | 0 | 0.049 | 0 |  | --> | C20 ex ORANMORE | ORANMORE: T44 | GALWAY 110KV |  | 53.3057 | -8.9109
MV/LV Substation CA***4329 | 10 kV | 400V(3ph) & 230V(single ph) | LV | 100 kVA :Pole Substation | 0.1 | --> | 0.1 | 0.098 | 6.1 |  | --> | 0.095 | 0 | 0 | 0 | 0 | 0.1 | 0 |  | --> | C11 ex CASHEL | CASHEL: T41 | CAHIR |  | 52.4497 | -7.8055
MV/LV Substation CA***432Y | 10 kV | 400V(3ph) & 230V(single ph) | LV | 50 kVA :Pole Substation | 0.05 | --> | 0.05 | 0 | 0 | Constrained,otherwise capacity available =45kVA. | --> | 0.047 | 0 | 0 | 0 | 0 | 0 | 0 | Constrained,otherwise capacity available =50kW. | --> | C14 ex TEMPLEMORE | TEMPLEMORE: T42 | IKERRIN |  | 52.7947 | -7.6086
MV/LV Substation CA***4331 | 20 kV | 400V(3ph) & 230V(single ph) | LV | 200 kVA :Kiosk Substation | 0.2 | --> | 0.2 | 0 | 0 | Constrained,otherwise capacity available =200kVA. | --> | 0.19 | 0 | 0 | 0 | 0 | 0 | 0 | Constrained,otherwise capacity available =200kW. | --> | C18 ex LEE BRIDGE | LEE BRIDGE: T42 | MACROOM |  | 52.0057 | -9.0792
MV/LV Substation CA***4333 | 10 kV | 400V(3ph) & 230V(single ph) | LV | 1000 kVA :Building Structure | 1 | --> | 1 | 0.5 | 1 |  | --> | 0.95 | 0 | 0 | 0 | 0 | 0.5 | 0 |  | --> | C23 ex NORTH QUAYS | NORTH QUAYS: T101 | POOLBEG |  | 53.3477 | -6.2323
MV/LV Substation CA***4334 | 20 kV | 400V(3ph) & 230V(single ph) | LV | 400 kVA :Kiosk Substation | 0.4 | --> | 0.4 | 0.277 | 12.8 |  | --> | 0.38 | 0 | 0 | 0 | 0.005 | 0.413 | 0 |  | --> | E21 ex ADAMSTOWN | ADAMSTOWN: T121 | INCHICORE 220KV |  | 53.3305 | -6.4056
MV/LV Substation CA***4337 | 20 kV | 400V(3ph) & 230V(single ph) | LV | 200 kVA :Pole Substation | 0.2 | --> | 0.2 | 0.117 | 0.3 |  | --> | 0.19 | 0 | 0 | 0 | 0 | 0.212 | 0 |  | --> | C23 ex TUAM NORTH | TUAM NORTH: T41∥T42 | CLOON |  | 53.6027 | -8.7925
MV/LV Substation CA***434 | 10 kV | 400V(3ph) & 230V(single ph) | LV | 100 kVA :Pole Substation | 0.1 | --> | 0.1 | 0.082 | 0.8 |  | --> | 0.095 | 0 | 0 | 0 | 0 | 0.102 | 0 |  | --> | C20 ex ORANMORE | ORANMORE: T44 | GALWAY 110KV |  | 53.3068 | -8.923
MV/LV Substation CA***4344 | 10 kV | 400V(3ph) & 230V(single ph) | LV | 50 kVA :Pole Substation | 0.05 | --> | 0.05 | 0 | 0 | Constrained,otherwise capacity available =50kVA. | --> | 0.047 | 0 | 0 | 0 | 0 | 0 | 0 | Constrained,otherwise capacity available =49kW. | --> | C11 ex HOLYCROSS ROAD | HOLYCROSS ROAD: T41∥T42 | THURLES |  | 52.597 | -7.8332
MV/LV Substation CA***4349 | 20 kV | 400V(3ph) & 230V(single ph) | LV | 50 kVA :Pole Substation | 0.05 | --> | 0.05 | 0.05 | 2.7 |  | --> | 0.047 | 0 | 0 | 0 | 0 | 0.049 | 0 |  | --> | E17 ex LONGFORD | LONGFORD: T421 | RICHMOND |  | 53.803 | -7.6236
MV/LV Substation CA***434X | 10 kV | 400V(3ph) & 230V(single ph) | LV | 50 kVA :Pole Substation | 0.05 | --> | 0.05 | 0 | 2.8 |  | --> | 0.047 | 0 | 0 | 0 | 0 | 0.059 | 0 |  | --> | C12 ex CARRIGLAWN | CARRIGLAWN: T41∥T42 | WEXFORD |  | 52.3455 | -6.453
MV/LV Substation CA***434Y | 20 kV | 400V(3ph) & 230V(single ph) | LV | 50 kVA :Pole Substation | 0.05 | --> | 0.05 | 0.041 | 1.5 |  | --> | 0.047 | 0 | 0 | 0 | 0 | 0.05 | 0 |  | --> | C21 ex TRAMORE | TRAMORE: T41 | BUTLERSTOWN |  | 52.1635 | -7.3049
MV/LV Substation CA***435 | 20 kV | 400V(3ph) & 230V(single ph) | LV | 50 kVA :Pole Substation | 0.05 | --> | 0.05 | 0.042 | 6.9 |  | --> | 0.047 | 0 | 0 | 0 | 0 | 0 | 0 | Constrained,otherwise capacity available =50kW. | --> | C17 ex BALLYSHANNON | BALLYSHANNON: T41∥T42 | CATHALEENS FALL |  | 54.5319 | -8.1529
MV/LV Substation CA***4353 | 10 kV | 400V(3ph) & 230V(single ph) | LV | 400 kVA :Kiosk Substation | 0.4 | --> | 0.4 | 0.397 | 1 |  | --> | 0.38 | 0 | 0 | 0 | 0 | 0.4 | 0 |  | --> | C17 ex KILCULLEN | KILCULLEN: T41 | STRATFORD |  | 53.1394 | -6.7387
MV/LV Substation CA***4354 | 20 kV | 400V(3ph) & 230V(single ph) | LV | 630 kVA :Building Structure | 0.63 | --> | 0.63 | 0 | 0 | Constrained,otherwise capacity available =500kVA. | --> | 0.598 | 0 | 0 | 0 | 0 | 0.5 | 0 |  | --> | E23 ex BALTRASNA | BALTRASNA: T121 | BALTRASNA |  | 53.5824 | -6.2881
MV/LV Substation CA***436X | 10 kV | 400V(3ph) & 230V(single ph) | LV | 200 kVA :Kiosk Substation | 0.2 | --> | 0.2 | 0.125 | 7.3 |  | --> | 0.19 | 0 | 0 | 0 | 0.002 | 0.209 | 0 |  | --> | C23 ex PELLETSTOWN | PELLETSTOWN: T101 | FINGLAS |  | 53.3754 | -6.3848
MV/LV Substation CA***4371 | 10 kV | 400V(3ph) & 230V(single ph) | LV | 630 kVA :Kiosk Substation | 0.63 | --> | 0.63 | 0.5 | 3.7 |  | --> | 0.598 | 0 | 0 | 0 | 0.003 | 0.5 | 0 |  | --> | C18 ex SALLINS | SALLINS: T42 | GRIFFINRATH |  | 53.2973 | -6.6848
MV/LV Substation CA***4372 | 10 kV | 400V(3ph) & 230V(single ph) | LV | 630 kVA :Kiosk Substation | 0.63 | --> | 0.63 | 0.5 | 3.7 |  | --> | 0.598 | 0 | 0 | 0 | 0 | 0.5 | 0 |  | --> | C18 ex SALLINS | SALLINS: T42 | GRIFFINRATH |  | 53.2987 | -6.6832
MV/LV Substation CA***437Z | 20 kV | 400V(3ph) & 230V(single ph) | LV | 100 kVA :Pole Substation | 0.1 | --> | 0.1 | 0.079 | 6.3 |  | --> | 0.095 | 0 | 0 | 0 | 0 | 0.103 | 0 |  | --> | C26 ex KILBARRY | KILBARRY: T43 | KILBARRY |  | 51.9293 | -8.5212
MV/LV Substation CA***438 | 10 kV | 400V(3ph) & 230V(single ph) | LV | 100 kVA :Pole Substation | 0.1 | --> | 0.1 | 0 | 0 | Constrained,otherwise capacity available =93kVA. | --> | 0.095 | 0 | 0 | 0 | 0 | 0 | 0 | Constrained,otherwise capacity available =100kW. | --> | C12 ex KANTURK | KANTURK: T41∥T42 | GLENLARA |  | 52.1642 | -8.9118
MV/LV Substation CA***4383 | 20 kV | 400V(3ph) & 230V(single ph) | LV | 50 kVA :Pole Substation | 0.05 | --> | 0.05 | 0.05 | 26.7 |  | --> | 0.047 | 0 | 0 | 0 | 0 | 0.049 | 0 |  | --> | E20 ex WEXFORD | WEXFORD: T121∥T122 | WEXFORD |  | 52.3246 | -6.5535
MV/LV Substation CA***438Z | 20 kV | 400V(3ph) & 230V(single ph) | LV | 50 kVA :Pole Substation | 0.05 | --> | 0.05 | 0 | 0 | Constrained,otherwise capacity available =45kVA. | --> | 0.047 | 0 | 0 | 0 | 0 | 0.05 | 0 |  | --> | E13 ex HEADFORD | HEADFORD: T42 | CLOON |  | 53.5044 | -9.073
MV/LV Substation CA***4390 | 10 kV | 400V(3ph) & 230V(single ph) | LV | 400 kVA :Kiosk Substation | 0.4 | --> | 0.4 | 0.375 | 3.7 |  | --> | 0.38 | 0 | 0 | 0 | 0.003 | 0.4 | 0 |  | --> | C18 ex SALLINS | SALLINS: T42 | GRIFFINRATH |  | 53.2991 | -6.6838
MV/LV Substation CA***4391 | 20 kV | 400V(3ph) & 230V(single ph) | LV | 400 kVA :Building Structure | 0.4 | --> | 0.4 | 0 | 0 | Constrained,otherwise capacity available =387kVA. | --> | 0.38 | 0 | 0 | 0 | 0.006 | 0 | 0 | Constrained,otherwise capacity available =395kW. | --> | E15 ex ASHBOURNE | ASHBOURNE: T421 | FINGLAS |  | 53.51 | -6.4077
MV/LV Substation CA***4399 | 10 kV | 400V(3ph) & 230V(single ph) | LV | 50 kVA :Pole Substation | 0.05 | --> | 0.05 | 0.05 | 9.2 |  | --> | 0.047 | 0 | 0 | 0 | 0 | 0.049 | 0 |  | --> | C19 ex MIDLETON | MIDLETON: T101 | MIDLETON |  | 51.9251 | -8.2131
MV/LV Substation CA***4399 | 10 kV | 400V(3ph) & 230V(single ph) | LV | 50 kVA :Pole Substation | 0.05 | --> | 0.05 | 0.05 | 1.6 |  | --> | 0.047 | 0 | 0 | 0 | 0 | 0.049 | 0 |  | --> | C19 ex SALLINS | SALLINS: T41 | GRIFFINRATH |  | 53.2469 | -6.7329
MV/LV Substation CA***439X | 10 kV | 400V(3ph) & 230V(single ph) | LV | 100 kVA :Pole Substation | 0.1 | --> | 0.1 | 0.089 | 3.9 |  | --> | 0.095 | 0 | 0 | 0 | 0 | 0.101 | 0 |  | --> | C12 ex ROSS CARBERY | ROSS CARBERY: T41∥T42 | DUNMANWAY |  | 51.5648 | -8.9873
MV/LV Substation CA***4417 | 20 kV | 400V(3ph) & 230V(single ph) | LV | 50 kVA :Pole Substation | 0.05 | --> | 0.05 | 0.05 | 4 |  | --> | 0.047 | 0 | 0 | 0 | 0 | 0.049 | 0 |  | --> | E13 ex KILLINICK | KILLINICK: T421∥T422 | WEXFORD |  | 52.1873 | -6.3677
MV/LV Substation CA***441X | 10 kV | 400V(3ph) & 230V(single ph) | LV | 100 kVA :Pole Substation | 0.1 | --> | 0.1 | 0.092 | 0.8 |  | --> | 0.095 | 0 | 0 | 0 | 0.004 | 0.096 | 0 |  | --> | C20 ex ORANMORE | ORANMORE: T44 | GALWAY 110KV |  | 53.3063 | -8.8894
MV/LV Substation CA***441Y | 10 kV | 400V(3ph) & 230V(single ph) | LV | 100 kVA :Pole Substation | 0.1 | --> | 0.1 | 0 | 0 | Constrained,otherwise capacity available =85kVA. | --> | 0.095 | 0 | 0 | 0 | 0.003 | 0 | 0 | Constrained,otherwise capacity available =99kW. | --> | C22 ex PORTLAOISE | PORTLAOISE: T42 | PORTLAOISE |  | 53.0967 | -7.1758
MV/LV Substation CA***4427 | 10 kV | 400V(3ph) & 230V(single ph) | LV | 400 kVA :Kiosk Substation | 0.4 | --> | 0.4 | 0.114 | 0.1 | Constrained,otherwise capacity available =351kVA. | --> | 0.38 | 0 | 0 | 0 | 0 | 0.407 | 0 |  | --> | C11 ex ROSEHILL | ROSEHILL: T41 | KILKENNY |  | 52.6449 | -7.267
MV/LV Substation CA***442Y | 20 kV | 400V(3ph) & 230V(single ph) | LV | 400 kVA :Kiosk Substation | 0.4 | --> | 0.4 | 0.258 | 7.5 |  | --> | 0.38 | 0 | 0 | 0 | 0.036 | 0.383 | 0 |  | --> | C03 ex AHANE | AHANE: T102 | AHANE |  | 52.6638 | -8.5346
MV/LV Substation CA***443 | 20 kV | 400V(3ph) & 230V(single ph) | LV | 200 kVA :Pole Substation | 0.2 | --> | 0.2 | 0.076 | 1.8 |  | --> | 0.19 | 0 | 0 | 0 | 0.063 | 0.151 | 0 |  | --> | E13 ex CARRIGALLEN | CARRIGALLEN: T421 | CARRICK ON SHANNON |  | 53.9765 | -7.642
MV/LV Substation CA***443 | 10 kV | 400V(3ph) & 230V(single ph) | LV | 50 kVA :Pole Substation | 0.05 | --> | 0.05 | 0.044 | 2.9 |  | --> | 0.047 | 0 | 0 | 0 | 0 | 0.05 | 0 |  | --> | C17 ex DUNLEER | DUNLEER: T41∥T42 | DRYBRIDGE |  | 53.8495 | -6.3962
MV/LV Substation CA***4434 | 20 kV | 400V(3ph) & 230V(single ph) | LV | 200 kVA :Pole Substation | 0.2 | --> | 0.2 | 0.2 | 4 |  | --> | 0.19 | 0 | 0 | 0 | 0 | 0.2 | 0 |  | --> | E13 ex KILLINICK | KILLINICK: T421∥T422 | WEXFORD |  | 52.1978 | -6.3643
MV/LV Substation CA***4436 | 10 kV | 400V(3ph) & 230V(single ph) | LV | 630 kVA :Kiosk Substation | 0.63 | --> | 0.63 | 0.5 | 2.5 |  | --> | 0.598 | 0 | 0 | 0 | 0 | 0.5 | 0 |  | --> | C20 ex NENAGH | NENAGH: T42 | NENAGH |  | 52.8587 | -8.1969
MV/LV Substation CA***443X | 10 kV | 400V(3ph) & 230V(single ph) | LV | 100 kVA :Pole Substation | 0.1 | --> | 0.1 | 0.068 | 5.1 |  | --> | 0.095 | 0 | 0 | 0 | 0 | 0.104 | 0 |  | --> | C11 ex LLOYD | LLOYD: T41∥T42 | NAVAN |  | 53.7495 | -6.9489
MV/LV Substation CA***444 | 10 kV | 400V(3ph) & 230V(single ph) | LV | 200 kVA :Pole Substation | 0.2 | --> | 0.2 | 0 | 0 | Constrained,otherwise capacity available =131kVA. | --> | 0.19 | 0 | 0 | 0 | 0.024 | 0.184 | 0 |  | --> | C15 ex LOUGHSHINNY | LOUGHSHINNY: T41 | GLASMORE |  | 53.5463 | -6.0966
MV/LV Substation CA***444 | 20 kV | 400V(3ph) & 230V(single ph) | LV | 50 kVA :Pole Substation | 0.05 | --> | 0.05 | 0.04 | 1.4 |  | --> | 0.047 | 0 | 0 | 0 | 0.003 | 0 | 0 | Constrained,otherwise capacity available =47kW. | --> | C18 ex DEERPARK | DEERPARK: T41∥T42 | BALLYDINE |  | 52.3862 | -7.3774
MV/LV Substation CA***444Y | 10 kV | 400V(3ph) & 230V(single ph) | LV | 50 kVA :Pole Substation | 0.05 | --> | 0.05 | 0.05 | 0.3 |  | --> | 0.047 | 0 | 0 | 0 | 0 | 0.049 | 0 |  | --> | C16 ex TUAM NORTH | TUAM NORTH: T41∥T42 | CLOON |  | 53.4881 | -8.9543
MV/LV Substation CA***445 | 10 kV | 400V(3ph) & 230V(single ph) | LV | 50 kVA :Pole Substation | 0.05 | --> | 0.05 | 0.033 | 4.7 |  | --> | 0.047 | 0 | 0 | 0 | 0 | 0.051 | 0 |  | --> | C11 ex OAKFIELD | OAKFIELD: T41 | SLIGO |  | 54.2614 | -8.4782
MV/LV Substation CA***445 | 10 kV | 400V(3ph) & 230V(single ph) | LV | 400 kVA :Kiosk Substation | 0.4 | --> | 0.4 | 0.337 | 11.5 |  | --> | 0.38 | 0 | 0 | 0 | 0.003 | 0.406 | 0 |  | --> | C33 ex SALTHILL | SALTHILL: T101 | SALTHILL |  | 53.2699 | -9.0887
MV/LV Substation CA***445X | 10 kV | 400V(3ph) & 230V(single ph) | LV | 100 kVA :Pole Substation | 0.1 | --> | 0.1 | 0.053 | 5.6 |  | --> | 0.095 | 0 | 0 | 0 | 0 | 0.106 | 0 |  | --> | E11 ex CRANE | CRANE: T122 | CRANE |  | 52.5166 | -6.5602
MV/LV Substation CA***446 | 20 kV | 400V(3ph) & 230V(single ph) | LV | 100 kVA :Pole Substation | 0.1 | --> | 0.1 | 0 | 0 | Constrained,otherwise capacity available =86kVA. | --> | 0.095 | 0 | 0 | 0 | 0.013 | 0.087 | 0 |  | --> | E47 ex CLAREGALWAY | CLAREGALWAY: T421 | GALWAY 110KV |  | 53.373 | -8.8459
MV/LV Substation CA***446 | 20 kV | 400V(3ph) & 230V(single ph) | LV | 100 kVA :Pole Substation | 0.1 | --> | 0.1 | 0.048 | 1.7 |  | --> | 0.095 | 0 | 0 | 0 | 0.008 | 0.099 | 0 |  | --> | E13 ex GORT | GORT: T41∥T42 | ENNIS |  | 53.1279 | -8.9039
MV/LV Substation CA***446 | 10 kV | 400V(3ph) & 230V(single ph) | LV | 100 kVA :Pole Substation | 0.1 | --> | 0.1 | 0 | 0 | Constrained,otherwise capacity available =69kVA. | --> | 0.095 | 0 | 0 | 0 | 0.013 | 0.091 | 0 |  | --> | C13 ex COBH | COBH: T41∥T42 | COW CROSS |  | 51.8711 | -8.321
MV/LV Substation CA***4463 | 10 kV | 400V(3ph) & 230V(single ph) | LV | 1000 kVA :Building Structure | 1 | --> | 1 | 0.5 | 5.7 |  | --> | 0.95 | 0 | 0 | 0 | 0 | 0.5 | 0 |  | --> | C11 ex HAROLDS CROSS | HAROLDS CROSS: T101 | POOLBEG |  | 53.3332 | -6.2578
MV/LV Substation CA***4464 | 20 kV | 400V(3ph) & 230V(single ph) | LV | 630 kVA :Kiosk Substation | 0.63 | --> | 0.63 | 0 | 0 | Constrained,otherwise capacity available =500kVA. | --> | 0.598 | 0 | 0 | 0 | 0 | 0.5 | 0 |  | --> | E11 ex GLASMORE | GLASMORE: T421 | GLASMORE |  | 53.4859 | -6.1437
MV/LV Substation CA***4465 | 20 kV | 400V(3ph) & 230V(single ph) | LV | 630 kVA :Kiosk Substation | 0.63 | --> | 0.63 | 0 | 0 | Constrained,otherwise capacity available =500kVA. | --> | 0.598 | 0 | 0 | 0 | 0 | 0.5 | 0 |  | --> | E11 ex GLASMORE | GLASMORE: T421 | GLASMORE |  | 53.4853 | -6.14
MV/LV Substation CA***446X | 10 kV | 400V(3ph) & 230V(single ph) | LV | 200 kVA :Kiosk Substation | 0.2 | --> | 0.2 | 0.025 | 12.2 |  | --> | 0.19 | 0 | 0 | 0 | 0.023 | 0.201 | 0 |  | --> | C22 ex SALTHILL | SALTHILL: T102 | SALTHILL |  | 53.2747 | -9.1039
MV/LV Substation CA***447 | 10 kV | 400V(3ph) & 230V(single ph) | LV | 100 kVA :Pole Substation | 0.1 | --> | 0.1 | 0 | 0 | Constrained,otherwise capacity available =50kVA. | --> | 0.095 | 0 | 0 | 0 | 0.004 | 0.103 | 0 |  | --> | C12 ex CRANMORE | CRANMORE: T41∥T42 | SLIGO |  | 54.2432 | -8.475
MV/LV Substation CA***447X | 10 kV | 400V(3ph) & 230V(single ph) | LV | 400 kVA :Kiosk Substation | 0.4 | --> | 0.4 | 0.355 | 12.2 |  | --> | 0.38 | 0 | 0 | 0 | 0.007 | 0.399 | 0 |  | --> | C22 ex SALTHILL | SALTHILL: T102 | SALTHILL |  | 53.2741 | -9.1053
MV/LV Substation CA***447Y | 10 kV | 400V(3ph) & 230V(single ph) | LV | 100 kVA :Pole Substation | 0.1 | --> | 0.1 | 0.07 | 1 |  | --> | 0.095 | 0 | 0 | 0 | 0.003 | 0 | 0 | Constrained,otherwise capacity available =101kW. | --> | C11 ex LOUGHTAGALLA | LOUGHTAGALLA: T41∥T42 | THURLES |  | 52.6745 | -7.7134
MV/LV Substation CA***448X | 10 kV | 400V(3ph) & 230V(single ph) | LV | 200 kVA :Kiosk Substation | 0.2 | --> | 0.2 | 0.144 | 12.2 |  | --> | 0.19 | 0 | 0 | 0 | 0.012 | 0.195 | 0 |  | --> | C22 ex SALTHILL | SALTHILL: T102 | SALTHILL |  | 53.275 | -9.1072
MV/LV Substation CA***450 | 20 kV | 400V(3ph) & 230V(single ph) | LV | 50 kVA :Pole Substation | 0.05 | --> | 0.05 | 0.037 | 1.8 |  | --> | 0.047 | 0 | 0 | 0 | 0.003 | 0.047 | 0 |  | --> | C18 ex DUNDALK | DUNDALK: T41 | DUNDALK |  | 54.0322 | -6.4034
MV/LV Substation CA***450 | 10 kV | 400V(3ph) & 230V(single ph) | LV | 400 kVA :Kiosk Substation | 0.4 | --> | 0.4 | 0.353 | 3.4 |  | --> | 0.38 | 0 | 0 | 0 | 0.02 | 0.386 | 0 |  | --> | C12 ex CAUSEWAY | CAUSEWAY: T41∥T42 | TRALEE |  | 52.4135 | -9.7365
MV/LV Substation CA***4501 | 10 kV | 400V(3ph) & 230V(single ph) | LV | 100 kVA :Pole Substation | 0.1 | --> | 0.1 | 0.099 | 2.7 |  | --> | 0.095 | 0 | 0 | 0 | 0 | 0.1 | 0 |  | --> | E19 ex LONGFORD | LONGFORD: T421 | RICHMOND |  | 53.7129 | -7.8204
MV/LV Substation CA***451 | 20 kV | 400V(3ph) & 230V(single ph) | LV | 50 kVA :Pole Substation | 0.05 | --> | 0.05 | 0.039 | 1 |  | --> | 0.047 | 0 | 0 | 0 | 0 | 0.051 | 0 |  | --> | E17 ex BALLYHALE | BALLYHALE: T421 | KILKENNY |  | 52.5105 | -7.0663
MV/LV Substation CA***451 | 20 kV | 400V(3ph) & 230V(single ph) | LV | 100 kVA :Pole Substation | 0.1 | --> | 0.1 | 0.078 | 1.6 |  | --> | 0.095 | 0 | 0 | 0 | 0 | 0.103 | 0 |  | --> | E15 ex GURRANEBANE | GURRANEBANE: T421∥T422 | OUGHTRAGH |  | 51.9506 | -10.2132
MV/LV Substation CA***4514 | 10 kV | 400V(3ph) & 230V(single ph) | LV | 630 kVA :Kiosk Substation | 0.63 | --> | 0.63 | 0 | 0 | Constrained,otherwise capacity available =500kVA. | --> | 0.598 | 0 | 0 | 0 | 0 | 0.5 | 0 |  | --> | C18 ex CAMDEN ROW | CAMDEN ROW: T41 | FRANCIS STREET |  | 53.3363 | -6.2675
MV/LV Substation CA***4516 | 20 kV | 400V(3ph) & 230V(single ph) | LV | 50 kVA :Pole Substation | 0.05 | --> | 0.05 | 0.05 | 2.5 |  | --> | 0.047 | 0 | 0 | 0 | 0 | 0 | 0 | Constrained,otherwise capacity available =49kW. | --> | E13 ex TULLOW | TULLOW: T421 | CARLOW |  | 52.7911 | -6.785
MV/LV Substation CA***4523 | 10 kV | 400V(3ph) & 230V(single ph) | LV | 1000 kVA :Building Structure | 1 | --> | 1 | 0.5 | 2.5 |  | --> | 0.95 | 0 | 0 | 0 | 0 | 0.5 | 0 |  | --> | C14 ex EAST WALL ROAD | EAST WALL ROAD: T42 | MCDERMOTT |  | 53.3493 | -6.2325
MV/LV Substation CA***453 | 20 kV | 400V(3ph) & 230V(single ph) | LV | 50 kVA :Pole Substation | 0.05 | --> | 0.05 | 0.048 | 0.3 |  | --> | 0.047 | 0 | 0 | 0 | 0 | 0.049 | 0 |  | --> | C23 ex TUAM NORTH | TUAM NORTH: T41∥T42 | CLOON |  | 53.537 | -8.721
MV/LV Substation CA***453 | 10 kV | 400V(3ph) & 230V(single ph) | LV | 50 kVA :Pole Substation | 0.05 | --> | 0.05 | 0 | 0 | Constrained,otherwise capacity available =17kVA. | --> | 0.047 | 0 | 0 | 0 | 0.006 | 0.047 | 0 |  | --> | C12 ex CRANMORE | CRANMORE: T41∥T42 | SLIGO |  | 54.248 | -8.4587
MV/LV Substation CA***453X | 10 kV | 400V(3ph) & 230V(single ph) | LV | 50 kVA :Pole Substation | 0.05 | --> | 0.05 | 0.042 | 1.5 |  | --> | 0.047 | 0 | 0 | 0 | 0.003 | 0.047 | 0 |  | --> | C17 ex ROSCOMMON | ROSCOMMON: T41 | LANESBORO |  | 53.6189 | -8.1615
MV/LV Substation CA***453Y | 10 kV | 400V(3ph) & 230V(single ph) | LV | 50 kVA :Pole Substation | 0.05 | --> | 0.05 | 0.047 | 2 |  | --> | 0.047 | 0 | 0 | 0 | 0 | 0.049 | 0 |  | --> | C20 ex CARRICKMACROSS | CARRICKMACROSS: T42 | MEATH HILL |  | 53.9871 | -6.7858
MV/LV Substation CA***4540 | 10 kV | 400V(3ph) & 230V(single ph) | LV | 50 kVA :Pole Substation | 0.05 | --> | 0.05 | 0 | 0 | Constrained,otherwise capacity available =50kVA. | --> | 0.047 | 0 | 0 | 0 | 0 | 0 | 0 | Constrained,otherwise capacity available =49kW. | --> | C11 ex HOLYCROSS ROAD | HOLYCROSS ROAD: T41∥T42 | THURLES |  | 52.6566 | -7.8247
MV/LV Substation CA***4542 | 20 kV | 400V(3ph) & 230V(single ph) | LV | 200 kVA :Pole Substation | 0.2 | --> | 0.2 | 0 | 0 | Constrained,otherwise capacity available =168kVA. | --> | 0.19 | 0 | 0 | 0 | 0 | 0.204 | 0 |  | --> | E13 ex BALTINGLASS | BALTINGLASS: T421∥T422 | STRATFORD |  | 52.9161 | -6.8378
MV/LV Substation CA***455 | 10 kV | 400V(3ph) & 230V(single ph) | LV | 200 kVA :Pole Substation | 0.2 | --> | 0.2 | 0.188 | 0.9 |  | --> | 0.19 | 0 | 0 | 0 | 0 | 0 | 0 | Constrained,otherwise capacity available =201kW. | --> | C17 ex BALLYCOOLIN | BALLYCOOLIN: T41 | FINGLAS |  | 53.3988 | -6.3497
MV/LV Substation CA***455 | 20 kV | 400V(3ph) & 230V(single ph) | LV | 50 kVA :Pole Substation | 0.05 | --> | 0.05 | 0.048 | 6.4 |  | --> | 0.047 | 0 | 0 | 0 | 0 | 0 | 0 | Constrained,otherwise capacity available =49kW. | --> | E11 ex MACROOM | MACROOM: T422 | MACROOM |  | 51.9019 | -8.8776
MV/LV Substation CA***456 | 20 kV | 400V(3ph) & 230V(single ph) | LV | 50 kVA :Pole Substation | 0.05 | --> | 0.05 | 0.03 | 8.5 |  | --> | 0.047 | 0 | 0 | 0 | 0.003 | 0.049 | 0 |  | --> | C14 ex ARDGEEHA | ARDGEEHA: T41∥T42 | DOON |  | 52.3994 | -7.6945
MV/LV Substation CA***457X | 10 kV | 400V(3ph) & 230V(single ph) | LV | 630 kVA :Kiosk Substation | 0.63 | --> | 0.63 | 0.5 | 12.2 |  | --> | 0.598 | 0 | 0 | 0 | 0.025 | 0.5 | 0 |  | --> | C22 ex SALTHILL | SALTHILL: T102 | SALTHILL |  | 53.2723 | -9.1011
MV/LV Substation CA***458 | 20 kV | 400V(3ph) & 230V(single ph) | LV | 100 kVA :Pole Substation | 0.1 | --> | 0.1 | 0 | 0 | Constrained,otherwise capacity available =94kVA. | --> | 0.095 | 0 | 0 | 0 | 0 | 0 | 0 | Constrained,otherwise capacity available =100kW. | --> | C15 ex CLOONLOUGH | CLOONLOUGH: T41∥T42 | BARRYMORE |  | 52.2413 | -8.3429
MV/LV Substation CA***4583 | 10 kV | 400V(3ph) & 230V(single ph) | LV | 630 kVA :Kiosk Substation | 0.63 | --> | 0.63 | 0 | 0 | Constrained,otherwise capacity available =500kVA. | --> | 0.598 | 0 | 0 | 0 | 0 | 0.5 | 0 |  | --> | C12 ex CAMDEN ROW | CAMDEN ROW: T41 | FRANCIS STREET |  | 53.3345 | -6.265
MV/LV Substation CA***4584 | 10 kV | 400V(3ph) & 230V(single ph) | LV | 400 kVA :Kiosk Substation | 0.4 | --> | 0.4 | 0 | 0 | Constrained,otherwise capacity available =335kVA. | --> | 0.38 | 0 | 0 | 0 | 0 | 0.41 | 0 |  | --> | C18 ex CAMDEN ROW | CAMDEN ROW: T41 | FRANCIS STREET |  | 53.3363 | -6.2676
MV/LV Substation CA***458Y | 20 kV | 400V(3ph) & 230V(single ph) | LV | 630 kVA :Building Structure | 0.63 | --> | 0.63 | 0.5 | 7.5 |  | --> | 0.598 | 0 | 0 | 0 | 0 | 0.5 | 0 |  | --> | C03 ex AHANE | AHANE: T102 | AHANE |  | 52.6633 | -8.5409
MV/LV Substation CA***459Z | 10 kV | 400V(3ph) & 230V(single ph) | LV | 400 kVA :Kiosk Substation | 0.4 | --> | 0.4 | 0.212 | 1.6 |  | --> | 0.38 | 0 | 0 | 0 | 0.021 | 0.406 | 0 |  | --> | C17 ex SALLINS | SALLINS: T41 | GRIFFINRATH |  | 53.296 | -6.6857
MV/LV Substation CA***4639 | 10 kV | 400V(3ph) & 230V(single ph) | LV | 400 kVA :Kiosk Substation | 0.4 | --> | 0.4 | 0 | 0 | Constrained,otherwise capacity available =350kVA. | --> | 0.38 | 0 | 0 | 0 | 0 | 0.407 | 0 |  | --> | C43 ex NORTH QUAYS | NORTH QUAYS: T102 | POOLBEG |  | 53.3482 | -6.2319
MV/LV Substation CA***464Y | 20 kV | 400V(3ph) & 230V(single ph) | LV | 400 kVA :Kiosk Substation | 0.4 | --> | 0.4 | 0.352 | 1.8 |  | --> | 0.38 | 0 | 0 | 0 | 0 | 0.407 | 0 |  | --> | C26 ex DUNDALK | DUNDALK: T41 | DUNDALK |  | 54.0265 | -6.4953
MV/LV Substation CA***464Z | 10 kV | 400V(3ph) & 230V(single ph) | LV | 400 kVA :Kiosk Substation | 0.4 | --> | 0.4 | 0 | 0 | Constrained,otherwise capacity available =249kVA. | --> | 0.38 | 0 | 0 | 0 | 0 | 0.423 | 0 |  | --> | C17 ex MORRISTOWN | MORRISTOWN: T41∥T42 | NEWBRIDGE |  | 53.1767 | -6.7995
MV/LV Substation CA***464Z | 10 kV | 400V(3ph) & 230V(single ph) | LV | 50 kVA :Pole Substation | 0.05 | --> | 0.05 | 0.011 | 3.2 |  | --> | 0.047 | 0 | 0 | 0 | 0 | 0.054 | 0 |  | --> | C20 ex MCDONAGH | MCDONAGH: T42 | KILKENNY |  | 52.7254 | -7.1043
MV/LV Substation CA***465X | 20 kV | 400V(3ph) & 230V(single ph) | LV | 50 kVA :Pole Substation | 0.05 | --> | 0.05 | 0 | 0 | Constrained,otherwise capacity available =38kVA. | --> | 0.047 | 0 | 0 | 0 | 0.003 | 0.047 | 0 |  | --> | E30 ex LOUGHREA | LOUGHREA: T41∥T42 | SOMERSET |  | 53.2476 | -8.6642
MV/LV Substation CA***465X | 10 kV | 400V(3ph) & 230V(single ph) | LV | 50 kVA :Pole Substation | 0.05 | --> | 0.05 | 0 | 0 | Constrained,otherwise capacity available =49kVA. | --> | 0.047 | 0 | 0 | 0 | 0 | 0.049 | 0 |  | --> | C30 ex KINSALE | KINSALE: T41∥T42 | BANDON |  | 51.6702 | -8.5852
MV/LV Substation CA***467Y | 10 kV | 400V(3ph) & 230V(single ph) | LV | 400 kVA :Building Structure | 0.4 | --> | 0.4 | 0.264 | 2.4 |  | --> | 0.38 | 0 | 0 | 0 | 0 | 0.421 | 0 |  | --> | C14 ex BALLYMAHON | BALLYMAHON: T41∥T42 | ATHLONE |  | 53.641 | -7.679
MV/LV Substation CA***467Y | 10 kV | 400V(3ph) & 230V(single ph) | LV | 100 kVA :Pole Substation | 0.1 | --> | 0.1 | 0.1 | 2.5 |  | --> | 0.095 | 0 | 0 | 0 | 0 | 0 | 0 | Constrained,otherwise capacity available =100kW. | --> | C17 ex GRAIGUE | GRAIGUE: T41 | CARLOW |  | 52.8275 | -6.9319
MV/LV Substation CA***467Z | 10 kV | 400V(3ph) & 230V(single ph) | LV | 630 kVA :Kiosk Substation | 0.63 | --> | 0.63 | 0.5 | 6.6 |  | --> | 0.598 | 0 | 0 | 0 | 0 | 0.5 | 0 |  | --> | C17 ex GLEBE | GLEBE: T41∥T42 | RICHMOND |  | 53.7224 | -7.7973
MV/LV Substation CA***468 | 20 kV | 400V(3ph) & 230V(single ph) | LV | 50 kVA :Pole Substation | 0.05 | --> | 0.05 | 0.002 | 1.6 |  | --> | 0.047 | 0 | 0 | 0 | 0 | 0.056 | 0 |  | --> | E12 ex GURRANEBANE | GURRANEBANE: T421∥T422 | OUGHTRAGH |  | 51.986 | -10.0809
MV/LV Substation CA***468X | 10 kV | 400V(3ph) & 230V(single ph) | LV | 400 kVA :Kiosk Substation | 0.4 | --> | 0.4 | 0.279 | 2.7 |  | --> | 0.38 | 0 | 0 | 0 | 0.007 | 0.411 | 0 |  | --> | C17 ex OLDCASTLE | OLDCASTLE: T41 | MULLINGAR |  | 53.7741 | -7.1639
MV/LV Substation CA***468Y | 10 kV | 400V(3ph) & 230V(single ph) | LV | 200 kVA :Kiosk Substation | 0.2 | --> | 0.2 | 0.13 | 0.2 |  | --> | 0.19 | 0 | 0 | 0 | 0.004 | 0.206 | 0 |  | --> | C18 ex NEWBROOK | NEWBROOK: T42 | MULLINGAR |  | 53.5178 | -7.3733
MV/LV Substation CA***468Y | 10 kV | 400V(3ph) & 230V(single ph) | LV | 200 kVA :Kiosk Substation | 0.2 | --> | 0.2 | 0.186 | 2.4 |  | --> | 0.19 | 0 | 0 | 0 | 0 | 0 | 0 | Constrained,otherwise capacity available =201kW. | --> | C23 ex TINAHASK | TINAHASK: T41∥T42 | ARKLOW |  | 52.7299 | -6.2821
MV/LV Substation CA***469Z | 20 kV | 400V(3ph) & 230V(single ph) | LV | 200 kVA :Kiosk Substation | 0.2 | --> | 0.2 | 0.182 | 8.6 |  | --> | 0.19 | 0 | 0 | 0 | 0.003 | 0.199 | 0 |  | --> | E18 ex BALTRASNA | BALTRASNA: T122 | BALTRASNA |  | 53.4969 | -6.4674
MV/LV Substation CA***470Z | 10 kV | 400V(3ph) & 230V(single ph) | LV | 100 kVA :Pole Substation | 0.1 | --> | 0.1 | 0.1 | 2.7 |  | --> | 0.095 | 0 | 0 | 0 | 0 | 0.1 | 0 |  | --> | C19 ex CALLAN | CALLAN: T41∥T42 | KILKENNY |  | 52.5456 | -7.3936
MV/LV Substation CA***472X | 20 kV | 400V(3ph) & 230V(single ph) | LV | 400 kVA :Building Structure | 0.4 | --> | 0.4 | 0.352 | 2.6 |  | --> | 0.38 | 0 | 0 | 0 | 0 | 0.407 | 0 |  | --> | E23 ex ATHENRY | ATHENRY: T423 | GALWAY 110KV |  | 53.2849 | -8.6834
MV/LV Substation CA***473Y | 10 kV | 400V(3ph) & 230V(single ph) | LV | 50 kVA :Pole Substation | 0.05 | --> | 0.05 | 0 | 0 | Constrained,otherwise capacity available =38kVA. | --> | 0.047 | 0 | 0 | 0 | 0 | 0.051 | 0 |  | --> | C18 ex MIDLETON | MIDLETON: T102 | MIDLETON |  | 52.0095 | -8.236
MV/LV Substation CA***475 | 10 kV | 400V(3ph) & 230V(single ph) | LV | 50 kVA :Pole Substation | 0.05 | --> | 0.05 | 0.046 | 2.1 |  | --> | 0.047 | 0 | 0 | 0 | 0 | 0.049 | 0 |  | --> | C12 ex GRANAGH | GRANAGH: T41∥T42 | WATERFORD |  | 52.2832 | -7.2236
MV/LV Substation CA***475 | 20 kV | 400V(3ph) & 230V(single ph) | LV | 100 kVA :Pole Substation | 0.1 | --> | 0.1 | 0 | 0 | Constrained,otherwise capacity available =96kVA. | --> | 0.095 | 0 | 0 | 0 | 0.059 | 0.037 | 0 |  | --> | E17 ex DULEEK | DULEEK: T421∥T422 | DRYBRIDGE |  | 53.6513 | -6.5783
MV/LV Substation CA***475Z | 10 kV | 400V(3ph) & 230V(single ph) | LV | 400 kVA :Kiosk Substation | 0.4 | --> | 0.4 | 0.326 | 0.7 |  | --> | 0.38 | 0 | 0 | 0 | 0.035 | 0.374 | 0 |  | --> | C21 ex MONEYCOOLEY | MONEYCOOLEY: T41 | GRIFFINRATH |  | 53.3844 | -6.5882
MV/LV Substation CA***477X | 20 kV | 400V(3ph) & 230V(single ph) | LV | 33 kVA :Pole Substation | 0.033 | --> | 0.033 | 0 | 0 | Constrained,otherwise capacity available =21kVA. | --> | 0.031 | 0 | 0 | 0 | 0 | 0.034 | 0 |  | --> | E17 ex BALTRASNA | BALTRASNA: T121 | BALTRASNA |  | 53.5281 | -6.4813
MV/LV Substation CA***4795 | 20 kV | 400V(3ph) & 230V(single ph) | LV | 630 kVA :Kiosk Substation | 0.63 | --> | 0.63 | 0 | 0 | Constrained,otherwise capacity available =500kVA. | --> | 0.598 | 0 | 0 | 0 | 0 | 0.5 | 0 |  | --> | E20 ex BALLINDERRY | BALLINDERRY: T422 | MULLINGAR |  | 53.3989 | -7.3235
MV/LV Substation CA***479X | 20 kV | 400V(3ph) & 230V(single ph) | LV | 200 kVA :Pole Substation | 0.2 | --> | 0.2 | 0 | 0 | Constrained,otherwise capacity available =179kVA. | --> | 0.19 | 0 | 0 | 0 | 0.003 | 0.2 | 0 |  | --> | E14 ex COLLOONEY | COLLOONEY: T422 | SLIGO |  | 54.1822 | -8.4881
MV/LV Substation CA***480 | 10 kV | 400V(3ph) & 230V(single ph) | LV | 50 kVA :Pole Substation | 0.05 | --> | 0.05 | 0.047 | 0.8 |  | --> | 0.047 | 0 | 0 | 0 | 0.003 | 0.046 | 0 |  | --> | C20 ex ORANMORE | ORANMORE: T44 | GALWAY 110KV |  | 53.2973 | -8.923
MV/LV Substation CA***481Z | 10 kV | 400V(3ph) & 230V(single ph) | LV | 400 kVA :Kiosk Substation | 0.4 | --> | 0.4 | 0.223 | 15.6 |  | --> | 0.38 | 0 | 0 | 0 | 0.087 | 0.335 | 0 |  | --> | C24 ex STEPHENSTOWN | STEPHENSTOWN: T102 | FINGLAS |  | 53.6004 | -6.1778
MV/LV Substation CA***482 | 10 kV | 400V(3ph) & 230V(single ph) | LV | 630 kVA :Kiosk Substation | 0.63 | --> | 0.63 | 0.5 | 5 |  | --> | 0.598 | 0 | 0 | 0 | 0.002 | 0.5 | 0 |  | --> | C15 ex OLDBAWN | OLDBAWN: T41 | COOKSTOWN |  | 53.2924 | -6.338
MV/LV Substation CA***483 | 10 kV | 400V(3ph) & 230V(single ph) | LV | 400 kVA :Kiosk Substation | 0.4 | --> | 0.4 | 0.295 | 11.5 |  | --> | 0.38 | 0 | 0 | 0 | 0.017 | 0.398 | 0 |  | --> | C33 ex SALTHILL | SALTHILL: T101 | SALTHILL |  | 53.2601 | -9.1071
MV/LV Substation CA***483 | 10 kV | 400V(3ph) & 230V(single ph) | LV | 400 kVA :Kiosk Substation | 0.4 | --> | 0.4 | 0.33 | 5 |  | --> | 0.38 | 0 | 0 | 0 | 0.006 | 0.404 | 0 |  | --> | C15 ex OLDBAWN | OLDBAWN: T41 | COOKSTOWN |  | 53.2924 | -6.341
MV/LV Substation CA***484Y | 10 kV | 400V(3ph) & 230V(single ph) | LV | 50 kVA :Pole Substation | 0.05 | --> | 0.05 | 0 | 0 | Constrained,otherwise capacity available =47kVA. | --> | 0.047 | 0 | 0 | 0 | 0.008 | 0 | 0 | Constrained,otherwise capacity available =41kW. | --> | C17 ex HOLYCROSS ROAD | HOLYCROSS ROAD: T41∥T42 | THURLES |  | 52.7477 | -7.9463
MV/LV Substation CA***485X | 10 kV | 400V(3ph) & 230V(single ph) | LV | 400 kVA :Kiosk Substation | 0.4 | --> | 0.4 | 0.4 | 1 |  | --> | 0.38 | 0 | 0 | 0 | 0 | 0 | 0 | Constrained,otherwise capacity available =400kW. | --> | C15 ex KILCLOHER | KILCLOHER: T42 | DUNGARVAN |  | 52.1049 | -7.7785
MV/LV Substation CA***486Z | 20 kV | 400V(3ph) & 230V(single ph) | LV | 400 kVA :Kiosk Substation | 0.4 | --> | 0.4 | 0 | 0 | Constrained,otherwise capacity available =310kVA. | --> | 0.38 | 0 | 0 | 0 | 0.011 | 0.402 | 0 |  | --> | E15 ex WHITECHURCH | WHITECHURCH: T421 | KILBARRY |  | 51.983 | -8.5109
MV/LV Substation CA***487X | 20 kV | 400V(3ph) & 230V(single ph) | LV | 50 kVA :Pole Substation | 0.05 | --> | 0.05 | 0 | 0 | Constrained,otherwise capacity available =40kVA. | --> | 0.047 | 0 | 0 | 0 | 0 | 0.051 | 0 |  | --> | E14 ex DALTON | DALTON: T421∥T422 | DALTON |  | 53.787 | -8.9177
MV/LV Substation CA***487Y | 20 kV | 400V(3ph) & 230V(single ph) | LV | 400 kVA :Kiosk Substation | 0.4 | --> | 0.4 | 0 | 0 | Constrained,otherwise capacity available =273kVA. | --> | 0.38 | 0 | 0 | 0 | 0.024 | 0.394 | 0 |  | --> | E11 ex EDENDERRY | EDENDERRY: T421∥T422 | BLAKE |  | 53.3466 | -7.0557
MV/LV Substation CA***488 | 20 kV | 400V(3ph) & 230V(single ph) | LV | 50 kVA :Pole Substation | 0.05 | --> | 0.05 | 0.048 | 1.2 |  | --> | 0.047 | 0 | 0 | 0 | 0 | 0 | 0 | Constrained,otherwise capacity available =49kW. | --> | E15 ex BUNCRANA | BUNCRANA: T421∥T422 | TRILLICK |  | 55.1246 | -7.4276
MV/LV Substation CA***488X | 20 kV | 400V(3ph) & 230V(single ph) | LV | 400 kVA :Kiosk Substation | 0.4 | --> | 0.4 | 0.319 | 4.6 |  | --> | 0.38 | 0 | 0 | 0 | 0.016 | 0.395 | 0 |  | --> | E12 ex CLARA | CLARA: T422 | THORNSBERRY |  | 53.3652 | -7.4994
MV/LV Substation CA***489Y | 10 kV | 400V(3ph) & 230V(single ph) | LV | 400 kVA :Building Structure | 0.4 | --> | 0.4 | 0 | 0 | Constrained,otherwise capacity available =77kVA. | --> | 0.38 | 0 | 0 | 0 | 0 | 0.448 | 0 |  | --> | C13 ex DENNEHYS CROSS | DENNEHYS CROSS: T41 | TRABEG |  | 51.8929 | -8.5076
MV/LV Substation CA***489Z | 10 kV | 400V(3ph) & 230V(single ph) | LV | 630 kVA :Kiosk Substation | 0.63 | --> | 0.63 | 0.5 | 8.3 |  | --> | 0.598 | 0 | 0 | 0 | 0.002 | 0.5 | 0 |  | --> | C22 ex MONREAD | MONREAD: T102 | MONREAD |  | 53.2175 | -6.6822
MV/LV Substation CA***491Y | 20 kV | 400V(3ph) & 230V(single ph) | LV | 50 kVA :Pole Substation | 0.05 | --> | 0.05 | 0 | 0 | Constrained,otherwise capacity available =49kVA. | --> | 0.047 | 0 | 0 | 0 | 0 | 0.049 | 0 |  | --> | C17 ex CLONES | CLONES: T41∥T42 | SHANKILL |  | 54.2026 | -7.1223
MV/LV Substation CA***491Y | 10 kV | 400V(3ph) & 230V(single ph) | LV | 400 kVA :Kiosk Substation | 0.4 | --> | 0.4 | 0.357 | 1.2 |  | --> | 0.38 | 0 | 0 | 0 | 0.001 | 0.405 | 0 |  | --> | C12 ex KYLEERAGH | KYLEERAGH: T42 | NENAGH |  | 52.8647 | -8.2217
MV/LV Substation CA***492 | 10 kV | 400V(3ph) & 230V(single ph) | LV | 50 kVA :Pole Substation | 0.05 | --> | 0.05 | 0.043 | 0.8 |  | --> | 0.047 | 0 | 0 | 0 | 0 | 0.05 | 0 |  | --> | C20 ex ORANMORE | ORANMORE: T44 | GALWAY 110KV |  | 53.3046 | -8.931
MV/LV Substation CA***492Y | 10 kV | 400V(3ph) & 230V(single ph) | LV | 630 kVA :Building Structure | 0.63 | --> | 0.63 | 0.444 | 2.2 |  | --> | 0.598 | 0 | 0 | 0 | 0 | 0.5 | 0 |  | --> | C16 ex MANOR STREET | MANOR STREET: T42 | WATERFORD |  | 52.2575 | -7.1042
MV/LV Substation CA***493 | 20 kV | 400V(3ph) & 230V(single ph) | LV | 100 kVA :Pole Substation | 0.1 | --> | 0.1 | 0.079 | 3.7 |  | --> | 0.095 | 0 | 0 | 0 | 0 | 0.103 | 0 |  | --> | E15 ex JENKINSTOWN | JENKINSTOWN: T421∥T422 | DUNDALK |  | 54.058 | -6.332
MV/LV Substation CA***493X | 10 kV | 400V(3ph) & 230V(single ph) | LV | 50 kVA :Pole Substation | 0.05 | --> | 0.05 | 0 | 0 | Constrained,otherwise capacity available =48kVA. | --> | 0.047 | 0 | 0 | 0 | 0 | 0.049 | 0 |  | --> | E13 ex DALTON | DALTON: T421∥T422 | DALTON |  | 53.7126 | -8.9953
MV/LV Substation CA***493X | 10 kV | 400V(3ph) & 230V(single ph) | LV | 100 kVA :Pole Substation | 0.1 | --> | 0.1 | 0.072 | 0.1 |  | --> | 0.095 | 0 | 0 | 0 | 0 | 0.103 | 0 |  | --> | C17 ex ROSEHILL | ROSEHILL: T41 | KILKENNY |  | 52.6368 | -7.2957
MV/LV Substation CA***493Y | 10 kV | 400V(3ph) & 230V(single ph) | LV | 630 kVA :Building Structure | 0.63 | --> | 0.63 | 0.5 | 2.2 |  | --> | 0.598 | 0 | 0 | 0 | 0 | 0.5 | 0 |  | --> | C16 ex MANOR STREET | MANOR STREET: T42 | WATERFORD |  | 52.2576 | -7.1042
MV/LV Substation CA***494Y | 10 kV | 400V(3ph) & 230V(single ph) | LV | 630 kVA :Building Structure | 0.63 | --> | 0.63 | 0.5 | 2.2 |  | --> | 0.598 | 0 | 0 | 0 | 0 | 0.5 | 0 |  | --> | C16 ex MANOR STREET | MANOR STREET: T42 | WATERFORD |  | 52.2577 | -7.1042
MV/LV Substation CA***496 | 10 kV | 400V(3ph) & 230V(single ph) | LV | 1000 kVA :Kiosk Substation | 1 | --> | 1 | 0.5 | 2.5 |  | --> | 0.95 | 0 | 0 | 0 | 0 | 0.5 | 0 |  | --> | C20 ex EAST WALL ROAD | EAST WALL ROAD: T42 | MCDERMOTT |  | 53.3475 | -6.1974
MV/LV Substation CA***496 | 20 kV | 400V(3ph) & 230V(single ph) | LV | 50 kVA :Pole Substation | 0.05 | --> | 0.05 | 0.049 | 0.3 |  | --> | 0.047 | 0 | 0 | 0 | 0 | 0.049 | 0 |  | --> | C23 ex TUAM NORTH | TUAM NORTH: T41∥T42 | CLOON |  | 53.5787 | -8.7893
MV/LV Substation CA***496 | 20 kV | 400V(3ph) & 230V(single ph) | LV | 100 kVA :Pole Substation | 0.1 | --> | 0.1 | 0.09 | 4.3 |  | --> | 0.095 | 0 | 0 | 0 | 0 | 0 | 0 | Constrained,otherwise capacity available =101kW. | --> | E12 ex MOVILLE | MOVILLE: T421∥T422 | TRILLICK |  | 55.2178 | -6.9565
MV/LV Substation CA***497 | 10 kV | 400V(3ph) & 230V(single ph) | LV | 50 kVA :Pole Substation | 0.05 | --> | 0.05 | 0.035 | 0.8 |  | --> | 0.047 | 0 | 0 | 0 | 0 | 0.051 | 0 |  | --> | C20 ex ORANMORE | ORANMORE: T44 | GALWAY 110KV |  | 53.3093 | -8.8959
MV/LV Substation CA***497Z | 10 kV | 400V(3ph) & 230V(single ph) | LV | 400 kVA :Kiosk Substation | 0.4 | --> | 0.4 | 0 | 0 | Constrained,otherwise capacity available =271kVA. | --> | 0.38 | 0 | 0 | 0 | 0.032 | 0.385 | 0 |  | --> | C13 ex GRANGE (DR) | GRANGE (DR): T41 | GRANGE (DR) |  | 53.4105 | -6.1665
MV/LV Substation CA***498 | 10 kV | 400V(3ph) & 230V(single ph) | LV | 400 kVA :Building Structure | 0.4 | --> | 0.4 | 0.388 | 2.7 |  | --> | 0.38 | 0 | 0 | 0 | 0 | 0.401 | 0 |  | --> | C11 ex GREENHILLS | GREENHILLS: T42 | INCHICORE 220KV |  | 53.3141 | -6.3315
MV/LV Substation CA***499 | 20 kV | 400V(3ph) & 230V(single ph) | LV | 50 kVA :Pole Substation | 0.05 | --> | 0.05 | 0 | 0 | Constrained,otherwise capacity available =47kVA. | --> | 0.047 | 0 | 0 | 0 | 0 | 0.049 | 0 |  | --> | C22 ex ATHLONE | ATHLONE: T41 | ATHLONE |  | 53.5013 | -8.0177
MV/LV Substation CA***499X | 10 kV | 400V(3ph) & 230V(single ph) | LV | 200 kVA :Pole Substation | 0.2 | --> | 0.2 | 0 | 0 | Constrained,otherwise capacity available =177kVA. | --> | 0.19 | 0 | 0 | 0 | 0.007 | 0 | 0 | Constrained,otherwise capacity available =195kW. | --> | C11 ex BELLFIELD | BELLFIELD: T41∥T42 | CRANE |  | 52.4988 | -6.5892
MV/LV Substation CA***500Z | 10 kV | 400V(3ph) & 230V(single ph) | LV | 630 kVA :Building Structure | 0.63 | --> | 0.63 | 0.5 | 4.6 |  | --> | 0.598 | 0 | 0 | 0 | 0 | 0.5 | 0 |  | --> | C33 ex KILMORE | KILMORE: T103 | FINGLAS |  | 53.4036 | -6.2538
MV/LV Substation CA***502 | 20 kV | 400V(3ph) & 230V(single ph) | LV | 400 kVA :Building Structure | 0.4 | --> | 0.4 | 0.2 | 3.7 |  | --> | 0.38 | 0 | 0 | 0 | 0.078 | 0.348 | 0 |  | --> | E15 ex JENKINSTOWN | JENKINSTOWN: T421∥T422 | DUNDALK |  | 54.0992 | -6.3602
MV/LV Substation CA***502 | 10 kV | 400V(3ph) & 230V(single ph) | LV | 100 kVA :Pole Substation | 0.1 | --> | 0.1 | 0.083 | 1.4 |  | --> | 0.095 | 0 | 0 | 0 | 0 | 0 | 0 | Constrained,otherwise capacity available =102kW. | --> | C20 ex POLLERTON | POLLERTON: T42 | CARLOW |  | 52.7942 | -6.8715
MV/LV Substation CA***502 | 20 kV | 400V(3ph) & 230V(single ph) | LV | 50 kVA :Pole Substation | 0.05 | --> | 0.05 | 0.038 | 0.9 |  | --> | 0.047 | 0 | 0 | 0 | 0 | 0 | 0 | Constrained,otherwise capacity available =51kW. | --> | E23 ex ATHBOY | ATHBOY: T423 | NAVAN |  | 53.4913 | -6.9144
MV/LV Substation CA***503 | 10 kV | 400V(3ph) & 230V(single ph) | LV | 50 kVA :Pole Substation | 0.05 | --> | 0.05 | 0.048 | 1.4 |  | --> | 0.047 | 0 | 0 | 0 | 0 | 0 | 0 | Constrained,otherwise capacity available =49kW. | --> | C20 ex POLLERTON | POLLERTON: T42 | CARLOW |  | 52.7916 | -6.8786
MV/LV Substation CA***503X | 10 kV | 400V(3ph) & 230V(single ph) | LV | 100 kVA :Pole Substation | 0.1 | --> | 0.1 | 0 | 0 | Constrained,otherwise capacity available =97kVA. | --> | 0.095 | 0 | 0 | 0 | 0 | 0 | 0 | Constrained,otherwise capacity available =100kW. | --> | C18 ex RATHDOWNEY | RATHDOWNEY: T42 | IKERRIN |  | 52.8442 | -7.7081
MV/LV Substation CA***503X | 20 kV | 400V(3ph) & 230V(single ph) | LV | 50 kVA :Pole Substation | 0.05 | --> | 0.05 | 0 | 0 | Constrained,otherwise capacity available =41kVA. | --> | 0.047 | 0 | 0 | 0 | 0.007 | 0.042 | 0 |  | --> | E18 ex DALTON | DALTON: T421∥T422 | DALTON |  | 53.7076 | -8.9768
MV/LV Substation CA***503Z | 10 kV | 400V(3ph) & 230V(single ph) | LV | 630 kVA :Building Structure | 0.63 | --> | 0.63 | 0.5 | 4.6 |  | --> | 0.598 | 0 | 0 | 0 | 0 | 0.5 | 0 |  | --> | C33 ex KILMORE | KILMORE: T103 | FINGLAS |  | 53.4047 | -6.2523
MV/LV Substation CA***504X | 10 kV | 400V(3ph) & 230V(single ph) | LV | 630 kVA :Building Structure | 0.63 | --> | 0.63 | 0.399 | 7.8 |  | --> | 0.598 | 0 | 0 | 0 | 0 | 0.5 | 0 |  | --> | C26 ex PELLETSTOWN | PELLETSTOWN: T102 | FINGLAS |  | 53.3731 | -6.361
MV/LV Substation CA***505X | 20 kV | 400V(3ph) & 230V(single ph) | LV | 50 kVA :Pole Substation | 0.05 | --> | 0.05 | 0 | 0 | Constrained,otherwise capacity available =46kVA. | --> | 0.047 | 0 | 0 | 0 | 0 | 0.049 | 0 |  | --> | C12 ex BALLYHAUNIS | BALLYHAUNIS: T41∥T42 | DALTON |  | 53.8459 | -8.7999
MV/LV Substation CA***507 | 10 kV | 400V(3ph) & 230V(single ph) | LV | 630 kVA :Building Structure | 0.63 | --> | 0.63 | 0.5 | 5.5 |  | --> | 0.598 | 0 | 0 | 0 | 0 | 0 | 0 | Constrained,otherwise capacity available =500kW. | --> | C20 ex ENNISKEANE | ENNISKEANE: T41∥T42 | BANDON |  | 51.7955 | -8.9917
MV/LV Substation CA***507Y | 10 kV | 400V(3ph) & 230V(single ph) | LV | 50 kVA :Pole Substation | 0.05 | --> | 0.05 | 0 | 0 | Constrained,otherwise capacity available =42kVA. | --> | 0.047 | 0 | 0 | 0 | 0 | 0.05 | 0 |  | --> | C17 ex DOUGLAS | DOUGLAS: T42 | TRABEG |  | 51.8668 | -8.4314
MV/LV Substation CA***508X | 10 kV | 400V(3ph) & 230V(single ph) | LV | 630 kVA :Kiosk Substation | 0.63 | --> | 0.63 | 0.5 | 0.7 |  | --> | 0.598 | 0 | 0 | 0 | 0 | 0.5 | 0 |  | --> | C13 ex GLOUCESTER PLACE | GLOUCESTER PLACE: T41 | MCDERMOTT |  | 53.3577 | -6.2477
MV/LV Substation CA***509X | 10 kV | 400V(3ph) & 230V(single ph) | LV | 1000 kVA :Building Structure | 1 | --> | 1 | 0.5 | 6.5 |  | --> | 0.95 | 0 | 0 | 0 | 0 | 0.5 | 0 |  | --> | C20 ex MISERY HILL | MISERY HILL: T102 | POOLBEG |  | 53.3451 | -6.2408
MV/LV Substation CA***510X | 20 kV | 400V(3ph) & 230V(single ph) | LV | 100 kVA :Pole Substation | 0.1 | --> | 0.1 | 0 | 0 | Constrained,otherwise capacity available =87kVA. | --> | 0.095 | 0 | 0 | 0 | 0 | 0.101 | 0 |  | --> | E17 ex DULEEK | DULEEK: T421∥T422 | DRYBRIDGE |  | 53.6624 | -6.5941
MV/LV Substation CA***511 | 20 kV | 400V(3ph) & 230V(single ph) | LV | 50 kVA :Pole Substation | 0.05 | --> | 0.05 | 0.04 | 1.6 |  | --> | 0.047 | 0 | 0 | 0 | 0 | 0.051 | 0 |  | --> | E12 ex DINGLE | DINGLE: T422 | OUGHTRAGH |  | 52.2007 | -10.3545
MV/LV Substation CA***511Y | 10 kV | 400V(3ph) & 230V(single ph) | LV | 200 kVA :Kiosk Substation | 0.2 | --> | 0.2 | 0.185 | 8.3 |  | --> | 0.19 | 0 | 0 | 0 | 0 | 0.202 | 0 |  | --> | C17 ex BALLYBEG | BALLYBEG: T101 | CARRICKMINES |  | 52.9702 | -6.0347
MV/LV Substation CA***512Y | 10 kV | 400V(3ph) & 230V(single ph) | LV | 400 kVA :Kiosk Substation | 0.4 | --> | 0.4 | 0 | 0 | Constrained,otherwise capacity available =230kVA. | --> | 0.38 | 0 | 0 | 0 | 0.028 | 0.396 | 0 |  | --> | C12 ex KILLACLOYNE | KILLACLOYNE: T41∥T42 | MIDLETON |  | 51.9119 | -8.2752
MV/LV Substation CA***513 | 20 kV | 400V(3ph) & 230V(single ph) | LV | 200 kVA :Pole Substation | 0.2 | --> | 0.2 | 0 | 0 | Constrained,otherwise capacity available =143kVA. | --> | 0.19 | 0 | 0 | 0 | 0 | 0.208 | 0 |  | --> | C15 ex BALLYHAUNIS | BALLYHAUNIS: T41∥T42 | DALTON |  | 53.7417 | -8.6307
MV/LV Substation CA***514X | 20 kV | 400V(3ph) & 230V(single ph) | LV | 200 kVA :Kiosk Substation | 0.2 | --> | 0.2 | 0.007 | 11.3 |  | --> | 0.19 | 0 | 0 | 0 | 0.044 | 0.181 | 0 |  | --> | C14 ex SINGLAND | SINGLAND: T102 | SINGLAND |  | 52.5933 | -8.4726
MV/LV Substation CA***514X | 10 kV | 400V(3ph) & 230V(single ph) | LV | 50 kVA :Pole Substation | 0.05 | --> | 0.05 | 0 | 0 | Constrained,otherwise capacity available =46kVA. | --> | 0.047 | 0 | 0 | 0 | 0 | 0.049 | 0 |  | --> | C13 ex TIMOLEAGUE | TIMOLEAGUE: T41 | BANDON |  | 51.6573 | -8.6671
MV/LV Substation CA***514Y | 10 kV | 400V(3ph) & 230V(single ph) | LV | 400 kVA :Kiosk Substation | 0.4 | --> | 0.4 | 0.354 | 25.1 |  | --> | 0.38 | 0 | 0 | 0 | 0 | 0.407 | 0 |  | --> | C19 ex ARKLOW | ARKLOW: T101∥T102 | ARKLOW |  | 52.7966 | -6.154
MV/LV Substation CA***515X | 20 kV | 400V(3ph) & 230V(single ph) | LV | 50 kVA :Pole Substation | 0.05 | --> | 0.05 | 0 | 0 | Constrained,otherwise capacity available =41kVA. | --> | 0.047 | 0 | 0 | 0 | 0 | 0 | 0 | Constrained,otherwise capacity available =50kW. | --> | E20 ex BIRR | BIRR: T422 | DALLOW |  | 53.0577 | -7.9501
MV/LV Substation CA***515Z | 10 kV | 400V(3ph) & 230V(single ph) | LV | 200 kVA :Pole Substation | 0.2 | --> | 0.2 | 0 | 0 | Constrained,otherwise capacity available =168kVA. | --> | 0.19 | 0 | 0 | 0 | 0.008 | 0.196 | 0 |  | --> | C17 ex DELVIN | DELVIN: T42 | MULLINGAR |  | 53.6606 | -7.0194
MV/LV Substation CA***516 | 20 kV | 400V(3ph) & 230V(single ph) | LV | 50 kVA :Pole Substation | 0.05 | --> | 0.05 | 0.047 | 3.6 |  | --> | 0.047 | 0 | 0 | 0 | 0.003 | 0.046 | 0 |  | --> | E13 ex BALLYCROSSAUN | BALLYCROSSAUN: T421∥T422 | SOMERSET |  | 53.1274 | -8.2282
MV/LV Substation CA***516 | 10 kV | 400V(3ph) & 230V(single ph) | LV | 50 kVA :Pole Substation | 0.05 | --> | 0.05 | 0.018 | 2 |  | --> | 0.047 | 0 | 0 | 0 | 0 | 0.054 | 0 |  | --> | C20 ex CARRICKMACROSS | CARRICKMACROSS: T42 | MEATH HILL |  | 53.9823 | -6.7877
MV/LV Substation CA***517 | 10 kV | 400V(3ph) & 230V(single ph) | LV | 200 kVA :Pole Substation | 0.2 | --> | 0.2 | 0 | 0 | Constrained,otherwise capacity available =127kVA. | --> | 0.19 | 0 | 0 | 0 | 0 | 0 | 0 | Constrained,otherwise capacity available =210kW. | --> | C11 ex HOLYCROSS ROAD | HOLYCROSS ROAD: T41∥T42 | THURLES |  | 52.6579 | -7.8362
MV/LV Substation CA***517 | 20 kV | 400V(3ph) & 230V(single ph) | LV | 50 kVA :Pole Substation | 0.05 | --> | 0.05 | 0.022 | 11.9 |  | --> | 0.047 | 0 | 0 | 0 | 0.007 | 0 | 0 | Constrained,otherwise capacity available =45kW. | --> | E16 ex WESTPORT | WESTPORT: T421∥T422 | CASTLEBAR |  | 53.7874 | -9.5231
MV/LV Substation CA***517Y | 10 kV | 400V(3ph) & 230V(single ph) | LV | 400 kVA :Kiosk Substation | 0.4 | --> | 0.4 | 0.291 | 2.8 |  | --> | 0.38 | 0 | 0 | 0 | 0.006 | 0.41 | 0 |  | --> | C20 ex CASHEL | CASHEL: T42 | CAHIR |  | 52.5175 | -7.8924
MV/LV Substation CA***518X | 10 kV | 400V(3ph) & 230V(single ph) | LV | 200 kVA :Kiosk Substation | 0.2 | --> | 0.2 | 0.122 | 5.1 |  | --> | 0.19 | 0 | 0 | 0 | 0.034 | 0 | 0 | Constrained,otherwise capacity available =175kW. | --> | C15 ex CASTLEKNOCK | CASTLEKNOCK: T41∥T42 | FINGLAS |  | 53.3708 | -6.3611
MV/LV Substation CA***521 | 20 kV | 400V(3ph) & 230V(single ph) | LV | 50 kVA :Pole Substation | 0.05 | --> | 0.05 | 0.032 | 0.9 |  | --> | 0.047 | 0 | 0 | 0 | 0 | 0 | 0 | Constrained,otherwise capacity available =51kW. | --> | C11 ex BANTRY | BANTRY: T41∥T42 | BALLYLICKY |  | 51.6853 | -9.4227
MV/LV Substation CA***521 | 10 kV | 400V(3ph) & 230V(single ph) | LV | 50 kVA :Pole Substation | 0.05 | --> | 0.05 | 0 | 0 | Constrained,otherwise capacity available =40kVA. | --> | 0.047 | 0 | 0 | 0 | 0 | 0.051 | 0 |  | --> | C15 ex SKIBBEREEN | SKIBBEREEN: T41∥T42 | DUNMANWAY |  | 51.5418 | -9.261
MV/LV Substation CA***522 | 20 kV | 400V(3ph) & 230V(single ph) | LV | 50 kVA :Pole Substation | 0.05 | --> | 0.05 | 0.05 | 4.5 |  | --> | 0.047 | 0 | 0 | 0 | 0 | 0.049 | 0 |  | --> | E22 ex ENNISCRONE | ENNISCRONE: T421∥T422 | MOY |  | 54.2429 | -8.8192
MV/LV Substation CA***522Y | 10 kV | 400V(3ph) & 230V(single ph) | LV | 50 kVA :Pole Substation | 0.05 | --> | 0.05 | 0 | 0 | Constrained,otherwise capacity available =50kVA. | --> | 0.047 | 0 | 0 | 0 | 0 | 0.049 | 0 |  | --> | C19 ex CARRICKMACROSS | CARRICKMACROSS: T41 | MEATH HILL |  | 53.9363 | -6.719
MV/LV Substation CA***522Z | 20 kV | 400V(3ph) & 230V(single ph) | LV | 400 kVA :Kiosk Substation | 0.4 | --> | 0.4 | 0 | 0 | Constrained,otherwise capacity available =366kVA. | --> | 0.38 | 0 | 0 | 0 | 0.003 | 0.401 | 0 |  | --> | E11 ex GLASMORE | GLASMORE: T421 | GLASMORE |  | 53.4938 | -6.1397
MV/LV Substation CA***524 | 10 kV | 400V(3ph) & 230V(single ph) | LV | 50 kVA :Pole Substation | 0.05 | --> | 0.05 | 0.005 | 0.8 |  | --> | 0.047 | 0 | 0 | 0 | 0.007 | 0.048 | 0 |  | --> | C18 ex ORANMORE | ORANMORE: T44 | GALWAY 110KV |  | 53.2742 | -8.9255
MV/LV Substation CA***526 | 10 kV | 400V(3ph) & 230V(single ph) | LV | 200 kVA :Pole Substation | 0.2 | --> | 0.2 | 0.032 | 2 |  | --> | 0.19 | 0 | 0 | 0 | 0.014 | 0.209 | 0 |  | --> | C17 ex KILCAR | KILCAR: T41 | BINBANE |  | 54.6586 | -8.6337
MV/LV Substation CA***526X | 10 kV | 400V(3ph) & 230V(single ph) | LV | 200 kVA :Kiosk Substation | 0.2 | --> | 0.2 | 0 | 0 | Constrained,otherwise capacity available =112kVA. | --> | 0.19 | 0 | 0 | 0 | 0 | 0.213 | 0 |  | --> | C15 ex COOLCORCORAN | COOLCORCORAN: T41∥T42 | KNOCKEARAGH |  | 52.0667 | -9.5373
MV/LV Substation CA***526Y | 20 kV | 400V(3ph) & 230V(single ph) | LV | 50 kVA :Pole Substation | 0.05 | --> | 0.05 | 0.028 | 26.7 |  | --> | 0.047 | 0 | 0 | 0 | 0 | 0.052 | 0 |  | --> | E21 ex WEXFORD | WEXFORD: T121∥T122 | WEXFORD |  | 52.3848 | -6.4559
MV/LV Substation CA***526Y | 10 kV | 400V(3ph) & 230V(single ph) | LV | 50 kVA :Pole Substation | 0.05 | --> | 0.05 | 0 | 0 | Constrained,otherwise capacity available =34kVA. | --> | 0.047 | 0 | 0 | 0 | 0 | 0.051 | 0 |  | --> | C20 ex GARRYOWEN | GARRYOWEN: T42 | LIMERICK |  | 52.6434 | -8.6226
MV/LV Substation CA***527 | 10 kV | 400V(3ph) & 230V(single ph) | LV | 100 kVA :Pole Substation | 0.1 | --> | 0.1 | 0.044 | 2.1 |  | --> | 0.095 | 0 | 0 | 0 | 0.014 | 0.093 | 0 |  | --> | C12 ex KILSARAN | KILSARAN: T42 | DRYBRIDGE |  | 53.8992 | -6.389
MV/LV Substation CA***527 | 10 kV | 400V(3ph) & 230V(single ph) | LV | 100 kVA :Pole Substation | 0.1 | --> | 0.1 | 0.07 | 2.4 |  | --> | 0.095 | 0 | 0 | 0 | 0 | 0.104 | 0 |  | --> | C13 ex CASTLETOWNROCHE | CASTLETOWNROCHE: T41 | MALLOW |  | 52.1702 | -8.47
MV/LV Substation CA***527Y | 20 kV | 400V(3ph) & 230V(single ph) | LV | 50 kVA :Pole Substation | 0.05 | --> | 0.05 | 0.05 | 2.7 |  | --> | 0.047 | 0 | 0 | 0 | 0 | 0 | 0 | Constrained,otherwise capacity available =49kW. | --> | E12 ex TULLOW | TULLOW: T422 | CARLOW |  | 52.746 | -6.7397
MV/LV Substation CA***528Y | 10 kV | 400V(3ph) & 230V(single ph) | LV | 400 kVA :Building Structure | 0.4 | --> | 0.4 | 0.359 | 3.4 |  | --> | 0.38 | 0 | 0 | 0 | 0 | 0 | 0 | Constrained,otherwise capacity available =406kW. | --> | C14 ex GRAIGUE | GRAIGUE: T42 | CARLOW |  | 52.8384 | -6.9283
MV/LV Substation CA***528Y | 10 kV | 400V(3ph) & 230V(single ph) | LV | 400 kVA :Kiosk Substation | 0.4 | --> | 0.4 | 0 | 0 | Constrained,otherwise capacity available =297kVA. | --> | 0.38 | 0 | 0 | 0 | 0.01 | 0.405 | 0 |  | --> | C15 ex CARRIGSHANE | CARRIGSHANE: T41 | MIDLETON |  | 51.9107 | -8.1586
MV/LV Substation CA***529 | 20 kV | 400V(3ph) & 230V(single ph) | LV | 50 kVA :Pole Substation | 0.05 | --> | 0.05 | 0 | 0 | Constrained,otherwise capacity available =45kVA. | --> | 0.047 | 0 | 0 | 0 | 0 | 0.05 | 0 |  | --> | E18 ex CREAGH | CREAGH: T421∥T422 | ATHLONE |  | 53.4756 | -8.4985
MV/LV Substation CA***530X | 10 kV | 400V(3ph) & 230V(single ph) | LV | 30 kVA :Pole Substation | 0.03 | --> | 0.03 | 0.024 | 6.7 |  | --> | 0.028 | 0 | 0 | 0 | 0 | 0 | 0 | Constrained,otherwise capacity available =30kW. | --> | E24 ex MILFORD (MWR) | MILFORD (MWR): T422 | CHARLEVILLE |  | 52.3366 | -8.8911
MV/LV Substation CA***531 | 10 kV | 400V(3ph) & 230V(single ph) | LV | 200 kVA :Pole Substation | 0.2 | --> | 0.2 | 0.2 | 0.2 |  | --> | 0.19 | 0 | 0 | 0 | 0 | 0 | 0 | Constrained,otherwise capacity available =200kW. | --> | C16 ex DUNGLOE | DUNGLOE: T42 | ARDNAGAPPARY |  | 54.9554 | -8.3769
MV/LV Substation CA***531X | 20 kV | 400V(3ph) & 230V(single ph) | LV | 50 kVA :Pole Substation | 0.05 | --> | 0.05 | 0.032 | 2 |  | --> | 0.047 | 0 | 0 | 0 | 0 | 0.051 | 0 |  | --> | C16 ex CAPPAMORE | CAPPAMORE: T41∥T42 | ARDNACRUSHA |  | 52.5848 | -8.1667
MV/LV Substation CA***531Z | 10 kV | 400V(3ph) & 230V(single ph) | LV | 400 kVA :Kiosk Substation | 0.4 | --> | 0.4 | 0.253 | 0.3 | Constrained,otherwise capacity available =367kVA. | --> | 0.38 | 0 | 0 | 0 | 0 | 0.404 | 0 |  | --> | C11 ex BISHOPSTOWN | BISHOPSTOWN: T41 | KILBARRY |  | 51.8937 | -8.5167
MV/LV Substation CA***531Z | 10 kV | 400V(3ph) & 230V(single ph) | LV | 400 kVA :Kiosk Substation | 0.4 | --> | 0.4 | 0.372 | 1.2 |  | --> | 0.38 | 0 | 0 | 0 | 0 | 0 | 0 | Constrained,otherwise capacity available =403kW. | --> | C15 ex ROSBERCON | ROSBERCON: T42 | WATERFORD |  | 52.3961 | -6.9604
MV/LV Substation CA***532X | 10 kV | 400V(3ph) & 230V(single ph) | LV | 100 kVA :Pole Substation | 0.1 | --> | 0.1 | 0.072 | 2.2 |  | --> | 0.095 | 0 | 0 | 0 | 0.011 | 0.092 | 0 |  | --> | C13 ex MALLOW | MALLOW: T41 | MALLOW |  | 52.1399 | -8.637
MV/LV Substation CA***534 | 10 kV | 400V(3ph) & 230V(single ph) | LV | 100 kVA :Pole Substation | 0.1 | --> | 0.1 | 0.084 | 3.1 |  | --> | 0.095 | 0 | 0 | 0 | 0 | 0.102 | 0 |  | --> | C17 ex TRABEG | TRABEG: T102 | TRABEG |  | 51.8544 | -8.4849
MV/LV Substation CA***534X | 10 kV | 400V(3ph) & 230V(single ph) | LV | 50 kVA :Pole Substation | 0.05 | --> | 0.05 | 0.039 | 8.9 |  | --> | 0.047 | 0 | 0 | 0 | 0 | 0.051 | 0 |  | --> | C11 ex CARROWBEG | CARROWBEG: T41∥T42 | CARROWBEG |  | 53.7943 | -9.5306
MV/LV Substation CA***534X | 20 kV | 400V(3ph) & 230V(single ph) | LV | 50 kVA :Pole Substation | 0.05 | --> | 0.05 | 0.028 | 2.2 |  | --> | 0.047 | 0 | 0 | 0 | 0 | 0.052 | 0 |  | --> | C12 ex ROSSGEIR | ROSSGEIR: T41∥T42 | LETTERKENNY |  | 54.8004 | -7.5948
MV/LV Substation CA***535 | 10 kV | 400V(3ph) & 230V(single ph) | LV | 50 kVA :Pole Substation | 0.05 | --> | 0.05 | 0.03 | 1.2 |  | --> | 0.047 | 0 | 0 | 0 | 0.008 | 0.044 | 0 |  | --> | C26 ex KYLEERAGH | KYLEERAGH: T42 | NENAGH |  | 52.9143 | -8.2078
MV/LV Substation CA***535Z | 10 kV | 400V(3ph) & 230V(single ph) | LV | 400 kVA :Kiosk Substation | 0.4 | --> | 0.4 | 0.314 | 5.9 |  | --> | 0.38 | 0 | 0 | 0 | 0.006 | 0.407 | 0 |  | --> | C22 ex BALLINCOLLIG | BALLINCOLLIG: T42 | KILBARRY |  | 51.8832 | -8.6058
MV/LV Substation CA***536X | 10 kV | 400V(3ph) & 230V(single ph) | LV | 1000 kVA :Building Structure | 1 | --> | 1 | 0.5 | 11.2 |  | --> | 0.95 | 0 | 0 | 0 | 0 | 0.5 | 0 |  | --> | C12 ex CABRA | CABRA: T102 | FINGLAS |  | 53.3768 | -6.3159
MV/LV Substation CA***536Z | 20 kV | 400V(3ph) & 230V(single ph) | LV | 100 kVA :Pole Substation | 0.1 | --> | 0.1 | 0 | 0 | Constrained,otherwise capacity available =88kVA. | --> | 0.095 | 0 | 0 | 0 | 0.021 | 0 | 0 | Constrained,otherwise capacity available =79kW. | --> | E21 ex ASHBOURNE | ASHBOURNE: T421 | FINGLAS |  | 53.5146 | -6.3161
MV/LV Substation CA***536Z | 10 kV | 400V(3ph) & 230V(single ph) | LV | 400 kVA :Kiosk Substation | 0.4 | --> | 0.4 | 0.345 | 5.9 |  | --> | 0.38 | 0 | 0 | 0 | 0 | 0.408 | 0 |  | --> | C22 ex BALLINCOLLIG | BALLINCOLLIG: T42 | KILBARRY |  | 51.8822 | -8.6096
MV/LV Substation CA***536Z | 20 kV | 400V(3ph) & 230V(single ph) | LV | 400 kVA :Kiosk Substation | 0.4 | --> | 0.4 | 0.349 | 12.8 |  | --> | 0.38 | 0 | 0 | 0 | 0 | 0.407 | 0 |  | --> | E19 ex ADAMSTOWN | ADAMSTOWN: T121 | INCHICORE 220KV |  | 53.3363 | -6.4566
MV/LV Substation CA***537Z | 20 kV | 400V(3ph) & 230V(single ph) | LV | 400 kVA :Kiosk Substation | 0.4 | --> | 0.4 | 0.34 | 12.8 |  | --> | 0.38 | 0 | 0 | 0 | 0.003 | 0.406 | 0 |  | --> | E19 ex ADAMSTOWN | ADAMSTOWN: T121 | INCHICORE 220KV |  | 53.3377 | -6.4573
MV/LV Substation CA***538 | 20 kV | 400V(3ph) & 230V(single ph) | LV | 200 kVA :Pole Substation | 0.2 | --> | 0.2 | 0 | 0 | Constrained,otherwise capacity available =76kVA. | --> | 0.19 | 0 | 0 | 0 | 0.006 | 0 | 0 | Constrained,otherwise capacity available =211kW. | --> | E17 ex FERNS | FERNS: T421 | CRANE |  | 52.6155 | -6.4302
MV/LV Substation CA***538 | 20 kV | 400V(3ph) & 230V(single ph) | LV | 100 kVA :Pole Substation | 0.1 | --> | 0.1 | 0.086 | 1.5 |  | --> | 0.095 | 0 | 0 | 0 | 0 | 0.101 | 0 |  | --> | C19 ex TRAMORE | TRAMORE: T41 | BUTLERSTOWN |  | 52.2063 | -7.1159
MV/LV Substation CA***539 | 20 kV | 400V(3ph) & 230V(single ph) | LV | 50 kVA :Pole Substation | 0.05 | --> | 0.05 | 0.05 | 2.5 |  | --> | 0.047 | 0 | 0 | 0 | 0 | 0.049 | 0 |  | --> | C17 ex CURRA | CURRA: T41 | SOMERSET |  | 53.162 | -8.3404
MV/LV Substation CA***539 | 10 kV | 400V(3ph) & 230V(single ph) | LV | 200 kVA :Pole Substation | 0.2 | --> | 0.2 | 0.13 | 5.1 |  | --> | 0.19 | 0 | 0 | 0 | 0 | 0.21 | 0 |  | --> | C11 ex LLOYD | LLOYD: T41∥T42 | NAVAN |  | 53.7504 | -6.9567
MV/LV Substation CA***539 | 20 kV | 400V(3ph) & 230V(single ph) | LV | 50 kVA :Pole Substation | 0.05 | --> | 0.05 | 0.045 | 1.5 |  | --> | 0.047 | 0 | 0 | 0 | 0 | 0.05 | 0 |  | --> | E11 ex ARDFINNAN | ARDFINNAN: T421 | CAHIR |  | 52.285 | -7.9538
MV/LV Substation CA***540 | 20 kV | 400V(3ph) & 230V(single ph) | LV | 400 kVA :Kiosk Substation | 0.4 | --> | 0.4 | 0 | 0 | Constrained,otherwise capacity available =324kVA. | --> | 0.38 | 0 | 0 | 0 | 0.006 | 0.405 | 0 |  | --> | E21 ex WHITECHURCH | WHITECHURCH: T421 | KILBARRY |  | 51.9895 | -8.4773
MV/LV Substation CA***540 | 20 kV | 400V(3ph) & 230V(single ph) | LV | 100 kVA :Pole Substation | 0.1 | --> | 0.1 | 0.096 | 1.5 |  | --> | 0.095 | 0 | 0 | 0 | 0.146 | 0 | 0 |  | --> | E11 ex ARDFINNAN | ARDFINNAN: T421 | CAHIR |  | 52.2811 | -7.9529
MV/LV Substation CA***540X | 20 kV | 400V(3ph) & 230V(single ph) | LV | 630 kVA :Building Structure | 0.63 | --> | 0.63 | 0.5 | 3.7 |  | --> | 0.598 | 0 | 0 | 0 | 0 | 0.5 | 0 |  | --> | E21 ex CLARA | CLARA: T421 | THORNSBERRY |  | 53.3545 | -7.6214
MV/LV Substation CA***540X | 20 kV | 400V(3ph) & 230V(single ph) | LV | 100 kVA :Pole Substation | 0.1 | --> | 0.1 | 0.09 | 5.7 |  | --> | 0.095 | 0 | 0 | 0 | 0 | 0.101 | 0 |  | --> | E14 ex MOY | MOY: T421∥T422 | MOY |  | 54.2541 | -9.2212
MV/LV Substation CA***540X | 10 kV | 400V(3ph) & 230V(single ph) | LV | 400 kVA :Kiosk Substation | 0.4 | --> | 0.4 | 0.171 | 5.1 |  | --> | 0.38 | 0 | 0 | 0 | 0.056 | 0 | 0 | Constrained,otherwise capacity available =375kW. | --> | C15 ex CASTLEKNOCK | CASTLEKNOCK: T41∥T42 | FINGLAS |  | 53.3702 | -6.3508
MV/LV Substation CA***540Y | 20 kV | 400V(3ph) & 230V(single ph) | LV | 400 kVA :Building Structure | 0.4 | --> | 0.4 | 0 | 0 | Constrained,otherwise capacity available =89kVA. | --> | 0.38 | 0 | 0 | 0 | 0 | 0.446 | 0 |  | --> | E12 ex ACADEMY STREET | ACADEMY STREET: T421∥T422 | NAVAN |  | 53.6387 | -6.6624
MV/LV Substation CA***542 | 20 kV | 400V(3ph) & 230V(single ph) | LV | 50 kVA :Pole Substation | 0.05 | --> | 0.05 | 0 | 0 | Constrained,otherwise capacity available =44kVA. | --> | 0.047 | 0 | 0 | 0 | 0 | 0.05 | 0 |  | --> | E21 ex WHITECHURCH | WHITECHURCH: T421 | KILBARRY |  | 51.986 | -8.469
MV/LV Substation CA***543 | 20 kV | 400V(3ph) & 230V(single ph) | LV | 200 kVA :Pole Substation | 0.2 | --> | 0.2 | 0 | 0 |  | --> | 0.19 | 0 | 0 | 0 | 0.018 | 0 | 0 | Constrained,otherwise capacity available =211kW. | --> | E17 ex FERNS | FERNS: T421 | CRANE |  | 52.6173 | -6.4241
MV/LV Substation CA***543 | 20 kV | 400V(3ph) & 230V(single ph) | LV | 100 kVA :Pole Substation | 0.1 | --> | 0.1 | 0 | 0 | Constrained,otherwise capacity available =69kVA. | --> | 0.095 | 0 | 0 | 0 | 0 | 0.104 | 0 |  | --> | E21 ex WHITECHURCH | WHITECHURCH: T421 | KILBARRY |  | 51.9844 | -8.4691
MV/LV Substation CA***543X | 10 kV | 400V(3ph) & 230V(single ph) | LV | 200 kVA :Kiosk Substation | 0.2 | --> | 0.2 | 0.17 | 0.6 |  | --> | 0.19 | 0 | 0 | 0 | 0 | 0.204 | 0 |  | --> | C19 ex CLONDALKIN | CLONDALKIN: T41 | INCHICORE 220KV |  | 53.3059 | -6.4173
MV/LV Substation CA***543Z | 10 kV | 400V(3ph) & 230V(single ph) | LV | 200 kVA :Kiosk Substation | 0.2 | --> | 0.2 | 0 | 0 | Constrained,otherwise capacity available =161kVA. | --> | 0.19 | 0 | 0 | 0 | 0.005 | 0.2 | 0 |  | --> | C18 ex BLAKE | BLAKE: T41∥T42 | BLAKE |  | 53.2488 | -6.8446
MV/LV Substation CA***545 | 10 kV | 400V(3ph) & 230V(single ph) | LV | 100 kVA :Pole Substation | 0.1 | --> | 0.1 | 0.098 | 1.7 |  | --> | 0.095 | 0 | 0 | 0 | 0 | 0.1 | 0 |  | --> | C16 ex NEWTOWNCUNNINGHAM | NEWTOWNCUNNINGHAM: T41∥T42 | LETTERKENNY |  | 54.9974 | -7.4912
MV/LV Substation CA***546X | 10 kV | 400V(3ph) & 230V(single ph) | LV | 100 kVA :Pole Substation | 0.1 | --> | 0.1 | 0.098 | 5.5 |  | --> | 0.095 | 0 | 0 | 0 | 0 | 0 | 0 | Constrained,otherwise capacity available =100kW. | --> | C20 ex ENNISKEANE | ENNISKEANE: T41∥T42 | BANDON |  | 51.7985 | -9.0003
MV/LV Substation CA***547 | 10 kV | 400V(3ph) & 230V(single ph) | LV | 50 kVA :Pole Substation | 0.05 | --> | 0.05 | 0.044 | 4 |  | --> | 0.047 | 0 | 0 | 0 | 0 | 0.05 | 0 |  | --> | C17 ex DUNMANWAY | DUNMANWAY: T43 | DUNMANWAY |  | 51.7089 | -9.011
MV/LV Substation CA***547X | 10 kV | 400V(3ph) & 230V(single ph) | LV | 50 kVA :Pole Substation | 0.05 | --> | 0.05 | 0 | 0 | Constrained,otherwise capacity available =49kVA. | --> | 0.047 | 0 | 0 | 0 | 0 | 0.049 | 0 |  | --> | C18 ex COOLCORCORAN | COOLCORCORAN: T41∥T42 | KNOCKEARAGH |  | 52.0513 | -9.6711
MV/LV Substation CA***547X | 20 kV | 400V(3ph) & 230V(single ph) | LV | 50 kVA :Pole Substation | 0.05 | --> | 0.05 | 0 | 0 | Constrained,otherwise capacity available =50kVA. | --> | 0.047 | 0 | 0 | 0 | 0 | 0.049 | 0 |  | --> | C17 ex BALLYGAR | BALLYGAR: T41 | ATHLONE |  | 53.5154 | -8.3415
MV/LV Substation CA***548 | 10 kV | 400V(3ph) & 230V(single ph) | LV | 400 kVA :Building Structure | 0.4 | --> | 0.4 | 0 | 0 | Constrained,otherwise capacity available =245kVA. | --> | 0.38 | 0 | 0 | 0 | 0.004 | 0.419 | 0 |  | --> | C11 ex LEESON STREET | LEESON STREET: T41 | MILLTOWN (DR) |  | 53.3299 | -6.2606
MV/LV Substation CA***548 | 10 kV | 400V(3ph) & 230V(single ph) | LV | 100 kVA :Pole Substation | 0.1 | --> | 0.1 | 0.08 | 1.6 |  | --> | 0.095 | 0 | 0 | 0 | 0 | 0.103 | 0 |  | --> | C19 ex SALLINS | SALLINS: T41 | GRIFFINRATH |  | 53.2476 | -6.7381
MV/LV Substation CA***549 | 10 kV | 400V(3ph) & 230V(single ph) | LV | 50 kVA :Pole Substation | 0.05 | --> | 0.05 | 0.047 | 1.7 |  | --> | 0.047 | 0 | 0 | 0 | 0 | 0 | 0 | Constrained,otherwise capacity available =49kW. | --> | C19 ex BALLYBAY | BALLYBAY: T41∥T42 | LISDRUM |  | 54.0816 | -6.8863
MV/LV Substation CA***551 | 10 kV | 400V(3ph) & 230V(single ph) | LV | 630 kVA :Kiosk Substation | 0.63 | --> | 0.63 | 0 | 0 | Constrained,otherwise capacity available =500kVA. | --> | 0.598 | 0 | 0 | 0 | 0.015 | 0.5 | 0 |  | --> | C17 ex CARRIGALINE | CARRIGALINE: T41∥T42 | BARNAHELY |  | 51.8089 | -8.2836
MV/LV Substation CA***551 | 10 kV | 400V(3ph) & 230V(single ph) | LV | 50 kVA :Pole Substation | 0.05 | --> | 0.05 | 0 | 0 | Constrained,otherwise capacity available =44kVA. | --> | 0.047 | 0 | 0 | 0 | 0 | 0.05 | 0 |  | --> | C18 ex BUTTEVANT | BUTTEVANT: T41∥T42 | MALLOW |  | 52.2993 | -8.669
MV/LV Substation CA***551 | 10 kV | 400V(3ph) & 230V(single ph) | LV | 50 kVA :Pole Substation | 0.05 | --> | 0.05 | 0.041 | 0.7 |  | --> | 0.047 | 0 | 0 | 0 | 0 | 0 | 0 | Constrained,otherwise capacity available =50kW. | --> | C15 ex KILMARTIN | KILMARTIN: T41 | ARKLOW |  | 53.0368 | -6.0656
MV/LV Substation CA***551X | 20 kV | 400V(3ph) & 230V(single ph) | LV | 50 kVA :Pole Substation | 0.05 | --> | 0.05 | 0 | 0 | Constrained,otherwise capacity available =40kVA. | --> | 0.047 | 0 | 0 | 0 | 0 | 0.051 | 0 |  | --> | E15 ex BRUFF | BRUFF: T421 | LIMERICK |  | 52.5634 | -8.5036
MV/LV Substation CA***551X | 10 kV | 400V(3ph) & 230V(single ph) | LV | 400 kVA :Kiosk Substation | 0.4 | --> | 0.4 | 0.244 | 2.2 |  | --> | 0.38 | 0 | 0 | 0 | 0.033 | 0.389 | 0 |  | --> | C11 ex MALLOW | MALLOW: T41 | MALLOW |  | 52.1361 | -8.6331
MV/LV Substation CA***551Y | 10 kV | 400V(3ph) & 230V(single ph) | LV | 630 kVA :Building Structure | 0.63 | --> | 0.63 | 0.43 | 0.7 |  | --> | 0.598 | 0 | 0 | 0 | 0 | 0.5 | 0 |  | --> | C26 ex ACADEMY STREET | ACADEMY STREET: T44 | NAVAN |  | 53.6541 | -6.6858
MV/LV Substation CA***552X | 10 kV | 400V(3ph) & 230V(single ph) | LV | 50 kVA :Pole Substation | 0.05 | --> | 0.05 | 0 | 0 | Constrained,otherwise capacity available =47kVA. | --> | 0.047 | 0 | 0 | 0 | 0 | 0.049 | 0 |  | --> | E13 ex DALTON | DALTON: T421∥T422 | DALTON |  | 53.7117 | -8.9942
MV/LV Substation CA***553 | 10 kV | 400V(3ph) & 230V(single ph) | LV | 630 kVA :Building Structure | 0.63 | --> | 0.63 | 0 | 0 | Constrained,otherwise capacity available =500kVA. | --> | 0.598 | 0 | 0 | 0 | 0 | 0.5 | 0 |  | --> | C31 ex INCHICORE CENTRAL | INCHICORE CENTRAL: T45 | INCHICORE 220KV |  | 53.3277 | -6.3347
MV/LV Substation CA***553X | 10 kV | 400V(3ph) & 230V(single ph) | LV | 50 kVA :Pole Substation | 0.05 | --> | 0.05 | 0 | 0 | Constrained,otherwise capacity available =49kVA. | --> | 0.047 | 0 | 0 | 0 | 0 | 0 | 0 | Constrained,otherwise capacity available =49kW. | --> | C32 ex CLOYNE | CLOYNE: T41 | MIDLETON |  | 51.8445 | -8.1295
MV/LV Substation CA***554Y | 10 kV | 400V(3ph) & 230V(single ph) | LV | 200 kVA :Kiosk Substation | 0.2 | --> | 0.2 | 0.076 | 3.3 |  | --> | 0.19 | 0 | 0 | 0 | 0 | 0.218 | 0 |  | --> | C17 ex CELBRIDGE | CELBRIDGE: T41 | GRIFFINRATH |  | 53.3507 | -6.5467
MV/LV Substation CA***554Y | 20 kV | 400V(3ph) & 230V(single ph) | LV | 50 kVA :Pole Substation | 0.05 | --> | 0.05 | 0.047 | 26.7 |  | --> | 0.047 | 0 | 0 | 0 | 0 | 0.049 | 0 |  | --> | E21 ex WEXFORD | WEXFORD: T121∥T122 | WEXFORD |  | 52.3872 | -6.4498
MV/LV Substation CA***556 | 10 kV | 400V(3ph) & 230V(single ph) | LV | 100 kVA :Pole Substation | 0.1 | --> | 0.1 | 0.1 | 0.9 |  | --> | 0.095 | 0 | 0 | 0 | 0 | 0.1 | 0 |  | --> | C16 ex CARRAROE | CARRAROE: T42 | SCREEB |  | 53.2793 | -9.5333
MV/LV Substation CA***556X | 10 kV | 400V(3ph) & 230V(single ph) | LV | 200 kVA :Kiosk Substation | 0.2 | --> | 0.2 | 0 | 0 | Constrained,otherwise capacity available =147kVA. | --> | 0.19 | 0 | 0 | 0 | 0.01 | 0.197 | 0 |  | --> | C15 ex LUCAN EAST | LUCAN EAST: T41∥T42 | GRANGE CASTLE |  | 53.3501 | -6.4472
MV/LV Substation CA***556Y | 10 kV | 400V(3ph) & 230V(single ph) | LV | 200 kVA :Pole Substation | 0.2 | --> | 0.2 | 0.18 | 3.1 |  | --> | 0.19 | 0 | 0 | 0 | 0.003 | 0.2 | 0 |  | --> | C17 ex ERRIGAL | ERRIGAL: T41 | SHANKILL |  | 54.0759 | -7.0928
MV/LV Substation CA***558 | 20 kV | 400V(3ph) & 230V(single ph) | LV | 50 kVA :Pole Substation | 0.05 | --> | 0.05 | 0.037 | 7.4 |  | --> | 0.047 | 0 | 0 | 0 | 0 | 0.051 | 0 |  | --> | E21 ex BANOGE | BANOGE: T122 | BANOGE |  | 52.657 | -6.2838
MV/LV Substation CA***558Y | 20 kV | 400V(3ph) & 230V(single ph) | LV | 50 kVA :Pole Substation | 0.05 | --> | 0.05 | 0 | 0 | Constrained,otherwise capacity available =19kVA. | --> | 0.047 | 0 | 0 | 0 | 0.028 | 0.024 | 0 |  | --> | C17 ex CARRICKMACROSS | CARRICKMACROSS: T41 | MEATH HILL |  | 53.9845 | -6.5996
MV/LV Substation CA***559X | 20 kV | 400V(3ph) & 230V(single ph) | LV | 50 kVA :Pole Substation | 0.05 | --> | 0.05 | 0 | 0 | Constrained,otherwise capacity available =38kVA. | --> | 0.047 | 0 | 0 | 0 | 0.018 | 0.032 | 0 |  | --> | C11 ex TIMOLEAGUE | TIMOLEAGUE: T41 | BANDON |  | 51.6374 | -8.808
MV/LV Substation CA***560 | 10 kV | 400V(3ph) & 230V(single ph) | LV | 50 kVA :Pole Substation | 0.05 | --> | 0.05 | 0.015 | 1.2 |  | --> | 0.047 | 0 | 0 | 0 | 0 | 0.054 | 0 |  | --> | C15 ex SCREEB | SCREEB: T41 | SCREEB |  | 53.3238 | -9.8374
MV/LV Substation CA***561 | 10 kV | 400V(3ph) & 230V(single ph) | LV | 100 kVA :Pole Substation | 0.1 | --> | 0.1 | 0 | 0 | Constrained,otherwise capacity available =96kVA. | --> | 0.095 | 0 | 0 | 0 | 0 | 0.1 | 0 |  | --> | C13 ex BUTTEVANT | BUTTEVANT: T41∥T42 | MALLOW |  | 52.2114 | -8.6346
MV/LV Substation CA***561 | 10 kV | 400V(3ph) & 230V(single ph) | LV | 50 kVA :Pole Substation | 0.05 | --> | 0.05 | 0.036 | 1.2 |  | --> | 0.047 | 0 | 0 | 0 | 0 | 0.051 | 0 |  | --> | C15 ex SCREEB | SCREEB: T41 | SCREEB |  | 53.3233 | -9.8287
MV/LV Substation CA***561X | 20 kV | 400V(3ph) & 230V(single ph) | LV | 50 kVA :Pole Substation | 0.05 | --> | 0.05 | 0.038 | 25.4 |  | --> | 0.047 | 0 | 0 | 0 | 0 | 0 | 0 | Constrained,otherwise capacity available =51kW. | --> | E11 ex DUNFIRTH | DUNFIRTH: T122 | DUNFIRTH |  | 53.3543 | -6.9629
MV/LV Substation CA***562 | 20 kV | 400V(3ph) & 230V(single ph) | LV | 50 kVA :Pole Substation | 0.05 | --> | 0.05 | 0 | 0 | Constrained,otherwise capacity available =49kVA. | --> | 0.047 | 0 | 0 | 0 | 0.007 | 0.042 | 0 |  | --> | E20 ex COLLOONEY | COLLOONEY: T422 | SLIGO |  | 54.25 | -8.6954
MV/LV Substation CA***562 | 10 kV | 400V(3ph) & 230V(single ph) | LV | 100 kVA :Pole Substation | 0.1 | --> | 0.1 | 0 | 0 | Constrained,otherwise capacity available =76kVA. | --> | 0.095 | 0 | 0 | 0 | 0 | 0 | 0 | Constrained,otherwise capacity available =103kW. | --> | C18 ex FERMOY NORTH | FERMOY NORTH: T41∥T42 | BARRYMORE |  | 52.1416 | -8.3154
MV/LV Substation CA***563Z | 10 kV | 400V(3ph) & 230V(single ph) | LV | 400 kVA :Kiosk Substation | 0.4 | --> | 0.4 | 0.399 | 4.5 |  | --> | 0.38 | 0 | 0 | 0 | 0.004 | 0.395 | 0 |  | --> | C15 ex MAYFIELD | MAYFIELD: T41 | KILBARRY |  | 51.9237 | -8.4002
MV/LV Substation CA***565Y | 10 kV | 400V(3ph) & 230V(single ph) | LV | 1000 kVA :Building Structure | 1 | --> | 1 | 0.063 | 0.1 | Constrained,otherwise capacity available =500kVA. | --> | 0.95 | 0 | 0 | 0 | 0 | 0.5 | 0 |  | --> | C21 ex CASTLETROY | CASTLETROY: T41∥T42 | ARDNACRUSHA |  | 52.6661 | -8.5531
MV/LV Substation CA***566X | 20 kV | 400V(3ph) & 230V(single ph) | LV | 200 kVA :Pole Substation | 0.2 | --> | 0.2 | 0 | 0 | Constrained,otherwise capacity available =200kVA. | --> | 0.19 | 0 | 0 | 0 | 0 | 0.2 | 0 |  | --> | E14 ex BALLINROBE | BALLINROBE: T421∥T422 | DALTON |  | 53.6995 | -9.1421
MV/LV Substation CA***566Y | 10 kV | 400V(3ph) & 230V(single ph) | LV | 50 kVA :Pole Substation | 0.05 | --> | 0.05 | 0 | 0 | Constrained,otherwise capacity available =34kVA. | --> | 0.047 | 0 | 0 | 0 | 0 | 0 | 0 | Constrained,otherwise capacity available =51kW. | --> | C19 ex CURRAGLASS | CURRAGLASS: T41 | BARRYMORE |  | 52.0994 | -8.1222
MV/LV Substation CA***568 | 10 kV | 400V(3ph) & 230V(single ph) | LV | 100 kVA :Pole Substation | 0.1 | --> | 0.1 | 0.07 | 0.9 |  | --> | 0.095 | 0 | 0 | 0 | 0 | 0.104 | 0 |  | --> | C16 ex CARRAROE | CARRAROE: T42 | SCREEB |  | 53.289 | -9.552
MV/LV Substation CA***569Y | 10 kV | 400V(3ph) & 230V(single ph) | LV | 50 kVA :Pole Substation | 0.05 | --> | 0.05 | 0.039 | 0.8 |  | --> | 0.047 | 0 | 0 | 0 | 0.003 | 0.047 | 0 |  | --> | C14 ex KNOCKMULLEN | KNOCKMULLEN: T42 | GREAT ISLAND |  | 52.4004 | -6.9349
MV/LV Substation CA***570 | 20 kV | 400V(3ph) & 230V(single ph) | LV | 50 kVA :Pole Substation | 0.05 | --> | 0.05 | 0.03 | 4.3 |  | --> | 0.047 | 0 | 0 | 0 | 0 | 0 | 0 | Constrained,otherwise capacity available =52kW. | --> | E12 ex MOVILLE | MOVILLE: T421∥T422 | TRILLICK |  | 55.2102 | -6.9858
MV/LV Substation CA***571X | 20 kV | 400V(3ph) & 230V(single ph) | LV | 100 kVA :Pole Substation | 0.1 | --> | 0.1 | 0.074 | 11.3 |  | --> | 0.095 | 0 | 0 | 0 | 0 | 0.103 | 0 |  | --> | C14 ex SINGLAND | SINGLAND: T102 | SINGLAND |  | 52.5982 | -8.4699
MV/LV Substation CA***572X | 20 kV | 400V(3ph) & 230V(single ph) | LV | 630 kVA :Building Structure | 0.63 | --> | 0.63 | 0.422 | 1.9 |  | --> | 0.598 | 0 | 0 | 0 | 0 | 0.5 | 0 |  | --> | C20 ex ROSCOMMON | ROSCOMMON: T42 | LANESBORO |  | 53.6905 | -8.1789
MV/LV Substation CA***572X | 20 kV | 400V(3ph) & 230V(single ph) | LV | 200 kVA :Pole Substation | 0.2 | --> | 0.2 | 0.158 | 26.7 |  | --> | 0.19 | 0 | 0 | 0 | 0.003 | 0.203 | 0 |  | --> | E20 ex WEXFORD | WEXFORD: T121∥T122 | WEXFORD |  | 52.2919 | -6.5838
MV/LV Substation CA***572Z | 10 kV | 400V(3ph) & 230V(single ph) | LV | 400 kVA :Kiosk Substation | 0.4 | --> | 0.4 | 0 | 0 | Constrained,otherwise capacity available =248kVA. | --> | 0.38 | 0 | 0 | 0 | 0.024 | 0.398 | 0 |  | --> | C11 ex MACETOWN | MACETOWN: T101 | MACETOWN |  | 53.3983 | -6.4292
MV/LV Substation CA***573 | 10 kV | 400V(3ph) & 230V(single ph) | LV | 400 kVA :Kiosk Substation | 0.4 | --> | 0.4 | 0 | 0 | Constrained,otherwise capacity available =144kVA. | --> | 0.38 | 0 | 0 | 0 | 0.037 | 0.399 | 0 |  | --> | C12 ex OLDBAWN | OLDBAWN: T42 | COOKSTOWN |  | 53.2782 | -6.3401
MV/LV Substation CA***573X | 20 kV | 400V(3ph) & 230V(single ph) | LV | 50 kVA :Pole Substation | 0.05 | --> | 0.05 | 0 | 0 | Constrained,otherwise capacity available =49kVA. | --> | 0.047 | 0 | 0 | 0 | 0 | 0.049 | 0 |  | --> | E21 ex DALTON | DALTON: T421∥T422 | DALTON |  | 53.8087 | -9.0979
MV/LV Substation CA***573Y | 10 kV | 400V(3ph) & 230V(single ph) | LV | 100 kVA :Pole Substation | 0.1 | --> | 0.1 | 0.071 | 2.7 |  | --> | 0.095 | 0 | 0 | 0 | 0 | 0.103 | 0 |  | --> | C11 ex CALLAN | CALLAN: T41∥T42 | KILKENNY |  | 52.554 | -7.3788
MV/LV Substation CA***574X | 10 kV | 400V(3ph) & 230V(single ph) | LV | 200 kVA :Kiosk Substation | 0.2 | --> | 0.2 | 0 | 0 | Constrained,otherwise capacity available =126kVA. | --> | 0.19 | 0 | 0 | 0 | 0.003 | 0.207 | 0 |  | --> | C15 ex LUCAN EAST | LUCAN EAST: T41∥T42 | GRANGE CASTLE |  | 53.3487 | -6.4477
MV/LV Substation CA***575X | 10 kV | 400V(3ph) & 230V(single ph) | LV | 50 kVA :Pole Substation | 0.05 | --> | 0.05 | 0.036 | 3.7 |  | --> | 0.047 | 0 | 0 | 0 | 0 | 0.051 | 0 |  | --> | C12 ex SALLINS | SALLINS: T42 | GRIFFINRATH |  | 53.2843 | -6.689
MV/LV Substation CA***576X | 10 kV | 400V(3ph) & 230V(single ph) | LV | 630 kVA :Kiosk Substation | 0.63 | --> | 0.63 | 0.5 | 2.6 |  | --> | 0.598 | 0 | 0 | 0 | 0 | 0.5 | 0 |  | --> | E13 ex AGHADA | AGHADA: T721 | N/A |  | 51.7991 | -8.2373
MV/LV Substation CA***576X | 20 kV | 400V(3ph) & 230V(single ph) | LV | 100 kVA :Pole Substation | 0.1 | --> | 0.1 | 0 | 0 | Constrained,otherwise capacity available =98kVA. | --> | 0.095 | 0 | 0 | 0 | 0.007 | 0 | 0 | Constrained,otherwise capacity available =92kW. | --> | E14 ex CASTLELYONS | CASTLELYONS: T421∥T422 | BARRYMORE |  | 52.1137 | -8.2476
MV/LV Substation CA***577Y | 10 kV | 400V(3ph) & 230V(single ph) | LV | 200 kVA :Kiosk Substation | 0.2 | --> | 0.2 | 0 | 0 | Constrained,otherwise capacity available =116kVA. | --> | 0.19 | 0 | 0 | 0 | 0.014 | 0.197 | 0 |  | --> | C12 ex MONEYCOOLEY | MONEYCOOLEY: T42 | GRIFFINRATH |  | 53.3524 | -6.5532
MV/LV Substation CA***578Y | 10 kV | 400V(3ph) & 230V(single ph) | LV | 400 kVA :Kiosk Substation | 0.4 | --> | 0.4 | 0 | 0 | Constrained,otherwise capacity available =286kVA. | --> | 0.38 | 0 | 0 | 0 | 0 | 0 | 0 | Constrained,otherwise capacity available =417kW. | --> | C20 ex TEMPLEMORE | TEMPLEMORE: T42 | IKERRIN |  | 52.7982 | -7.8293
MV/LV Substation CA***579 | 20 kV | 400V(3ph) & 230V(single ph) | LV | 50 kVA :Pole Substation | 0.05 | --> | 0.05 | 0 | 0 | Constrained,otherwise capacity available =40kVA. | --> | 0.047 | 0 | 0 | 0 | 0 | 0 | 0 | Constrained,otherwise capacity available =51kW. | --> | E12 ex BUNCLODY | BUNCLODY: T421∥T422 | CRANE |  | 52.6526 | -6.6717
MV/LV Substation CA***579Z | 10 kV | 400V(3ph) & 230V(single ph) | LV | 50 kVA :Pole Substation | 0.05 | --> | 0.05 | 0.034 | 2.7 |  | --> | 0.047 | 0 | 0 | 0 | 0.022 | 0.028 | 0 |  | --> | C18 ex CALLAN | CALLAN: T41∥T42 | KILKENNY |  | 52.5156 | -7.3185
MV/LV Substation CA***580X | 10 kV | 400V(3ph) & 230V(single ph) | LV | 400 kVA :Kiosk Substation | 0.4 | --> | 0.4 | 0.324 | 1.5 |  | --> | 0.38 | 0 | 0 | 0 | 0.006 | 0.405 | 0 |  | --> | C15 ex TYMON | TYMON: T41 | COOKSTOWN |  | 53.2795 | -6.3264
MV/LV Substation CA***581X | 10 kV | 400V(3ph) & 230V(single ph) | LV | 200 kVA :Kiosk Substation | 0.2 | --> | 0.2 | 0.158 | 3.4 |  | --> | 0.19 | 0 | 0 | 0 | 0 | 0.206 | 0 |  | --> | C18 ex STICKILLEN | STICKILLEN: T41∥T42 | DRYBRIDGE |  | 53.8546 | -6.5404
MV/LV Substation CA***581Y | 20 kV | 400V(3ph) & 230V(single ph) | LV | 50 kVA :Pole Substation | 0.05 | --> | 0.05 | 0.049 | 3.4 |  | --> | 0.047 | 0 | 0 | 0 | 0.013 | 0.035 | 0 |  | --> | E20 ex CLONMINCH | CLONMINCH: T422 | THORNSBERRY |  | 53.2986 | -7.2808
MV/LV Substation CA***583Z | 10 kV | 400V(3ph) & 230V(single ph) | LV | 630 kVA :Kiosk Substation | 0.63 | --> | 0.63 | 0 | 0 | Constrained,otherwise capacity available =500kVA. | --> | 0.598 | 0 | 0 | 0 | 0.003 | 0.5 | 0 |  | --> | C21 ex MALAHIDE | MALAHIDE: T41 | GLASMORE |  | 53.4511 | -6.1585
MV/LV Substation CA***583Z | 20 kV | 400V(3ph) & 230V(single ph) | LV | 400 kVA :Kiosk Substation | 0.4 | --> | 0.4 | 0.315 | 12.8 |  | --> | 0.38 | 0 | 0 | 0 | 0.007 | 0.406 | 0 |  | --> | E19 ex ADAMSTOWN | ADAMSTOWN: T121 | INCHICORE 220KV |  | 53.3367 | -6.4616
MV/LV Substation CA***584Z | 20 kV | 400V(3ph) & 230V(single ph) | LV | 400 kVA :Kiosk Substation | 0.4 | --> | 0.4 | 0.323 | 12.8 |  | --> | 0.38 | 0 | 0 | 0 | 0.007 | 0.404 | 0 |  | --> | E19 ex ADAMSTOWN | ADAMSTOWN: T121 | INCHICORE 220KV |  | 53.3366 | -6.4591
MV/LV Substation CA***585X | 20 kV | 400V(3ph) & 230V(single ph) | LV | 100 kVA :Pole Substation | 0.1 | --> | 0.1 | 0 | 0 | Constrained,otherwise capacity available =69kVA. | --> | 0.095 | 0 | 0 | 0 | 0 | 0.104 | 0 |  | --> | E18 ex CREAGH | CREAGH: T421∥T422 | ATHLONE |  | 53.4357 | -8.4369
MV/LV Substation CA***585Y | 20 kV | 400V(3ph) & 230V(single ph) | LV | 50 kVA :Pole Substation | 0.05 | --> | 0.05 | 0.034 | 3.3 |  | --> | 0.047 | 0 | 0 | 0 | 0.011 | 0.04 | 0 |  | --> | E21 ex CRATLOE | CRATLOE: T421∥T422 | ARDNACRUSHA |  | 52.7311 | -8.7769
MV/LV Substation CA***586 | 20 kV | 400V(3ph) & 230V(single ph) | LV | 200 kVA :Pole Substation | 0.2 | --> | 0.2 | 0.129 | 3.8 |  | --> | 0.19 | 0 | 0 | 0 | 0.012 | 0.198 | 0 |  | --> | E14 ex ERRIGAL | ERRIGAL: T422 | SHANKILL |  | 53.9799 | -7.0485
MV/LV Substation CA***587X | 10 kV | 400V(3ph) & 230V(single ph) | LV | 400 kVA :Kiosk Substation | 0.4 | --> | 0.4 | 0.308 | 0.8 |  | --> | 0.38 | 0 | 0 | 0 | 0.012 | 0.401 | 0 |  | --> | C12 ex ORANMORE | ORANMORE: T44 | GALWAY 110KV |  | 53.2761 | -8.9716
MV/LV Substation CA***588 | 20 kV | 400V(3ph) & 230V(single ph) | LV | 50 kVA :Pole Substation | 0.05 | --> | 0.05 | 0 | 0 | Constrained,otherwise capacity available =49kVA. | --> | 0.047 | 0 | 0 | 0 | 0 | 0 | 0 | Constrained,otherwise capacity available =49kW. | --> | E17 ex FERNS | FERNS: T421 | CRANE |  | 52.6321 | -6.4415
MV/LV Substation CA***588 | 20 kV | 400V(3ph) & 230V(single ph) | LV | 100 kVA :Pole Substation | 0.1 | --> | 0.1 | 0.093 | 0.8 |  | --> | 0.095 | 0 | 0 | 0 | 0 | 0 | 0 | Constrained,otherwise capacity available =100kW. | --> | E12 ex KILMACTHOMAS | KILMACTHOMAS: T421∥T422 | DUNGARVAN |  | 52.2253 | -7.3389
MV/LV Substation CA***591 | 10 kV | 400V(3ph) & 230V(single ph) | LV | 400 kVA :Kiosk Substation | 0.4 | --> | 0.4 | 0.272 | 13.1 |  | --> | 0.38 | 0 | 0 | 0 | 0.042 | 0.375 | 0 |  | --> | C20 ex POTTERY ROAD | POTTERY ROAD: T102 | CARRICKMINES |  | 53.2672 | -6.1515
MV/LV Substation CA***591X | 10 kV | 400V(3ph) & 230V(single ph) | LV | 630 kVA :Kiosk Substation | 0.63 | --> | 0.63 | 0.5 | 1.9 |  | --> | 0.598 | 0 | 0 | 0 | 0.023 | 0.5 | 0 |  | --> | C15 ex ORANMORE | ORANMORE: T41 | GALWAY 110KV |  | 53.275 | -8.9343
MV/LV Substation CA***591Y | 20 kV | 400V(3ph) & 230V(single ph) | LV | 50 kVA :Pole Substation | 0.05 | --> | 0.05 | 0.05 | 3.7 |  | --> | 0.047 | 0 | 0 | 0 | 0 | 0.049 | 0 |  | --> | E13 ex CLARA | CLARA: T421 | THORNSBERRY |  | 53.4408 | -7.4833
MV/LV Substation CA***592X | 10 kV | 400V(3ph) & 230V(single ph) | LV | 200 kVA :Kiosk Substation | 0.2 | --> | 0.2 | 0.138 | 1.9 |  | --> | 0.19 | 0 | 0 | 0 | 0.007 | 0.202 | 0 |  | --> | C15 ex ORANMORE | ORANMORE: T41 | GALWAY 110KV |  | 53.2766 | -8.9347
MV/LV Substation CA***592X | 10 kV | 400V(3ph) & 230V(single ph) | LV | 1000 kVA :Building Structure | 1 | --> | 1 | 0.5 | 2.1 |  | --> | 0.95 | 0 | 0 | 0 | 0 | 0.5 | 0 |  | --> | C18 ex SOUTH KING STREET | SOUTH KING STREET: T42 | FRANCIS STREET |  | 53.3414 | -6.2691
MV/LV Substation CA***593X | 10 kV | 400V(3ph) & 230V(single ph) | LV | 200 kVA :Kiosk Substation | 0.2 | --> | 0.2 | 0.149 | 1.1 |  | --> | 0.19 | 0 | 0 | 0 | 0.007 | 0.2 | 0 |  | --> | C15 ex CAHIRCALLA | CAHIRCALLA: T41∥T42 | ENNIS |  | 52.8348 | -8.9739
MV/LV Substation CA***593Y | 10 kV | 400V(3ph) & 230V(single ph) | LV | 50 kVA :Pole Substation | 0.05 | --> | 0.05 | 0.046 | 1.6 |  | --> | 0.047 | 0 | 0 | 0 | 0.004 | 0.045 | 0 |  | --> | C20 ex CELBRIDGE | CELBRIDGE: T42 | GRIFFINRATH |  | 53.3032 | -6.5951
MV/LV Substation CA***593Z | 10 kV | 400V(3ph) & 230V(single ph) | LV | 200 kVA :Kiosk Substation | 0.2 | --> | 0.2 | 0.146 | 1 |  | --> | 0.19 | 0 | 0 | 0 | 0.009 | 0.198 | 0 |  | --> | C17 ex KILCULLEN | KILCULLEN: T41 | STRATFORD |  | 53.131 | -6.7583
MV/LV Substation CA***596X | 10 kV | 400V(3ph) & 230V(single ph) | LV | 200 kVA :Kiosk Substation | 0.2 | --> | 0.2 | 0.17 | 11.3 |  | --> | 0.19 | 0 | 0 | 0 | 0.003 | 0.201 | 0 |  | --> | C12 ex ENNIS | ENNIS: T102 | ENNIS |  | 52.8358 | -8.9775
MV/LV Substation CA***596Z | 20 kV | 400V(3ph) & 230V(single ph) | LV | 200 kVA :Kiosk Substation | 0.2 | --> | 0.2 | 0.153 | 2.5 |  | --> | 0.19 | 0 | 0 | 0 | 0.003 | 0 | 0 | Constrained,otherwise capacity available =203kW. | --> | E13 ex TULLOW | TULLOW: T421 | CARLOW |  | 52.8061 | -6.752
MV/LV Substation CA***597X | 10 kV | 400V(3ph) & 230V(single ph) | LV | 200 kVA :Kiosk Substation | 0.2 | --> | 0.2 | 0.134 | 1.5 |  | --> | 0.19 | 0 | 0 | 0 | 0.006 | 0.203 | 0 |  | --> | C15 ex TYMON | TYMON: T41 | COOKSTOWN |  | 53.2829 | -6.3273
MV/LV Substation CA***597Z | 20 kV | 400V(3ph) & 230V(single ph) | LV | 100 kVA :Pole Substation | 0.1 | --> | 0.1 | 0.099 | 2.5 |  | --> | 0.095 | 0 | 0 | 0 | 0 | 0 | 0 | Constrained,otherwise capacity available =100kW. | --> | E13 ex TULLOW | TULLOW: T421 | CARLOW |  | 52.8032 | -6.7635
MV/LV Substation CA***598X | 10 kV | 400V(3ph) & 230V(single ph) | LV | 200 kVA :Pole Substation | 0.2 | --> | 0.2 | 0.135 | 4 |  | --> | 0.19 | 0 | 0 | 0 | 0 | 0.21 | 0 |  | --> | C13 ex DUNMANWAY | DUNMANWAY: T43 | DUNMANWAY |  | 51.7236 | -9.1149
MV/LV Substation CA***599 | 10 kV | 400V(3ph) & 230V(single ph) | LV | 50 kVA :Pole Substation | 0.05 | --> | 0.05 | 0.029 | 0.8 |  | --> | 0.047 | 0 | 0 | 0 | 0 | 0.049 | 0 |  | --> | C20 ex ORANMORE | ORANMORE: T44 | GALWAY 110KV |  | 53.3029 | -8.9262
MV/LV Substation CA***601 | 20 kV | 400V(3ph) & 230V(single ph) | LV | 200 kVA :Pole Substation | 0.2 | --> | 0.2 | 0.091 | 2.2 |  | --> | 0.19 | 0 | 0 | 0 | 0.011 | 0.204 | 0 |  | --> | C12 ex ROSSGEIR | ROSSGEIR: T41∥T42 | LETTERKENNY |  | 54.8034 | -7.5936
MV/LV Substation CA***601X | 10 kV | 400V(3ph) & 230V(single ph) | LV | 400 kVA :Kiosk Substation | 0.4 | --> | 0.4 | 0.325 | 2.2 |  | --> | 0.38 | 0 | 0 | 0 | 0.021 | 0.389 | 0 |  | --> | C11 ex MALLOW | MALLOW: T41 | MALLOW |  | 52.1349 | -8.6316
MV/LV Substation CA***602X | 20 kV | 400V(3ph) & 230V(single ph) | LV | 50 kVA :Pole Substation | 0.05 | --> | 0.05 | 0.046 | 0.3 |  | --> | 0.047 | 0 | 0 | 0 | 0.002 | 0.047 | 0 |  | --> | C23 ex TUAM NORTH | TUAM NORTH: T41∥T42 | CLOON |  | 53.6291 | -8.945
MV/LV Substation CA***603Y | 10 kV | 400V(3ph) & 230V(single ph) | LV | 200 kVA :Kiosk Substation | 0.2 | --> | 0.2 | 0.164 | 2.8 |  | --> | 0.19 | 0 | 0 | 0 | 0 | 0.205 | 0 |  | --> | C19 ex CLONARD | CLONARD: T41∥T42 | WEXFORD |  | 52.2891 | -6.4876
MV/LV Substation CA***605 | 10 kV | 400V(3ph) & 230V(single ph) | LV | 200 kVA :Building Structure | 0.2 | --> | 0.2 | 0.2 | 0.9 |  | --> | 0.19 | 0 | 0 | 0 | 0 | 0.2 | 0 |  | --> | C15 ex DRUMQUIN | DRUMQUIN: T42 | ENNIS |  | 52.6412 | -9.1353
MV/LV Substation CA***606 | 20 kV | 400V(3ph) & 230V(single ph) | LV | 50 kVA :Pole Substation | 0.05 | --> | 0.05 | 0.05 | 1.4 |  | --> | 0.047 | 0 | 0 | 0 | 0.002 | 0.047 | 0 |  | --> | E18 ex GARRANACANTY | GARRANACANTY: T422 | TIPPERARY |  | 52.5444 | -8.1837
MV/LV Substation CA***606X | 20 kV | 400V(3ph) & 230V(single ph) | LV | 200 kVA :Pole Substation | 0.2 | --> | 0.2 | 0.154 | 1.5 |  | --> | 0.19 | 0 | 0 | 0 | 0 | 0.207 | 0 |  | --> | E15 ex BEALISTOWN | BEALISTOWN: T421∥T422 | GREAT ISLAND |  | 52.2409 | -6.7323
MV/LV Substation CA***607Y | 10 kV | 400V(3ph) & 230V(single ph) | LV | 50 kVA :Pole Substation | 0.05 | --> | 0.05 | 0 | 0 | Constrained,otherwise capacity available =49kVA. | --> | 0.047 | 0 | 0 | 0 | 0 | 0 | 0 | Constrained,otherwise capacity available =49kW. | --> | C18 ex MOUNTRATH | MOUNTRATH: T41∥T42 | PORTLAOISE |  | 53.0025 | -7.5876
MV/LV Substation CA***608 | 20 kV | 400V(3ph) & 230V(single ph) | LV | 50 kVA :Pole Substation | 0.05 | --> | 0.05 | 0 | 0 | Constrained,otherwise capacity available =43kVA. | --> | 0.047 | 0 | 0 | 0 | 0 | 0.05 | 0 |  | --> | E11 ex ACADEMY STREET | ACADEMY STREET: T421∥T422 | NAVAN |  | 53.5852 | -6.5928
MV/LV Substation CA***608X | 20 kV | 400V(3ph) & 230V(single ph) | LV | 100 kVA :Pole Substation | 0.1 | --> | 0.1 | 0 | 1.6 |  | --> | 0.095 | 0 | 0 | 0 | 0 | 0 | 0 | Constrained,otherwise capacity available =122kW. | --> | E11 ex CASTLETOWNBERE | CASTLETOWNBERE: T421 | BALLYLICKY |  | 51.7187 | -9.8821
MV/LV Substation CA***609 | 20 kV | 400V(3ph) & 230V(single ph) | LV | 100 kVA :Pole Substation | 0.1 | --> | 0.1 | 0.09 | 2.8 |  | --> | 0.095 | 0 | 0 | 0 | 0 | 0.101 | 0 |  | --> | C14 ex CASHEL | CASHEL: T42 | CAHIR |  | 52.6134 | -7.9791
MV/LV Substation CA***609X | 10 kV | 400V(3ph) & 230V(single ph) | LV | 630 kVA :Building Structure | 0.63 | --> | 0.63 | 0.5 | 14.2 |  | --> | 0.598 | 0 | 0 | 0 | 0 | 0.5 | 0 |  | --> | C14 ex HEUSTON SQUARE | HEUSTON SQUARE: T102 | INCHICORE 220KV |  | 53.3415 | -6.3043
MV/LV Substation CA***610X | 20 kV | 400V(3ph) & 230V(single ph) | LV | 50 kVA :Pole Substation | 0.05 | --> | 0.05 | 0.05 | 1.5 |  | --> | 0.047 | 0 | 0 | 0 | 0 | 0.049 | 0 |  | --> | E17 ex ACHILL | ACHILL: T422 | CARROWBEG |  | 53.9814 | -10.0517
MV/LV Substation CA***610Y | 10 kV | 400V(3ph) & 230V(single ph) | LV | 630 kVA :Building Structure | 0.63 | --> | 0.63 | 0 | 0 | Constrained,otherwise capacity available =500kVA. | --> | 0.598 | 0 | 0 | 0 | 0 | 0.5 | 0 |  | --> | C11 ex GARRYOWEN | GARRYOWEN: T41 | LIMERICK |  | 52.6509 | -8.5986
MV/LV Substation CA***611 | 20 kV | 400V(3ph) & 230V(single ph) | LV | 50 kVA :Pole Substation | 0.05 | --> | 0.05 | 0.012 | 3 |  | --> | 0.047 | 0 | 0 | 0 | 0.011 | 0 | 0 | Constrained,otherwise capacity available =43kW. | --> | C21 ex SWINFORD | SWINFORD: T41∥T42 | CASTLEBAR |  | 53.9752 | -9.0435
MV/LV Substation CA***611 | 10 kV | 400V(3ph) & 230V(single ph) | LV | 100 kVA :Pole Substation | 0.1 | --> | 0.1 | 0.055 | 4.5 |  | --> | 0.095 | 0 | 0 | 0 | 0.022 | 0.083 | 0 |  | --> | C16 ex BRAY | BRAY: T42 | FASSAROE |  | 53.1744 | -6.1508
MV/LV Substation CA***613 | 10 kV | 400V(3ph) & 230V(single ph) | LV | 200 kVA :Kiosk Substation | 0.2 | --> | 0.2 | 0 | 0 | Constrained,otherwise capacity available =137kVA. | --> | 0.19 | 0 | 0 | 0 | 0 | 0 | 0 | Constrained,otherwise capacity available =209kW. | --> | C12 ex KANTURK | KANTURK: T41∥T42 | GLENLARA |  | 52.172 | -8.9111
MV/LV Substation CA***613X | 20 kV | 400V(3ph) & 230V(single ph) | LV | 50 kVA :Pole Substation | 0.05 | --> | 0.05 | 0.036 | 1.5 |  | --> | 0.047 | 0 | 0 | 0 | 0 | 0.051 | 0 |  | --> | E17 ex ACHILL | ACHILL: T422 | CARROWBEG |  | 53.9527 | -9.9706
MV/LV Substation CA***615 | 20 kV | 400V(3ph) & 230V(single ph) | LV | 100 kVA :Pole Substation | 0.1 | --> | 0.1 | 0.083 | 2.2 |  | --> | 0.095 | 0 | 0 | 0 | 0 | 0.102 | 0 |  | --> | C12 ex ROSSGEIR | ROSSGEIR: T41∥T42 | LETTERKENNY |  | 54.7946 | -7.5928
MV/LV Substation CA***617 | 10 kV | 400V(3ph) & 230V(single ph) | LV | 200 kVA :Pole Substation | 0.2 | --> | 0.2 | 0.169 | 5.5 |  | --> | 0.19 | 0 | 0 | 0 | 0.011 | 0.193 | 0 |  | --> | C18 ex LOUGHSHINNY | LOUGHSHINNY: T42 | GLASMORE |  | 53.5471 | -6.1069
MV/LV Substation CA***618 | 10 kV | 400V(3ph) & 230V(single ph) | LV | 100 kVA :Pole Substation | 0.1 | --> | 0.1 | 0.08 | 2.7 |  | --> | 0.095 | 0 | 0 | 0 | 0.004 | 0.098 | 0 |  | --> | C22 ex BALLYARD | BALLYARD: T41∥T42 | TRALEE |  | 52.2532 | -9.6963
MV/LV Substation CA***620 | 10 kV | 400V(3ph) & 230V(single ph) | LV | 50 kVA :Pole Substation | 0.05 | --> | 0.05 | 0.035 | 1 |  | --> | 0.047 | 0 | 0 | 0 | 0.007 | 0 | 0 | Constrained,otherwise capacity available =44kW. | --> | C16 ex KILCLOHER | KILCLOHER: T42 | DUNGARVAN |  | 52.1395 | -7.8389
MV/LV Substation CA***620 | 10 kV | 400V(3ph) & 230V(single ph) | LV | 200 kVA :Pole Substation | 0.2 | --> | 0.2 | 0 | 0 | Constrained,otherwise capacity available =164kVA. | --> | 0.19 | 0 | 0 | 0 | 0 | 0.205 | 0 |  | --> | C18 ex WOODFORD | WOODFORD: T41∥T42 | KNOCKEARAGH |  | 52.0442 | -9.5097
MV/LV Substation CA***621 | 20 kV | 400V(3ph) & 230V(single ph) | LV | 200 kVA :Pole Substation | 0.2 | --> | 0.2 | 0.176 | 2.8 |  | --> | 0.19 | 0 | 0 | 0 | 0 | 0 | 0 | Constrained,otherwise capacity available =203kW. | --> | C13 ex LEE BRIDGE | LEE BRIDGE: T41 | MACROOM |  | 51.8436 | -9.1228
MV/LV Substation CA***621 | 10 kV | 400V(3ph) & 230V(single ph) | LV | 100 kVA :Pole Substation | 0.1 | --> | 0.1 | 0.084 | 4.7 |  | --> | 0.095 | 0 | 0 | 0 | 0.031 | 0.069 | 0 |  | --> | C13 ex OAKFIELD | OAKFIELD: T41 | SLIGO |  | 54.2607 | -8.5372
MV/LV Substation CA***621Y | 10 kV | 400V(3ph) & 230V(single ph) | LV | 400 kVA :Kiosk Substation | 0.4 | --> | 0.4 | 0 | 0 | Constrained,otherwise capacity available =227kVA. | --> | 0.38 | 0 | 0 | 0 | 0.028 | 0.396 | 0 |  | --> | C22 ex MIDLETON | MIDLETON: T102 | MIDLETON |  | 51.9108 | -8.1993
MV/LV Substation CA***622 | 20 kV | 400V(3ph) & 230V(single ph) | LV | 200 kVA :Pole Substation | 0.2 | --> | 0.2 | 0.17 | 0.8 |  | --> | 0.19 | 0 | 0 | 0 | 0 | 0 | 0 | Constrained,otherwise capacity available =204kW. | --> | E18 ex CARNDONAGH | CARNDONAGH: T421∥T422 | TRILLICK |  | 55.2453 | -7.2491
MV/LV Substation CA***622Z | 10 kV | 400V(3ph) & 230V(single ph) | LV | 50 kVA :Pole Substation | 0.05 | --> | 0.05 | 0.042 | 2.7 |  | --> | 0.047 | 0 | 0 | 0 | 0 | 0.05 | 0 |  | --> | C19 ex CALLAN | CALLAN: T41∥T42 | KILKENNY |  | 52.5406 | -7.3965
MV/LV Substation CA***623Y | 10 kV | 400V(3ph) & 230V(single ph) | LV | 400 kVA :Kiosk Substation | 0.4 | --> | 0.4 | 0.273 | 0.3 | Constrained,otherwise capacity available =341kVA. | --> | 0.38 | 0 | 0 | 0 | 0 | 0 | 0 | Constrained,otherwise capacity available =408kW. | --> | C14 ex DRUMBEAR | DRUMBEAR: T41∥T42 | LISDRUM |  | 54.2463 | -6.9677
MV/LV Substation CA***623Y | 20 kV | 400V(3ph) & 230V(single ph) | LV | 50 kVA :Pole Substation | 0.05 | --> | 0.05 | 0 | 0 | Constrained,otherwise capacity available =50kVA. | --> | 0.047 | 0 | 0 | 0 | 0 | 0.049 | 0 |  | --> | E13 ex BALTINGLASS | BALTINGLASS: T421∥T422 | STRATFORD |  | 52.9132 | -6.8336
MV/LV Substation CA***624 | 10 kV | 400V(3ph) & 230V(single ph) | LV | 50 kVA :Pole Substation | 0.05 | --> | 0.05 | 0.024 | 9.2 |  | --> | 0.047 | 0 | 0 | 0 | 0 | 0.053 | 0 |  | --> | C19 ex MIDLETON | MIDLETON: T101 | MIDLETON |  | 51.9256 | -8.2139
MV/LV Substation CA***624Z | 10 kV | 400V(3ph) & 230V(single ph) | LV | 400 kVA :Building Structure | 0.4 | --> | 0.4 | 0 | 0 | Constrained,otherwise capacity available =321kVA. | --> | 0.38 | 0 | 0 | 0 | 0 | 0.411 | 0 |  | --> | C14 ex MACETOWN | MACETOWN: T102 | MACETOWN |  | 53.4042 | -6.3964
MV/LV Substation CA***625 | 10 kV | 400V(3ph) & 230V(single ph) | LV | 200 kVA :Pole Substation | 0.2 | --> | 0.2 | 0.123 | 5 |  | --> | 0.19 | 0 | 0 | 0 | 0 | 0.211 | 0 |  | --> | C28 ex GALWAY 110KV | GALWAY 110KV: T102 | GALWAY 110KV |  | 53.3202 | -9.0189
MV/LV Substation CA***625X | 20 kV | 400V(3ph) & 230V(single ph) | LV | 400 kVA :Kiosk Substation | 0.4 | --> | 0.4 | 0 | 0 | Constrained,otherwise capacity available =227kVA. | --> | 0.38 | 0 | 0 | 0 | 0 | 0.421 | 0 |  | --> | E17 ex CAVAN | CAVAN: T421 | SHANKILL |  | 54.0141 | -7.3572
MV/LV Substation CA***626X | 10 kV | 400V(3ph) & 230V(single ph) | LV | 200 kVA :Kiosk Substation | 0.2 | --> | 0.2 | 0.196 | 0.8 |  | --> | 0.19 | 0 | 0 | 0 | 0.015 | 0.184 | 0 |  | --> | C20 ex ORANMORE | ORANMORE: T44 | GALWAY 110KV |  | 53.3191 | -8.9082
MV/LV Substation CA***627X | 10 kV | 400V(3ph) & 230V(single ph) | LV | 100 kVA :Pole Substation | 0.1 | --> | 0.1 | 0.078 | 5.9 |  | --> | 0.095 | 0 | 0 | 0 | 0 | 0.103 | 0 |  | --> | C20 ex BANDON | BANDON: T101 | BANDON |  | 51.749 | -8.8106
MV/LV Substation CA***627X | 10 kV | 400V(3ph) & 230V(single ph) | LV | 50 kVA :Pole Substation | 0.05 | --> | 0.05 | 0.038 | 2.7 |  | --> | 0.047 | 0 | 0 | 0 | 0 | 0.051 | 0 |  | --> | C11 ex CALLAN | CALLAN: T41∥T42 | KILKENNY |  | 52.5608 | -7.3813
MV/LV Substation CA***629 | 20 kV | 400V(3ph) & 230V(single ph) | LV | 50 kVA :Pole Substation | 0.05 | --> | 0.05 | 0.048 | 2.8 |  | --> | 0.047 | 0 | 0 | 0 | 0 | 0 | 0 | Constrained,otherwise capacity available =49kW. | --> | C21 ex LEE BRIDGE | LEE BRIDGE: T41 | MACROOM |  | 51.9093 | -9.1033
MV/LV Substation CA***629Y | 10 kV | 400V(3ph) & 230V(single ph) | LV | 200 kVA :Building Structure | 0.2 | --> | 0.2 | 0 | 2 |  | --> | 0.19 | 0 | 0 | 0 | 0 | 0.238 | 0 |  | --> | C25 ex TYCOR | TYCOR: T41∥T42 | WATERFORD |  | 52.2538 | -7.1876
MV/LV Substation CA***630 | 10 kV | 400V(3ph) & 230V(single ph) | LV | 400 kVA :Building Structure | 0.4 | --> | 0.4 | 0.156 | 1.7 |  | --> | 0.38 | 0 | 0 | 0 | 0.006 | 0.43 | 0 |  | --> | C23 ex PEMBROKE | PEMBROKE: T42 | RINGSEND |  | 53.3352 | -6.2435
MV/LV Substation CA***631Y | 10 kV | 400V(3ph) & 230V(single ph) | LV | 400 kVA :Kiosk Substation | 0.4 | --> | 0.4 | 0 | 0 | Constrained,otherwise capacity available =318kVA. | --> | 0.38 | 0 | 0 | 0 | 0.034 | 0.376 | 0 |  | --> | C16 ex MONEYCOOLEY | MONEYCOOLEY: T42 | GRIFFINRATH |  | 53.3779 | -6.5859
MV/LV Substation CA***631Y | 10 kV | 400V(3ph) & 230V(single ph) | LV | 200 kVA :Kiosk Substation | 0.2 | --> | 0.2 | 0.136 | 3.9 |  | --> | 0.19 | 0 | 0 | 0 | 0.003 | 0.206 | 0 |  | --> | C17 ex BALLYJAMESDUFF | BALLYJAMESDUFF: T41 | SHANKILL |  | 53.8579 | -7.2044
MV/LV Substation CA***632X | 10 kV | 400V(3ph) & 230V(single ph) | LV | 50 kVA :Pole Substation | 0.05 | --> | 0.05 | 0 | 0 | Constrained,otherwise capacity available =6kVA. | --> | 0.047 | 0 | 0 | 0 | 0 | 0.055 | 0 |  | --> | C12 ex SAGGART | SAGGART: T41∥T42 | GRANGE CASTLE |  | 53.2656 | -6.5441
MV/LV Substation CA***633 | 10 kV | 400V(3ph) & 230V(single ph) | LV | 100 kVA :Pole Substation | 0.1 | --> | 0.1 | 0.075 | 0.7 |  | --> | 0.095 | 0 | 0 | 0 | 0 | 0.103 | 0 |  | --> | C26 ex GLENTIES | GLENTIES: T41 | BINBANE |  | 54.8091 | -8.4949
MV/LV Substation CA***633X | 10 kV | 400V(3ph) & 230V(single ph) | LV | 630 kVA :Kiosk Substation | 0.63 | --> | 0.63 | 0 | 0 | Constrained,otherwise capacity available =500kVA. | --> | 0.598 | 0 | 0 | 0 | 0.008 | 0.5 | 0 |  | --> | C22 ex MIDLETON | MIDLETON: T102 | MIDLETON |  | 51.9216 | -8.1879
MV/LV Substation CA***633Z | 10 kV | 400V(3ph) & 230V(single ph) | LV | 50 kVA :Pole Substation | 0.05 | --> | 0.05 | 0 | 0 | Constrained,otherwise capacity available =37kVA. | --> | 0.047 | 0 | 0 | 0 | 0.003 | 0.047 | 0 |  | --> | C11 ex JOHNSTOWN | JOHNSTOWN: T41 | KILTEEL |  | 53.2054 | -6.5751
MV/LV Substation CA***635Y | 10 kV | 400V(3ph) & 230V(single ph) | LV | 200 kVA :Kiosk Substation | 0.2 | --> | 0.2 | 0.142 | 1.5 |  | --> | 0.19 | 0 | 0 | 0 | 0.007 | 0.201 | 0 |  | --> | C19 ex ROSCOMMON | ROSCOMMON: T41 | LANESBORO |  | 53.6406 | -8.1992
MV/LV Substation CA***635Z | 10 kV | 400V(3ph) & 230V(single ph) | LV | 1000 kVA :Building Structure | 1 | --> | 1 | 0.5 | 0.9 |  | --> | 0.95 | 0 | 0 | 0 | 0 | 0.5 | 0 |  | --> | C12 ex FAIRHILL | FAIRHILL: T42 | KILBARRY |  | 51.9017 | -8.4732
MV/LV Substation CA***636X | 10 kV | 400V(3ph) & 230V(single ph) | LV | 200 kVA :Pole Substation | 0.2 | --> | 0.2 | 0.158 | 6.1 |  | --> | 0.19 | 0 | 0 | 0 | 0 | 0.206 | 0 |  | --> | C17 ex CASHEL | CASHEL: T41 | CAHIR |  | 52.5107 | -7.893
MV/LV Substation CA***637X | 10 kV | 400V(3ph) & 230V(single ph) | LV | 50 kVA :Pole Substation | 0.05 | --> | 0.05 | 0.039 | 7.7 |  | --> | 0.047 | 0 | 0 | 0 | 0 | 0.051 | 0 |  | --> | C12 ex GARRYCASTLE | GARRYCASTLE: T42 | ATHLONE |  | 53.4172 | -7.8987
MV/LV Substation CA***638 | 20 kV | 400V(3ph) & 230V(single ph) | LV | 100 kVA :Pole Substation | 0.1 | --> | 0.1 | 0.1 | 2.4 |  | --> | 0.095 | 0 | 0 | 0 | 0 | 0.1 | 0 |  | --> | E19 ex KENMARE | KENMARE: T421 | KNOCKEARAGH |  | 51.8325 | -9.8951
MV/LV Substation CA***638 | 10 kV | 400V(3ph) & 230V(single ph) | LV | 100 kVA :Pole Substation | 0.1 | --> | 0.1 | 0 | 0 | Constrained,otherwise capacity available =67kVA. | --> | 0.095 | 0 | 0 | 0 | 0.004 | 0.1 | 0 |  | --> | C30 ex CLAREGALWAY | CLAREGALWAY: T42 | GALWAY 110KV |  | 53.3953 | -9.0074
MV/LV Substation CA***640Y | 10 kV | 400V(3ph) & 230V(single ph) | LV | 400 kVA :Building Structure | 0.4 | --> | 0.4 | 0.355 | 2.2 |  | --> | 0.38 | 0 | 0 | 0 | 0 | 0.407 | 0 |  | --> | C11 ex MORNINGTON ROAD | MORNINGTON ROAD: T41 | DRYBRIDGE |  | 53.7142 | -6.3414
MV/LV Substation CA***641X | 10 kV | 400V(3ph) & 230V(single ph) | LV | 50 kVA :Pole Substation | 0.05 | --> | 0.05 | 0 | 0 | Constrained,otherwise capacity available =29kVA. | --> | 0.047 | 0 | 0 | 0 | 0.039 | 0.011 | 0 |  | --> | C16 ex ENNISTYMON | ENNISTYMON: T41∥T42 | ENNIS |  | 52.9732 | -9.3371
MV/LV Substation CA***642X | 10 kV | 400V(3ph) & 230V(single ph) | LV | 100 kVA :Kiosk Substation | 0.1 | --> | 0.1 | 0.048 | 6.1 |  | --> | 0.095 | 0 | 0 | 0 | 0 | 0.107 | 0 |  | --> | C17 ex CASHEL | CASHEL: T41 | CAHIR |  | 52.5163 | -7.9035
MV/LV Substation CA***644X | 10 kV | 400V(3ph) & 230V(single ph) | LV | 50 kVA :Pole Substation | 0.05 | --> | 0.05 | 0 | 0 | Constrained,otherwise capacity available =49kVA. | --> | 0.047 | 0 | 0 | 0 | 0 | 0.049 | 0 |  | --> | C23 ex KILBARRY | KILBARRY: T101 | KILBARRY |  | 51.9126 | -8.4981
MV/LV Substation CA***645 | 20 kV | 400V(3ph) & 230V(single ph) | LV | 50 kVA :Pole Substation | 0.05 | --> | 0.05 | 0 | 0 | Constrained,otherwise capacity available =50kVA. | --> | 0.047 | 0 | 0 | 0 | 0 | 0.049 | 0 |  | --> | E11 ex KILCOLGAN | KILCOLGAN: T421 | GALWAY 110KV |  | 53.1468 | -8.9181
MV/LV Substation CA***645X | 10 kV | 400V(3ph) & 230V(single ph) | LV | 200 kVA :Pole Substation | 0.2 | --> | 0.2 | 0.148 | 2.8 |  | --> | 0.19 | 0 | 0 | 0 | 0.002 | 0.205 | 0 |  | --> | C20 ex CASHEL | CASHEL: T42 | CAHIR |  | 52.5158 | -7.8807
MV/LV Substation CA***646Y | 10 kV | 400V(3ph) & 230V(single ph) | LV | 400 kVA :Kiosk Substation | 0.4 | --> | 0.4 | 0 | 0 | Constrained,otherwise capacity available =306kVA. | --> | 0.38 | 0 | 0 | 0 | 0.024 | 0.388 | 0 |  | --> | C12 ex MONEYCOOLEY | MONEYCOOLEY: T42 | GRIFFINRATH |  | 53.3514 | -6.5549
MV/LV Substation CA***647X | 10 kV | 400V(3ph) & 230V(single ph) | LV | 400 kVA :Kiosk Substation | 0.4 | --> | 0.4 | 0.308 | 0.8 |  | --> | 0.38 | 0 | 0 | 0 | 0.02 | 0.393 | 0 |  | --> | C12 ex ORANMORE | ORANMORE: T44 | GALWAY 110KV |  | 53.2803 | -8.9783
MV/LV Substation CA***647Z | 20 kV | 400V(3ph) & 230V(single ph) | LV | 200 kVA :Kiosk Substation | 0.2 | --> | 0.2 | 0.159 | 1.3 |  | --> | 0.19 | 0 | 0 | 0 | 0.008 | 0.197 | 0 |  | --> | E12 ex KILCULLEN | KILCULLEN: T424 | STRATFORD |  | 53.082 | -6.8025
MV/LV Substation CA***648 | 10 kV | 400V(3ph) & 230V(single ph) | LV | 100 kVA :Pole Substation | 0.1 | --> | 0.1 | 0 | 0 | Constrained,otherwise capacity available =79kVA. | --> | 0.095 | 0 | 0 | 0 | 0 | 0.103 | 0 |  | --> | C18 ex DOUGLAS | DOUGLAS: T41 | TRABEG |  | 51.851 | -8.4146
MV/LV Substation CA***649Y | 20 kV | 400V(3ph) & 230V(single ph) | LV | 630 kVA :Building Structure | 0.63 | --> | 0.63 | 0.5 | 1.8 |  | --> | 0.598 | 0 | 0 | 0 | 0 | 0.5 | 0 |  | --> | C18 ex DUNDALK | DUNDALK: T41 | DUNDALK |  | 54.0312 | -6.4063
MV/LV Substation CA***650 | 10 kV | 400V(3ph) & 230V(single ph) | LV | 50 kVA :Pole Substation | 0.05 | --> | 0.05 | 0.02 | 3.9 |  | --> | 0.047 | 0 | 0 | 0 | 0 | 0.054 | 0 |  | --> | C12 ex ROSS CARBERY | ROSS CARBERY: T41∥T42 | DUNMANWAY |  | 51.5837 | -8.962
MV/LV Substation CA***650Z | 10 kV | 400V(3ph) & 230V(single ph) | LV | 200 kVA :Kiosk Substation | 0.2 | --> | 0.2 | 0.159 | 5.1 |  | --> | 0.19 | 0 | 0 | 0 | 0.026 | 0 | 0 | Constrained,otherwise capacity available =178kW. | --> | C12 ex CASTLEKNOCK | CASTLEKNOCK: T41∥T42 | FINGLAS |  | 53.3663 | -6.385
MV/LV Substation CA***651 | 10 kV | 400V(3ph) & 230V(single ph) | LV | 630 kVA :Building Structure | 0.63 | --> | 0.63 | 0.5 | 0.6 |  | --> | 0.598 | 0 | 0 | 0 | 0.013 | 0.5 | 0 |  | --> | C04 ex PEMBROKE | PEMBROKE: T44 | RINGSEND |  | 53.3327 | -6.236
MV/LV Substation CA***651Z | 10 kV | 400V(3ph) & 230V(single ph) | LV | 400 kVA :Kiosk Substation | 0.4 | --> | 0.4 | 0 | 0 | Constrained,otherwise capacity available =344kVA. | --> | 0.38 | 0 | 0 | 0 | 0 | 0.408 | 0 |  | --> | C14 ex MACETOWN | MACETOWN: T102 | MACETOWN |  | 53.4044 | -6.405
MV/LV Substation CA***652 | 10 kV | 400V(3ph) & 230V(single ph) | LV | 100 kVA :Pole Substation | 0.1 | --> | 0.1 | 0.096 | 0.8 |  | --> | 0.095 | 0 | 0 | 0 | 0 | 0.1 | 0 |  | --> | C20 ex ORANMORE | ORANMORE: T44 | GALWAY 110KV |  | 53.3024 | -8.9255
MV/LV Substation CA***652X | 10 kV | 400V(3ph) & 230V(single ph) | LV | 630 kVA :Kiosk Substation | 0.63 | --> | 0.63 | 0.494 | 2.2 |  | --> | 0.598 | 0 | 0 | 0 | 0.027 | 0.5 | 0 |  | --> | C21 ex MALLOW | MALLOW: T41 | MALLOW |  | 52.1516 | -8.634
MV/LV Substation CA***652X | 10 kV | 400V(3ph) & 230V(single ph) | LV | 50 kVA :Pole Substation | 0.05 | --> | 0.05 | 0.049 | 1.7 |  | --> | 0.047 | 0 | 0 | 0 | 0 | 0.049 | 0 |  | --> | C24 ex BISHOPSTOWN | BISHOPSTOWN: T42 | KILBARRY |  | 51.8563 | -8.5348
MV/LV Substation CA***653 | 10 kV | 400V(3ph) & 230V(single ph) | LV | 630 kVA :Building Structure | 0.63 | --> | 0.63 | 0.5 | 1.1 |  | --> | 0.598 | 0 | 0 | 0 | 0 | 0.5 | 0 |  | --> | C47 ex BEDFORD ROW | BEDFORD ROW: T41 | FRANCIS STREET |  | 53.3433 | -6.265
MV/LV Substation CA***653 | 10 kV | 400V(3ph) & 230V(single ph) | LV | 100 kVA :Pole Substation | 0.1 | --> | 0.1 | 0.045 | 3.4 |  | --> | 0.095 | 0 | 0 | 0 | 0 | 0.108 | 0 |  | --> | C12 ex CAUSEWAY | CAUSEWAY: T41∥T42 | TRALEE |  | 52.4156 | -9.7344
MV/LV Substation CA***654Y | 10 kV | 400V(3ph) & 230V(single ph) | LV | 400 kVA :Kiosk Substation | 0.4 | --> | 0.4 | 0 | 0 | Constrained,otherwise capacity available =212kVA. | --> | 0.38 | 0 | 0 | 0 | 0.02 | 0.407 | 0 |  | --> | C22 ex TERMONFECKIN ROAD | TERMONFECKIN ROAD: T41∥T42 | DRYBRIDGE |  | 53.7285 | -6.3482
MV/LV Substation CA***655 | 10 kV | 400V(3ph) & 230V(single ph) | LV | 400 kVA :Building Structure | 0.4 | --> | 0.4 | 0 | 0 | Constrained,otherwise capacity available =1kVA. | --> | 0.38 | 0 | 0 | 0 | 0.004 | 0.454 | 0 |  | --> | C16 ex GLASNEVIN | GLASNEVIN: T41 | FINGLAS |  | 53.362 | -6.2762
MV/LV Substation CA***656Y | 20 kV | 400V(3ph) & 230V(single ph) | LV | 50 kVA :Pole Substation | 0.05 | --> | 0.05 | 0.05 | 3.7 |  | --> | 0.047 | 0 | 0 | 0 | 0 | 0.049 | 0 |  | --> | E15 ex JENKINSTOWN | JENKINSTOWN: T421∥T422 | DUNDALK |  | 54.0431 | -6.4169
MV/LV Substation CA***656Y | 10 kV | 400V(3ph) & 230V(single ph) | LV | 400 kVA :Kiosk Substation | 0.4 | --> | 0.4 | 0.243 | 0.7 |  | --> | 0.38 | 0 | 0 | 0 | 0.014 | 0.409 | 0 |  | --> | C30 ex ACADEMY STREET | ACADEMY STREET: T44 | NAVAN |  | 53.652 | -6.6664
MV/LV Substation CA***657 | 20 kV | 400V(3ph) & 230V(single ph) | LV | 50 kVA :Pole Substation | 0.05 | --> | 0.05 | 0.038 | 1.5 |  | --> | 0.047 | 0 | 0 | 0 | 0 | 0.051 | 0 |  | --> | E15 ex ARDFINNAN | ARDFINNAN: T421 | CAHIR |  | 52.3163 | -7.8656
MV/LV Substation CA***657X | 10 kV | 400V(3ph) & 230V(single ph) | LV | 50 kVA :Pole Substation | 0.05 | --> | 0.05 | 0 | 0 | Constrained,otherwise capacity available =45kVA. | --> | 0.047 | 0 | 0 | 0 | 0 | 0.05 | 0 |  | --> | C18 ex BUTTEVANT | BUTTEVANT: T41∥T42 | MALLOW |  | 52.291 | -8.7029
MV/LV Substation CA***657X | 10 kV | 400V(3ph) & 230V(single ph) | LV | 400 kVA :Kiosk Substation | 0.4 | --> | 0.4 | 0.334 | 2.7 |  | --> | 0.38 | 0 | 0 | 0 | 0.012 | 0.397 | 0 |  | --> | C19 ex CALLAN | CALLAN: T41∥T42 | KILKENNY |  | 52.5486 | -7.3881
MV/LV Substation CA***657X | 10 kV | 400V(3ph) & 230V(single ph) | LV | 1000 kVA :Building Structure | 1 | --> | 1 | 0 | 0 | Constrained,otherwise capacity available =500kVA. | --> | 0.95 | 0 | 0 | 0 | 0 | 0.5 | 0 |  | --> | C43 ex NORTH QUAYS | NORTH QUAYS: T102 | POOLBEG |  | 53.3488 | -6.2312
MV/LV Substation CA***658X | 10 kV | 400V(3ph) & 230V(single ph) | LV | 200 kVA :Kiosk Substation | 0.2 | --> | 0.2 | 0 | 0 | Constrained,otherwise capacity available =91kVA. | --> | 0.19 | 0 | 0 | 0 | 0.017 | 0.198 | 0 |  | --> | C18 ex BALGADDY | BALGADDY: T42 | GRANGE CASTLE |  | 53.3463 | -6.4269
MV/LV Substation CA***658X | 10 kV | 400V(3ph) & 230V(single ph) | LV | 50 kVA :Pole Substation | 0.05 | --> | 0.05 | 0.036 | 2.4 |  | --> | 0.047 | 0 | 0 | 0 | 0 | 0.051 | 0 |  | --> | C19 ex CASTLETOWNROCHE | CASTLETOWNROCHE: T41 | MALLOW |  | 52.1721 | -8.4627
MV/LV Substation CA***659 | 20 kV | 400V(3ph) & 230V(single ph) | LV | 50 kVA :Pole Substation | 0.05 | --> | 0.05 | 0.003 | 3.3 |  | --> | 0.047 | 0 | 0 | 0 | 0 | 0.056 | 0 |  | --> | E17 ex KNOCKMULLEN | KNOCKMULLEN: T421 | GREAT ISLAND |  | 52.3641 | -6.7781
MV/LV Substation CA***659X | 10 kV | 400V(3ph) & 230V(single ph) | LV | 630 kVA :Building Structure | 0.63 | --> | 0.63 | 0 | 0 | Constrained,otherwise capacity available =398kVA. | --> | 0.598 | 0 | 0 | 0 | 0 | 0.5 | 0 |  | --> | C14 ex NEWMARKET (DR) | NEWMARKET (DR): T41 | FRANCIS STREET |  | 53.3363 | -6.2875
MV/LV Substation CA***661 | 20 kV | 400V(3ph) & 230V(single ph) | LV | 50 kVA :Pole Substation | 0.05 | --> | 0.05 | 0.036 | 2 |  | --> | 0.047 | 0 | 0 | 0 | 0 | 0.051 | 0 |  | --> | E31 ex CAPPAMORE | CAPPAMORE: T41∥T42 | ARDNACRUSHA |  | 52.6132 | -8.3312
MV/LV Substation CA***661X | 10 kV | 400V(3ph) & 230V(single ph) | LV | 50 kVA :Pole Substation | 0.05 | --> | 0.05 | 0.04 | 5.1 |  | --> | 0.047 | 0 | 0 | 0 | 0 | 0.051 | 0 |  | --> | C11 ex LLOYD | LLOYD: T41∥T42 | NAVAN |  | 53.7368 | -6.9582
MV/LV Substation CA***662 | 20 kV | 400V(3ph) & 230V(single ph) | LV | 200 kVA :Pole Substation | 0.2 | --> | 0.2 | 0 | 3 |  | --> | 0.19 | 0 | 0 | 0 | 0 | 0.25 | 0 |  | --> | C16 ex LOUGHANALLA | LOUGHANALLA: T41∥T42 | MULLINGAR |  | 53.6648 | -7.2555
MV/LV Substation CA***662X | 20 kV | 400V(3ph) & 230V(single ph) | LV | 200 kVA :Pole Substation | 0.2 | --> | 0.2 | 0.169 | 1 |  | --> | 0.19 | 0 | 0 | 0 | 0 | 0 | 0 | Constrained,otherwise capacity available =204kW. | --> | E19 ex SHILLELAGH | SHILLELAGH: T421∥T422 | CARLOW |  | 52.7099 | -6.4921
MV/LV Substation CA***667Y | 10 kV | 400V(3ph) & 230V(single ph) | LV | 50 kVA :Pole Substation | 0.05 | --> | 0.05 | 0.043 | 0.8 |  | --> | 0.047 | 0 | 0 | 0 | 0 | 0.05 | 0 |  | --> | C20 ex KNOCKMULLEN | KNOCKMULLEN: T42 | GREAT ISLAND |  | 52.3768 | -6.9598
MV/LV Substation CA***672 | 10 kV | 400V(3ph) & 230V(single ph) | LV | 200 kVA :Pole Substation | 0.2 | --> | 0.2 | 0 | 0 | Constrained,otherwise capacity available =164kVA. | --> | 0.19 | 0 | 0 | 0 | 0 | 0.205 | 0 |  | --> | C14 ex GREYSTONES | GREYSTONES: T42 | FASSAROE |  | 53.1054 | -6.1976
MV/LV Substation CA***672 | 10 kV | 400V(3ph) & 230V(single ph) | LV | 200 kVA :Kiosk Substation | 0.2 | --> | 0.2 | 0.149 | 1.6 |  | --> | 0.19 | 0 | 0 | 0 | 0.048 | 0.157 | 0 |  | --> | C18 ex HEADFORD ROAD | HEADFORD ROAD: T42 | GALWAY 110KV |  | 53.2951 | -9.0523
MV/LV Substation CA***673Y | 10 kV | 400V(3ph) & 230V(single ph) | LV | 400 kVA :Kiosk Substation | 0.4 | --> | 0.4 | 0.261 | 1.4 |  | --> | 0.38 | 0 | 0 | 0 | 0.014 | 0.406 | 0 |  | --> | C17 ex LEIXLIP | LEIXLIP: T41 | GRIFFINRATH |  | 53.3628 | -6.5036
MV/LV Substation CA***675Z | 20 kV | 400V(3ph) & 230V(single ph) | LV | 200 kVA :Kiosk Substation | 0.2 | --> | 0.2 | 0 | 0 | Constrained,otherwise capacity available =186kVA. | --> | 0.19 | 0 | 0 | 0 | 0 | 0 | 0 | Constrained,otherwise capacity available =201kW. | --> | E15 ex ASHBOURNE | ASHBOURNE: T421 | FINGLAS |  | 53.5094 | -6.404
MV/LV Substation CA***675Z | 10 kV | 400V(3ph) & 230V(single ph) | LV | 400 kVA :Building Structure | 0.4 | --> | 0.4 | 0.387 | 15.8 |  | --> | 0.38 | 0 | 0 | 0 | 0 | 0.401 | 0 |  | --> | C36 ex CASTLEVIEW | CASTLEVIEW: T102 | CASTLEVIEW |  | 51.8973 | -8.3322
MV/LV Substation CA***676 | 20 kV | 400V(3ph) & 230V(single ph) | LV | 50 kVA :Pole Substation | 0.05 | --> | 0.05 | 0 | 0 | Constrained,otherwise capacity available =38kVA. | --> | 0.047 | 0 | 0 | 0 | 0 | 0 | 0 | Constrained,otherwise capacity available =51kW. | --> | E20 ex BIRR | BIRR: T422 | DALLOW |  | 53.0621 | -7.9491
MV/LV Substation CA***678X | 20 kV | 400V(3ph) & 230V(single ph) | LV | 400 kVA :Kiosk Substation | 0.4 | --> | 0.4 | 0.358 | 1.2 |  | --> | 0.38 | 0 | 0 | 0 | 0.004 | 0.402 | 0 |  | --> | E16 ex BALLYDEHOB | BALLYDEHOB: T421 | DUNMANWAY |  | 51.47 | -9.7811
MV/LV Substation CA***678X | 20 kV | 400V(3ph) & 230V(single ph) | LV | 400 kVA :Kiosk Substation | 0.4 | --> | 0.4 | 0 | 0 | Constrained,otherwise capacity available =319kVA. | --> | 0.38 | 0 | 0 | 0 | 0.002 | 0 | 0 | Constrained,otherwise capacity available =410kW. | --> | E14 ex EMYVALE | EMYVALE: T422 | LISDRUM |  | 54.3411 | -6.9621
MV/LV Substation CA***678X | 10 kV | 400V(3ph) & 230V(single ph) | LV | 1000 kVA :Building Structure | 1 | --> | 1 | 0 | 0 | Constrained,otherwise capacity available =500kVA. | --> | 0.95 | 0 | 0 | 0 | 0 | 0.5 | 0 |  | --> | C19 ex NEWMARKET (DR) | NEWMARKET (DR): T41 | FRANCIS STREET |  | 53.3371 | -6.2729
MV/LV Substation CA***678Z | 20 kV | 400V(3ph) & 230V(single ph) | LV | 200 kVA :Kiosk Substation | 0.2 | --> | 0.2 | 0.18 | 1.3 |  | --> | 0.19 | 0 | 0 | 0 | 0 | 0.203 | 0 |  | --> | E12 ex KILCULLEN | KILCULLEN: T424 | STRATFORD |  | 53.0808 | -6.7969
MV/LV Substation CA***680X | 10 kV | 400V(3ph) & 230V(single ph) | LV | 400 kVA :Kiosk Substation | 0.4 | --> | 0.4 | 0.391 | 6.5 |  | --> | 0.38 | 0 | 0 | 0 | 0 | 0.4 | 0 |  | --> | C17 ex CAHIR | CAHIR: T41 | CAHIR |  | 52.384 | -7.9294
MV/LV Substation CA***681 | 10 kV | 400V(3ph) & 230V(single ph) | LV | 200 kVA :Kiosk Substation | 0.2 | --> | 0.2 | 0 | 0 | Constrained,otherwise capacity available =139kVA. | --> | 0.19 | 0 | 0 | 0 | 0.003 | 0 | 0 | Constrained,otherwise capacity available =206kW. | --> | C14 ex COOLMINE | COOLMINE: T42 | FINGLAS |  | 53.385 | -6.4134
MV/LV Substation CA***681X | 10 kV | 400V(3ph) & 230V(single ph) | LV | 400 kVA :Building Structure | 0.4 | --> | 0.4 | 0.4 | 3.9 |  | --> | 0.38 | 0 | 0 | 0 | 0 | 0.4 | 0 |  | --> | C23 ex GALWAY 110KV | GALWAY 110KV: T103 | GALWAY 110KV |  | 53.2849 | -9.0358
MV/LV Substation CA***682 | 10 kV | 400V(3ph) & 230V(single ph) | LV | 50 kVA :Pole Substation | 0.05 | --> | 0.05 | 0.044 | 0.8 |  | --> | 0.047 | 0 | 0 | 0 | 0.009 | 0.04 | 0 |  | --> | C20 ex ORANMORE | ORANMORE: T44 | GALWAY 110KV |  | 53.3066 | -8.915
MV/LV Substation CA***685Y | 20 kV | 400V(3ph) & 230V(single ph) | LV | 50 kVA :Pole Substation | 0.05 | --> | 0.05 | 0.05 | 6.9 |  | --> | 0.047 | 0 | 0 | 0 | 0 | 0 | 0 | Constrained,otherwise capacity available =49kW. | --> | E12 ex RATHKEALE | RATHKEALE: T421∥T422 | RATHKEALE |  | 52.5161 | -8.9499
MV/LV Substation CA***687 | 20 kV | 400V(3ph) & 230V(single ph) | LV | 50 kVA :Pole Substation | 0.05 | --> | 0.05 | 0 | 0 | Constrained,otherwise capacity available =17kVA. | --> | 0.047 | 0 | 0 | 0 | 0.008 | 0 | 0 | Constrained,otherwise capacity available =45kW. | --> | E20 ex BIRR | BIRR: T422 | DALLOW |  | 53.0629 | -7.9709
MV/LV Substation CA***687Y | 10 kV | 400V(3ph) & 230V(single ph) | LV | 50 kVA :Pole Substation | 0.05 | --> | 0.05 | 0.05 | 3.2 |  | --> | 0.047 | 0 | 0 | 0 | 0 | 0.049 | 0 |  | --> | C26 ex ATHY | ATHY: T102 | ATHY |  | 53.0002 | -7.003
MV/LV Substation CA***688X | 10 kV | 400V(3ph) & 230V(single ph) | LV | 50 kVA :Pole Substation | 0.05 | --> | 0.05 | 0.05 | 6.5 |  | --> | 0.047 | 0 | 0 | 0 | 0 | 0.049 | 0 |  | --> | C17 ex CAHIR | CAHIR: T41 | CAHIR |  | 52.3887 | -7.9321
MV/LV Substation CA***688Y | 10 kV | 400V(3ph) & 230V(single ph) | LV | 50 kVA :Pole Substation | 0.05 | --> | 0.05 | 0.025 | 0 | Constrained,otherwise capacity available =50kVA. | --> | 0.047 | 0 | 0 | 0 | 0 | 0 | 0 | Constrained,otherwise capacity available =49kW. | --> | C15 ex TOOMEVARA | TOOMEVARA: T42 | NENAGH |  | 52.8864 | -8.0168
MV/LV Substation CA***689 | 20 kV | 400V(3ph) & 230V(single ph) | LV | 50 kVA :Pole Substation | 0.05 | --> | 0.05 | 0 | 0 | Constrained,otherwise capacity available =49kVA. | --> | 0.047 | 0 | 0 | 0 | 0 | 0.049 | 0 |  | --> | E11 ex KILCOLGAN | KILCOLGAN: T421 | GALWAY 110KV |  | 53.1996 | -8.8614
MV/LV Substation CA***689 | 10 kV | 400V(3ph) & 230V(single ph) | LV | 200 kVA :Pole Substation | 0.2 | --> | 0.2 | 0.127 | 0.8 |  | --> | 0.19 | 0 | 0 | 0 | 0 | 0.21 | 0 |  | --> | C20 ex ORANMORE | ORANMORE: T44 | GALWAY 110KV |  | 53.3051 | -8.9395
MV/LV Substation CA***689X | 10 kV | 400V(3ph) & 230V(single ph) | LV | 400 kVA :Kiosk Substation | 0.4 | --> | 0.4 | 0.251 | 2.2 |  | --> | 0.38 | 0 | 0 | 0 | 0 | 0.422 | 0 |  | --> | C20 ex MANOR STREET | MANOR STREET: T42 | WATERFORD |  | 52.2564 | -7.1128
MV/LV Substation CA***690Y | 10 kV | 400V(3ph) & 230V(single ph) | LV | 630 kVA :Building Structure | 0.63 | --> | 0.63 | 0.349 | 1.5 |  | --> | 0.598 | 0 | 0 | 0 | 0.039 | 0.5 | 0 |  | --> | C13 ex ROSCOMMON | ROSCOMMON: T41 | LANESBORO |  | 53.6289 | -8.1855
MV/LV Substation CA***690Z | 10 kV | 400V(3ph) & 230V(single ph) | LV | 50 kVA :Pole Substation | 0.05 | --> | 0.05 | 0.049 | 0.9 |  | --> | 0.047 | 0 | 0 | 0 | 0 | 0.049 | 0 |  | --> | C16 ex RIVERSTOWN | RIVERSTOWN: T41∥T42 | KILBARRY |  | 51.9964 | -8.3369
MV/LV Substation CA***691Y | 20 kV | 400V(3ph) & 230V(single ph) | LV | 200 kVA :Kiosk Substation | 0.2 | --> | 0.2 | 0.151 | 11.3 |  | --> | 0.19 | 0 | 0 | 0 | 0.005 | 0.201 | 0 |  | --> | C14 ex SINGLAND | SINGLAND: T102 | SINGLAND |  | 52.593 | -8.4765
MV/LV Substation CA***692X | 10 kV | 400V(3ph) & 230V(single ph) | LV | 200 kVA :Pole Substation | 0.2 | --> | 0.2 | 0 | 0 | Constrained,otherwise capacity available =165kVA. | --> | 0.19 | 0 | 0 | 0 | 0 | 0.205 | 0 |  | --> | C30 ex KINSALE | KINSALE: T41∥T42 | BANDON |  | 51.6536 | -8.5951
MV/LV Substation CA***692X | 20 kV | 400V(3ph) & 230V(single ph) | LV | 100 kVA :Pole Substation | 0.1 | --> | 0.1 | 0.037 | 6.3 |  | --> | 0.095 | 0 | 0 | 0 | 0.074 | 0 | 0 | Constrained,otherwise capacity available =31kW. | --> | E11 ex BAGENALSTOWN | BAGENALSTOWN: T421∥T422 | CARLOW |  | 52.7038 | -6.9443
MV/LV Substation CA***693X | 10 kV | 400V(3ph) & 230V(single ph) | LV | 400 kVA :Kiosk Substation | 0.4 | --> | 0.4 | 0.334 | 3.4 |  | --> | 0.38 | 0 | 0 | 0 | 0.01 | 0.399 | 0 |  | --> | C18 ex MAYFIELD | MAYFIELD: T42 | KILBARRY |  | 51.9117 | -8.4483
MV/LV Substation CA***694 | 20 kV | 400V(3ph) & 230V(single ph) | LV | 200 kVA :Pole Substation | 0.2 | --> | 0.2 | 0.16 | 1 |  | --> | 0.19 | 0 | 0 | 0 | 0 | 0 | 0 | Constrained,otherwise capacity available =206kW. | --> | E19 ex SHILLELAGH | SHILLELAGH: T421∥T422 | CARLOW |  | 52.7133 | -6.4917
MV/LV Substation CA***694X | 10 kV | 400V(3ph) & 230V(single ph) | LV | 50 kVA :Pole Substation | 0.05 | --> | 0.05 | 0 | 0 | Constrained,otherwise capacity available =47kVA. | --> | 0.047 | 0 | 0 | 0 | 0 | 0.049 | 0 |  | --> | C22 ex SKIBBEREEN | SKIBBEREEN: T41∥T42 | DUNMANWAY |  | 51.5914 | -9.3785
MV/LV Substation CA***694X | 10 kV | 400V(3ph) & 230V(single ph) | LV | 50 kVA :Pole Substation | 0.05 | --> | 0.05 | 0 | 0 | Constrained,otherwise capacity available =31kVA. | --> | 0.047 | 0 | 0 | 0 | 0 | 0 | 0 | Constrained,otherwise capacity available =51kW. | --> | C13 ex CURRAGLASS | CURRAGLASS: T41 | BARRYMORE |  | 52.1041 | -8.0709
MV/LV Substation CA***694X | 20 kV | 400V(3ph) & 230V(single ph) | LV | 50 kVA :Pole Substation | 0.05 | --> | 0.05 | 0.039 | 2.8 |  | --> | 0.047 | 0 | 0 | 0 | 0 | 0.051 | 0 |  | --> | E12 ex LONGFORD | LONGFORD: T422 | RICHMOND |  | 53.9214 | -7.6677
MV/LV Substation CA***695Y | 20 kV | 400V(3ph) & 230V(single ph) | LV | 400 kVA :Kiosk Substation | 0.4 | --> | 0.4 | 0 | 0 | Constrained,otherwise capacity available =240kVA. | --> | 0.38 | 0 | 0 | 0 | 0.063 | 0.358 | 0 |  | --> | E12 ex ACADEMY STREET | ACADEMY STREET: T421∥T422 | NAVAN |  | 53.6339 | -6.6502
MV/LV Substation CA***697 | 20 kV | 400V(3ph) & 230V(single ph) | LV | 50 kVA :Pole Substation | 0.05 | --> | 0.05 | 0.049 | 2.4 |  | --> | 0.047 | 0 | 0 | 0 | 0 | 0.049 | 0 |  | --> | E18 ex STRANORLAR | STRANORLAR: T422 | LETTERKENNY |  | 54.7967 | -7.7341
MV/LV Substation CA***698 | 20 kV | 400V(3ph) & 230V(single ph) | LV | 400 kVA :Kiosk Substation | 0.4 | --> | 0.4 | 0.347 | 5.1 |  | --> | 0.38 | 0 | 0 | 0 | 0 | 0.407 | 0 |  | --> | E18 ex BALLYBUNION | BALLYBUNION: T421∥T422 | TRIEN |  | 52.5118 | -9.6747
MV/LV Substation CA***699 | 10 kV | 400V(3ph) & 230V(single ph) | LV | 400 kVA :Kiosk Substation | 0.4 | --> | 0.4 | 0.379 | 4.5 |  | --> | 0.38 | 0 | 0 | 0 | 0.003 | 0.4 | 0 |  | --> | C15 ex MAYFIELD | MAYFIELD: T41 | KILBARRY |  | 51.9206 | -8.3989
MV/LV Substation CA***699Y | 10 kV | 400V(3ph) & 230V(single ph) | LV | 400 kVA :Kiosk Substation | 0.4 | --> | 0.4 | 0.301 | 2.9 |  | --> | 0.38 | 0 | 0 | 0 | 0 | 0.411 | 0 |  | --> | C24 ex MONFIN | MONFIN: T41∥T42 | WEXFORD |  | 52.4929 | -6.5393
MV/LV Substation CA***701 | 20 kV | 400V(3ph) & 230V(single ph) | LV | 50 kVA :Pole Substation | 0.05 | --> | 0.05 | 0.048 | 2.6 |  | --> | 0.047 | 0 | 0 | 0 | 0 | 0.049 | 0 |  | --> | E13 ex AGHADA | AGHADA: T721 | N/A |  | 51.8329 | -8.219
MV/LV Substation CA***702X | 20 kV | 400V(3ph) & 230V(single ph) | LV | 200 kVA :Pole Substation | 0.2 | --> | 0.2 | 0 | 0 | Constrained,otherwise capacity available =191kVA. | --> | 0.19 | 0 | 0 | 0 | 0 | 0.2 | 0 |  | --> | E15 ex DULEEK | DULEEK: T421∥T422 | DRYBRIDGE |  | 53.6349 | -6.4009
MV/LV Substation CA***702X | 10 kV | 400V(3ph) & 230V(single ph) | LV | 400 kVA :Building Structure | 0.4 | --> | 0.4 | 0.4 | 2.2 |  | --> | 0.38 | 0 | 0 | 0 | 0 | 0 | 0 | Constrained,otherwise capacity available =400kW. | --> | C18 ex NEWCASTLEWEST | NEWCASTLEWEST: T41∥T42 | RATHKEALE |  | 52.4294 | -9.0108
MV/LV Substation CA***703 | 20 kV | 400V(3ph) & 230V(single ph) | LV | 50 kVA :Pole Substation | 0.05 | --> | 0.05 | 0 | 0 | Constrained,otherwise capacity available =35kVA. | --> | 0.047 | 0 | 0 | 0 | 0 | 0 | 0 | Constrained,otherwise capacity available =51kW. | --> | C18 ex COOLCARRON | COOLCARRON: T41 | BARRYMORE |  | 52.1399 | -8.2446
MV/LV Substation CA***703X | 10 kV | 400V(3ph) & 230V(single ph) | LV | 100 kVA :Pole Substation | 0.1 | --> | 0.1 | 0.044 | 2.2 |  | --> | 0.095 | 0 | 0 | 0 | 0 | 0 | 0 | Constrained,otherwise capacity available =108kW. | --> | C18 ex NEWCASTLEWEST | NEWCASTLEWEST: T41∥T42 | RATHKEALE |  | 52.4299 | -9.0086
MV/LV Substation CA***703Y | 10 kV | 400V(3ph) & 230V(single ph) | LV | 200 kVA :Kiosk Substation | 0.2 | --> | 0.2 | 0.19 | 0.9 |  | --> | 0.19 | 0 | 0 | 0 | 0 | 0.201 | 0 |  | --> | C16 ex RATHMULLAN | RATHMULLAN: T42 | DRYBRIDGE |  | 53.7098 | -6.3734
MV/LV Substation CA***705 | 10 kV | 400V(3ph) & 230V(single ph) | LV | 200 kVA :Kiosk Substation | 0.2 | --> | 0.2 | 0.067 | 5.7 |  | --> | 0.19 | 0 | 0 | 0 | 0.008 | 0.211 | 0 |  | --> | C14 ex DEANSGRANGE | DEANSGRANGE: T42 | CARRICKMINES |  | 53.2853 | -6.1867
MV/LV Substation CA***705 | 20 kV | 400V(3ph) & 230V(single ph) | LV | 200 kVA :Pole Substation | 0.2 | --> | 0.2 | 0.164 | 4 |  | --> | 0.19 | 0 | 0 | 0 | 0.01 | 0.194 | 0 |  | --> | E13 ex KILLINICK | KILLINICK: T421∥T422 | WEXFORD |  | 52.1985 | -6.3673
MV/LV Substation CA***706Z | 10 kV | 400V(3ph) & 230V(single ph) | LV | 200 kVA :Pole Substation | 0.2 | --> | 0.2 | 0.163 | 0.3 |  | --> | 0.19 | 0 | 0 | 0 | 0 | 0.205 | 0 |  | --> | C17 ex TUAM NORTH | TUAM NORTH: T41∥T42 | CLOON |  | 53.5068 | -8.8207
MV/LV Substation CA***708 | 10 kV | 400V(3ph) & 230V(single ph) | LV | 630 kVA :Kiosk Substation | 0.63 | --> | 0.63 | 0 | 0 | Constrained,otherwise capacity available =229kVA. | --> | 0.598 | 0 | 0 | 0 | 0.008 | 0.5 | 0 |  | --> | C11 ex PHIBSBORO | PHIBSBORO: T41 | FINGLAS |  | 53.3607 | -6.2819
MV/LV Substation CA***708X | 10 kV | 400V(3ph) & 230V(single ph) | LV | 50 kVA :Pole Substation | 0.05 | --> | 0.05 | 0.047 | 2.3 |  | --> | 0.047 | 0 | 0 | 0 | 0 | 0.049 | 0 |  | --> | C15 ex RANDALSTOWN | RANDALSTOWN: T41 | NAVAN |  | 53.6869 | -6.7711
MV/LV Substation CA***710 | 20 kV | 400V(3ph) & 230V(single ph) | LV | 200 kVA :Pole Substation | 0.2 | --> | 0.2 | 0 | 0 | Constrained,otherwise capacity available =161kVA. | --> | 0.19 | 0 | 0 | 0 | 0 | 0.205 | 0 |  | --> | E15 ex DULEEK | DULEEK: T421∥T422 | DRYBRIDGE |  | 53.6773 | -6.3891
MV/LV Substation CA***710X | 20 kV | 400V(3ph) & 230V(single ph) | LV | 50 kVA :Pole Substation | 0.05 | --> | 0.05 | 0 | 0 | Constrained,otherwise capacity available =50kVA. | --> | 0.047 | 0 | 0 | 0 | 0 | 0.049 | 0 |  | --> | E18 ex CREAGH | CREAGH: T421∥T422 | ATHLONE |  | 53.3625 | -8.3212
MV/LV Substation CA***711Y | 10 kV | 400V(3ph) & 230V(single ph) | LV | 400 kVA :Kiosk Substation | 0.4 | --> | 0.4 | 0.341 | 2 |  | --> | 0.38 | 0 | 0 | 0 | 0.001 | 0.407 | 0 |  | --> | C22 ex TYCOR | TYCOR: T41∥T42 | WATERFORD |  | 52.2594 | -7.1513
MV/LV Substation CA***712Y | 10 kV | 400V(3ph) & 230V(single ph) | LV | 630 kVA :Kiosk Substation | 0.63 | --> | 0.63 | 0.451 | 2.1 |  | --> | 0.598 | 0 | 0 | 0 | 0.002 | 0.5 | 0 |  | --> | C21 ex WATERFORD IND EST | WATERFORD IND EST: T41 | BUTLERSTOWN |  | 52.2332 | -7.1391
MV/LV Substation CA***714 | 10 kV | 400V(3ph) & 230V(single ph) | LV | 100 kVA :Pole Substation | 0.1 | --> | 0.1 | 0.051 | 4.6 |  | --> | 0.095 | 0 | 0 | 0 | 0.003 | 0.103 | 0 |  | --> | C21 ex BALLYRAINE | BALLYRAINE: T41∥T42 | LETTERKENNY |  | 54.9798 | -7.7261
MV/LV Substation CA***714Y | 20 kV | 400V(3ph) & 230V(single ph) | LV | 200 kVA :Kiosk Substation | 0.2 | --> | 0.2 | 0 | 0 | Constrained,otherwise capacity available =53kVA. | --> | 0.19 | 0 | 0 | 0 | 0.014 | 0.207 | 0 |  | --> | E16 ex ACADEMY STREET | ACADEMY STREET: T421∥T422 | NAVAN |  | 53.6382 | -6.6899
MV/LV Substation CA***715Z | 10 kV | 400V(3ph) & 230V(single ph) | LV | 630 kVA :Building Structure | 0.63 | --> | 0.63 | 0.409 | 4.9 |  | --> | 0.598 | 0 | 0 | 0 | 0 | 0.5 | 0 |  | --> | C19 ex KILMORE | KILMORE: T101 | FINGLAS |  | 53.4154 | -6.2416
MV/LV Substation CA***717 | 10 kV | 400V(3ph) & 230V(single ph) | LV | 50 kVA :Pole Substation | 0.05 | --> | 0.05 | 0 | 0 | Constrained,otherwise capacity available =34kVA. | --> | 0.047 | 0 | 0 | 0 | 0 | 0.051 | 0 |  | --> | C21 ex CLONMINCH | CLONMINCH: T41 | THORNSBERRY |  | 53.2413 | -7.4081
MV/LV Substation CA***717Y | 10 kV | 400V(3ph) & 230V(single ph) | LV | 50 kVA :Pole Substation | 0.05 | --> | 0.05 | 0 | 0 | Constrained,otherwise capacity available =44kVA. | --> | 0.047 | 0 | 0 | 0 | 0.004 | 0 | 0 | Constrained,otherwise capacity available =46kW. | --> | C11 ex HOLYCROSS ROAD | HOLYCROSS ROAD: T41∥T42 | THURLES |  | 52.6501 | -7.8362
MV/LV Substation CA***717Y | 10 kV | 400V(3ph) & 230V(single ph) | LV | 200 kVA :Kiosk Substation | 0.2 | --> | 0.2 | 0 | 0 | Constrained,otherwise capacity available =156kVA. | --> | 0.19 | 0 | 0 | 0 | 0.02 | 0 | 0 | Constrained,otherwise capacity available =185kW. | --> | C19 ex CURRAGLASS | CURRAGLASS: T41 | BARRYMORE |  | 52.0922 | -8.0998
MV/LV Substation CA***718Y | 10 kV | 400V(3ph) & 230V(single ph) | LV | 400 kVA :Kiosk Substation | 0.4 | --> | 0.4 | 0.367 | 2.5 |  | --> | 0.38 | 0 | 0 | 0 | 0 | 0.404 | 0 |  | --> | C18 ex NENAGH | NENAGH: T42 | NENAGH |  | 52.8674 | -8.2048
MV/LV Substation CA***719 | 10 kV | 400V(3ph) & 230V(single ph) | LV | 50 kVA :Pole Substation | 0.05 | --> | 0.05 | 0 | 0 | Constrained,otherwise capacity available =46kVA. | --> | 0.047 | 0 | 0 | 0 | 0.004 | 0 | 0 | Constrained,otherwise capacity available =45kW. | --> | C11 ex BELLFIELD | BELLFIELD: T41∥T42 | CRANE |  | 52.5044 | -6.5904
MV/LV Substation CA***719 | 20 kV | 400V(3ph) & 230V(single ph) | LV | 400 kVA :Kiosk Substation | 0.4 | --> | 0.4 | 0 | 0 | Constrained,otherwise capacity available =281kVA. | --> | 0.38 | 0 | 0 | 0 | 0.007 | 0.41 | 0 |  | --> | C21 ex MILFORD (NR) | MILFORD (NR): T41∥T42 | LETTERKENNY |  | 55.1769 | -7.7928
MV/LV Substation CA***719X | 10 kV | 400V(3ph) & 230V(single ph) | LV | 1000 kVA :Building Structure | 1 | --> | 1 | 0 | 0 | Constrained,otherwise capacity available =500kVA. | --> | 0.95 | 0 | 0 | 0 | 0 | 0.5 | 0 |  | --> | C14 ex NEWMARKET (DR) | NEWMARKET (DR): T41 | FRANCIS STREET |  | 53.3363 | -6.2871
MV/LV Substation CA***719Y | 20 kV | 400V(3ph) & 230V(single ph) | LV | 100 kVA :Pole Substation | 0.1 | --> | 0.1 | 0.075 | 4 |  | --> | 0.095 | 0 | 0 | 0 | 0.008 | 0.095 | 0 |  | --> | E13 ex KILLINICK | KILLINICK: T421∥T422 | WEXFORD |  | 52.1986 | -6.3538
MV/LV Substation CA***720 | 20 kV | 400V(3ph) & 230V(single ph) | LV | 400 kVA :Kiosk Substation | 0.4 | --> | 0.4 | 0.195 | 3.3 |  | --> | 0.38 | 0 | 0 | 0 | 0.003 | 0.428 | 0 |  | --> | E18 ex BIRDHILL | BIRDHILL: T422 | ARDNACRUSHA |  | 52.7135 | -8.4995
MV/LV Substation CA***720X | 10 kV | 400V(3ph) & 230V(single ph) | LV | 200 kVA :Pole Substation | 0.2 | --> | 0.2 | 0 | 0 | Constrained,otherwise capacity available =198kVA. | --> | 0.19 | 0 | 0 | 0 | 0 | 0 | 0 | Constrained,otherwise capacity available =200kW. | --> | C16 ex PALLAS | PALLAS: T41∥T42 | PORTLAOISE |  | 53.064 | -7.4098
MV/LV Substation CA***722X | 20 kV | 400V(3ph) & 230V(single ph) | LV | 50 kVA :Pole Substation | 0.05 | --> | 0.05 | 0.029 | 3.7 |  | --> | 0.047 | 0 | 0 | 0 | 0 | 0.052 | 0 |  | --> | E16 ex JENKINSTOWN | JENKINSTOWN: T421∥T422 | DUNDALK |  | 53.9941 | -6.2231
MV/LV Substation CA***723Y | 20 kV | 400V(3ph) & 230V(single ph) | LV | 1000 kVA :Building Structure | 1 | --> | 1 | 0 | 0 | Constrained,otherwise capacity available =500kVA. | --> | 0.95 | 0 | 0 | 0 | 0 | 0.5 | 0 |  | --> | E12 ex CARRIGSHANE | CARRIGSHANE: T422 | MIDLETON |  | 51.9101 | -8.0663
MV/LV Substation CA***724 | 20 kV | 400V(3ph) & 230V(single ph) | LV | 50 kVA :Pole Substation | 0.05 | --> | 0.05 | 0.044 | 7.5 |  | --> | 0.047 | 0 | 0 | 0 | 0.005 | 0.045 | 0 |  | --> | C06 ex AHANE | AHANE: T102 | AHANE |  | 52.6713 | -8.5192
MV/LV Substation CA***724 | 10 kV | 400V(3ph) & 230V(single ph) | LV | 100 kVA :Pole Substation | 0.1 | --> | 0.1 | 0.081 | 4.3 |  | --> | 0.095 | 0 | 0 | 0 | 0 | 0.102 | 0 |  | --> | C26 ex BAILIEBORO | BAILIEBORO: T41∥T42 | MEATH HILL |  | 53.9329 | -6.9865
MV/LV Substation CA***725X | 10 kV | 400V(3ph) & 230V(single ph) | LV | 100 kVA :Pole Substation | 0.1 | --> | 0.1 | 0 | 0 | Constrained,otherwise capacity available =78kVA. | --> | 0.095 | 0 | 0 | 0 | 0 | 0 | 0 | Constrained,otherwise capacity available =103kW. | --> | C18 ex MOUNTRATH | MOUNTRATH: T41∥T42 | PORTLAOISE |  | 53.0042 | -7.5906
MV/LV Substation CA***725X | 20 kV | 400V(3ph) & 230V(single ph) | LV | 50 kVA :Pole Substation | 0.05 | --> | 0.05 | 0.049 | 6.4 |  | --> | 0.047 | 0 | 0 | 0 | 0 | 0 | 0 | Constrained,otherwise capacity available =49kW. | --> | E12 ex MACROOM | MACROOM: T422 | MACROOM |  | 51.9938 | -8.8963
MV/LV Substation CA***726 | 10 kV | 400V(3ph) & 230V(single ph) | LV | 400 kVA :Building Structure | 0.4 | --> | 0.4 | 0.267 | 5 |  | --> | 0.38 | 0 | 0 | 0 | 0 | 0.42 | 0 |  | --> | C19 ex BALLYRICKARD | BALLYRICKARD: T41∥T42 | TRALEE |  | 52.2708 | -9.7063
MV/LV Substation CA***726X | 10 kV | 400V(3ph) & 230V(single ph) | LV | 50 kVA :Pole Substation | 0.05 | --> | 0.05 | 0 | 0 | Constrained,otherwise capacity available =50kVA. | --> | 0.047 | 0 | 0 | 0 | 0 | 0.049 | 0 |  | --> | C13 ex BUTTEVANT | BUTTEVANT: T41∥T42 | MALLOW |  | 52.2313 | -8.5463
MV/LV Substation CA***726X | 10 kV | 400V(3ph) & 230V(single ph) | LV | 100 kVA :Pole Substation | 0.1 | --> | 0.1 | 0.054 | 1.5 |  | --> | 0.095 | 0 | 0 | 0 | 0.007 | 0.099 | 0 |  | --> | C16 ex DERRYCRAMPH | DERRYCRAMPH: T41∥T42 | SHANKILL |  | 53.9838 | -7.3555
MV/LV Substation CA***727 | 10 kV | 400V(3ph) & 230V(single ph) | LV | 33 kVA :Pole Substation | 0.033 | --> | 0.033 | 0 | 0 | Constrained,otherwise capacity available =25kVA. | --> | 0.031 | 0 | 0 | 0 | 0 | 0.033 | 0 |  | --> | C11 ex ATHENRY | ATHENRY: T41∥T42 | GALWAY 110KV |  | 53.279 | -8.7623
MV/LV Substation CA***727X | 20 kV | 400V(3ph) & 230V(single ph) | LV | 400 kVA :Kiosk Substation | 0.4 | --> | 0.4 | 0 | 0 | Constrained,otherwise capacity available =380kVA. | --> | 0.38 | 0 | 0 | 0 | 0 | 0.403 | 0 |  | --> | E11 ex CAVAN | CAVAN: T421 | SHANKILL |  | 54.022 | -7.2899
MV/LV Substation CA***728 | 20 kV | 400V(3ph) & 230V(single ph) | LV | 50 kVA :Pole Substation | 0.05 | --> | 0.05 | 0.026 | 1.8 |  | --> | 0.047 | 0 | 0 | 0 | 0 | 0.052 | 0 |  | --> | E11 ex CARRIGALLEN | CARRIGALLEN: T421 | CARRICK ON SHANNON |  | 53.9899 | -7.6673
MV/LV Substation CA***728X | 10 kV | 400V(3ph) & 230V(single ph) | LV | 200 kVA :Kiosk Substation | 0.2 | --> | 0.2 | 0.181 | 2.4 |  | --> | 0.19 | 0 | 0 | 0 | 0.003 | 0.199 | 0 |  | --> | C19 ex CASTLETOWNROCHE | CASTLETOWNROCHE: T41 | MALLOW |  | 52.1694 | -8.4677
MV/LV Substation CA***728Y | 10 kV | 400V(3ph) & 230V(single ph) | LV | 100 kVA :Pole Substation | 0.1 | --> | 0.1 | 0.089 | 3.6 |  | --> | 0.095 | 0 | 0 | 0 | 0 | 0.101 | 0 |  | --> | C21 ex CASTLEREA | CASTLEREA: T41∥T42 | CARRICK ON SHANNON |  | 53.7207 | -8.4155
MV/LV Substation CA***730 | 20 kV | 400V(3ph) & 230V(single ph) | LV | 50 kVA :Pole Substation | 0.05 | --> | 0.05 | 0 | 0 | Constrained,otherwise capacity available =40kVA. | --> | 0.047 | 0 | 0 | 0 | 0 | 0 | 0 | Constrained,otherwise capacity available =51kW. | --> | C18 ex LEE BRIDGE | LEE BRIDGE: T42 | MACROOM |  | 51.979 | -9.0374
MV/LV Substation CA***730 | 20 kV | 400V(3ph) & 230V(single ph) | LV | 50 kVA :Pole Substation | 0.05 | --> | 0.05 | 0.047 | 0.8 |  | --> | 0.047 | 0 | 0 | 0 | 0 | 0 | 0 | Constrained,otherwise capacity available =49kW. | --> | E18 ex CARNDONAGH | CARNDONAGH: T421∥T422 | TRILLICK |  | 55.228 | -7.2671
MV/LV Substation CA***731 | 10 kV | 400V(3ph) & 230V(single ph) | LV | 200 kVA :Pole Substation | 0.2 | --> | 0.2 | 0.153 | 9.8 |  | --> | 0.19 | 0 | 0 | 0 | 0.007 | 0.199 | 0 |  | --> | C11 ex KILCOOLE | KILCOOLE: T41∥T42 | FASSAROE |  | 53.0699 | -6.079
MV/LV Substation CA***733 | 20 kV | 400V(3ph) & 230V(single ph) | LV | 100 kVA :Pole Substation | 0.1 | --> | 0.1 | 0.058 | 1.6 |  | --> | 0.095 | 0 | 0 | 0 | 0 | 0.106 | 0 |  | --> | E16 ex GURRANEBANE | GURRANEBANE: T421∥T422 | OUGHTRAGH |  | 51.7691 | -10.1024
MV/LV Substation CA***733X | 10 kV | 400V(3ph) & 230V(single ph) | LV | 50 kVA :Pole Substation | 0.05 | --> | 0.05 | 0 | 0 | Constrained,otherwise capacity available =46kVA. | --> | 0.047 | 0 | 0 | 0 | 0 | 0.049 | 0 |  | --> | C16 ex ATHENRY | ATHENRY: T41∥T42 | GALWAY 110KV |  | 53.3059 | -8.7381
MV/LV Substation CA***734X | 20 kV | 400V(3ph) & 230V(single ph) | LV | 50 kVA :Pole Substation | 0.05 | --> | 0.05 | 0.032 | 4 |  | --> | 0.047 | 0 | 0 | 0 | 0 | 0.051 | 0 |  | --> | E13 ex KILLINICK | KILLINICK: T421∥T422 | WEXFORD |  | 52.1961 | -6.3488
MV/LV Substation CA***734X | 10 kV | 400V(3ph) & 230V(single ph) | LV | 200 kVA :Kiosk Substation | 0.2 | --> | 0.2 | 0 | 0 | Constrained,otherwise capacity available =175kVA. | --> | 0.19 | 0 | 0 | 0 | 0.003 | 0.2 | 0 |  | --> | C15 ex SKIBBEREEN | SKIBBEREEN: T41∥T42 | DUNMANWAY |  | 51.5414 | -9.2656
MV/LV Substation CA***734Z | 10 kV | 400V(3ph) & 230V(single ph) | LV | 630 kVA :Building Structure | 0.63 | --> | 0.63 | 0 | 0 | Constrained,otherwise capacity available =408kVA. | --> | 0.598 | 0 | 0 | 0 | 0 | 0.5 | 0 |  | --> | C17 ex DELVIN | DELVIN: T42 | MULLINGAR |  | 53.6526 | -7.0408
MV/LV Substation CA***735 | 10 kV | 400V(3ph) & 230V(single ph) | LV | 50 kVA :Pole Substation | 0.05 | --> | 0.05 | 0.033 | 2 |  | --> | 0.047 | 0 | 0 | 0 | 0.003 | 0.048 | 0 |  | --> | C15 ex BALLYTIVNAN | BALLYTIVNAN: T41 | SLIGO |  | 54.27 | -8.4164
MV/LV Substation CA***737 | 10 kV | 400V(3ph) & 230V(single ph) | LV | 630 kVA :Building Structure | 0.63 | --> | 0.63 | 0.479 | 5 |  | --> | 0.598 | 0 | 0 | 0 | 0 | 0.5 | 0 |  | --> | C19 ex POTTERY ROAD | POTTERY ROAD: T101 | CARRICKMINES |  | 53.2789 | -6.1526
MV/LV Substation CA***738Z | 10 kV | 400V(3ph) & 230V(single ph) | LV | 200 kVA :Kiosk Substation | 0.2 | --> | 0.2 | 0 | 0 | Constrained,otherwise capacity available =200kVA. | --> | 0.19 | 0 | 0 | 0 | 0 | 0.2 | 0 |  | --> | C31 ex CASTLEVIEW | CASTLEVIEW: T101 | CASTLEVIEW |  | 51.9009 | -8.3701
MV/LV Substation CA***739X | 10 kV | 400V(3ph) & 230V(single ph) | LV | 630 kVA :Kiosk Substation | 0.63 | --> | 0.63 | 0.463 | 1.5 |  | --> | 0.598 | 0 | 0 | 0 | 0 | 0 | 0 | Constrained,otherwise capacity available =500kW. | --> | C19 ex TURLOUGH ROAD | TURLOUGH ROAD: T43 | CASTLEBAR |  | 53.8551 | -9.3012
MV/LV Substation CA***739Y | 10 kV | 400V(3ph) & 230V(single ph) | LV | 50 kVA :Pole Substation | 0.05 | --> | 0.05 | 0.048 | 0.3 |  | --> | 0.047 | 0 | 0 | 0 | 0 | 0 | 0 | Constrained,otherwise capacity available =49kW. | --> | C15 ex DRUMBEAR | DRUMBEAR: T41∥T42 | LISDRUM |  | 54.2247 | -6.9366
MV/LV Substation CA***739Y | 20 kV | 400V(3ph) & 230V(single ph) | LV | 200 kVA :Pole Substation | 0.2 | --> | 0.2 | 0 | 0 | Constrained,otherwise capacity available =200kVA. | --> | 0.19 | 0 | 0 | 0 | 0 | 0.2 | 0 |  | --> | E13 ex BALTINGLASS | BALTINGLASS: T421∥T422 | STRATFORD |  | 52.9155 | -6.835
MV/LV Substation CA***740 | 10 kV | 400V(3ph) & 230V(single ph) | LV | 50 kVA :Pole Substation | 0.05 | --> | 0.05 | 0.038 | 0.8 |  | --> | 0.047 | 0 | 0 | 0 | 0.003 | 0.047 | 0 |  | --> | C20 ex ORANMORE | ORANMORE: T44 | GALWAY 110KV |  | 53.3123 | -8.8852
MV/LV Substation CA***740X | 10 kV | 400V(3ph) & 230V(single ph) | LV | 50 kVA :Pole Substation | 0.05 | --> | 0.05 | 0.05 | 2.2 |  | --> | 0.047 | 0 | 0 | 0 | 0 | 0.049 | 0 |  | --> | C11 ex MALLOW | MALLOW: T41 | MALLOW |  | 52.1411 | -8.6277
MV/LV Substation CA***741Y | 20 kV | 400V(3ph) & 230V(single ph) | LV | 100 kVA :Pole Substation | 0.1 | --> | 0.1 | 0.095 | 5.3 |  | --> | 0.095 | 0 | 0 | 0 | 0 | 0.1 | 0 |  | --> | E17 ex BUSH | BUSH: T421∥T422 | DUNDALK |  | 54.0373 | -6.1827
MV/LV Substation CA***741Z | 10 kV | 400V(3ph) & 230V(single ph) | LV | 400 kVA :Kiosk Substation | 0.4 | --> | 0.4 | 0 | 0 | Constrained,otherwise capacity available =397kVA. | --> | 0.38 | 0 | 0 | 0 | 0 | 0.4 | 0 |  | --> | C17 ex TOGHER | TOGHER: T41 | TRABEG |  | 51.8744 | -8.482
MV/LV Substation CA***742 | 20 kV | 400V(3ph) & 230V(single ph) | LV | 200 kVA :Pole Substation | 0.2 | --> | 0.2 | 0.132 | 1.6 |  | --> | 0.19 | 0 | 0 | 0 | 0.009 | 0.2 | 0 |  | --> | E11 ex MILLTOWN (SR) | MILLTOWN (SR): T421 | OUGHTRAGH |  | 52.1648 | -9.701
MV/LV Substation CA***743 | 20 kV | 400V(3ph) & 230V(single ph) | LV | 50 kVA :Pole Substation | 0.05 | --> | 0.05 | 0 | 0 | Constrained,otherwise capacity available =50kVA. | --> | 0.047 | 0 | 0 | 0 | 0 | 0 | 0 | Constrained,otherwise capacity available =49kW. | --> | C18 ex LEE BRIDGE | LEE BRIDGE: T42 | MACROOM |  | 52.0074 | -9.0701
MV/LV Substation CA***743 | 20 kV | 400V(3ph) & 230V(single ph) | LV | 50 kVA :Pole Substation | 0.05 | --> | 0.05 | 0.04 | 1.5 |  | --> | 0.047 | 0 | 0 | 0 | 0.015 | 0.035 | 0 |  | --> | E15 ex BEALISTOWN | BEALISTOWN: T421∥T422 | GREAT ISLAND |  | 52.2373 | -6.7511
MV/LV Substation CA***744 | 20 kV | 400V(3ph) & 230V(single ph) | LV | 200 kVA :Pole Substation | 0.2 | --> | 0.2 | 0.11 | 1.6 |  | --> | 0.19 | 0 | 0 | 0 | 0.003 | 0.21 | 0 |  | --> | E11 ex MILLTOWN (SR) | MILLTOWN (SR): T421 | OUGHTRAGH |  | 52.1703 | -9.7009
MV/LV Substation CA***744Y | 20 kV | 400V(3ph) & 230V(single ph) | LV | 200 kVA :Kiosk Substation | 0.2 | --> | 0.2 | 0.116 | 3.4 |  | --> | 0.19 | 0 | 0 | 0 | 0.004 | 0.208 | 0 |  | --> | E20 ex CLONMINCH | CLONMINCH: T422 | THORNSBERRY |  | 53.2665 | -7.3364
MV/LV Substation CA***744Y | 20 kV | 400V(3ph) & 230V(single ph) | LV | 50 kVA :Pole Substation | 0.05 | --> | 0.05 | 0 | 0 | Constrained,otherwise capacity available =21kVA. | --> | 0.047 | 0 | 0 | 0 | 0 | 0.053 | 0 |  | --> | E20 ex BALLINDERRY | BALLINDERRY: T422 | MULLINGAR |  | 53.3903 | -7.3753
MV/LV Substation CA***745 | 10 kV | 400V(3ph) & 230V(single ph) | LV | 200 kVA :Pole Substation | 0.2 | --> | 0.2 | 0.193 | 0.9 |  | --> | 0.19 | 0 | 0 | 0 | 0 | 0.2 | 0 |  | --> | C18 ex BALLYHALE | BALLYHALE: T42 | KILKENNY |  | 52.4681 | -7.2959
MV/LV Substation CA***747 | 20 kV | 400V(3ph) & 230V(single ph) | LV | 100 kVA :Pole Substation | 0.1 | --> | 0.1 | 0.093 | 1.5 |  | --> | 0.095 | 0 | 0 | 0 | 0 | 0.1 | 0 |  | --> | E17 ex ACHILL | ACHILL: T422 | CARROWBEG |  | 53.958 | -9.9688
MV/LV Substation CA***747X | 20 kV | 400V(3ph) & 230V(single ph) | LV | 50 kVA :Pole Substation | 0.05 | --> | 0.05 | 0 | 0 | Constrained,otherwise capacity available =50kVA. | --> | 0.047 | 0 | 0 | 0 | 0 | 0.049 | 0 |  | --> | C11 ex RAHEEN | RAHEEN: T41 | LIMERICK |  | 52.6297 | -8.7101
MV/LV Substation CA***747X | 10 kV | 400V(3ph) & 230V(single ph) | LV | 630 kVA :Building Structure | 0.63 | --> | 0.63 | 0.5 | 1.3 |  | --> | 0.598 | 0 | 0 | 0 | 0 | 0.5 | 0 |  | --> | C19 ex ENNIS NORTH | ENNIS NORTH: T41∥T42 | ENNIS |  | 52.8748 | -8.9615
MV/LV Substation CA***747X | 20 kV | 400V(3ph) & 230V(single ph) | LV | 200 kVA :Pole Substation | 0.2 | --> | 0.2 | 0 | 0 | Constrained,otherwise capacity available =135kVA. | --> | 0.19 | 0 | 0 | 0 | 0 | 0.21 | 0 |  | --> | C21 ex TERMONFECKIN ROAD | TERMONFECKIN ROAD: T41∥T42 | DRYBRIDGE |  | 53.7524 | -6.3169
MV/LV Substation CA***748Y | 10 kV | 400V(3ph) & 230V(single ph) | LV | 50 kVA :Pole Substation | 0.05 | --> | 0.05 | 0.034 | 2.7 |  | --> | 0.047 | 0 | 0 | 0 | 0 | 0.051 | 0 |  | --> | C18 ex CALLAN | CALLAN: T41∥T42 | KILKENNY |  | 52.5158 | -7.3365
MV/LV Substation CA***749 | 10 kV | 400V(3ph) & 230V(single ph) | LV | 100 kVA :Pole Substation | 0.1 | --> | 0.1 | 0.068 | 2 |  | --> | 0.095 | 0 | 0 | 0 | 0.003 | 0.101 | 0 |  | --> | C17 ex KILCAR | KILCAR: T41 | BINBANE |  | 54.706 | -8.7245
MV/LV Substation CA***749 | 10 kV | 400V(3ph) & 230V(single ph) | LV | 200 kVA :Pole Substation | 0.2 | --> | 0.2 | 0.133 | 5.7 |  | --> | 0.19 | 0 | 0 | 0 | 0.003 | 0.206 | 0 |  | --> | E18 ex MOY | MOY: T421∥T422 | MOY |  | 54.1256 | -9.1587
MV/LV Substation CA***749Y | 10 kV | 400V(3ph) & 230V(single ph) | LV | 200 kVA :Kiosk Substation | 0.2 | --> | 0.2 | 0.103 | 3.2 |  | --> | 0.19 | 0 | 0 | 0 | 0 | 0.214 | 0 |  | --> | C20 ex ATHY | ATHY: T102 | ATHY |  | 52.9951 | -6.9935
MV/LV Substation CA***750X | 20 kV | 400V(3ph) & 230V(single ph) | LV | 200 kVA :Pole Substation | 0.2 | --> | 0.2 | 0 | 0 | Constrained,otherwise capacity available =186kVA. | --> | 0.19 | 0 | 0 | 0 | 0 | 0 | 0 | Constrained,otherwise capacity available =201kW. | --> | C14 ex FERMOY NORTH | FERMOY NORTH: T41∥T42 | BARRYMORE |  | 52.1986 | -8.1877
MV/LV Substation CA***751X | 10 kV | 400V(3ph) & 230V(single ph) | LV | 100 kVA :Pole Substation | 0.1 | --> | 0.1 | 0.098 | 3.9 |  | --> | 0.095 | 0 | 0 | 0 | 0 | 0.1 | 0 |  | --> | C21 ex ROSS CARBERY | ROSS CARBERY: T41∥T42 | DUNMANWAY |  | 51.6319 | -9.0075
MV/LV Substation CA***751X | 20 kV | 400V(3ph) & 230V(single ph) | LV | 50 kVA :Pole Substation | 0.05 | --> | 0.05 | 0.042 | 0.3 |  | --> | 0.047 | 0 | 0 | 0 | 0 | 0.05 | 0 |  | --> | C23 ex TUAM NORTH | TUAM NORTH: T41∥T42 | CLOON |  | 53.5556 | -8.9127
MV/LV Substation CA***752X | 10 kV | 400V(3ph) & 230V(single ph) | LV | 400 kVA :Kiosk Substation | 0.4 | --> | 0.4 | 0.314 | 6.5 |  | --> | 0.38 | 0 | 0 | 0 | 0 | 0.413 | 0 |  | --> | C17 ex CAHIR | CAHIR: T41 | CAHIR |  | 52.3864 | -7.9317
MV/LV Substation CA***753 | 10 kV | 400V(3ph) & 230V(single ph) | LV | 50 kVA :Pole Substation | 0.05 | --> | 0.05 | 0.045 | 0.8 |  | --> | 0.047 | 0 | 0 | 0 | 0 | 0.05 | 0 |  | --> | C20 ex ORANMORE | ORANMORE: T44 | GALWAY 110KV |  | 53.307 | -8.9073
MV/LV Substation CA***754 | 10 kV | 400V(3ph) & 230V(single ph) | LV | 200 kVA :Kiosk Substation | 0.2 | --> | 0.2 | 0.106 | 5 |  | --> | 0.19 | 0 | 0 | 0 | 0.028 | 0.184 | 0 |  | --> | C19 ex POTTERY ROAD | POTTERY ROAD: T101 | CARRICKMINES |  | 53.2784 | -6.1492
MV/LV Substation CA***755Y | 10 kV | 400V(3ph) & 230V(single ph) | LV | 630 kVA :Building Structure | 0.63 | --> | 0.63 | 0 | 0 | Constrained,otherwise capacity available =500kVA. | --> | 0.598 | 0 | 0 | 0 | 0 | 0.5 | 0 |  | --> | C12 ex KILLACLOYNE | KILLACLOYNE: T41∥T42 | MIDLETON |  | 51.9099 | -8.2709
MV/LV Substation CA***756X | 20 kV | 400V(3ph) & 230V(single ph) | LV | 50 kVA :Pole Substation | 0.05 | --> | 0.05 | 0.049 | 0.2 |  | --> | 0.047 | 0 | 0 | 0 | 0 | 0.049 | 0 |  | --> | C12 ex SCARIFF | SCARIFF: T42 | ENNIS |  | 52.9084 | -8.5091
MV/LV Substation CA***758 | 10 kV | 400V(3ph) & 230V(single ph) | LV | 400 kVA :Kiosk Substation | 0.4 | --> | 0.4 | 0.341 | 1.1 |  | --> | 0.38 | 0 | 0 | 0 | 0 | 0.408 | 0 |  | --> | C16 ex KIMMAGE | KIMMAGE: T42 | INCHICORE 220KV |  | 53.3176 | -6.3009
MV/LV Substation CA***761 | 10 kV | 400V(3ph) & 230V(single ph) | LV | 400 kVA :Building Structure | 0.4 | --> | 0.4 | 0.358 | 0.8 |  | --> | 0.38 | 0 | 0 | 0 | 0 | 0.406 | 0 |  | --> | C20 ex ORANMORE | ORANMORE: T44 | GALWAY 110KV |  | 53.3016 | -8.9441
MV/LV Substation CA***763 | 20 kV | 400V(3ph) & 230V(single ph) | LV | 50 kVA :Pole Substation | 0.05 | --> | 0.05 | 0.044 | 3.5 |  | --> | 0.047 | 0 | 0 | 0 | 0 | 0.05 | 0 |  | --> | E19 ex STRANORLAR | STRANORLAR: T421 | LETTERKENNY |  | 54.7945 | -7.8186
MV/LV Substation CA***764Y | 20 kV | 400V(3ph) & 230V(single ph) | LV | 200 kVA :Pole Substation | 0.2 | --> | 0.2 | 0.192 | 0.9 |  | --> | 0.19 | 0 | 0 | 0 | 0 | 0 | 0 | Constrained,otherwise capacity available =200kW. | --> | C12 ex BANTRY | BANTRY: T41∥T42 | BALLYLICKY |  | 51.6231 | -9.5226
MV/LV Substation CA***765 | 10 kV | 400V(3ph) & 230V(single ph) | LV | 50 kVA :Pole Substation | 0.05 | --> | 0.05 | 0 | 0 | Constrained,otherwise capacity available =25kVA. | --> | 0.047 | 0 | 0 | 0 | 0.003 | 0 | 0 | Constrained,otherwise capacity available =50kW. | --> | C11 ex CLOONLOUGH | CLOONLOUGH: T41∥T42 | BARRYMORE |  | 52.2807 | -8.2775
MV/LV Substation CA***765Z | 20 kV | 400V(3ph) & 230V(single ph) | LV | 400 kVA :Kiosk Substation | 0.4 | --> | 0.4 | 0.381 | 2.8 |  | --> | 0.38 | 0 | 0 | 0 | 0 | 0.402 | 0 |  | --> | C12 ex CARRIGLAWN | CARRIGLAWN: T41∥T42 | WEXFORD |  | 52.3723 | -6.4508
MV/LV Substation CA***767 | 10 kV | 400V(3ph) & 230V(single ph) | LV | 400 kVA :Kiosk Substation | 0.4 | --> | 0.4 | 0.274 | 2.5 |  | --> | 0.38 | 0 | 0 | 0 | 0 | 0.419 | 0 |  | --> | C20 ex EAST WALL ROAD | EAST WALL ROAD: T42 | MCDERMOTT |  | 53.3513 | -6.1991
MV/LV Substation CA***767X | 10 kV | 400V(3ph) & 230V(single ph) | LV | 200 kVA :Kiosk Substation | 0.2 | --> | 0.2 | 0.159 | 8.5 |  | --> | 0.19 | 0 | 0 | 0 | 0 | 0.206 | 0 |  | --> | C13 ex ARDGEEHA | ARDGEEHA: T41∥T42 | DOON |  | 52.3672 | -7.693
MV/LV Substation CA***767Y | 20 kV | 400V(3ph) & 230V(single ph) | LV | 50 kVA :Pole Substation | 0.05 | --> | 0.05 | 0 | 0 | Constrained,otherwise capacity available =50kVA. | --> | 0.047 | 0 | 0 | 0 | 0 | 0.049 | 0 |  | --> | C22 ex ATHLONE | ATHLONE: T41 | ATHLONE |  | 53.4914 | -8.0324
MV/LV Substation CA***768X | 20 kV | 400V(3ph) & 230V(single ph) | LV | 200 kVA :Pole Substation | 0.2 | --> | 0.2 | 0.192 | 1.2 |  | --> | 0.19 | 0 | 0 | 0 | 0.004 | 0.196 | 0 |  | --> | E11 ex BALLYDEHOB | BALLYDEHOB: T421 | DUNMANWAY |  | 51.5291 | -9.5515
MV/LV Substation CA***768X | 20 kV | 400V(3ph) & 230V(single ph) | LV | 50 kVA :Pole Substation | 0.05 | --> | 0.05 | 0 | 0 | Constrained,otherwise capacity available =50kVA. | --> | 0.047 | 0 | 0 | 0 | 0 | 0.049 | 0 |  | --> | E13 ex BALLINROBE | BALLINROBE: T421∥T422 | DALTON |  | 53.7416 | -9.3057
MV/LV Substation CA***769 | 10 kV | 400V(3ph) & 230V(single ph) | LV | 400 kVA :Kiosk Substation | 0.4 | --> | 0.4 | 0 | 0 | Constrained,otherwise capacity available =218kVA. | --> | 0.38 | 0 | 0 | 0 | 0.005 | 0 | 0 | Constrained,otherwise capacity available =422kW. | --> | C14 ex COOLMINE | COOLMINE: T42 | FINGLAS |  | 53.3839 | -6.4112
MV/LV Substation CA***770Y | 20 kV | 400V(3ph) & 230V(single ph) | LV | 100 kVA :Pole Substation | 0.1 | --> | 0.1 | 0.088 | 3.4 |  | --> | 0.095 | 0 | 0 | 0 | 0 | 0.101 | 0 |  | --> | E20 ex CLONMINCH | CLONMINCH: T422 | THORNSBERRY |  | 53.2938 | -7.2948
MV/LV Substation CA***771X | 10 kV | 400V(3ph) & 230V(single ph) | LV | 630 kVA :Kiosk Substation | 0.63 | --> | 0.63 | 0.5 | 2.6 |  | --> | 0.598 | 0 | 0 | 0 | 0 | 0.5 | 0 |  | --> | C17 ex OUGHTERARD | OUGHTERARD: T41∥T42 | GALWAY 110KV |  | 53.4292 | -9.3191
MV/LV Substation CA***772 | 20 kV | 400V(3ph) & 230V(single ph) | LV | 50 kVA :Pole Substation | 0.05 | --> | 0.05 | 0.039 | 3.3 |  | --> | 0.047 | 0 | 0 | 0 | 0 | 0.051 | 0 |  | --> | E11 ex BIRDHILL | BIRDHILL: T421 | ARDNACRUSHA |  | 52.7173 | -8.3661
MV/LV Substation CA***772Y | 20 kV | 400V(3ph) & 230V(single ph) | LV | 400 kVA :Kiosk Substation | 0.4 | --> | 0.4 | 0 | 0 | Constrained,otherwise capacity available =360kVA. | --> | 0.38 | 0 | 0 | 0 | 0.003 | 0.403 | 0 |  | --> | E16 ex ACADEMY STREET | ACADEMY STREET: T421∥T422 | NAVAN |  | 53.6382 | -6.6928
MV/LV Substation CA***773Y | 10 kV | 400V(3ph) & 230V(single ph) | LV | 630 kVA :Building Structure | 0.63 | --> | 0.63 | 0.5 | 1.6 |  | --> | 0.598 | 0 | 0 | 0 | 0 | 0.5 | 0 |  | --> | C18 ex SRAH | SRAH: T41∥T42 | THORNSBERRY |  | 53.2877 | -7.5143
MV/LV Substation CA***775 | 10 kV | 400V(3ph) & 230V(single ph) | LV | 400 kVA :Building Structure | 0.4 | --> | 0.4 | 0 | 0 | Constrained,otherwise capacity available =276kVA. | --> | 0.38 | 0 | 0 | 0 | 0 | 0.418 | 0 |  | --> | C17 ex NEWMARKET (DR) | NEWMARKET (DR): T41 | FRANCIS STREET |  | 53.3379 | -6.2713
MV/LV Substation CA***776X | 20 kV | 400V(3ph) & 230V(single ph) | LV | 400 kVA :Building Structure | 0.4 | --> | 0.4 | 0.283 | 1.5 |  | --> | 0.38 | 0 | 0 | 0 | 0.004 | 0.413 | 0 |  | --> | E16 ex BEALISTOWN | BEALISTOWN: T421∥T422 | GREAT ISLAND |  | 52.2862 | -6.9406
MV/LV Substation CA***776X | 20 kV | 400V(3ph) & 230V(single ph) | LV | 50 kVA :Pole Substation | 0.05 | --> | 0.05 | 0 | 0 | Constrained,otherwise capacity available =43kVA. | --> | 0.047 | 0 | 0 | 0 | 0 | 0 | 0 | Constrained,otherwise capacity available =50kW. | --> | C11 ex MOUNTMELLICK | MOUNTMELLICK: T41∥T42 | PORTLAOISE |  | 53.1126 | -7.4294
MV/LV Substation CA***776X | 10 kV | 400V(3ph) & 230V(single ph) | LV | 50 kVA :Pole Substation | 0.05 | --> | 0.05 | 0.043 | 0.3 |  | --> | 0.047 | 0 | 0 | 0 | 0 | 0 | 0 | Constrained,otherwise capacity available =50kW. | --> | C15 ex DRUMBEAR | DRUMBEAR: T41∥T42 | LISDRUM |  | 54.2087 | -6.8356
MV/LV Substation CA***776X | 20 kV | 400V(3ph) & 230V(single ph) | LV | 200 kVA :Pole Substation | 0.2 | --> | 0.2 | 0 | 0 | Constrained,otherwise capacity available =170kVA. | --> | 0.19 | 0 | 0 | 0 | 0 | 0.204 | 0 |  | --> | C22 ex ENNISTYMON | ENNISTYMON: T41∥T42 | ENNIS |  | 52.9952 | -9.3065
MV/LV Substation CA***777 | 10 kV | 400V(3ph) & 230V(single ph) | LV | 400 kVA :Kiosk Substation | 0.4 | --> | 0.4 | 0.289 | 5 |  | --> | 0.38 | 0 | 0 | 0 | 0.048 | 0.366 | 0 |  | --> | C21 ex POTTERY ROAD | POTTERY ROAD: T101 | CARRICKMINES |  | 53.2645 | -6.1534
MV/LV Substation CA***777 | 20 kV | 400V(3ph) & 230V(single ph) | LV | 200 kVA :Pole Substation | 0.2 | --> | 0.2 | 0.123 | 1.3 |  | --> | 0.19 | 0 | 0 | 0 | 0.003 | 0.208 | 0 |  | --> | E13 ex KILCARRAGH | KILCARRAGH: T421∥T422 | BUTLERSTOWN |  | 52.1507 | -7.0013
MV/LV Substation CA***778Y | 10 kV | 400V(3ph) & 230V(single ph) | LV | 630 kVA :Kiosk Substation | 0.63 | --> | 0.63 | 0 | 0 | Constrained,otherwise capacity available =500kVA. | --> | 0.598 | 0 | 0 | 0 | 0 | 0.5 | 0 |  | --> | C12 ex KILLACLOYNE | KILLACLOYNE: T41∥T42 | MIDLETON |  | 51.9126 | -8.27
MV/LV Substation CA***780 | 10 kV | 400V(3ph) & 230V(single ph) | LV | 400 kVA :Kiosk Substation | 0.4 | --> | 0.4 | 0 | 0 | Constrained,otherwise capacity available =325kVA. | --> | 0.38 | 0 | 0 | 0 | 0.003 | 0.408 | 0 |  | --> | C18 ex WOODFORD | WOODFORD: T41∥T42 | KNOCKEARAGH |  | 52.0507 | -9.514
MV/LV Substation CA***780Y | 20 kV | 400V(3ph) & 230V(single ph) | LV | 50 kVA :Pole Substation | 0.05 | --> | 0.05 | 0.033 | 3.3 |  | --> | 0.047 | 0 | 0 | 0 | 0.007 | 0.044 | 0 |  | --> | E21 ex CRATLOE | CRATLOE: T421∥T422 | ARDNACRUSHA |  | 52.7065 | -8.7687
MV/LV Substation CA***781 | 10 kV | 400V(3ph) & 230V(single ph) | LV | 100 kVA :Pole Substation | 0.1 | --> | 0.1 | 0.09 | 6 |  | --> | 0.095 | 0 | 0 | 0 | 0.004 | 0.097 | 0 |  | --> | C12 ex MALLOW | MALLOW: T42 | MALLOW |  | 52.1425 | -8.6134
MV/LV Substation CA***782X | 20 kV | 400V(3ph) & 230V(single ph) | LV | 630 kVA :Kiosk Substation | 0.63 | --> | 0.63 | 0 | 0 | Constrained,otherwise capacity available =500kVA. | --> | 0.598 | 0 | 0 | 0 | 0 | 0.5 | 0 |  | --> | E18 ex BALLINROBE | BALLINROBE: T421∥T422 | DALTON |  | 53.6363 | -9.2373
MV/LV Substation CA***784 | 10 kV | 400V(3ph) & 230V(single ph) | LV | 200 kVA :Pole Substation | 0.2 | --> | 0.2 | 0.11 | 2.4 |  | --> | 0.19 | 0 | 0 | 0 | 0 | 0.213 | 0 |  | --> | C19 ex CASTLETOWNROCHE | CASTLETOWNROCHE: T41 | MALLOW |  | 52.1725 | -8.461
MV/LV Substation CA***789X | 20 kV | 400V(3ph) & 230V(single ph) | LV | 50 kVA :Pole Substation | 0.05 | --> | 0.05 | 0.045 | 2.8 |  | --> | 0.047 | 0 | 0 | 0 | 0 | 0 | 0 | Constrained,otherwise capacity available =50kW. | --> | C13 ex LEE BRIDGE | LEE BRIDGE: T41 | MACROOM |  | 51.8761 | -9.246
MV/LV Substation CA***790 | 20 kV | 400V(3ph) & 230V(single ph) | LV | 200 kVA :Pole Substation | 0.2 | --> | 0.2 | 0.14 | 1.6 |  | --> | 0.19 | 0 | 0 | 0 | 0.006 | 0.203 | 0 |  | --> | E17 ex INCH | INCH: T421∥T422 | OUGHTRAGH |  | 52.2213 | -9.9082
MV/LV Substation CA***790 | 10 kV | 400V(3ph) & 230V(single ph) | LV | 50 kVA :Pole Substation | 0.05 | --> | 0.05 | 0.05 | 1.6 |  | --> | 0.047 | 0 | 0 | 0 | 0 | 0.049 | 0 |  | --> | C22 ex CAHIR | CAHIR: T42 | CAHIR |  | 52.3668 | -7.9278
MV/LV Substation CA***791 | 20 kV | 400V(3ph) & 230V(single ph) | LV | 100 kVA :Pole Substation | 0.1 | --> | 0.1 | 0.079 | 1.6 |  | --> | 0.095 | 0 | 0 | 0 | 0.003 | 0.099 | 0 |  | --> | E17 ex INCH | INCH: T421∥T422 | OUGHTRAGH |  | 52.224 | -9.9119
MV/LV Substation CA***792 | 20 kV | 400V(3ph) & 230V(single ph) | LV | 100 kVA :Pole Substation | 0.1 | --> | 0.1 | 0.051 | 1.5 |  | --> | 0.095 | 0 | 0 | 0 | 0 | 0.106 | 0 |  | --> | E17 ex ACHILL | ACHILL: T422 | CARROWBEG |  | 53.9791 | -10.0497
MV/LV Substation CA***793X | 20 kV | 400V(3ph) & 230V(single ph) | LV | 100 kVA :Pole Substation | 0.1 | --> | 0.1 | 0.099 | 3.7 |  | --> | 0.095 | 0 | 0 | 0 | 0 | 0.1 | 0 |  | --> | E15 ex JENKINSTOWN | JENKINSTOWN: T421∥T422 | DUNDALK |  | 54.0933 | -6.3528
MV/LV Substation CA***794 | 20 kV | 400V(3ph) & 230V(single ph) | LV | 50 kVA :Pole Substation | 0.05 | --> | 0.05 | 0.041 | 1.6 |  | --> | 0.047 | 0 | 0 | 0 | 0.008 | 0.041 | 0 |  | --> | E17 ex INCH | INCH: T421∥T422 | OUGHTRAGH |  | 52.2254 | -9.9284
MV/LV Substation CA***794 | 20 kV | 400V(3ph) & 230V(single ph) | LV | 50 kVA :Pole Substation | 0.05 | --> | 0.05 | 0.025 | 0 | Constrained,otherwise capacity available =38kVA. | --> | 0.047 | 0 | 0 | 0 | 0 | 0 | 0 | Constrained,otherwise capacity available =51kW. | --> | C18 ex TOOMEVARA | TOOMEVARA: T42 | NENAGH |  | 52.8244 | -8.074
MV/LV Substation CA***795X | 10 kV | 400V(3ph) & 230V(single ph) | LV | 30 kVA :Pole Substation | 0.03 | --> | 0.03 | 0 | 2.2 |  | --> | 0.028 | 0 | 0 | 0 | 0 | 0 | 0 | Constrained,otherwise capacity available =35kW. | --> | C16 ex NEWCASTLEWEST | NEWCASTLEWEST: T41∥T42 | RATHKEALE |  | 52.5083 | -9.0493
MV/LV Substation CA***795X | 10 kV | 400V(3ph) & 230V(single ph) | LV | 50 kVA :Pole Substation | 0.05 | --> | 0.05 | 0.046 | 2.1 |  | --> | 0.047 | 0 | 0 | 0 | 0 | 0.049 | 0 |  | --> | C12 ex GRANAGH | GRANAGH: T41∥T42 | WATERFORD |  | 52.289 | -7.2243
MV/LV Substation CA***795X | 10 kV | 400V(3ph) & 230V(single ph) | LV | 100 kVA :Pole Substation | 0.1 | --> | 0.1 | 0.08 | 1.7 |  | --> | 0.095 | 0 | 0 | 0 | 0 | 0.103 | 0 |  | --> | C24 ex BISHOPSTOWN | BISHOPSTOWN: T42 | KILBARRY |  | 51.8592 | -8.5402
MV/LV Substation CA***795Z | 20 kV | 400V(3ph) & 230V(single ph) | LV | 200 kVA :Kiosk Substation | 0.2 | --> | 0.2 | 0.165 | 1.5 |  | --> | 0.19 | 0 | 0 | 0 | 0 | 0.205 | 0 |  | --> | E15 ex BEALISTOWN | BEALISTOWN: T421∥T422 | GREAT ISLAND |  | 52.2393 | -6.7292
MV/LV Substation CA***796X | 10 kV | 400V(3ph) & 230V(single ph) | LV | 50 kVA :Pole Substation | 0.05 | --> | 0.05 | 0 | 0 | Constrained,otherwise capacity available =44kVA. | --> | 0.047 | 0 | 0 | 0 | 0 | 0.05 | 0 |  | --> | C13 ex BUTTEVANT | BUTTEVANT: T41∥T42 | MALLOW |  | 52.1972 | -8.6282
MV/LV Substation CA***797 | 20 kV | 400V(3ph) & 230V(single ph) | LV | 200 kVA :Kiosk Substation | 0.2 | --> | 0.2 | 0.091 | 3.6 |  | --> | 0.19 | 0 | 0 | 0 | 0.002 | 0.214 | 0 |  | --> | E16 ex BALLYCROSSAUN | BALLYCROSSAUN: T421∥T422 | SOMERSET |  | 53.0896 | -8.2208
MV/LV Substation CA***797Y | 20 kV | 400V(3ph) & 230V(single ph) | LV | 50 kVA :Pole Substation | 0.05 | --> | 0.05 | 0 | 0 | Constrained,otherwise capacity available =47kVA. | --> | 0.047 | 0 | 0 | 0 | 0 | 0.049 | 0 |  | --> | E16 ex ACADEMY STREET | ACADEMY STREET: T421∥T422 | NAVAN |  | 53.5785 | -6.6259
MV/LV Substation CA***798Y | 10 kV | 400V(3ph) & 230V(single ph) | LV | 200 kVA :Kiosk Substation | 0.2 | --> | 0.2 | 0 | 0 | Constrained,otherwise capacity available =137kVA. | --> | 0.19 | 0 | 0 | 0 | 0.018 | 0.19 | 0 |  | --> | C21 ex PORTARLINGTON | PORTARLINGTON: T43 | BLAKE |  | 53.1363 | -7.1498
MV/LV Substation CA***798Y | 20 kV | 400V(3ph) & 230V(single ph) | LV | 50 kVA :Pole Substation | 0.05 | --> | 0.05 | 0.05 | 11.3 |  | --> | 0.047 | 0 | 0 | 0 | 0 | 0.049 | 0 |  | --> | C14 ex SINGLAND | SINGLAND: T102 | SINGLAND |  | 52.5896 | -8.4746
MV/LV Substation CA***799X | 10 kV | 400V(3ph) & 230V(single ph) | LV | 50 kVA :Pole Substation | 0.05 | --> | 0.05 | 0.04 | 5.9 |  | --> | 0.047 | 0 | 0 | 0 | 0.003 | 0.047 | 0 |  | --> | C13 ex BANDON | BANDON: T101 | BANDON |  | 51.747 | -8.7602
MV/LV Substation CA***799X | 10 kV | 400V(3ph) & 230V(single ph) | LV | 400 kVA :Kiosk Substation | 0.4 | --> | 0.4 | 0.273 | 2.2 |  | --> | 0.38 | 0 | 0 | 0 | 0.023 | 0.395 | 0 |  | --> | C11 ex MALLOW | MALLOW: T41 | MALLOW |  | 52.138 | -8.6298
MV/LV Substation CA***800X | 10 kV | 400V(3ph) & 230V(single ph) | LV | 200 kVA :Kiosk Substation | 0.2 | --> | 0.2 | 0 | 0 | Constrained,otherwise capacity available =136kVA. | --> | 0.19 | 0 | 0 | 0 | 0.025 | 0.183 | 0 |  | --> | C15 ex CARRIGALINE | CARRIGALINE: T41∥T42 | BARNAHELY |  | 51.8243 | -8.3976
MV/LV Substation CA***800X | 10 kV | 400V(3ph) & 230V(single ph) | LV | 100 kVA :Pole Substation | 0.1 | --> | 0.1 | 0.053 | 8.9 |  | --> | 0.095 | 0 | 0 | 0 | 0.007 | 0.099 | 0 |  | --> | C12 ex CARROWBEG | CARROWBEG: T41∥T42 | CARROWBEG |  | 53.8075 | -9.5026
MV/LV Substation CA***800X | 10 kV | 400V(3ph) & 230V(single ph) | LV | 50 kVA :Pole Substation | 0.05 | --> | 0.05 | 0 | 0 | Constrained,otherwise capacity available =31kVA. | --> | 0.047 | 0 | 0 | 0 | 0.001 | 0 | 0 | Constrained,otherwise capacity available =50kW. | --> | C32 ex CLOYNE | CLOYNE: T41 | MIDLETON |  | 51.8583 | -8.135
MV/LV Substation CA***800Z | 10 kV | 400V(3ph) & 230V(single ph) | LV | 400 kVA :Kiosk Substation | 0.4 | --> | 0.4 | 0 | 0 | Constrained,otherwise capacity available =365kVA. | --> | 0.38 | 0 | 0 | 0 | 0.006 | 0.399 | 0 |  | --> | C17 ex DOUGLAS | DOUGLAS: T42 | TRABEG |  | 51.8594 | -8.4361
MV/LV Substation CA***801 | 10 kV | 400V(3ph) & 230V(single ph) | LV | 1000 kVA :Building Structure | 1 | --> | 1 | 0 | 0 | Constrained,otherwise capacity available =500kVA. | --> | 0.95 | 0 | 0 | 0 | 0.019 | 0.5 | 0 |  | --> | C37 ex INCHICORE CENTRAL | INCHICORE CENTRAL: T45 | INCHICORE 220KV |  | 53.3364 | -6.3238
MV/LV Substation CA***801 | 20 kV | 400V(3ph) & 230V(single ph) | LV | 100 kVA :Pole Substation | 0.1 | --> | 0.1 | 0 | 0 | Constrained,otherwise capacity available =38kVA. | --> | 0.095 | 0 | 0 | 0 | 0.007 | 0 | 0 | Constrained,otherwise capacity available =101kW. | --> | E14 ex CASTLELYONS | CASTLELYONS: T421∥T422 | BARRYMORE |  | 52.0892 | -8.234
MV/LV Substation CA***801X | 10 kV | 400V(3ph) & 230V(single ph) | LV | 200 kVA :Kiosk Substation | 0.2 | --> | 0.2 | 0.135 | 1.9 |  | --> | 0.19 | 0 | 0 | 0 | 0.01 | 0.199 | 0 |  | --> | C15 ex ORANMORE | ORANMORE: T41 | GALWAY 110KV |  | 53.2671 | -8.9334
MV/LV Substation CA***801X | 10 kV | 400V(3ph) & 230V(single ph) | LV | 50 kVA :Pole Substation | 0.05 | --> | 0.05 | 0 | 0 | Constrained,otherwise capacity available =47kVA. | --> | 0.047 | 0 | 0 | 0 | 0 | 0.049 | 0 |  | --> | C16 ex CLONES | CLONES: T41∥T42 | SHANKILL |  | 54.1811 | -7.2434
MV/LV Substation CA***801X | 10 kV | 400V(3ph) & 230V(single ph) | LV | 400 kVA :Kiosk Substation | 0.4 | --> | 0.4 | 0.297 | 1.1 |  | --> | 0.38 | 0 | 0 | 0 | 0 | 0.415 | 0 |  | --> | C17 ex CAHIRCALLA | CAHIRCALLA: T41∥T42 | ENNIS |  | 52.8402 | -8.9828
MV/LV Substation CA***802 | 10 kV | 400V(3ph) & 230V(single ph) | LV | 1000 kVA :Building Structure | 1 | --> | 1 | 0.5 | 1.1 |  | --> | 0.95 | 0 | 0 | 0 | 0 | 0.5 | 0 |  | --> | C14 ex KIMMAGE | KIMMAGE: T42 | INCHICORE 220KV |  | 53.3143 | -6.3053
MV/LV Substation CA***802 | 20 kV | 400V(3ph) & 230V(single ph) | LV | 100 kVA :Pole Substation | 0.1 | --> | 0.1 | 0 | 0 | Constrained,otherwise capacity available =79kVA. | --> | 0.095 | 0 | 0 | 0 | 0 | 0 | 0 | Constrained,otherwise capacity available =103kW. | --> | E12 ex BIRR | BIRR: T422 | DALLOW |  | 53.1022 | -7.6975
MV/LV Substation CA***802 | 10 kV | 400V(3ph) & 230V(single ph) | LV | 100 kVA :Pole Substation | 0.1 | --> | 0.1 | 0 | 0 | Constrained,otherwise capacity available =83kVA. | --> | 0.095 | 0 | 0 | 0 | 0 | 0 | 0 | Constrained,otherwise capacity available =102kW. | --> | C17 ex HOLYCROSS ROAD | HOLYCROSS ROAD: T41∥T42 | THURLES |  | 52.7469 | -7.9376
MV/LV Substation CA***804Z | 10 kV | 400V(3ph) & 230V(single ph) | LV | 100 kVA :Pole Substation | 0.1 | --> | 0.1 | 0.088 | 3.7 |  | --> | 0.095 | 0 | 0 | 0 | 0 | 0.101 | 0 |  | --> | C18 ex SALLINS | SALLINS: T42 | GRIFFINRATH |  | 53.2832 | -6.6388
MV/LV Substation CA***805 | 20 kV | 400V(3ph) & 230V(single ph) | LV | 50 kVA :Pole Substation | 0.05 | --> | 0.05 | 0.022 | 0.2 |  | --> | 0.047 | 0 | 0 | 0 | 0.008 | 0.044 | 0 |  | --> | C15 ex MOATE | MOATE: T42 | ATHLONE |  | 53.4282 | -7.7787
MV/LV Substation CA***805 | 20 kV | 400V(3ph) & 230V(single ph) | LV | 200 kVA :Pole Substation | 0.2 | --> | 0.2 | 0.152 | 1.6 |  | --> | 0.19 | 0 | 0 | 0 | 0 | 0.207 | 0 |  | --> | E17 ex INCH | INCH: T421∥T422 | OUGHTRAGH |  | 52.2535 | -10.0204
MV/LV Substation CA***805X | 10 kV | 400V(3ph) & 230V(single ph) | LV | 1000 kVA :Building Structure | 1 | --> | 1 | 0.5 | 6.5 |  | --> | 0.95 | 0 | 0 | 0 | 0 | 0.5 | 0 |  | --> | C16 ex MISERY HILL | MISERY HILL: T102 | POOLBEG |  | 53.3452 | -6.2387
MV/LV Substation CA***806Y | 10 kV | 400V(3ph) & 230V(single ph) | LV | 200 kVA :Kiosk Substation | 0.2 | --> | 0.2 | 0.196 | 0.8 |  | --> | 0.19 | 0 | 0 | 0 | 0 | 0.2 | 0 |  | --> | C20 ex KNOCKMULLEN | KNOCKMULLEN: T42 | GREAT ISLAND |  | 52.3823 | -6.9548
MV/LV Substation CA***807 | 10 kV | 400V(3ph) & 230V(single ph) | LV | 50 kVA :Pole Substation | 0.05 | --> | 0.05 | 0 | 0 | Constrained,otherwise capacity available =38kVA. | --> | 0.047 | 0 | 0 | 0 | 0 | 0.051 | 0 |  | --> | C18 ex MIDLETON | MIDLETON: T102 | MIDLETON |  | 52.0188 | -8.2263
MV/LV Substation CA***807 | 20 kV | 400V(3ph) & 230V(single ph) | LV | 200 kVA :Pole Substation | 0.2 | --> | 0.2 | 0.169 | 1.6 |  | --> | 0.19 | 0 | 0 | 0 | 0 | 0.204 | 0 |  | --> | E17 ex INCH | INCH: T421∥T422 | OUGHTRAGH |  | 52.2558 | -10.0242
MV/LV Substation CA***808 | 10 kV | 400V(3ph) & 230V(single ph) | LV | 50 kVA :Pole Substation | 0.05 | --> | 0.05 | 0 | 0 | Constrained,otherwise capacity available =26kVA. | --> | 0.047 | 0 | 0 | 0 | 0 | 0 | 0 | Constrained,otherwise capacity available =52kW. | --> | E14 ex CASTLELYONS | CASTLELYONS: T421∥T422 | BARRYMORE |  | 52.0453 | -8.1982
MV/LV Substation CA***808X | 10 kV | 400V(3ph) & 230V(single ph) | LV | 1000 kVA :Building Structure | 1 | --> | 1 | 0 | 0 | Constrained,otherwise capacity available =500kVA. | --> | 0.95 | 0 | 0 | 0 | 0 | 0.5 | 0 |  | --> | C43 ex NORTH QUAYS | NORTH QUAYS: T102 | POOLBEG |  | 53.3499 | -6.2326
MV/LV Substation CA***808X | 10 kV | 400V(3ph) & 230V(single ph) | LV | 200 kVA :Pole Substation | 0.2 | --> | 0.2 | 0 | 0 | Constrained,otherwise capacity available =58kVA. | --> | 0.19 | 0 | 0 | 0 | 0.007 | 0 | 0 | Constrained,otherwise capacity available =213kW. | --> | C11 ex MOUNTRATH | MOUNTRATH: T41∥T42 | PORTLAOISE |  | 52.9781 | -7.4932
MV/LV Substation CA***808Y | 10 kV | 400V(3ph) & 230V(single ph) | LV | 50 kVA :Pole Substation | 0.05 | --> | 0.05 | 0.005 | 0 | Constrained,otherwise capacity available =50kVA. | --> | 0.047 | 0 | 0 | 0 | 0 | 0.049 | 0 |  | --> | E18 ex FINEA | FINEA: T421∥T422 | SHANKILL |  | 53.7611 | -7.3278
MV/LV Substation CA***808Z | 10 kV | 400V(3ph) & 230V(single ph) | LV | 50 kVA :Pole Substation | 0.05 | --> | 0.05 | 0.04 | 1.7 |  | --> | 0.047 | 0 | 0 | 0 | 0 | 0.051 | 0 |  | --> | C26 ex BISHOPSTOWN | BISHOPSTOWN: T42 | KILBARRY |  | 51.8939 | -8.5536
MV/LV Substation CA***809Z | 20 kV | 400V(3ph) & 230V(single ph) | LV | 50 kVA :Pole Substation | 0.05 | --> | 0.05 | 0.05 | 1.2 |  | --> | 0.047 | 0 | 0 | 0 | 0 | 0.049 | 0 |  | --> | E16 ex BALLYDEHOB | BALLYDEHOB: T421 | DUNMANWAY |  | 51.5178 | -9.6135
MV/LV Substation CA***810 | 10 kV | 400V(3ph) & 230V(single ph) | LV | 50 kVA :Pole Substation | 0.05 | --> | 0.05 | 0.026 | 2.2 |  | --> | 0.047 | 0 | 0 | 0 | 0.004 | 0 | 0 | Constrained,otherwise capacity available =48kW. | --> | C16 ex NEWCASTLEWEST | NEWCASTLEWEST: T41∥T42 | RATHKEALE |  | 52.4935 | -9.1487
MV/LV Substation CA***811 | 20 kV | 400V(3ph) & 230V(single ph) | LV | 200 kVA :Pole Substation | 0.2 | --> | 0.2 | 0.181 | 1.6 |  | --> | 0.19 | 0 | 0 | 0 | 0 | 0.202 | 0 |  | --> | E18 ex GURRANEBANE | GURRANEBANE: T421∥T422 | OUGHTRAGH |  | 51.9216 | -10.2897
MV/LV Substation CA***811Y | 20 kV | 400V(3ph) & 230V(single ph) | LV | 50 kVA :Pole Substation | 0.05 | --> | 0.05 | 0.05 | 9 |  | --> | 0.047 | 0 | 0 | 0 | 0 | 0.049 | 0 |  | --> | C24 ex MULLINGAR | MULLINGAR: T102 | MULLINGAR |  | 53.625 | -7.4621
MV/LV Substation CA***812Y | 10 kV | 400V(3ph) & 230V(single ph) | LV | 630 kVA :Kiosk Substation | 0.63 | --> | 0.63 | 0.408 | 1.9 |  | --> | 0.598 | 0 | 0 | 0 | 0 | 0.5 | 0 |  | --> | C12 ex ROSCOMMON | ROSCOMMON: T42 | LANESBORO |  | 53.633 | -8.1889
MV/LV Substation CA***813 | 10 kV | 400V(3ph) & 230V(single ph) | LV | 1000 kVA :Kiosk Substation | 1 | --> | 1 | 0.5 | 1.1 |  | --> | 0.95 | 0 | 0 | 0 | 0 | 0.5 | 0 |  | --> | C21 ex BELFIELD | BELFIELD: T41 | BLACKROCK |  | 53.3053 | -6.2234
MV/LV Substation CA***813 | 20 kV | 400V(3ph) & 230V(single ph) | LV | 100 kVA :Pole Substation | 0.1 | --> | 0.1 | 0.09 | 1.6 |  | --> | 0.095 | 0 | 0 | 0 | 0 | 0.101 | 0 |  | --> | E17 ex INCH | INCH: T421∥T422 | OUGHTRAGH |  | 52.3033 | -10.0286
MV/LV Substation CA***814Y | 20 kV | 400V(3ph) & 230V(single ph) | LV | 400 kVA :Kiosk Substation | 0.4 | --> | 0.4 | 0 | 0 | Constrained,otherwise capacity available =357kVA. | --> | 0.38 | 0 | 0 | 0 | 0.004 | 0.402 | 0 |  | --> | E12 ex CARRIGSHANE | CARRIGSHANE: T422 | MIDLETON |  | 51.9109 | -8.0545
MV/LV Substation CA***815Y | 20 kV | 400V(3ph) & 230V(single ph) | LV | 50 kVA :Pole Substation | 0.05 | --> | 0.05 | 0.046 | 1.2 |  | --> | 0.047 | 0 | 0 | 0 | 0 | 0.049 | 0 |  | --> | E11 ex BALLYDEHOB | BALLYDEHOB: T421 | DUNMANWAY |  | 51.5319 | -9.4572
MV/LV Substation CA***816X | 10 kV | 400V(3ph) & 230V(single ph) | LV | 630 kVA :Kiosk Substation | 0.63 | --> | 0.63 | 0.452 | 4.4 |  | --> | 0.598 | 0 | 0 | 0 | 0.021 | 0.5 | 0 |  | --> | C22 ex TYMON | TYMON: T42 | COOKSTOWN |  | 53.2912 | -6.3445
MV/LV Substation CA***818 | 20 kV | 400V(3ph) & 230V(single ph) | LV | 50 kVA :Pole Substation | 0.05 | --> | 0.05 | 0 | 0 | Constrained,otherwise capacity available =37kVA. | --> | 0.047 | 0 | 0 | 0 | 0 | 0.051 | 0 |  | --> | E30 ex LOUGHREA | LOUGHREA: T41∥T42 | SOMERSET |  | 53.2137 | -8.6308
MV/LV Substation CA***819X | 10 kV | 400V(3ph) & 230V(single ph) | LV | 400 kVA :Kiosk Substation | 0.4 | --> | 0.4 | 0.239 | 5 |  | --> | 0.38 | 0 | 0 | 0 | 0 | 0.424 | 0 |  | --> | C28 ex GALWAY 110KV | GALWAY 110KV: T102 | GALWAY 110KV |  | 53.2965 | -9.0341
MV/LV Substation CA***820 | 20 kV | 400V(3ph) & 230V(single ph) | LV | 50 kVA :Pole Substation | 0.05 | --> | 0.05 | 0 | 0 | Constrained,otherwise capacity available =44kVA. | --> | 0.047 | 0 | 0 | 0 | 0 | 0.05 | 0 |  | --> | E14 ex BALLINROBE | BALLINROBE: T421∥T422 | DALTON |  | 53.737 | -9.1842
MV/LV Substation CA***820X | 10 kV | 400V(3ph) & 230V(single ph) | LV | 50 kVA :Pole Substation | 0.05 | --> | 0.05 | 0.041 | 2.7 |  | --> | 0.047 | 0 | 0 | 0 | 0 | 0.05 | 0 |  | --> | E19 ex LONGFORD | LONGFORD: T421 | RICHMOND |  | 53.7122 | -7.8197
MV/LV Substation CA***821 | 20 kV | 400V(3ph) & 230V(single ph) | LV | 100 kVA :Pole Substation | 0.1 | --> | 0.1 | 0.087 | 1.6 |  | --> | 0.095 | 0 | 0 | 0 | 0.027 | 0.073 | 0 |  | --> | E12 ex MILLTOWN (SR) | MILLTOWN (SR): T422 | OUGHTRAGH |  | 52.0765 | -9.8531
MV/LV Substation CA***822X | 10 kV | 400V(3ph) & 230V(single ph) | LV | 50 kVA :Pole Substation | 0.05 | --> | 0.05 | 0.048 | 5.9 |  | --> | 0.047 | 0 | 0 | 0 | 0 | 0.049 | 0 |  | --> | C14 ex BANDON | BANDON: T101 | BANDON |  | 51.7514 | -8.6999
MV/LV Substation CA***822Y | 10 kV | 400V(3ph) & 230V(single ph) | LV | 400 kVA :Building Structure | 0.4 | --> | 0.4 | 0 | 0 | Constrained,otherwise capacity available =327kVA. | --> | 0.38 | 0 | 0 | 0 | 0 | 0.411 | 0 |  | --> | C18 ex KILLACLOYNE | KILLACLOYNE: T41∥T42 | MIDLETON |  | 51.9106 | -8.2858
MV/LV Substation CA***823X | 10 kV | 400V(3ph) & 230V(single ph) | LV | 100 kVA :Pole Substation | 0.1 | --> | 0.1 | 0.069 | 3.7 |  | --> | 0.095 | 0 | 0 | 0 | 0.007 | 0.097 | 0 |  | --> | C12 ex SALLINS | SALLINS: T42 | GRIFFINRATH |  | 53.283 | -6.6886
MV/LV Substation CA***827 | 20 kV | 400V(3ph) & 230V(single ph) | LV | 50 kVA :Pole Substation | 0.05 | --> | 0.05 | 0 | 0 | Constrained,otherwise capacity available =12kVA. | --> | 0.047 | 0 | 0 | 0 | 0 | 0.054 | 0 |  | --> | E19 ex DALTON | DALTON: T421∥T422 | DALTON |  | 53.7013 | -9.0207
MV/LV Substation CA***828 | 20 kV | 400V(3ph) & 230V(single ph) | LV | 50 kVA :Pole Substation | 0.05 | --> | 0.05 | 0.038 | 2.2 |  | --> | 0.047 | 0 | 0 | 0 | 0 | 0 | 0 | Constrained,otherwise capacity available =51kW. | --> | E17 ex BALLYMACARRY | BALLYMACARRY: T421 | TRILLICK |  | 55.0721 | -7.4526
MV/LV Substation CA***828X | 20 kV | 400V(3ph) & 230V(single ph) | LV | 100 kVA :Pole Substation | 0.1 | --> | 0.1 | 0.074 | 1 |  | --> | 0.095 | 0 | 0 | 0 | 0.003 | 0 | 0 | Constrained,otherwise capacity available =100kW. | --> | E19 ex SHILLELAGH | SHILLELAGH: T421∥T422 | CARLOW |  | 52.7111 | -6.5101
MV/LV Substation CA***829Y | 10 kV | 400V(3ph) & 230V(single ph) | LV | 400 kVA :Kiosk Substation | 0.4 | --> | 0.4 | 0.322 | 1.6 |  | --> | 0.38 | 0 | 0 | 0 | 0 | 0.411 | 0 |  | --> | C12 ex SRAH | SRAH: T41∥T42 | THORNSBERRY |  | 53.2872 | -7.5068
MV/LV Substation CA***830 | 20 kV | 400V(3ph) & 230V(single ph) | LV | 50 kVA :Pole Substation | 0.05 | --> | 0.05 | 0.034 | 3.6 |  | --> | 0.047 | 0 | 0 | 0 | 0 | 0.051 | 0 |  | --> | C22 ex CASTLEREA | CASTLEREA: T41∥T42 | CARRICK ON SHANNON |  | 53.8004 | -8.2479
MV/LV Substation CA***830 | 10 kV | 400V(3ph) & 230V(single ph) | LV | 50 kVA :Pole Substation | 0.05 | --> | 0.05 | 0.046 | 0.1 |  | --> | 0.047 | 0 | 0 | 0 | 0 | 0 | 0 | Constrained,otherwise capacity available =49kW. | --> | C11 ex RATHDRUM | RATHDRUM: T42 | ARKLOW |  | 52.9388 | -6.1397
MV/LV Substation CA***831 | 20 kV | 400V(3ph) & 230V(single ph) | LV | 630 kVA :Kiosk Substation | 0.63 | --> | 0.63 | 0 | 0 | Constrained,otherwise capacity available =500kVA. | --> | 0.598 | 0 | 0 | 0 | 0 | 0.5 | 0 |  | --> | C14 ex MILFORD (NR) | MILFORD (NR): T41∥T42 | LETTERKENNY |  | 55.1391 | -7.6693
MV/LV Substation CA***831X | 10 kV | 400V(3ph) & 230V(single ph) | LV | 50 kVA :Pole Substation | 0.05 | --> | 0.05 | 0 | 0 | Constrained,otherwise capacity available =44kVA. | --> | 0.047 | 0 | 0 | 0 | 0 | 0.05 | 0 |  | --> | C18 ex NAAS | NAAS: T42 | NEWBRIDGE |  | 53.1437 | -6.7106
MV/LV Substation CA***832 | 10 kV | 400V(3ph) & 230V(single ph) | LV | 50 kVA :Pole Substation | 0.05 | --> | 0.05 | 0 | 0 | Constrained,otherwise capacity available =45kVA. | --> | 0.047 | 0 | 0 | 0 | 0 | 0.05 | 0 |  | --> | C22 ex ENNISTYMON | ENNISTYMON: T41∥T42 | ENNIS |  | 52.9521 | -9.2814
MV/LV Substation CA***832 | 20 kV | 400V(3ph) & 230V(single ph) | LV | 100 kVA :Pole Substation | 0.1 | --> | 0.1 | 0 | 0 | Constrained,otherwise capacity available =88kVA. | --> | 0.095 | 0 | 0 | 0 | 0 | 0.101 | 0 |  | --> | E12 ex BALLINROBE | BALLINROBE: T421∥T422 | DALTON |  | 53.626 | -9.2167
MV/LV Substation CA***832X | 10 kV | 400V(3ph) & 230V(single ph) | LV | 100 kVA :Pole Substation | 0.1 | --> | 0.1 | 0 | 0 | Constrained,otherwise capacity available =50kVA. | --> | 0.095 | 0 | 0 | 0 | 0.003 | 0 | 0 | Constrained,otherwise capacity available =104kW. | --> | C22 ex PORTLAOISE | PORTLAOISE: T42 | PORTLAOISE |  | 53.0904 | -7.1679
MV/LV Substation CA***832X | 10 kV | 400V(3ph) & 230V(single ph) | LV | 400 kVA :Kiosk Substation | 0.4 | --> | 0.4 | 0.331 | 1.8 |  | --> | 0.38 | 0 | 0 | 0 | 0.004 | 0.406 | 0 |  | --> | C18 ex DUNDALK | DUNDALK: T41 | DUNDALK |  | 54.0143 | -6.4239
MV/LV Substation CA***832X | 20 kV | 400V(3ph) & 230V(single ph) | LV | 100 kVA :Pole Substation | 0.1 | --> | 0.1 | 0 | 0 | Constrained,otherwise capacity available =92kVA. | --> | 0.095 | 0 | 0 | 0 | 0 | 0 | 0 | Constrained,otherwise capacity available =100kW. | --> | E15 ex ASHBOURNE | ASHBOURNE: T421 | FINGLAS |  | 53.5111 | -6.4036
MV/LV Substation CA***833Z | 10 kV | 400V(3ph) & 230V(single ph) | LV | 400 kVA :Kiosk Substation | 0.4 | --> | 0.4 | 0 | 0 | Constrained,otherwise capacity available =302kVA. | --> | 0.38 | 0 | 0 | 0 | 0.018 | 0.395 | 0 |  | --> | C22 ex KILMONEY | KILMONEY: T41∥T42 | TRABEG |  | 51.8018 | -8.4026
MV/LV Substation CA***834 | 20 kV | 400V(3ph) & 230V(single ph) | LV | 50 kVA :Pole Substation | 0.05 | --> | 0.05 | 0.05 | 0.9 |  | --> | 0.047 | 0 | 0 | 0 | 0 | 0.049 | 0 |  | --> | C11 ex DRUMQUIN | DRUMQUIN: T42 | ENNIS |  | 52.7981 | -9.1019
MV/LV Substation CA***837 | 20 kV | 400V(3ph) & 230V(single ph) | LV | 50 kVA :Pole Substation | 0.05 | --> | 0.05 | 0.048 | 3.7 |  | --> | 0.047 | 0 | 0 | 0 | 0 | 0 | 0 | Constrained,otherwise capacity available =49kW. | --> | E19 ex FOXHOLE | FOXHOLE: T421∥T422 | DUNGARVAN |  | 51.9852 | -7.9176
MV/LV Substation CA***838 | 10 kV | 400V(3ph) & 230V(single ph) | LV | 400 kVA :Kiosk Substation | 0.4 | --> | 0.4 | 0.317 | 3.1 |  | --> | 0.38 | 0 | 0 | 0 | 0.01 | 0.402 | 0 |  | --> | C11 ex MONKSTOWN | MONKSTOWN: T41 | BLACKROCK |  | 53.2936 | -6.1818
MV/LV Substation CA***839 | 20 kV | 400V(3ph) & 230V(single ph) | LV | 50 kVA :Pole Substation | 0.05 | --> | 0.05 | 0 | 0 | Constrained,otherwise capacity available =39kVA. | --> | 0.047 | 0 | 0 | 0 | 0.003 | 0.047 | 0 |  | --> | E43 ex CLAREGALWAY | CLAREGALWAY: T421 | GALWAY 110KV |  | 53.3607 | -8.9059
MV/LV Substation CA***839 | 10 kV | 400V(3ph) & 230V(single ph) | LV | 400 kVA :Kiosk Substation | 0.4 | --> | 0.4 | 0.196 | 3.1 |  | --> | 0.38 | 0 | 0 | 0 | 0.028 | 0.401 | 0 |  | --> | C11 ex MONKSTOWN | MONKSTOWN: T41 | BLACKROCK |  | 53.2919 | -6.182
MV/LV Substation CA***841 | 20 kV | 400V(3ph) & 230V(single ph) | LV | 400 kVA :Building Structure | 0.4 | --> | 0.4 | 0.399 | 2.2 |  | --> | 0.38 | 0 | 0 | 0 | 0 | 0 | 0 | Constrained,otherwise capacity available =400kW. | --> | E17 ex BALLYMACARRY | BALLYMACARRY: T421 | TRILLICK |  | 55.1175 | -7.4388
MV/LV Substation CA***841Y | 20 kV | 400V(3ph) & 230V(single ph) | LV | 100 kVA :Pole Substation | 0.1 | --> | 0.1 | 0.082 | 2.8 |  | --> | 0.095 | 0 | 0 | 0 | 0 | 0.102 | 0 |  | --> | C14 ex CASHEL | CASHEL: T42 | CAHIR |  | 52.5188 | -7.8705
MV/LV Substation CA***842Y | 20 kV | 400V(3ph) & 230V(single ph) | LV | 400 kVA :Kiosk Substation | 0.4 | --> | 0.4 | 0.346 | 2.2 |  | --> | 0.38 | 0 | 0 | 0 | 0.014 | 0.393 | 0 |  | --> | C13 ex MORNINGTON ROAD | MORNINGTON ROAD: T41 | DRYBRIDGE |  | 53.7104 | -6.2756
MV/LV Substation CA***844 | 10 kV | 400V(3ph) & 230V(single ph) | LV | 630 kVA :Kiosk Substation | 0.63 | --> | 0.63 | 0 | 0 | Constrained,otherwise capacity available =440kVA. | --> | 0.598 | 0 | 0 | 0 | 0.014 | 0.5 | 0 |  | --> | C13 ex GLASNEVIN | GLASNEVIN: T41 | FINGLAS |  | 53.3741 | -6.2679
MV/LV Substation CA***844X | 20 kV | 400V(3ph) & 230V(single ph) | LV | 50 kVA :Pole Substation | 0.05 | --> | 0.05 | 0.005 | 0 | Constrained,otherwise capacity available =21kVA. | --> | 0.047 | 0 | 0 | 0 | 0 | 0.053 | 0 |  | --> | E21 ex FINEA | FINEA: T421∥T422 | SHANKILL |  | 53.8019 | -7.3923
MV/LV Substation CA***844X | 10 kV | 400V(3ph) & 230V(single ph) | LV | 100 kVA :Pole Substation | 0.1 | --> | 0.1 | 0.06 | 2.1 |  | --> | 0.095 | 0 | 0 | 0 | 0.015 | 0.09 | 0 |  | --> | C12 ex GRANAGH | GRANAGH: T41∥T42 | WATERFORD |  | 52.2716 | -7.2153
MV/LV Substation CA***844Z | 10 kV | 400V(3ph) & 230V(single ph) | LV | 400 kVA :Kiosk Substation | 0.4 | --> | 0.4 | 0 | 0 | Constrained,otherwise capacity available =291kVA. | --> | 0.38 | 0 | 0 | 0 | 0.005 | 0.411 | 0 |  | --> | C22 ex KILMONEY | KILMONEY: T41∥T42 | TRABEG |  | 51.8035 | -8.4021
MV/LV Substation CA***849 | 20 kV | 400V(3ph) & 230V(single ph) | LV | 100 kVA :Pole Substation | 0.1 | --> | 0.1 | 0.064 | 2.9 |  | --> | 0.095 | 0 | 0 | 0 | 0.006 | 0.099 | 0 |  | --> | C12 ex DUNLEER | DUNLEER: T41∥T42 | DRYBRIDGE |  | 53.7947 | -6.2489
MV/LV Substation CA***850 | 10 kV | 400V(3ph) & 230V(single ph) | LV | 100 kVA :Building Structure | 0.1 | --> | 0.1 | 0 | 0 | Constrained,otherwise capacity available =90kVA. | --> | 0.095 | 0 | 0 | 0 | 0.003 | 0.098 | 0 |  | --> | C12 ex CRANMORE | CRANMORE: T41∥T42 | SLIGO |  | 54.2474 | -8.4541
MV/LV Substation CA***850 | 10 kV | 400V(3ph) & 230V(single ph) | LV | 50 kVA :Pole Substation | 0.05 | --> | 0.05 | 0.047 | 1.7 |  | --> | 0.047 | 0 | 0 | 0 | 0 | 0.049 | 0 |  | --> | C16 ex NEWTOWNCUNNINGHAM | NEWTOWNCUNNINGHAM: T41∥T42 | LETTERKENNY |  | 54.9959 | -7.5124
MV/LV Substation CA***850Y | 10 kV | 400V(3ph) & 230V(single ph) | LV | 630 kVA :Building Structure | 0.63 | --> | 0.63 | 0.063 | 0.1 | Constrained,otherwise capacity available =500kVA. | --> | 0.598 | 0 | 0 | 0 | 0 | 0.5 | 0 |  | --> | C19 ex CASTLETROY | CASTLETROY: T41∥T42 | ARDNACRUSHA |  | 52.6719 | -8.5469
MV/LV Substation CA***851X | 20 kV | 400V(3ph) & 230V(single ph) | LV | 200 kVA :Pole Substation | 0.2 | --> | 0.2 | 0.124 | 1.4 |  | --> | 0.19 | 0 | 0 | 0 | 0 | 0 | 0 | Constrained,otherwise capacity available =211kW. | --> | C18 ex DEERPARK | DEERPARK: T41∥T42 | BALLYDINE |  | 52.3968 | -7.3414
MV/LV Substation CA***851Y | 20 kV | 400V(3ph) & 230V(single ph) | LV | 50 kVA :Pole Substation | 0.05 | --> | 0.05 | 0.012 | 6.9 |  | --> | 0.047 | 0 | 0 | 0 | 0 | 0 | 0 | Constrained,otherwise capacity available =54kW. | --> | E14 ex RATHKEALE | RATHKEALE: T421∥T422 | RATHKEALE |  | 52.5356 | -8.7183
MV/LV Substation CA***852X | 20 kV | 400V(3ph) & 230V(single ph) | LV | 50 kVA :Pole Substation | 0.05 | --> | 0.05 | 0.037 | 11.3 |  | --> | 0.047 | 0 | 0 | 0 | 0.002 | 0.048 | 0 |  | --> | C14 ex SINGLAND | SINGLAND: T102 | SINGLAND |  | 52.6253 | -8.5532
MV/LV Substation CA***852X | 10 kV | 400V(3ph) & 230V(single ph) | LV | 400 kVA :Kiosk Substation | 0.4 | --> | 0.4 | 0.133 | 8.5 |  | --> | 0.38 | 0 | 0 | 0 | 0.117 | 0.317 | 0 |  | --> | C13 ex ARDGEEHA | ARDGEEHA: T41∥T42 | DOON |  | 52.3641 | -7.6881
MV/LV Substation CA***853 | 20 kV | 400V(3ph) & 230V(single ph) | LV | 50 kVA :Pole Substation | 0.05 | --> | 0.05 | 0 | 0 | Constrained,otherwise capacity available =50kVA. | --> | 0.047 | 0 | 0 | 0 | 0 | 0 | 0 | Constrained,otherwise capacity available =49kW. | --> | C12 ex LEE BRIDGE | LEE BRIDGE: T42 | MACROOM |  | 51.9523 | -9.163
MV/LV Substation CA***853X | 10 kV | 400V(3ph) & 230V(single ph) | LV | 400 kVA :Kiosk Substation | 0.4 | --> | 0.4 | 0 | 0 | Constrained,otherwise capacity available =371kVA. | --> | 0.38 | 0 | 0 | 0 | 0.002 | 0.401 | 0 |  | --> | C15 ex SKIBBEREEN | SKIBBEREEN: T41∥T42 | DUNMANWAY |  | 51.4852 | -9.3708
MV/LV Substation CA***858X | 20 kV | 400V(3ph) & 230V(single ph) | LV | 200 kVA :Pole Substation | 0.2 | --> | 0.2 | 0.183 | 1.4 |  | --> | 0.19 | 0 | 0 | 0 | 0 | 0.202 | 0 |  | --> | E18 ex GARRANACANTY | GARRANACANTY: T422 | TIPPERARY |  | 52.5771 | -8.1658
MV/LV Substation CA***860X | 10 kV | 400V(3ph) & 230V(single ph) | LV | 630 kVA :Building Structure | 0.63 | --> | 0.63 | 0.5 | 3.1 |  | --> | 0.598 | 0 | 0 | 0 | 0 | 0.5 | 0 |  | --> | C19 ex BALLYMOUNT | BALLYMOUNT: T41 | INCHICORE 220KV |  | 53.312 | -6.3471
MV/LV Substation CA***861 | 10 kV | 400V(3ph) & 230V(single ph) | LV | 400 kVA :Kiosk Substation | 0.4 | --> | 0.4 | 0.275 | 1.2 |  | --> | 0.38 | 0 | 0 | 0 | 0 | 0.419 | 0 |  | --> | C18 ex TRIM | TRIM: T41∥T42 | NAVAN |  | 53.5529 | -6.7879
MV/LV Substation CA***862 | 10 kV | 400V(3ph) & 230V(single ph) | LV | 630 kVA :Kiosk Substation | 0.63 | --> | 0.63 | 0 | 0 | Constrained,otherwise capacity available =500kVA. | --> | 0.598 | 0 | 0 | 0 | 0.007 | 0 | 0 | Constrained,otherwise capacity available =500kW. | --> | C11 ex POLLERTON | POLLERTON: T41 | CARLOW |  | 52.8396 | -6.9103
MV/LV Substation CA***862X | 10 kV | 400V(3ph) & 230V(single ph) | LV | 200 kVA :Kiosk Substation | 0.2 | --> | 0.2 | 0 | 0 | Constrained,otherwise capacity available =138kVA. | --> | 0.19 | 0 | 0 | 0 | 0 | 0 | 0 | Constrained,otherwise capacity available =209kW. | --> | C20 ex CLOONLOUGH | CLOONLOUGH: T41∥T42 | BARRYMORE |  | 52.2618 | -8.2693
MV/LV Substation CA***862Y | 10 kV | 400V(3ph) & 230V(single ph) | LV | 400 kVA :Kiosk Substation | 0.4 | --> | 0.4 | 0.205 | 6.6 |  | --> | 0.38 | 0 | 0 | 0 | 0.007 | 0.422 | 0 |  | --> | C17 ex GLEBE | GLEBE: T41∥T42 | RICHMOND |  | 53.7266 | -7.7944
MV/LV Substation CA***863X | 10 kV | 400V(3ph) & 230V(single ph) | LV | 400 kVA :Kiosk Substation | 0.4 | --> | 0.4 | 0.354 | 3.9 |  | --> | 0.38 | 0 | 0 | 0 | 0 | 0.407 | 0 |  | --> | C21 ex GALWAY 110KV | GALWAY 110KV: T103 | GALWAY 110KV |  | 53.283 | -8.9899
MV/LV Substation CA***863Y | 10 kV | 400V(3ph) & 230V(single ph) | LV | 400 kVA :Kiosk Substation | 0.4 | --> | 0.4 | 0.339 | 9 |  | --> | 0.38 | 0 | 0 | 0 | 0.01 | 0.398 | 0 |  | --> | C19 ex SINGLAND | SINGLAND: T101 | SINGLAND |  | 52.6556 | -8.5708
MV/LV Substation CA***863Y | 10 kV | 400V(3ph) & 230V(single ph) | LV | 200 kVA :Pole Substation | 0.2 | --> | 0.2 | 0.2 | 0.9 |  | --> | 0.19 | 0 | 0 | 0 | 0 | 0.2 | 0 |  | --> | C20 ex MULGANNON | MULGANNON: T42 | WEXFORD |  | 52.3171 | -6.4799
MV/LV Substation CA***864 | 10 kV | 400V(3ph) & 230V(single ph) | LV | 100 kVA :Pole Substation | 0.1 | --> | 0.1 | 0 | 0 | Constrained,otherwise capacity available =31kVA. | --> | 0.095 | 0 | 0 | 0 | 0.004 | 0 | 0 | Constrained,otherwise capacity available =105kW. | --> | C17 ex POLLERTON | POLLERTON: T41 | CARLOW |  | 52.8391 | -6.9116
MV/LV Substation CA***865 | 10 kV | 400V(3ph) & 230V(single ph) | LV | 400 kVA :Kiosk Substation | 0.4 | --> | 0.4 | 0.242 | 1.5 |  | --> | 0.38 | 0 | 0 | 0 | 0.03 | 0.392 | 0 |  | --> | C15 ex TYMON | TYMON: T41 | COOKSTOWN |  | 53.2792 | -6.3351
MV/LV Substation CA***866X | 20 kV | 400V(3ph) & 230V(single ph) | LV | 50 kVA :Pole Substation | 0.05 | --> | 0.05 | 0.037 | 1.5 |  | --> | 0.047 | 0 | 0 | 0 | 0 | 0.051 | 0 |  | --> | E11 ex ARDFINNAN | ARDFINNAN: T421 | CAHIR |  | 52.3252 | -7.9104
MV/LV Substation CA***867 | 20 kV | 400V(3ph) & 230V(single ph) | LV | 400 kVA :Kiosk Substation | 0.4 | --> | 0.4 | 0.357 | 3.3 |  | --> | 0.38 | 0 | 0 | 0 | 0.007 | 0.398 | 0 |  | --> | E18 ex BIRDHILL | BIRDHILL: T422 | ARDNACRUSHA |  | 52.72 | -8.4974
MV/LV Substation CA***868X | 10 kV | 400V(3ph) & 230V(single ph) | LV | 400 kVA :Kiosk Substation | 0.4 | --> | 0.4 | 0.379 | 3.9 |  | --> | 0.38 | 0 | 0 | 0 | 0.007 | 0.395 | 0 |  | --> | C12 ex ROSS CARBERY | ROSS CARBERY: T41∥T42 | DUNMANWAY |  | 51.5746 | -9.04
MV/LV Substation CA***868Y | 10 kV | 400V(3ph) & 230V(single ph) | LV | 400 kVA :Kiosk Substation | 0.4 | --> | 0.4 | 0.306 | 8.3 |  | --> | 0.38 | 0 | 0 | 0 | 0.01 | 0.403 | 0 |  | --> | C22 ex MONREAD | MONREAD: T102 | MONREAD |  | 53.2193 | -6.6792
MV/LV Substation CA***871X | 20 kV | 400V(3ph) & 230V(single ph) | LV | 200 kVA :Kiosk Substation | 0.2 | --> | 0.2 | 0.17 | 1.6 |  | --> | 0.19 | 0 | 0 | 0 | 0 | 0.204 | 0 |  | --> | E16 ex MILLTOWN (SR) | MILLTOWN (SR): T422 | OUGHTRAGH |  | 52.0969 | -9.7885
MV/LV Substation CA***871X | 10 kV | 400V(3ph) & 230V(single ph) | LV | 200 kVA :Pole Substation | 0.2 | --> | 0.2 | 0 | 0 | Constrained,otherwise capacity available =147kVA. | --> | 0.19 | 0 | 0 | 0 | 0.003 | 0.204 | 0 |  | --> | C15 ex CARRIGALINE | CARRIGALINE: T41∥T42 | BARNAHELY |  | 51.8162 | -8.3773
MV/LV Substation CA***872 | 20 kV | 400V(3ph) & 230V(single ph) | LV | 50 kVA :Pole Substation | 0.05 | --> | 0.05 | 0.025 | 1.7 |  | --> | 0.047 | 0 | 0 | 0 | 0 | 0.053 | 0 |  | --> | E15 ex GORT | GORT: T41∥T42 | ENNIS |  | 53.1146 | -8.7936
MV/LV Substation CA***872 | 10 kV | 400V(3ph) & 230V(single ph) | LV | 400 kVA :Kiosk Substation | 0.4 | --> | 0.4 | 0.27 | 11.3 |  | --> | 0.38 | 0 | 0 | 0 | 0.027 | 0.391 | 0 |  | --> | C18 ex ENNIS | ENNIS: T102 | ENNIS |  | 52.8546 | -8.9658
MV/LV Substation CA***873X | 10 kV | 400V(3ph) & 230V(single ph) | LV | 200 kVA :Pole Substation | 0.2 | --> | 0.2 | 0.192 | 2.2 |  | --> | 0.19 | 0 | 0 | 0 | 0 | 0.2 | 0 |  | --> | C26 ex KELLS | KELLS: T41∥T42 | NAVAN |  | 53.7224 | -6.7898
MV/LV Substation CA***874 | 20 kV | 400V(3ph) & 230V(single ph) | LV | 50 kVA :Pole Substation | 0.05 | --> | 0.05 | 0.019 | 2.7 |  | --> | 0.047 | 0 | 0 | 0 | 0 | 0.054 | 0 |  | --> | C17 ex KILLESHANDRA | KILLESHANDRA: T41∥T42 | GORTAWEE |  | 54.0711 | -7.609
MV/LV Substation CA***876Z | 20 kV | 400V(3ph) & 230V(single ph) | LV | 200 kVA :Kiosk Substation | 0.2 | --> | 0.2 | 0 | 0 | Constrained,otherwise capacity available =171kVA. | --> | 0.19 | 0 | 0 | 0 | 0.003 | 0.2 | 0 |  | --> | E14 ex BALLINDERRY | BALLINDERRY: T422 | MULLINGAR |  | 53.4096 | -7.3065
MV/LV Substation CA***877 | 20 kV | 400V(3ph) & 230V(single ph) | LV | 50 kVA :Pole Substation | 0.05 | --> | 0.05 | 0.044 | 1.9 |  | --> | 0.047 | 0 | 0 | 0 | 0 | 0 | 0 | Constrained,otherwise capacity available =50kW. | --> | E15 ex GWEEDORE | GWEEDORE: T421 | ARDNAGAPPARY |  | 55.1152 | -8.1389
MV/LV Substation CA***877X | 10 kV | 400V(3ph) & 230V(single ph) | LV | 400 kVA :Building Structure | 0.4 | --> | 0.4 | 0.306 | 1.9 |  | --> | 0.38 | 0 | 0 | 0 | 0 | 0.414 | 0 |  | --> | C15 ex ORANMORE | ORANMORE: T41 | GALWAY 110KV |  | 53.2676 | -8.9308
MV/LV Substation CA***877Y | 10 kV | 400V(3ph) & 230V(single ph) | LV | 50 kVA :Pole Substation | 0.05 | --> | 0.05 | 0.027 | 0.9 |  | --> | 0.047 | 0 | 0 | 0 | 0 | 0 | 0 | Constrained,otherwise capacity available =52kW. | --> | C15 ex BANTRY | BANTRY: T41∥T42 | BALLYLICKY |  | 51.7537 | -9.3509
MV/LV Substation CA***878 | 10 kV | 400V(3ph) & 230V(single ph) | LV | 100 kVA :Pole Substation | 0.1 | --> | 0.1 | 0.069 | 0.1 | Constrained,otherwise capacity available =91kVA. | --> | 0.095 | 0 | 0 | 0 | 0 | 0 | 0 | Constrained,otherwise capacity available =100kW. | --> | C11 ex RATHDRUM | RATHDRUM: T42 | ARKLOW |  | 52.8849 | -6.2219
MV/LV Substation CA***879X | 10 kV | 400V(3ph) & 230V(single ph) | LV | 630 kVA :Building Structure | 0.63 | --> | 0.63 | 0.5 | 3.1 |  | --> | 0.598 | 0 | 0 | 0 | 0 | 0.5 | 0 |  | --> | C19 ex BALLYMOUNT | BALLYMOUNT: T41 | INCHICORE 220KV |  | 53.3121 | -6.3461
MV/LV Substation CA***880 | 20 kV | 400V(3ph) & 230V(single ph) | LV | 200 kVA :Pole Substation | 0.2 | --> | 0.2 | 0.122 | 3.2 |  | --> | 0.19 | 0 | 0 | 0 | 0 | 0 | 0 | Constrained,otherwise capacity available =211kW. | --> | E14 ex BANGOR ERRIS | BANGOR ERRIS: T421 | BELLACORICK |  | 54.3045 | -9.8289
MV/LV Substation CA***882X | 10 kV | 400V(3ph) & 230V(single ph) | LV | 400 kVA :Kiosk Substation | 0.4 | --> | 0.4 | 0.33 | 0.8 |  | --> | 0.38 | 0 | 0 | 0 | 0 | 0.411 | 0 |  | --> | C12 ex ORANMORE | ORANMORE: T44 | GALWAY 110KV |  | 53.2757 | -8.9705
MV/LV Substation CA***883X | 10 kV | 400V(3ph) & 230V(single ph) | LV | 100 kVA :Pole Substation | 0.1 | --> | 0.1 | 0 | 0 | Constrained,otherwise capacity available =88kVA. | --> | 0.095 | 0 | 0 | 0 | 0 | 0.101 | 0 |  | --> | C16 ex LOUGHREA | LOUGHREA: T41∥T42 | SOMERSET |  | 53.1865 | -8.5176
MV/LV Substation CA***883X | 10 kV | 400V(3ph) & 230V(single ph) | LV | 400 kVA :Kiosk Substation | 0.4 | --> | 0.4 | 0 | 0 | Constrained,otherwise capacity available =354kVA. | --> | 0.38 | 0 | 0 | 0 | 0.003 | 0.403 | 0 |  | --> | C20 ex OLDBAWN | OLDBAWN: T42 | COOKSTOWN |  | 53.2728 | -6.3695
MV/LV Substation CA***883X | 10 kV | 400V(3ph) & 230V(single ph) | LV | 200 kVA :Pole Substation | 0.2 | --> | 0.2 | 0.114 | 0.1 | Constrained,otherwise capacity available =180kVA. | --> | 0.19 | 0 | 0 | 0 | 0 | 0.203 | 0 |  | --> | C17 ex ROSEHILL | ROSEHILL: T41 | KILKENNY |  | 52.6041 | -7.3044
MV/LV Substation CA***884 | 10 kV | 400V(3ph) & 230V(single ph) | LV | 50 kVA :Pole Substation | 0.05 | --> | 0.05 | 0.042 | 4.6 |  | --> | 0.047 | 0 | 0 | 0 | 0 | 0.05 | 0 |  | --> | C18 ex BALLYJAMESDUFF | BALLYJAMESDUFF: T42 | SHANKILL |  | 53.8914 | -7.1379
MV/LV Substation CA***885X | 20 kV | 400V(3ph) & 230V(single ph) | LV | 50 kVA :Pole Substation | 0.05 | --> | 0.05 | 0 | 0 | Constrained,otherwise capacity available =47kVA. | --> | 0.047 | 0 | 0 | 0 | 0 | 0 | 0 | Constrained,otherwise capacity available =49kW. | --> | E21 ex ASHBOURNE | ASHBOURNE: T421 | FINGLAS |  | 53.5131 | -6.3152
MV/LV Substation CA***885Y | 10 kV | 400V(3ph) & 230V(single ph) | LV | 630 kVA :Building Structure | 0.63 | --> | 0.63 | 0 | 0 | Constrained,otherwise capacity available =496kVA. | --> | 0.598 | 0 | 0 | 0 | 0 | 0.5 | 0 |  | --> | C17 ex CLONMINCH | CLONMINCH: T41 | THORNSBERRY |  | 53.2726 | -7.4962
MV/LV Substation CA***886Y | 10 kV | 400V(3ph) & 230V(single ph) | LV | 400 kVA :Kiosk Substation | 0.4 | --> | 0.4 | 0.382 | 9 |  | --> | 0.38 | 0 | 0 | 0 | 0 | 0.402 | 0 |  | --> | C21 ex SINGLAND | SINGLAND: T101 | SINGLAND |  | 52.6586 | -8.5885
MV/LV Substation CA***888 | 10 kV | 400V(3ph) & 230V(single ph) | LV | 100 kVA :Pole Substation | 0.1 | --> | 0.1 | 0 | 0 | Constrained,otherwise capacity available =98kVA. | --> | 0.095 | 0 | 0 | 0 | 0.003 | 0 | 0 | Constrained,otherwise capacity available =96kW. | --> | C17 ex POLLERTON | POLLERTON: T41 | CARLOW |  | 52.8407 | -6.9127
MV/LV Substation CA***888X | 10 kV | 400V(3ph) & 230V(single ph) | LV | 400 kVA :Kiosk Substation | 0.4 | --> | 0.4 | 0.311 | 2.6 |  | --> | 0.38 | 0 | 0 | 0 | 0 | 0.413 | 0 |  | --> | C27 ex CLIFDEN | CLIFDEN: T41∥T42 | GALWAY 110KV |  | 53.4889 | -10.0198
MV/LV Substation CA***889X | 10 kV | 400V(3ph) & 230V(single ph) | LV | 50 kVA :Pole Substation | 0.05 | --> | 0.05 | 0 | 0 | Constrained,otherwise capacity available =40kVA. | --> | 0.047 | 0 | 0 | 0 | 0 | 0.051 | 0 |  | --> | C16 ex KILLACLOYNE | KILLACLOYNE: T41∥T42 | MIDLETON |  | 51.925 | -8.3066
MV/LV Substation CA***892 | 10 kV | 400V(3ph) & 230V(single ph) | LV | 200 kVA :Kiosk Substation | 0.2 | --> | 0.2 | 0.14 | 12.2 |  | --> | 0.19 | 0 | 0 | 0 | 0.002 | 0.207 | 0 |  | --> | C32 ex SALTHILL | SALTHILL: T102 | SALTHILL |  | 53.2782 | -9.0836
MV/LV Substation CA***895X | 20 kV | 400V(3ph) & 230V(single ph) | LV | 50 kVA :Pole Substation | 0.05 | --> | 0.05 | 0.036 | 1.6 |  | --> | 0.047 | 0 | 0 | 0 | 0 | 0.051 | 0 |  | --> | E21 ex MILLTOWN (SR) | MILLTOWN (SR): T421 | OUGHTRAGH |  | 52.0792 | -9.6701
MV/LV Substation CA***895X | 10 kV | 400V(3ph) & 230V(single ph) | LV | 100 kVA :Pole Substation | 0.1 | --> | 0.1 | 0.081 | 2.2 |  | --> | 0.095 | 0 | 0 | 0 | 0.003 | 0 | 0 | Constrained,otherwise capacity available =99kW. | --> | C18 ex NEWCASTLEWEST | NEWCASTLEWEST: T41∥T42 | RATHKEALE |  | 52.4324 | -9.0133
MV/LV Substation CA***896 | 10 kV | 400V(3ph) & 230V(single ph) | LV | 50 kVA :Pole Substation | 0.05 | --> | 0.05 | 0 | 0 | Constrained,otherwise capacity available =42kVA. | --> | 0.047 | 0 | 0 | 0 | 0 | 0.05 | 0 |  | --> | C12 ex CULLION | CULLION: T41∥T42 | LETTERKENNY |  | 54.933 | -7.7194
MV/LV Substation CA***897X | 20 kV | 400V(3ph) & 230V(single ph) | LV | 100 kVA :Pole Substation | 0.1 | --> | 0.1 | 0.063 | 1.6 |  | --> | 0.095 | 0 | 0 | 0 | 0 | 0.105 | 0 |  | --> | E18 ex GURRANEBANE | GURRANEBANE: T421∥T422 | OUGHTRAGH |  | 51.8252 | -10.2718
MV/LV Substation CA***897X | 20 kV | 400V(3ph) & 230V(single ph) | LV | 100 kVA :Pole Substation | 0.1 | --> | 0.1 | 0.083 | 3.7 |  | --> | 0.095 | 0 | 0 | 0 | 0 | 0.102 | 0 |  | --> | E15 ex JENKINSTOWN | JENKINSTOWN: T421∥T422 | DUNDALK |  | 54.1089 | -6.3597
MV/LV Substation CA***898Z | 10 kV | 400V(3ph) & 230V(single ph) | LV | 200 kVA :Kiosk Substation | 0.2 | --> | 0.2 | 0 | 0 | Constrained,otherwise capacity available =165kVA. | --> | 0.19 | 0 | 0 | 0 | 0 | 0.205 | 0 |  | --> | C17 ex DELVIN | DELVIN: T42 | MULLINGAR |  | 53.6093 | -7.096
MV/LV Substation CA***899Y | 20 kV | 400V(3ph) & 230V(single ph) | LV | 50 kVA :Pole Substation | 0.05 | --> | 0.05 | 0.035 | 4.5 |  | --> | 0.047 | 0 | 0 | 0 | 0 | 0 | 0 | Constrained,otherwise capacity available =51kW. | --> | E13 ex TELAYDON | TELAYDON: T421 | LISDRUM |  | 54.2669 | -7.0219
MV/LV Substation CA***900X | 20 kV | 400V(3ph) & 230V(single ph) | LV | 50 kVA :Pole Substation | 0.05 | --> | 0.05 | 0.034 | 1 |  | --> | 0.047 | 0 | 0 | 0 | 0.007 | 0.044 | 0 |  | --> | E14 ex RANDALSTOWN | RANDALSTOWN: T422 | NAVAN |  | 53.779 | -6.7182
MV/LV Substation CA***906Y | 20 kV | 400V(3ph) & 230V(single ph) | LV | 50 kVA :Pole Substation | 0.05 | --> | 0.05 | 0.05 | 1.6 |  | --> | 0.047 | 0 | 0 | 0 | 0 | 0 | 0 | Constrained,otherwise capacity available =49kW. | --> | E11 ex CASTLETOWNBERE | CASTLETOWNBERE: T421 | BALLYLICKY |  | 51.7422 | -9.8633
MV/LV Substation CA***907 | 10 kV | 400V(3ph) & 230V(single ph) | LV | 400 kVA :Kiosk Substation | 0.4 | --> | 0.4 | 0.284 | 2 |  | --> | 0.38 | 0 | 0 | 0 | 0 | 0.417 | 0 |  | --> | C18 ex FAIRVIEW | FAIRVIEW: T41 | MCDERMOTT |  | 53.3731 | -6.2258
MV/LV Substation CA***908X | 10 kV | 400V(3ph) & 230V(single ph) | LV | 50 kVA :Pole Substation | 0.05 | --> | 0.05 | 0.046 | 0.7 |  | --> | 0.047 | 0 | 0 | 0 | 0 | 0.049 | 0 |  | --> | C17 ex AGHAMORE | AGHAMORE: T42 | LANESBORO |  | 53.6724 | -7.9579
MV/LV Substation CA***909Y | 10 kV | 400V(3ph) & 230V(single ph) | LV | 200 kVA :Kiosk Substation | 0.2 | --> | 0.2 | 0.097 | 1.6 |  | --> | 0.19 | 0 | 0 | 0 | 0.018 | 0.196 | 0 |  | --> | C12 ex SRAH | SRAH: T41∥T42 | THORNSBERRY |  | 53.2859 | -7.5061
MV/LV Substation CA***910Y | 20 kV | 400V(3ph) & 230V(single ph) | LV | 100 kVA :Pole Substation | 0.1 | --> | 0.1 | 0.072 | 3.4 |  | --> | 0.095 | 0 | 0 | 0 | 0 | 0.103 | 0 |  | --> | E20 ex CLONMINCH | CLONMINCH: T422 | THORNSBERRY |  | 53.2921 | -7.2928
MV/LV Substation CA***911Y | 10 kV | 400V(3ph) & 230V(single ph) | LV | 630 kVA :Kiosk Substation | 0.63 | --> | 0.63 | 0.5 | 0.6 |  | --> | 0.598 | 0 | 0 | 0 | 0 | 0.5 | 0 |  | --> | C25 ex SRAH | SRAH: T43 | THORNSBERRY |  | 53.286 | -7.5171
MV/LV Substation CA***911Z | 10 kV | 400V(3ph) & 230V(single ph) | LV | 50 kVA :Pole Substation | 0.05 | --> | 0.05 | 0 | 0 | Constrained,otherwise capacity available =18kVA. | --> | 0.047 | 0 | 0 | 0 | 0 | 0.054 | 0 |  | --> | C18 ex DOUGLAS | DOUGLAS: T41 | TRABEG |  | 51.8644 | -8.4242
MV/LV Substation CA***912 | 10 kV | 400V(3ph) & 230V(single ph) | LV | 400 kVA :Kiosk Substation | 0.4 | --> | 0.4 | 0.227 | 1.4 |  | --> | 0.38 | 0 | 0 | 0 | 0.008 | 0 | 0 | Constrained,otherwise capacity available =417kW. | --> | C22 ex POLLERTON | POLLERTON: T42 | CARLOW |  | 52.8364 | -6.9269
MV/LV Substation CA***915 | 10 kV | 400V(3ph) & 230V(single ph) | LV | 200 kVA :Kiosk Substation | 0.2 | --> | 0.2 | 0.159 | 1.1 |  | --> | 0.19 | 0 | 0 | 0 | 0.017 | 0.188 | 0 |  | --> | C20 ex CAHIRCALLA | CAHIRCALLA: T41∥T42 | ENNIS |  | 52.8345 | -9.0002
MV/LV Substation CA***915Y | 10 kV | 400V(3ph) & 230V(single ph) | LV | 630 kVA :Building Structure | 0.63 | --> | 0.63 | 0.5 | 2 |  | --> | 0.598 | 0 | 0 | 0 | 0 | 0.5 | 0 |  | --> | C25 ex TYCOR | TYCOR: T41∥T42 | WATERFORD |  | 52.2512 | -7.1788
MV/LV Substation CA***916 | 10 kV | 400V(3ph) & 230V(single ph) | LV | 400 kVA :Building Structure | 0.4 | --> | 0.4 | 0.332 | 1.1 |  | --> | 0.38 | 0 | 0 | 0 | 0 | 0.41 | 0 |  | --> | C20 ex CAHIRCALLA | CAHIRCALLA: T41∥T42 | ENNIS |  | 52.8326 | -9.0038
MV/LV Substation CA***916Y | 10 kV | 400V(3ph) & 230V(single ph) | LV | 200 kVA :Kiosk Substation | 0.2 | --> | 0.2 | 0.148 | 6.1 |  | --> | 0.19 | 0 | 0 | 0 | 0.007 | 0.2 | 0 |  | --> | C17 ex CASHEL | CASHEL: T41 | CAHIR |  | 52.5154 | -7.8959
MV/LV Substation CA***917 | 20 kV | 400V(3ph) & 230V(single ph) | LV | 50 kVA :Pole Substation | 0.05 | --> | 0.05 | 0.05 | 3 |  | --> | 0.047 | 0 | 0 | 0 | 0 | 0 | 0 | Constrained,otherwise capacity available =49kW. | --> | C21 ex SWINFORD | SWINFORD: T41∥T42 | CASTLEBAR |  | 53.9807 | -9.0405
MV/LV Substation CA***918 | 10 kV | 400V(3ph) & 230V(single ph) | LV | 400 kVA :Kiosk Substation | 0.4 | --> | 0.4 | 0.349 | 12.1 |  | --> | 0.38 | 0 | 0 | 0 | 0.016 | 0.391 | 0 |  | --> | C30 ex TANEY | TANEY: T102 | CARRICKMINES |  | 53.2857 | -6.2436
MV/LV Substation CA***918X | 10 kV | 400V(3ph) & 230V(single ph) | LV | 200 kVA :Kiosk Substation | 0.2 | --> | 0.2 | 0 | 0 | Constrained,otherwise capacity available =140kVA. | --> | 0.19 | 0 | 0 | 0 | 0.004 | 0.205 | 0 |  | --> | C16 ex ATHENRY | ATHENRY: T41∥T42 | GALWAY 110KV |  | 53.3071 | -8.7537
MV/LV Substation CA***918X | 10 kV | 400V(3ph) & 230V(single ph) | LV | 100 kVA :Pole Substation | 0.1 | --> | 0.1 | 0.1 | 3.8 |  | --> | 0.095 | 0 | 0 | 0 | 0 | 0 | 0 | Constrained,otherwise capacity available =100kW. | --> | C16 ex TURLOUGH ROAD | TURLOUGH ROAD: T41∥T42 | CASTLEBAR |  | 53.8568 | -9.311
MV/LV Substation CA***918X | 10 kV | 400V(3ph) & 230V(single ph) | LV | 100 kVA :Pole Substation | 0.1 | --> | 0.1 | 0.083 | 6.6 |  | --> | 0.095 | 0 | 0 | 0 | 0 | 0.102 | 0 |  | --> | C12 ex FACTORY CROSS | FACTORY CROSS: T42 | BARNAHELY |  | 51.8264 | -8.3303
MV/LV Substation CA***921X | 20 kV | 400V(3ph) & 230V(single ph) | LV | 100 kVA :Pole Substation | 0.1 | --> | 0.1 | 0.078 | 1.6 |  | --> | 0.095 | 0 | 0 | 0 | 0 | 0 | 0 | Constrained,otherwise capacity available =103kW. | --> | E15 ex CASTLETOWNBERE | CASTLETOWNBERE: T421 | BALLYLICKY |  | 51.6475 | -9.9143
MV/LV Substation CA***922 | 20 kV | 400V(3ph) & 230V(single ph) | LV | 100 kVA :Pole Substation | 0.1 | --> | 0.1 | 0.057 | 2.6 |  | --> | 0.095 | 0 | 0 | 0 | 0.023 | 0.081 | 0 |  | --> | E23 ex ATHENRY | ATHENRY: T423 | GALWAY 110KV |  | 53.2614 | -8.6638
MV/LV Substation CA***923X | 10 kV | 400V(3ph) & 230V(single ph) | LV | 400 kVA :Kiosk Substation | 0.4 | --> | 0.4 | 0 | 0 | Constrained,otherwise capacity available =378kVA. | --> | 0.38 | 0 | 0 | 0 | 0.003 | 0.4 | 0 |  | --> | C13 ex DOUGLAS | DOUGLAS: T42 | TRABEG |  | 51.8652 | -8.4346
MV/LV Substation CA***923Y | 10 kV | 400V(3ph) & 230V(single ph) | LV | 630 kVA :Building Structure | 0.63 | --> | 0.63 | 0 | 0 | Constrained,otherwise capacity available =340kVA. | --> | 0.598 | 0 | 0 | 0 | 0 | 0.5 | 0 |  | --> | C20 ex ROCHES STREET | ROCHES STREET: T42 | LIMERICK |  | 52.6622 | -8.6297
MV/LV Substation CA***927 | 20 kV | 400V(3ph) & 230V(single ph) | LV | 400 kVA :Building Structure | 0.4 | --> | 0.4 | 0.22 | 3.7 |  | --> | 0.38 | 0 | 0 | 0 | 0.007 | 0 | 0 | Constrained,otherwise capacity available =420kW. | --> | E14 ex FOXHOLE | FOXHOLE: T421∥T422 | DUNGARVAN |  | 51.9476 | -7.8418
MV/LV Substation CA***928X | 10 kV | 400V(3ph) & 230V(single ph) | LV | 50 kVA :Pole Substation | 0.05 | --> | 0.05 | 0.045 | 0.7 |  | --> | 0.047 | 0 | 0 | 0 | 0.002 | 0 | 0 | Constrained,otherwise capacity available =48kW. | --> | C15 ex KILMARTIN | KILMARTIN: T41 | ARKLOW |  | 53.0588 | -6.1363
MV/LV Substation CA***930X | 20 kV | 400V(3ph) & 230V(single ph) | LV | 50 kVA :Pole Substation | 0.05 | --> | 0.05 | 0.043 | 3.7 |  | --> | 0.047 | 0 | 0 | 0 | 0 | 0 | 0 | Constrained,otherwise capacity available =50kW. | --> | E14 ex GLENGARRIFF | GLENGARRIFF: T421 | BALLYLICKY |  | 51.7359 | -9.5633
MV/LV Substation CA***931X | 20 kV | 400V(3ph) & 230V(single ph) | LV | 400 kVA :Kiosk Substation | 0.4 | --> | 0.4 | 0.365 | 2.7 |  | --> | 0.38 | 0 | 0 | 0 | 0 | 0.405 | 0 |  | --> | C17 ex KILLESHANDRA | KILLESHANDRA: T41∥T42 | GORTAWEE |  | 54.0699 | -7.6206
MV/LV Substation CA***931X | 20 kV | 400V(3ph) & 230V(single ph) | LV | 100 kVA :Pole Substation | 0.1 | --> | 0.1 | 0.058 | 3.7 |  | --> | 0.095 | 0 | 0 | 0 | 0 | 0.106 | 0 |  | --> | E13 ex CLARA | CLARA: T421 | THORNSBERRY |  | 53.4525 | -7.4975
MV/LV Substation CA***932X | 10 kV | 400V(3ph) & 230V(single ph) | LV | 400 kVA :Building Structure | 0.4 | --> | 0.4 | 0.233 | 1.6 |  | --> | 0.38 | 0 | 0 | 0 | 0 | 0.425 | 0 |  | --> | C20 ex BALLYMOUNT | BALLYMOUNT: T42 | INCHICORE 220KV |  | 53.3125 | -6.3441
MV/LV Substation CA***933X | 10 kV | 400V(3ph) & 230V(single ph) | LV | 100 kVA :Pole Substation | 0.1 | --> | 0.1 | 0.092 | 5.1 |  | --> | 0.095 | 0 | 0 | 0 | 0 | 0.1 | 0 |  | --> | C11 ex LLOYD | LLOYD: T41∥T42 | NAVAN |  | 53.7465 | -6.9392
MV/LV Substation CA***933Y | 20 kV | 400V(3ph) & 230V(single ph) | LV | 100 kVA :Pole Substation | 0.1 | --> | 0.1 | 0.078 | 0.3 |  | --> | 0.095 | 0 | 0 | 0 | 0.004 | 0.098 | 0 |  | --> | C23 ex TUAM NORTH | TUAM NORTH: T41∥T42 | CLOON |  | 53.6317 | -8.9635
MV/LV Substation CA***934 | 10 kV | 400V(3ph) & 230V(single ph) | LV | 50 kVA :Pole Substation | 0.05 | --> | 0.05 | 0.045 | 1 |  | --> | 0.047 | 0 | 0 | 0 | 0 | 0 | 0 | Constrained,otherwise capacity available =50kW. | --> | C16 ex KILCLOHER | KILCLOHER: T42 | DUNGARVAN |  | 52.1505 | -7.8499
MV/LV Substation CA***935 | 20 kV | 400V(3ph) & 230V(single ph) | LV | 100 kVA :Pole Substation | 0.1 | --> | 0.1 | 0.089 | 1 |  | --> | 0.095 | 0 | 0 | 0 | 0.003 | 0 | 0 | Constrained,otherwise capacity available =98kW. | --> | E19 ex SHILLELAGH | SHILLELAGH: T421∥T422 | CARLOW |  | 52.7124 | -6.5069
MV/LV Substation CA***937X | 10 kV | 400V(3ph) & 230V(single ph) | LV | 400 kVA :Kiosk Substation | 0.4 | --> | 0.4 | 0.309 | 3.5 |  | --> | 0.38 | 0 | 0 | 0 | 0.007 | 0.406 | 0 |  | --> | C14 ex FORTUNESTOWN | FORTUNESTOWN: T102 | INCHICORE 220KV |  | 53.2826 | -6.4293
MV/LV Substation CA***937Z | 20 kV | 400V(3ph) & 230V(single ph) | LV | 50 kVA :Pole Substation | 0.05 | --> | 0.05 | 0 | 0 | Constrained,otherwise capacity available =50kVA. | --> | 0.047 | 0 | 0 | 0 | 0 | 0.049 | 0 |  | --> | E14 ex BALLINDERRY | BALLINDERRY: T422 | MULLINGAR |  | 53.4173 | -7.3083
MV/LV Substation CA***938 | 20 kV | 400V(3ph) & 230V(single ph) | LV | 200 kVA :Pole Substation | 0.2 | --> | 0.2 | 0 | 0 | Constrained,otherwise capacity available =121kVA. | --> | 0.19 | 0 | 0 | 0 | 0 | 0.211 | 0 |  | --> | E18 ex BALLINROBE | BALLINROBE: T421∥T422 | DALTON |  | 53.6364 | -9.2361
MV/LV Substation CA***938X | 10 kV | 400V(3ph) & 230V(single ph) | LV | 1000 kVA :Building Structure | 1 | --> | 1 | 0 | 0 | Constrained,otherwise capacity available =500kVA. | --> | 0.95 | 0 | 0 | 0 | 0 | 0.5 | 0 |  | --> | C20 ex CLONTARF | CLONTARF: T42 | FINGLAS |  | 53.3675 | -6.2013
MV/LV Substation CA***939 | 20 kV | 400V(3ph) & 230V(single ph) | LV | 100 kVA :Pole Substation | 0.1 | --> | 0.1 | 0 | 0 | Constrained,otherwise capacity available =100kVA. | --> | 0.095 | 0 | 0 | 0 | 0 | 0.1 | 0 |  | --> | C17 ex BALLYGAR | BALLYGAR: T41 | ATHLONE |  | 53.4986 | -8.4674
MV/LV Substation CA***939 | 10 kV | 400V(3ph) & 230V(single ph) | LV | 200 kVA :Pole Substation | 0.2 | --> | 0.2 | 0.173 | 3.2 |  | --> | 0.19 | 0 | 0 | 0 | 0 | 0.203 | 0 |  | --> | C12 ex BOYLE | BOYLE: T41∥T42 | CARRICK ON SHANNON |  | 53.8687 | -8.4104
MV/LV Substation CA***941 | 20 kV | 400V(3ph) & 230V(single ph) | LV | 50 kVA :Pole Substation | 0.05 | --> | 0.05 | 0.03 | 2.5 |  | --> | 0.047 | 0 | 0 | 0 | 0.007 | 0.045 | 0 |  | --> | E16 ex CONG | CONG: T421∥T422 | CLOON |  | 53.6146 | -9.2314
MV/LV Substation CA***941X | 10 kV | 400V(3ph) & 230V(single ph) | LV | 630 kVA :Kiosk Substation | 0.63 | --> | 0.63 | 0.471 | 3.8 |  | --> | 0.598 | 0 | 0 | 0 | 0.014 | 0 | 0 | Constrained,otherwise capacity available =500kW. | --> | C16 ex TURLOUGH ROAD | TURLOUGH ROAD: T41∥T42 | CASTLEBAR |  | 53.859 | -9.3187
MV/LV Substation CA***941Y | 20 kV | 400V(3ph) & 230V(single ph) | LV | 100 kVA :Pole Substation | 0.1 | --> | 0.1 | 0.092 | 4.5 |  | --> | 0.095 | 0 | 0 | 0 | 0 | 0 | 0 | Constrained,otherwise capacity available =100kW. | --> | E13 ex TELAYDON | TELAYDON: T421 | LISDRUM |  | 54.2609 | -7.054
MV/LV Substation CA***942X | 10 kV | 400V(3ph) & 230V(single ph) | LV | 400 kVA :Kiosk Substation | 0.4 | --> | 0.4 | 0.356 | 2.8 |  | --> | 0.38 | 0 | 0 | 0 | 0.003 | 0.403 | 0 |  | --> | C15 ex CLONARD | CLONARD: T41∥T42 | WEXFORD |  | 52.3385 | -6.4851
MV/LV Substation CA***944 | 10 kV | 400V(3ph) & 230V(single ph) | LV | 100 kVA :Pole Substation | 0.1 | --> | 0.1 | 0 | 0 | Constrained,otherwise capacity available =63kVA. | --> | 0.095 | 0 | 0 | 0 | 0.014 | 0.09 | 0 |  | --> | E18 ex CREAGH | CREAGH: T421∥T422 | ATHLONE |  | 53.335 | -8.2477
MV/LV Substation CA***945 | 20 kV | 400V(3ph) & 230V(single ph) | LV | 50 kVA :Pole Substation | 0.05 | --> | 0.05 | 0.037 | 2.6 |  | --> | 0.047 | 0 | 0 | 0 | 0 | 0.051 | 0 |  | --> | C24 ex CLIFDEN | CLIFDEN: T41∥T42 | GALWAY 110KV |  | 53.6052 | -9.9021
MV/LV Substation CA***945Y | 10 kV | 400V(3ph) & 230V(single ph) | LV | 200 kVA :Kiosk Substation | 0.2 | --> | 0.2 | 0 | 0 | Constrained,otherwise capacity available =166kVA. | --> | 0.19 | 0 | 0 | 0 | 0.006 | 0.198 | 0 |  | --> | C23 ex CLONMINCH | CLONMINCH: T41 | THORNSBERRY |  | 53.2785 | -7.4804
MV/LV Substation CA***945Y | 10 kV | 400V(3ph) & 230V(single ph) | LV | 200 kVA :Kiosk Substation | 0.2 | --> | 0.2 | 0 | 0 | Constrained,otherwise capacity available =130kVA. | --> | 0.19 | 0 | 0 | 0 | 0 | 0 | 0 | Constrained,otherwise capacity available =210kW. | --> | C11 ex MOUNTRATH | MOUNTRATH: T41∥T42 | PORTLAOISE |  | 52.9759 | -7.4999
MV/LV Substation CA***945Z | 10 kV | 400V(3ph) & 230V(single ph) | LV | 630 kVA :Kiosk Substation | 0.63 | --> | 0.63 | 0 | 0 | Constrained,otherwise capacity available =480kVA. | --> | 0.598 | 0 | 0 | 0 | 0.009 | 0.5 | 0 |  | --> | C11 ex MORRISTOWN | MORRISTOWN: T41∥T42 | NEWBRIDGE |  | 53.1721 | -6.8098
MV/LV Substation CA***947X | 10 kV | 400V(3ph) & 230V(single ph) | LV | 1000 kVA :Building Structure | 1 | --> | 1 | 0 | 0 | Constrained,otherwise capacity available =500kVA. | --> | 0.95 | 0 | 0 | 0 | 0 | 0.5 | 0 |  | --> | C43 ex NORTH QUAYS | NORTH QUAYS: T102 | POOLBEG |  | 53.3499 | -6.2327
MV/LV Substation CA***949Z | 20 kV | 400V(3ph) & 230V(single ph) | LV | 50 kVA :Pole Substation | 0.05 | --> | 0.05 | 0.032 | 1.3 |  | --> | 0.047 | 0 | 0 | 0 | 0 | 0.051 | 0 |  | --> | E12 ex KILCULLEN | KILCULLEN: T424 | STRATFORD |  | 53.1008 | -6.7778
MV/LV Substation CA***950 | 10 kV | 400V(3ph) & 230V(single ph) | LV | 400 kVA :Building Structure | 0.4 | --> | 0.4 | 0 | 0 | Constrained,otherwise capacity available =290kVA. | --> | 0.38 | 0 | 0 | 0 | 0.001 | 0.416 | 0 |  | --> | C19 ex BELGARD | BELGARD: T41 | COOKSTOWN |  | 53.2929 | -6.3672
MV/LV Substation CA***950 | 20 kV | 400V(3ph) & 230V(single ph) | LV | 50 kVA :Pole Substation | 0.05 | --> | 0.05 | 0.049 | 1.5 |  | --> | 0.047 | 0 | 0 | 0 | 0.008 | 0.041 | 0 |  | --> | C21 ex TRAMORE | TRAMORE: T41 | BUTLERSTOWN |  | 52.1702 | -7.2005
MV/LV Substation CA***951 | 10 kV | 400V(3ph) & 230V(single ph) | LV | 400 kVA :Kiosk Substation | 0.4 | --> | 0.4 | 0 | 0 | Constrained,otherwise capacity available =305kVA. | --> | 0.38 | 0 | 0 | 0 | 0.01 | 0.404 | 0 |  | --> | C20 ex OLDBAWN | OLDBAWN: T42 | COOKSTOWN |  | 53.2737 | -6.3692
MV/LV Substation CA***951X | 20 kV | 400V(3ph) & 230V(single ph) | LV | 200 kVA :Pole Substation | 0.2 | --> | 0.2 | 0.104 | 7.4 |  | --> | 0.19 | 0 | 0 | 0 | 0.007 | 0.207 | 0 |  | --> | E21 ex BANOGE | BANOGE: T122 | BANOGE |  | 52.6639 | -6.3326
MV/LV Substation CA***952Z | 20 kV | 400V(3ph) & 230V(single ph) | LV | 50 kVA :Pole Substation | 0.05 | --> | 0.05 | 0 | 0 | Constrained,otherwise capacity available =31kVA. | --> | 0.047 | 0 | 0 | 0 | 0.011 | 0.04 | 0 |  | --> | E14 ex BALLINDERRY | BALLINDERRY: T422 | MULLINGAR |  | 53.4158 | -7.3092
MV/LV Substation CA***953X | 10 kV | 400V(3ph) & 230V(single ph) | LV | 200 kVA :Kiosk Substation | 0.2 | --> | 0.2 | 0.112 | 1.5 |  | --> | 0.19 | 0 | 0 | 0 | 0.056 | 0.154 | 0 |  | --> | C25 ex TRAMORE | TRAMORE: T41 | BUTLERSTOWN |  | 52.1498 | -7.1679
MV/LV Substation CA***953X | 20 kV | 400V(3ph) & 230V(single ph) | LV | 50 kVA :Pole Substation | 0.05 | --> | 0.05 | 0.05 | 1.4 |  | --> | 0.047 | 0 | 0 | 0 | 0 | 0 | 0 | Constrained,otherwise capacity available =49kW. | --> | C18 ex DEERPARK | DEERPARK: T41∥T42 | BALLYDINE |  | 52.5096 | -7.5037
MV/LV Substation CA***953X | 10 kV | 400V(3ph) & 230V(single ph) | LV | 1000 kVA :Building Structure | 1 | --> | 1 | 0.5 | 3.9 |  | --> | 0.95 | 0 | 0 | 0 | 0 | 0.5 | 0 |  | --> | C17 ex GALWAY 110KV | GALWAY 110KV: T103 | GALWAY 110KV |  | 53.294 | -9.0149
MV/LV Substation CA***953Y | 10 kV | 400V(3ph) & 230V(single ph) | LV | 200 kVA :Kiosk Substation | 0.2 | --> | 0.2 | 0.099 | 0.1 |  | --> | 0.19 | 0 | 0 | 0 | 0 | 0.215 | 0 |  | --> | C19 ex ROSEHILL | ROSEHILL: T41 | KILKENNY |  | 52.6442 | -7.2516
MV/LV Substation CA***954X | 10 kV | 400V(3ph) & 230V(single ph) | LV | 1000 kVA :Building Structure | 1 | --> | 1 | 0.5 | 3.9 |  | --> | 0.95 | 0 | 0 | 0 | 0 | 0.5 | 0 |  | --> | C17 ex GALWAY 110KV | GALWAY 110KV: T103 | GALWAY 110KV |  | 53.2933 | -9.0162
MV/LV Substation CA***954Y | 10 kV | 400V(3ph) & 230V(single ph) | LV | 400 kVA :Kiosk Substation | 0.4 | --> | 0.4 | 0.307 | 8.3 |  | --> | 0.38 | 0 | 0 | 0 | 0.012 | 0.401 | 0 |  | --> | C22 ex MONREAD | MONREAD: T102 | MONREAD |  | 53.2192 | -6.6813
MV/LV Substation CA***956 | 10 kV | 400V(3ph) & 230V(single ph) | LV | 630 kVA :Kiosk Substation | 0.63 | --> | 0.63 | 0.5 | 1 |  | --> | 0.598 | 0 | 0 | 0 | 0 | 0.5 | 0 |  | --> | C15 ex MARROWBONE LANE | MARROWBONE LANE: T42 | INCHICORE 220KV |  | 53.3368 | -6.3038
MV/LV Substation CA***956X | 20 kV | 400V(3ph) & 230V(single ph) | LV | 50 kVA :Pole Substation | 0.05 | --> | 0.05 | 0 | 0 | Constrained,otherwise capacity available =50kVA. | --> | 0.047 | 0 | 0 | 0 | 0 | 0.049 | 0 |  | --> | E18 ex CREAGH | CREAGH: T421∥T422 | ATHLONE |  | 53.4356 | -8.4347
MV/LV Substation CA***956X | 20 kV | 400V(3ph) & 230V(single ph) | LV | 50 kVA :Pole Substation | 0.05 | --> | 0.05 | 0.026 | 11.9 |  | --> | 0.047 | 0 | 0 | 0 | 0.01 | 0 | 0 | Constrained,otherwise capacity available =42kW. | --> | E16 ex WESTPORT | WESTPORT: T421∥T422 | CASTLEBAR |  | 53.7895 | -9.5228
MV/LV Substation CA***958 | 20 kV | 400V(3ph) & 230V(single ph) | LV | 100 kVA :Pole Substation | 0.1 | --> | 0.1 | 0.096 | 11.3 |  | --> | 0.095 | 0 | 0 | 0 | 0 | 0.1 | 0 |  | --> | C14 ex SINGLAND | SINGLAND: T102 | SINGLAND |  | 52.5899 | -8.4807
MV/LV Substation CA***959Y | 10 kV | 400V(3ph) & 230V(single ph) | LV | 630 kVA :Kiosk Substation | 0.63 | --> | 0.63 | 0.5 | 2.8 |  | --> | 0.598 | 0 | 0 | 0 | 0.003 | 0.5 | 0 |  | --> | C11 ex CORBALLY | CORBALLY: T41∥T42 | ARDNACRUSHA |  | 52.6872 | -8.6089
MV/LV Substation CA***960X | 10 kV | 400V(3ph) & 230V(single ph) | LV | 200 kVA :Pole Substation | 0.2 | --> | 0.2 | 0.063 | 2.2 |  | --> | 0.19 | 0 | 0 | 0 | 0.01 | 0.209 | 0 |  | --> | C14 ex KELLS | KELLS: T41∥T42 | NAVAN |  | 53.7593 | -6.8406
MV/LV Substation CA***962X | 10 kV | 400V(3ph) & 230V(single ph) | LV | 200 kVA :Kiosk Substation | 0.2 | --> | 0.2 | 0.1 | 3.5 |  | --> | 0.19 | 0 | 0 | 0 | 0 | 0 | 0 | Constrained,otherwise capacity available =215kW. | --> | C18 ex CASTLETOWNBERE | CASTLETOWNBERE: T42 | BALLYLICKY |  | 51.6524 | -9.8994
MV/LV Substation CA***963 | 10 kV | 400V(3ph) & 230V(single ph) | LV | 100 kVA :Pole Substation | 0.1 | --> | 0.1 | 0.07 | 3.2 |  | --> | 0.095 | 0 | 0 | 0 | 0 | 0.104 | 0 |  | --> | C17 ex BOYLE | BOYLE: T41∥T42 | CARRICK ON SHANNON |  | 53.9701 | -8.2824
MV/LV Substation CA***965 | 10 kV | 400V(3ph) & 230V(single ph) | LV | 50 kVA :Pole Substation | 0.05 | --> | 0.05 | 0 | 0 | Constrained,otherwise capacity available =50kVA. | --> | 0.047 | 0 | 0 | 0 | 0 | 0.049 | 0 |  | --> | C14 ex GREYSTONES | GREYSTONES: T42 | FASSAROE |  | 53.1112 | -6.1641
MV/LV Substation CA***966 | 20 kV | 400V(3ph) & 230V(single ph) | LV | 100 kVA :Pole Substation | 0.1 | --> | 0.1 | 0 | 0 | Constrained,otherwise capacity available =53kVA. | --> | 0.095 | 0 | 0 | 0 | 0.011 | 0 | 0 | Constrained,otherwise capacity available =95kW. | --> | C15 ex KANTURK | KANTURK: T41∥T42 | GLENLARA |  | 52.1672 | -8.8243
MV/LV Substation CA***966X | 10 kV | 400V(3ph) & 230V(single ph) | LV | 400 kVA :Kiosk Substation | 0.4 | --> | 0.4 | 0.179 | 3.5 |  | --> | 0.38 | 0 | 0 | 0 | 0.047 | 0.384 | 0 |  | --> | C14 ex FORTUNESTOWN | FORTUNESTOWN: T102 | INCHICORE 220KV |  | 53.2822 | -6.4312
MV/LV Substation CA***967 | 10 kV | 400V(3ph) & 230V(single ph) | LV | 200 kVA :Kiosk Substation | 0.2 | --> | 0.2 | 0.153 | 3.4 |  | --> | 0.19 | 0 | 0 | 0 | 0.049 | 0.155 | 0 |  | --> | C17 ex STICKILLEN | STICKILLEN: T41∥T42 | DRYBRIDGE |  | 53.8568 | -6.5317
MV/LV Substation CA***967X | 10 kV | 400V(3ph) & 230V(single ph) | LV | 1000 kVA :Building Structure | 1 | --> | 1 | 0.5 | 3.5 |  | --> | 0.95 | 0 | 0 | 0 | 0 | 0.5 | 0 |  | --> | C14 ex FORTUNESTOWN | FORTUNESTOWN: T102 | INCHICORE 220KV |  | 53.284 | -6.4256
MV/LV Substation CA***967Y | 20 kV | 400V(3ph) & 230V(single ph) | LV | 50 kVA :Pole Substation | 0.05 | --> | 0.05 | 0 | 0 | Constrained,otherwise capacity available =49kVA. | --> | 0.047 | 0 | 0 | 0 | 0 | 0 | 0 | Constrained,otherwise capacity available =49kW. | --> | E14 ex EMYVALE | EMYVALE: T422 | LISDRUM |  | 54.3587 | -7.0228
MV/LV Substation CA***968Y | 20 kV | 400V(3ph) & 230V(single ph) | LV | 100 kVA :Pole Substation | 0.1 | --> | 0.1 | 0 | 0 | Constrained,otherwise capacity available =97kVA. | --> | 0.095 | 0 | 0 | 0 | 0 | 0 | 0 | Constrained,otherwise capacity available =100kW. | --> | E14 ex EMYVALE | EMYVALE: T422 | LISDRUM |  | 54.3566 | -7.0265
MV/LV Substation CA***969 | 20 kV | 400V(3ph) & 230V(single ph) | LV | 50 kVA :Pole Substation | 0.05 | --> | 0.05 | 0.044 | 7.4 |  | --> | 0.047 | 0 | 0 | 0 | 0 | 0.05 | 0 |  | --> | E22 ex BANOGE | BANOGE: T122 | BANOGE |  | 52.6697 | -6.4314
MV/LV Substation CA***969X | 10 kV | 400V(3ph) & 230V(single ph) | LV | 400 kVA :Kiosk Substation | 0.4 | --> | 0.4 | 0.398 | 3.5 |  | --> | 0.38 | 0 | 0 | 0 | 0 | 0.4 | 0 |  | --> | C14 ex FORTUNESTOWN | FORTUNESTOWN: T102 | INCHICORE 220KV |  | 53.2818 | -6.4273
MV/LV Substation CA***970 | 20 kV | 400V(3ph) & 230V(single ph) | LV | 100 kVA :Pole Substation | 0.1 | --> | 0.1 | 0.073 | 3.7 |  | --> | 0.095 | 0 | 0 | 0 | 0 | 0 | 0 | Constrained,otherwise capacity available =103kW. | --> | E17 ex FOXHOLE | FOXHOLE: T421∥T422 | DUNGARVAN |  | 51.9384 | -7.8644
MV/LV Substation CA***970Y | 20 kV | 400V(3ph) & 230V(single ph) | LV | 50 kVA :Pole Substation | 0.05 | --> | 0.05 | 0.039 | 1.9 |  | --> | 0.047 | 0 | 0 | 0 | 0 | 0.051 | 0 |  | --> | C20 ex ROSCOMMON | ROSCOMMON: T42 | LANESBORO |  | 53.7228 | -8.2151
MV/LV Substation CA***976 | 10 kV | 400V(3ph) & 230V(single ph) | LV | 100 kVA :Pole Substation | 0.1 | --> | 0.1 | 0.087 | 0.9 |  | --> | 0.095 | 0 | 0 | 0 | 0 | 0 | 0 | Constrained,otherwise capacity available =101kW. | --> | C15 ex BANTRY | BANTRY: T41∥T42 | BALLYLICKY |  | 51.6995 | -9.4391
MV/LV Substation CA***976 | 10 kV | 400V(3ph) & 230V(single ph) | LV | 200 kVA :Pole Substation | 0.2 | --> | 0.2 | 0.169 | 3.9 |  | --> | 0.19 | 0 | 0 | 0 | 0.007 | 0 | 0 | Constrained,otherwise capacity available =197kW. | --> | C13 ex DERRYBEG | DERRYBEG: T41∥T42 | ARDNAGAPPARY |  | 55.0367 | -8.342
MV/LV Substation CA***977X | 10 kV | 400V(3ph) & 230V(single ph) | LV | 400 kVA :Kiosk Substation | 0.4 | --> | 0.4 | 0.374 | 6.5 |  | --> | 0.38 | 0 | 0 | 0 | 0 | 0.403 | 0 |  | --> | C17 ex CAHIR | CAHIR: T41 | CAHIR |  | 52.3863 | -7.9298
MV/LV Substation CA***979 | 20 kV | 400V(3ph) & 230V(single ph) | LV | 100 kVA :Pole Substation | 0.1 | --> | 0.1 | 0.082 | 4.3 |  | --> | 0.095 | 0 | 0 | 0 | 0 | 0 | 0 | Constrained,otherwise capacity available =102kW. | --> | E13 ex MOVILLE | MOVILLE: T421∥T422 | TRILLICK |  | 55.2888 | -7.1703
MV/LV Substation CA***981 | 20 kV | 400V(3ph) & 230V(single ph) | LV | 50 kVA :Pole Substation | 0.05 | --> | 0.05 | 0 | 0 | Constrained,otherwise capacity available =33kVA. | --> | 0.047 | 0 | 0 | 0 | 0.007 | 0.044 | 0 |  | --> | E11 ex CAVAN | CAVAN: T421 | SHANKILL |  | 54.0312 | -7.2741
MV/LV Substation CA***981Y | 10 kV | 400V(3ph) & 230V(single ph) | LV | 400 kVA :Kiosk Substation | 0.4 | --> | 0.4 | 0 | 0 | Constrained,otherwise capacity available =342kVA. | --> | 0.38 | 0 | 0 | 0 | 0.027 | 0.38 | 0 |  | --> | C17 ex NAAS | NAAS: T41 | NEWBRIDGE |  | 53.2095 | -6.6697
MV/LV Substation CA***983X | 10 kV | 400V(3ph) & 230V(single ph) | LV | 50 kVA :Pole Substation | 0.05 | --> | 0.05 | 0.05 | 0.8 |  | --> | 0.047 | 0 | 0 | 0 | 0 | 0.049 | 0 |  | --> | C20 ex ORANMORE | ORANMORE: T44 | GALWAY 110KV |  | 53.316 | -8.8909
MV/LV Substation CA***983X | 20 kV | 400V(3ph) & 230V(single ph) | LV | 100 kVA :Pole Substation | 0.1 | --> | 0.1 | 0 | 0 | Constrained,otherwise capacity available =66kVA. | --> | 0.095 | 0 | 0 | 0 | 0 | 0.104 | 0 |  | --> | E20 ex COLLOONEY | COLLOONEY: T422 | SLIGO |  | 54.2658 | -8.6743
MV/LV Substation CA***985X | 20 kV | 400V(3ph) & 230V(single ph) | LV | 400 kVA :Kiosk Substation | 0.4 | --> | 0.4 | 0.374 | 1.4 |  | --> | 0.38 | 0 | 0 | 0 | 0 | 0 | 0 | Constrained,otherwise capacity available =403kW. | --> | C18 ex DEERPARK | DEERPARK: T41∥T42 | BALLYDINE |  | 52.3843 | -7.3713
MV/LV Substation CA***985Y | 20 kV | 400V(3ph) & 230V(single ph) | LV | 100 kVA :Pole Substation | 0.1 | --> | 0.1 | 0.053 | 2.7 |  | --> | 0.095 | 0 | 0 | 0 | 0.004 | 0.102 | 0 |  | --> | E21 ex LONGFORD | LONGFORD: T421 | RICHMOND |  | 53.7633 | -7.8403
MV/LV Substation CA***985Y | 10 kV | 400V(3ph) & 230V(single ph) | LV | 400 kVA :Kiosk Substation | 0.4 | --> | 0.4 | 0 | 0 | Constrained,otherwise capacity available =320kVA. | --> | 0.38 | 0 | 0 | 0 | 0.007 | 0 | 0 | Constrained,otherwise capacity available =405kW. | --> | C15 ex PORTARLINGTON | PORTARLINGTON: T41∥T42 | PORTLAOISE |  | 53.1548 | -7.185
MV/LV Substation CA***986 | 20 kV | 400V(3ph) & 230V(single ph) | LV | 100 kVA :Pole Substation | 0.1 | --> | 0.1 | 0.09 | 1.6 |  | --> | 0.095 | 0 | 0 | 0 | 0 | 0.101 | 0 |  | --> | E17 ex INCH | INCH: T421∥T422 | OUGHTRAGH |  | 52.2321 | -9.9294
MV/LV Substation CA***987X | 10 kV | 400V(3ph) & 230V(single ph) | LV | 200 kVA :Pole Substation | 0.2 | --> | 0.2 | 0 | 0 | Constrained,otherwise capacity available =95kVA. | --> | 0.19 | 0 | 0 | 0 | 0 | 0 | 0 | Constrained,otherwise capacity available =216kW. | --> | C13 ex CURRAGLASS | CURRAGLASS: T41 | BARRYMORE |  | 52.0941 | -8.0478
MV/LV Substation CA***987Y | 10 kV | 400V(3ph) & 230V(single ph) | LV | 200 kVA :Kiosk Substation | 0.2 | --> | 0.2 | 0 | 0 | Constrained,otherwise capacity available =163kVA. | --> | 0.19 | 0 | 0 | 0 | 0 | 0.205 | 0 |  | --> | C16 ex KINSALE | KINSALE: T41∥T42 | BANDON |  | 51.7079 | -8.5379
MV/LV Substation CA***988 | 10 kV | 400V(3ph) & 230V(single ph) | LV | 50 kVA :Pole Substation | 0.05 | --> | 0.05 | 0.05 | 2.2 |  | --> | 0.047 | 0 | 0 | 0 | 0 | 0.049 | 0 |  | --> | C14 ex KELLS | KELLS: T41∥T42 | NAVAN |  | 53.7409 | -6.8621
MV/LV Substation CA***988 | 10 kV | 400V(3ph) & 230V(single ph) | LV | 50 kVA :Pole Substation | 0.05 | --> | 0.05 | 0.046 | 0.3 |  | --> | 0.047 | 0 | 0 | 0 | 0 | 0.049 | 0 |  | --> | C17 ex TUAM NORTH | TUAM NORTH: T41∥T42 | CLOON |  | 53.503 | -8.8181
MV/LV Substation CA***988 | 20 kV | 400V(3ph) & 230V(single ph) | LV | 200 kVA :Pole Substation | 0.2 | --> | 0.2 | 0 | 0 | Constrained,otherwise capacity available =200kVA. | --> | 0.19 | 0 | 0 | 0 | 0 | 0.2 | 0 |  | --> | E18 ex DALTON | DALTON: T421∥T422 | DALTON |  | 53.6928 | -8.9799
MV/LV Substation CA***988X | 10 kV | 400V(3ph) & 230V(single ph) | LV | 50 kVA :Pole Substation | 0.05 | --> | 0.05 | 0.05 | 1.6 |  | --> | 0.047 | 0 | 0 | 0 | 0 | 0.049 | 0 |  | --> | C22 ex CAHIR | CAHIR: T42 | CAHIR |  | 52.3625 | -7.9358
MV/LV Substation CA***988Y | 20 kV | 400V(3ph) & 230V(single ph) | LV | 200 kVA :Kiosk Substation | 0.2 | --> | 0.2 | 0.166 | 3.2 |  | --> | 0.19 | 0 | 0 | 0 | 0.008 | 0.196 | 0 |  | --> | C12 ex ATHY | ATHY: T102 | ATHY |  | 52.9484 | -6.8916
MV/LV Substation CA***989 | 10 kV | 400V(3ph) & 230V(single ph) | LV | 200 kVA :Kiosk Substation | 0.2 | --> | 0.2 | 0.134 | 2 |  | --> | 0.19 | 0 | 0 | 0 | 0 | 0.21 | 0 |  | --> | C17 ex BALLYTIVNAN | BALLYTIVNAN: T41 | SLIGO |  | 54.3072 | -8.5703
MV/LV Substation CA***991X | 20 kV | 400V(3ph) & 230V(single ph) | LV | 100 kVA :Pole Substation | 0.1 | --> | 0.1 | 0.099 | 3.7 |  | --> | 0.095 | 0 | 0 | 0 | 0 | 0.1 | 0 |  | --> | E15 ex JENKINSTOWN | JENKINSTOWN: T421∥T422 | DUNDALK |  | 54.0985 | -6.3604
MV/LV Substation CA***991Y | 10 kV | 400V(3ph) & 230V(single ph) | LV | 630 kVA :Building Structure | 0.63 | --> | 0.63 | 0.5 | 4.8 |  | --> | 0.598 | 0 | 0 | 0 | 0 | 0.5 | 0 |  | --> | C19 ex ATHY | ATHY: T101 | ATHY |  | 52.9937 | -6.9822
MV/LV Substation CA***992X | 10 kV | 400V(3ph) & 230V(single ph) | LV | 400 kVA :Kiosk Substation | 0.4 | --> | 0.4 | 0.332 | 3.5 |  | --> | 0.38 | 0 | 0 | 0 | 0.002 | 0.408 | 0 |  | --> | C14 ex FORTUNESTOWN | FORTUNESTOWN: T102 | INCHICORE 220KV |  | 53.2827 | -6.4268
MV/LV Substation CA***993 | 10 kV | 400V(3ph) & 230V(single ph) | LV | 200 kVA :Pole Substation | 0.2 | --> | 0.2 | 0.097 | 2.4 |  | --> | 0.19 | 0 | 0 | 0 | 0.007 | 0.208 | 0 |  | --> | C19 ex CASTLETOWNROCHE | CASTLETOWNROCHE: T41 | MALLOW |  | 52.1714 | -8.4653
MV/LV Substation CA***994 | 20 kV | 400V(3ph) & 230V(single ph) | LV | 100 kVA :Pole Substation | 0.1 | --> | 0.1 | 0.085 | 5.6 |  | --> | 0.095 | 0 | 0 | 0 | 0.003 | 0.099 | 0 |  | --> | E18 ex CRANE | CRANE: T122 | CRANE |  | 52.5679 | -6.2037
MV/LV Substation CA***994X | 10 kV | 400V(3ph) & 230V(single ph) | LV | 50 kVA :Pole Substation | 0.05 | --> | 0.05 | 0 | 0 | Constrained,otherwise capacity available =50kVA. | --> | 0.047 | 0 | 0 | 0 | 0 | 0 | 0 | Constrained,otherwise capacity available =49kW. | --> | C11 ex MOUNTRATH | MOUNTRATH: T41∥T42 | PORTLAOISE |  | 52.9795 | -7.4926
MV/LV Substation CA***995X | 10 kV | 400V(3ph) & 230V(single ph) | LV | 630 kVA :Building Structure | 0.63 | --> | 0.63 | 0.5 | 1.6 |  | --> | 0.598 | 0 | 0 | 0 | 0.004 | 0.5 | 0 |  | --> | C20 ex BALLYMOUNT | BALLYMOUNT: T42 | INCHICORE 220KV |  | 53.3134 | -6.3422
MV/LV Substation CA***996 | 20 kV | 400V(3ph) & 230V(single ph) | LV | 50 kVA :Pole Substation | 0.05 | --> | 0.05 | 0 | 0 | Constrained,otherwise capacity available =43kVA. | --> | 0.047 | 0 | 0 | 0 | 0 | 0.05 | 0 |  | --> | C21 ex CASTLEISLAND | CASTLEISLAND: T41∥T42 | TRALEE |  | 52.1734 | -9.3994
MV/LV Substation CA***996 | 20 kV | 400V(3ph) & 230V(single ph) | LV | 50 kVA :Pole Substation | 0.05 | --> | 0.05 | 0 | 0 | Constrained,otherwise capacity available =49kVA. | --> | 0.047 | 0 | 0 | 0 | 0.003 | 0.046 | 0 |  | --> | E11 ex CAVAN | CAVAN: T421 | SHANKILL |  | 54.0678 | -7.3141
MV/LV Substation CA***997 | 20 kV | 400V(3ph) & 230V(single ph) | LV | 50 kVA :Pole Substation | 0.05 | --> | 0.05 | 0.032 | 1.4 |  | --> | 0.047 | 0 | 0 | 0 | 0 | 0 | 0 | Constrained,otherwise capacity available =51kW. | --> | C18 ex DEERPARK | DEERPARK: T41∥T42 | BALLYDINE |  | 52.3976 | -7.3388
MV/LV Substation CA***997 | 20 kV | 400V(3ph) & 230V(single ph) | LV | 100 kVA :Pole Substation | 0.1 | --> | 0.1 | 0 | 0 | Constrained,otherwise capacity available =100kVA. | --> | 0.095 | 0 | 0 | 0 | 0 | 0.1 | 0 |  | --> | C14 ex CARRICK ON SHANNON | CARRICK ON SHANNON: T41∥T42 | CARRICK ON SHANNON |  | 53.9656 | -8.0754
MV/LV Substation CA***997 | 20 kV | 400V(3ph) & 230V(single ph) | LV | 50 kVA :Pole Substation | 0.05 | --> | 0.05 | 0 | 0 | Constrained,otherwise capacity available =49kVA. | --> | 0.047 | 0 | 0 | 0 | 0 | 0 | 0 | Constrained,otherwise capacity available =49kW. | --> | C18 ex COOLCARRON | COOLCARRON: T41 | BARRYMORE |  | 52.1485 | -8.2383
MV/LV Substation CA***998 | 20 kV | 400V(3ph) & 230V(single ph) | LV | 100 kVA :Pole Substation | 0.1 | --> | 0.1 | 0.089 | 5.6 |  | --> | 0.095 | 0 | 0 | 0 | 0 | 0.101 | 0 |  | --> | E18 ex CRANE | CRANE: T122 | CRANE |  | 52.565 | -6.2003
MV/LV Substation CA***998 | 20 kV | 400V(3ph) & 230V(single ph) | LV | 630 kVA :Kiosk Substation | 0.63 | --> | 0.63 | 0.413 | 1.1 |  | --> | 0.598 | 0 | 0 | 0 | 0.009 | 0 | 0 | Constrained,otherwise capacity available =500kW. | --> | E17 ex BELMULLET | BELMULLET: T421 | BELLACORICK |  | 54.2235 | -9.9855
MV/LV Substation CA***999Y | 10 kV | 400V(3ph) & 230V(single ph) | LV | 400 kVA :Kiosk Substation | 0.4 | --> | 0.4 | 0.308 | 2.8 |  | --> | 0.38 | 0 | 0 | 0 | 0.003 | 0.41 | 0 |  | --> | E14 ex LONGFORD | LONGFORD: T422 | RICHMOND |  | 53.7382 | -7.8085
MV/LV Substation CB***167X | 10 kV | 400V(3ph) & 230V(single ph) | LV | 400 kVA :Building Structure | 0.4 | --> | 0.4 | 0.4 | 4.7 |  | --> | 0.38 | 0 | 0 | 0 | 0 | 0.4 | 0 |  | --> | C14 ex DUN LAOGHAIRE | DUN LAOGHAIRE: T42 | BLACKROCK |  | 53.2896 | -6.1493
MV/LV Substation CB***4042 | 20 kV | 400V(3ph) & 230V(single ph) | LV | 200 kVA :Pole Substation | 0.2 | --> | 0.2 | 0.193 | 6.7 |  | --> | 0.19 | 0 | 0 | 0 | 0 | 0 | 0 | Constrained,otherwise capacity available =200kW. | --> | E28 ex MILFORD (MWR) | MILFORD (MWR): T422 | CHARLEVILLE |  | 52.4377 | -8.8414
MV/LV Substation CB***4159 | 10 kV | 400V(3ph) & 230V(single ph) | LV | 200 kVA :Kiosk Substation | 0.2 | --> | 0.2 | 0.081 | 0.4 |  | --> | 0.19 | 0 | 0 | 0 | 0 | 0.217 | 0 |  | --> | C15 ex KYLEERAGH | KYLEERAGH: T41 | NENAGH |  | 52.8667 | -8.1926
MV/LV Substation CB***4448 | 10 kV | 400V(3ph) & 230V(single ph) | LV | 400 kVA :Building Structure | 0.4 | --> | 0.4 | 0.17 | 0.2 | Constrained,otherwise capacity available =391kVA. | --> | 0.38 | 0 | 0 | 0 | 0.004 | 0.396 | 0 |  | --> | C15 ex TALBOTS INCH | TALBOTS INCH: T41∥T42 | KILKENNY |  | 52.6624 | -7.2697
MV/LV Substation CC***4340 | 10 kV | 400V(3ph) & 230V(single ph) | LV | 50 kVA :Pole Substation | 0.05 | --> | 0.05 | 0 | 0 | Constrained,otherwise capacity available =50kVA. | --> | 0.047 | 0 | 0 | 0 | 0 | 0.049 | 0 |  | --> | C11 ex CARRIGALINE | CARRIGALINE: T41∥T42 | BARNAHELY |  | 51.8312 | -8.3599
MV/LV Substation CC***515Y | 10 kV | 400V(3ph) & 230V(single ph) | LV | 200 kVA :Kiosk Substation | 0.2 | --> | 0.2 | 0 | 0 | Constrained,otherwise capacity available =200kVA. | --> | 0.19 | 0 | 0 | 0 | 0 | 0 | 0 | Constrained,otherwise capacity available =200kW. | --> | C17 ex POLLERTON | POLLERTON: T41 | CARLOW |  | 52.8499 | -6.9184
MV/LV Substation CC***777Y | 10 kV | 400V(3ph) & 230V(single ph) | LV | 400 kVA :Kiosk Substation | 0.4 | --> | 0.4 | 0.288 | 1.2 |  | --> | 0.38 | 0 | 0 | 0 | 0 | 0.417 | 0 |  | --> | C11 ex ABBEYLAND | ABBEYLAND: T41 | NAVAN |  | 53.6442 | -6.7051
MV/LV Substation CD***411Z | 20 kV | 400V(3ph) & 230V(single ph) | LV | 200 kVA :Pole Substation | 0.2 | --> | 0.2 | 0 | 0 | Constrained,otherwise capacity available =173kVA. | --> | 0.19 | 0 | 0 | 0 | 0 | 0.203 | 0 |  | --> | E13 ex BALTINGLASS | BALTINGLASS: T421∥T422 | STRATFORD |  | 52.907 | -6.8483
MV/LV Substation CD***549 | 20 kV | 400V(3ph) & 230V(single ph) | LV | 200 kVA :Pole Substation | 0.2 | --> | 0.2 | 0.163 | 2.5 |  | --> | 0.19 | 0 | 0 | 0 | 0 | 0.205 | 0 |  | --> | E18 ex CONG | CONG: T421∥T422 | CLOON |  | 53.5401 | -9.4552
MV/LV Substation CE***010Y | 10 kV | 400V(3ph) & 230V(single ph) | LV | 630 kVA :Kiosk Substation | 0.63 | --> | 0.63 | 0.395 | 1.4 |  | --> | 0.598 | 0 | 0 | 0 | 0.021 | 0.5 | 0 |  | --> | C17 ex LEIXLIP | LEIXLIP: T41 | GRIFFINRATH |  | 53.3658 | -6.5027
MV/LV Substation CE***012 | 10 kV | 400V(3ph) & 230V(single ph) | LV | 200 kVA :Kiosk Substation | 0.2 | --> | 0.2 | 0 | 0 | Constrained,otherwise capacity available =163kVA. | --> | 0.19 | 0 | 0 | 0 | 0.006 | 0.199 | 0 |  | --> | C20 ex ROSEHILL | ROSEHILL: T42 | KILKENNY |  | 52.6389 | -7.242
MV/LV Substation CE***025 | 10 kV | 400V(3ph) & 230V(single ph) | LV | 400 kVA :Building Structure | 0.4 | --> | 0.4 | 0.051 | 5.5 |  | --> | 0.38 | 0 | 0 | 0 | 0.156 | 0.287 | 0 |  | --> | C13 ex MCDONAGH | MCDONAGH: T41 | KILKENNY |  | 52.6682 | -7.2486
MV/LV Substation CE***026 | 10 kV | 400V(3ph) & 230V(single ph) | LV | 400 kVA :Kiosk Substation | 0.4 | --> | 0.4 | 0.19 | 0.9 |  | --> | 0.38 | 0 | 0 | 0 | 0 | 0 | 0 | Constrained,otherwise capacity available =432kW. | --> | C16 ex BANTRY | BANTRY: T41∥T42 | BALLYLICKY |  | 51.6767 | -9.4509
MV/LV Substation CE***049 | 10 kV | 400V(3ph) & 230V(single ph) | LV | 1000 kVA :Kiosk Substation | 1 | --> | 1 | 0.5 | 3.4 |  | --> | 0.95 | 0 | 0 | 0 | 0 | 0.5 | 0 |  | --> | C16 ex TRAMORE | TRAMORE: T42 | BUTLERSTOWN |  | 52.1612 | -7.1487
MV/LV Substation CE***050 | 10 kV | 400V(3ph) & 230V(single ph) | LV | 400 kVA :Building Structure | 0.4 | --> | 0.4 | 0.272 | 1.3 |  | --> | 0.38 | 0 | 0 | 0 | 0.007 | 0.412 | 0 |  | --> | C17 ex MULGANNON | MULGANNON: T41 | WEXFORD |  | 52.3279 | -6.4503
MV/LV Substation CE***051 | 10 kV | 400V(3ph) & 230V(single ph) | LV | 200 kVA :Pole Substation | 0.2 | --> | 0.2 | 0 | 0 | Constrained,otherwise capacity available =195kVA. | --> | 0.19 | 0 | 0 | 0 | 0 | 0.2 | 0 |  | --> | C16 ex ATHENRY | ATHENRY: T41∥T42 | GALWAY 110KV |  | 53.2994 | -8.7518
MV/LV Substation CE***054 | 10 kV | 400V(3ph) & 230V(single ph) | LV | 630 kVA :Building Structure | 0.63 | --> | 0.63 | 0.306 | 0.3 |  | --> | 0.598 | 0 | 0 | 0 | 0.002 | 0.5 | 0 |  | --> | C14 ex ATHLONE | ATHLONE: T42 | ATHLONE |  | 53.4228 | -7.9483
MV/LV Substation CE***054 | 10 kV | 400V(3ph) & 230V(single ph) | LV | 630 kVA :Building Structure | 0.63 | --> | 0.63 | 0.5 | 8.3 |  | --> | 0.598 | 0 | 0 | 0 | 0 | 0.5 | 0 |  | --> | C25 ex BALLYBEG | BALLYBEG: T101 | CARRICKMINES |  | 52.9855 | -6.0454
MV/LV Substation CE***055Z | 10 kV | 400V(3ph) & 230V(single ph) | LV | 630 kVA :Building Structure | 0.63 | --> | 0.63 | 0 | 0 | Constrained,otherwise capacity available =444kVA. | --> | 0.598 | 0 | 0 | 0 | 0 | 0.5 | 0 |  | --> | C17 ex UNIDARE | UNIDARE: T41 | FINGLAS |  | 53.4023 | -6.3008
MV/LV Substation CE***056Z | 10 kV | 400V(3ph) & 230V(single ph) | LV | 630 kVA :Building Structure | 0.63 | --> | 0.63 | 0 | 0 | Constrained,otherwise capacity available =500kVA. | --> | 0.598 | 0 | 0 | 0 | 0 | 0.5 | 0 |  | --> | C24 ex POPPINTREE | POPPINTREE: T102 | FINGLAS |  | 53.4019 | -6.299
MV/LV Substation CE***058Z | 10 kV | 400V(3ph) & 230V(single ph) | LV | 400 kVA :Building Structure | 0.4 | --> | 0.4 | 0.125 | 3.5 |  | --> | 0.38 | 0 | 0 | 0 | 0 | 0 | 0 | Constrained,otherwise capacity available =439kW. | --> | C18 ex CASTLETOWNBERE | CASTLETOWNBERE: T42 | BALLYLICKY |  | 51.6475 | -9.9066
MV/LV Substation CE***072Z | 10 kV | 400V(3ph) & 230V(single ph) | LV | 400 kVA :Building Structure | 0.4 | --> | 0.4 | 0.351 | 1.6 |  | --> | 0.38 | 0 | 0 | 0 | 0 | 0.407 | 0 |  | --> | C22 ex CELBRIDGE | CELBRIDGE: T42 | GRIFFINRATH |  | 53.3338 | -6.562
MV/LV Substation CE***072Z | 10 kV | 400V(3ph) & 230V(single ph) | LV | 400 kVA :Kiosk Substation | 0.4 | --> | 0.4 | 0 | 0 | Constrained,otherwise capacity available =383kVA. | --> | 0.38 | 0 | 0 | 0 | 0 | 0.402 | 0 |  | --> | C15 ex LOUGHSHINNY | LOUGHSHINNY: T41 | GLASMORE |  | 53.522 | -6.0863
MV/LV Substation CE***073 | 10 kV | 400V(3ph) & 230V(single ph) | LV | 400 kVA :Building Structure | 0.4 | --> | 0.4 | 0.23 | 11.2 |  | --> | 0.38 | 0 | 0 | 0 | 0.025 | 0.399 | 0 |  | --> | C17 ex ARTANE | ARTANE: T101 | FINGLAS |  | 53.3854 | -6.1951
MV/LV Substation CE***078 | 10 kV | 400V(3ph) & 230V(single ph) | LV | 400 kVA :Kiosk Substation | 0.4 | --> | 0.4 | 0.322 | 5 |  | --> | 0.38 | 0 | 0 | 0 | 0.022 | 0.388 | 0 |  | --> | C20 ex UNIDARE | UNIDARE: T42 | FINGLAS |  | 53.3953 | -6.2846
MV/LV Substation CE***084 | 10 kV | 400V(3ph) & 230V(single ph) | LV | 630 kVA :Building Structure | 0.63 | --> | 0.63 | 0.313 | 0.6 |  | --> | 0.598 | 0 | 0 | 0 | 0 | 0.5 | 0 |  | --> | C25 ex PEMBROKE | PEMBROKE: T44 | RINGSEND |  | 53.3433 | -6.2433
MV/LV Substation CE***089X | 10 kV | 400V(3ph) & 230V(single ph) | LV | 200 kVA :Pole Substation | 0.2 | --> | 0.2 | 0.169 | 0.6 |  | --> | 0.19 | 0 | 0 | 0 | 0 | 0.204 | 0 |  | --> | C18 ex ATHBOY | ATHBOY: T42 | NAVAN |  | 53.6226 | -6.9211
MV/LV Substation CE***102Y | 10 kV | 400V(3ph) & 230V(single ph) | LV | 50 kVA :Pole Substation | 0.05 | --> | 0.05 | 0.046 | 1.6 |  | --> | 0.047 | 0 | 0 | 0 | 0 | 0.049 | 0 |  | --> | C22 ex CELBRIDGE | CELBRIDGE: T42 | GRIFFINRATH |  | 53.3335 | -6.5458
MV/LV Substation CE***105Z | 20 kV | 400V(3ph) & 230V(single ph) | LV | 400 kVA :Kiosk Substation | 0.4 | --> | 0.4 | 0.292 | 11.3 |  | --> | 0.38 | 0 | 0 | 0 | 0.018 | 0.397 | 0 |  | --> | C14 ex SINGLAND | SINGLAND: T102 | SINGLAND |  | 52.5968 | -8.4762
MV/LV Substation CE***108Y | 10 kV | 400V(3ph) & 230V(single ph) | LV | 200 kVA :Building Structure | 0.2 | --> | 0.2 | 0.114 | 3.3 |  | --> | 0.19 | 0 | 0 | 0 | 0 | 0.213 | 0 |  | --> | C17 ex CELBRIDGE | CELBRIDGE: T41 | GRIFFINRATH |  | 53.3449 | -6.5449
MV/LV Substation CE***114 | 10 kV | 400V(3ph) & 230V(single ph) | LV | 200 kVA :Building Structure | 0.2 | --> | 0.2 | 0.196 | 0.7 |  | --> | 0.19 | 0 | 0 | 0 | 0 | 0.2 | 0 |  | --> | C11 ex FINISKLIN | FINISKLIN: T41∥T42 | SLIGO |  | 54.2757 | -8.482
MV/LV Substation CE***119Z | 10 kV | 400V(3ph) & 230V(single ph) | LV | 630 kVA :Kiosk Substation | 0.63 | --> | 0.63 | 0 | 0 | Constrained,otherwise capacity available =468kVA. | --> | 0.598 | 0 | 0 | 0 | 0 | 0.5 | 0 |  | --> | C17 ex ATHGARVAN | ATHGARVAN: T41 | NEWBRIDGE |  | 53.1823 | -6.7951
MV/LV Substation CE***129X | 10 kV | 400V(3ph) & 230V(single ph) | LV | 200 kVA :Pole Substation | 0.2 | --> | 0.2 | 0.199 | 0.5 |  | --> | 0.19 | 0 | 0 | 0 | 0 | 0.2 | 0 |  | --> | C13 ex CHARLESTOWN | CHARLESTOWN: T41 | TONROE |  | 53.9213 | -8.8353
MV/LV Substation CE***131 | 20 kV | 400V(3ph) & 230V(single ph) | LV | 200 kVA :Pole Substation | 0.2 | --> | 0.2 | 0.166 | 0.8 |  | --> | 0.19 | 0 | 0 | 0 | 0.001 | 0 | 0 | Constrained,otherwise capacity available =203kW. | --> | E12 ex CARNDONAGH | CARNDONAGH: T421∥T422 | TRILLICK |  | 55.2558 | -7.2767
MV/LV Substation CE***132 | 10 kV | 400V(3ph) & 230V(single ph) | LV | 100 kVA :Pole Substation | 0.1 | --> | 0.1 | 0.056 | 8.3 |  | --> | 0.095 | 0 | 0 | 0 | 0 | 0.106 | 0 |  | --> | C12 ex DRYBRIDGE | DRYBRIDGE: T42 | DRYBRIDGE |  | 53.7232 | -6.3669
MV/LV Substation CE***144 | 10 kV | 400V(3ph) & 230V(single ph) | LV | 400 kVA :Kiosk Substation | 0.4 | --> | 0.4 | 0 | 0 | Constrained,otherwise capacity available =299kVA. | --> | 0.38 | 0 | 0 | 0 | 0.007 | 0.408 | 0 |  | --> | C11 ex MORRISTOWN | MORRISTOWN: T41∥T42 | NEWBRIDGE |  | 53.1766 | -6.8135
MV/LV Substation CE***144Z | 10 kV | 400V(3ph) & 230V(single ph) | LV | 400 kVA :Kiosk Substation | 0.4 | --> | 0.4 | 0 | 0 | Constrained,otherwise capacity available =326kVA. | --> | 0.38 | 0 | 0 | 0 | 0 | 0 | 0 | Constrained,otherwise capacity available =411kW. | --> | C20 ex PORTLAOISE | PORTLAOISE: T42 | PORTLAOISE |  | 53.0371 | -7.2682
MV/LV Substation CE***147Y | 10 kV | 400V(3ph) & 230V(single ph) | LV | 200 kVA :Kiosk Substation | 0.2 | --> | 0.2 | 0.16 | 3.4 |  | --> | 0.19 | 0 | 0 | 0 | 0 | 0 | 0 | Constrained,otherwise capacity available =206kW. | --> | C14 ex GRAIGUE | GRAIGUE: T42 | CARLOW |  | 52.837 | -6.9355
MV/LV Substation CE***152Z | 10 kV | 400V(3ph) & 230V(single ph) | LV | 1000 kVA :Building Structure | 1 | --> | 1 | 0 | 0 | Constrained,otherwise capacity available =500kVA. | --> | 0.95 | 0 | 0 | 0 | 0.066 | 0.5 | 0 |  | --> | C34 ex CLONDALKIN | CLONDALKIN: T44 | INCHICORE 220KV |  | 53.3233 | -6.3685
MV/LV Substation CE***160Y | 10 kV | 400V(3ph) & 230V(single ph) | LV | 400 kVA :Kiosk Substation | 0.4 | --> | 0.4 | 0 | 0 | Constrained,otherwise capacity available =307kVA. | --> | 0.38 | 0 | 0 | 0 | 0 | 0 | 0 | Constrained,otherwise capacity available =414kW. | --> | C19 ex POLLERTON | POLLERTON: T41 | CARLOW |  | 52.8356 | -6.9288
MV/LV Substation CE***164X | 20 kV | 400V(3ph) & 230V(single ph) | LV | 50 kVA :Pole Substation | 0.05 | --> | 0.05 | 0.042 | 2.4 |  | --> | 0.047 | 0 | 0 | 0 | 0 | 0.05 | 0 |  | --> | E19 ex KENMARE | KENMARE: T421 | KNOCKEARAGH |  | 51.8996 | -9.6105
MV/LV Substation CE***171X | 10 kV | 400V(3ph) & 230V(single ph) | LV | 400 kVA :Kiosk Substation | 0.4 | --> | 0.4 | 0 | 0 | Constrained,otherwise capacity available =353kVA. | --> | 0.38 | 0 | 0 | 0 | 0 | 0.407 | 0 |  | --> | C11 ex LITTLE BRAY | LITTLE BRAY: T41 | FASSAROE |  | 53.2218 | -6.1214
MV/LV Substation CE***178Y | 20 kV | 400V(3ph) & 230V(single ph) | LV | 630 kVA :Building Structure | 0.63 | --> | 0.63 | 0.457 | 11.5 |  | --> | 0.598 | 0 | 0 | 0 | 0 | 0.5 | 0 |  | --> | C27 ex SALTHILL | SALTHILL: T101 | SALTHILL |  | 53.3389 | -9.1804
MV/LV Substation CE***179Y | 20 kV | 400V(3ph) & 230V(single ph) | LV | 630 kVA :Building Structure | 0.63 | --> | 0.63 | 0.5 | 11.5 |  | --> | 0.598 | 0 | 0 | 0 | 0 | 0.5 | 0 |  | --> | C27 ex SALTHILL | SALTHILL: T101 | SALTHILL |  | 53.339 | -9.1802
MV/LV Substation CE***186 | 20 kV | 400V(3ph) & 230V(single ph) | LV | 100 kVA :Pole Substation | 0.1 | --> | 0.1 | 0.089 | 5.6 |  | --> | 0.095 | 0 | 0 | 0 | 0 | 0.101 | 0 |  | --> | E13 ex CRANE | CRANE: T122 | CRANE |  | 52.4446 | -6.4281
MV/LV Substation CE***201X | 10 kV | 400V(3ph) & 230V(single ph) | LV | 400 kVA :Kiosk Substation | 0.4 | --> | 0.4 | 0.336 | 5 |  | --> | 0.38 | 0 | 0 | 0 | 0.018 | 0.39 | 0 |  | --> | C20 ex UNIDARE | UNIDARE: T42 | FINGLAS |  | 53.3961 | -6.2821
MV/LV Substation CE***206Z | 10 kV | 400V(3ph) & 230V(single ph) | LV | 200 kVA :Kiosk Substation | 0.2 | --> | 0.2 | 0.116 | 1.6 |  | --> | 0.19 | 0 | 0 | 0 | 0.014 | 0.197 | 0 |  | --> | C17 ex SALLINS | SALLINS: T41 | GRIFFINRATH |  | 53.2913 | -6.6834
MV/LV Substation CE***210Y | 10 kV | 400V(3ph) & 230V(single ph) | LV | 400 kVA :Kiosk Substation | 0.4 | --> | 0.4 | 0 | 0 | Constrained,otherwise capacity available =299kVA. | --> | 0.38 | 0 | 0 | 0 | 0.01 | 0.405 | 0 |  | --> | C12 ex CARRIGALINE | CARRIGALINE: T41∥T42 | BARNAHELY |  | 51.8196 | -8.3814
MV/LV Substation CE***224 | 10 kV | 400V(3ph) & 230V(single ph) | LV | 400 kVA :Building Structure | 0.4 | --> | 0.4 | 0 | 0 | Constrained,otherwise capacity available =125kVA. | --> | 0.38 | 0 | 0 | 0 | 0 | 0.441 | 0 |  | --> | C20 ex ROCHES STREET | ROCHES STREET: T42 | LIMERICK |  | 52.6624 | -8.6294
MV/LV Substation CE***224Z | 10 kV | 400V(3ph) & 230V(single ph) | LV | 630 kVA :Kiosk Substation | 0.63 | --> | 0.63 | 0.495 | 2.8 |  | --> | 0.598 | 0 | 0 | 0 | 0 | 0 | 0 | Constrained,otherwise capacity available =500kW. | --> | C17 ex PALMERSTOWN | PALMERSTOWN: T41 | FINGLAS |  | 53.3368 | -6.3795
MV/LV Substation CE***225Z | 10 kV | 400V(3ph) & 230V(single ph) | LV | 630 kVA :Kiosk Substation | 0.63 | --> | 0.63 | 0.46 | 2.8 |  | --> | 0.598 | 0 | 0 | 0 | 0 | 0 | 0 | Constrained,otherwise capacity available =500kW. | --> | C17 ex PALMERSTOWN | PALMERSTOWN: T41 | FINGLAS |  | 53.3368 | -6.3799
MV/LV Substation CE***226Z | 10 kV | 400V(3ph) & 230V(single ph) | LV | 630 kVA :Kiosk Substation | 0.63 | --> | 0.63 | 0.463 | 2.8 |  | --> | 0.598 | 0 | 0 | 0 | 0 | 0 | 0 | Constrained,otherwise capacity available =500kW. | --> | C17 ex PALMERSTOWN | PALMERSTOWN: T41 | FINGLAS |  | 53.3354 | -6.3807
MV/LV Substation CE***227Z | 10 kV | 400V(3ph) & 230V(single ph) | LV | 630 kVA :Kiosk Substation | 0.63 | --> | 0.63 | 0.5 | 2.8 |  | --> | 0.598 | 0 | 0 | 0 | 0 | 0 | 0 | Constrained,otherwise capacity available =500kW. | --> | C17 ex PALMERSTOWN | PALMERSTOWN: T41 | FINGLAS |  | 53.3366 | -6.3831
MV/LV Substation CE***242X | 10 kV | 400V(3ph) & 230V(single ph) | LV | 400 kVA :Kiosk Substation | 0.4 | --> | 0.4 | 0.4 | 11.5 |  | --> | 0.38 | 0 | 0 | 0 | 0 | 0.4 | 0 |  | --> | C12 ex CENTRAL PARK | CENTRAL PARK: T102 | CARRICKMINES |  | 53.2701 | -6.2061
MV/LV Substation CE***243Z | 10 kV | 400V(3ph) & 230V(single ph) | LV | 400 kVA :Building Structure | 0.4 | --> | 0.4 | 0 | 0 | Constrained,otherwise capacity available =373kVA. | --> | 0.38 | 0 | 0 | 0 | 0 | 0.403 | 0 |  | --> | C24 ex POPPINTREE | POPPINTREE: T102 | FINGLAS |  | 53.4013 | -6.3003
MV/LV Substation CE***271Z | 10 kV | 400V(3ph) & 230V(single ph) | LV | 200 kVA :Kiosk Substation | 0.2 | --> | 0.2 | 0 | 0 | Constrained,otherwise capacity available =163kVA. | --> | 0.19 | 0 | 0 | 0 | 0 | 0.205 | 0 |  | --> | C17 ex ATHGARVAN | ATHGARVAN: T41 | NEWBRIDGE |  | 53.174 | -6.7984
MV/LV Substation CE***276 | 10 kV | 400V(3ph) & 230V(single ph) | LV | 200 kVA :Pole Substation | 0.2 | --> | 0.2 | 0.089 | 2.9 |  | --> | 0.19 | 0 | 0 | 0 | 0.007 | 0.209 | 0 |  | --> | C20 ex SUTTON | SUTTON: T42 | GRANGE (DR) |  | 53.3641 | -6.0774
MV/LV Substation CE***279Y | 10 kV | 400V(3ph) & 230V(single ph) | LV | 630 kVA :Building Structure | 0.63 | --> | 0.63 | 0.5 | 3.4 |  | --> | 0.598 | 0 | 0 | 0 | 0 | 0 | 0 | Constrained,otherwise capacity available =500kW. | --> | C14 ex GRAIGUE | GRAIGUE: T42 | CARLOW |  | 52.8371 | -6.9341
MV/LV Substation CE***283X | 20 kV | 400V(3ph) & 230V(single ph) | LV | 50 kVA :Pole Substation | 0.05 | --> | 0.05 | 0.035 | 11.5 |  | --> | 0.047 | 0 | 0 | 0 | 0.003 | 0.048 | 0 |  | --> | C27 ex SALTHILL | SALTHILL: T101 | SALTHILL |  | 53.3166 | -9.1518
MV/LV Substation CE***285Z | 10 kV | 400V(3ph) & 230V(single ph) | LV | 200 kVA :Kiosk Substation | 0.2 | --> | 0.2 | 0 | 0 | Constrained,otherwise capacity available =200kVA. | --> | 0.19 | 0 | 0 | 0 | 0 | 0.2 | 0 |  | --> | C12 ex MONEYCOOLEY | MONEYCOOLEY: T42 | GRIFFINRATH |  | 53.359 | -6.5334
MV/LV Substation CE***296Y | 10 kV | 400V(3ph) & 230V(single ph) | LV | 400 kVA :Kiosk Substation | 0.4 | --> | 0.4 | 0.332 | 8.9 |  | --> | 0.38 | 0 | 0 | 0 | 0.039 | 0.369 | 0 |  | --> | C11 ex CARROWBEG | CARROWBEG: T41∥T42 | CARROWBEG |  | 53.8063 | -9.5241
MV/LV Substation CE***304 | 10 kV | 400V(3ph) & 230V(single ph) | LV | 50 kVA :Pole Substation | 0.05 | --> | 0.05 | 0.018 | 1.2 |  | --> | 0.047 | 0 | 0 | 0 | 0.003 | 0 | 0 | Constrained,otherwise capacity available =50kW. | --> | C20 ex KNOCKAPHUNTA | KNOCKAPHUNTA: T41∥T42 | CASTLEBAR |  | 53.8501 | -9.2713
MV/LV Substation CE***305 | 20 kV | 400V(3ph) & 230V(single ph) | LV | 200 kVA :Pole Substation | 0.2 | --> | 0.2 | 0.197 | 5.8 |  | --> | 0.19 | 0 | 0 | 0 | 0 | 0.2 | 0 |  | --> | E12 ex DUNMANWAY | DUNMANWAY: T422 | DUNMANWAY |  | 51.6732 | -9.2577
MV/LV Substation CE***306 | 10 kV | 400V(3ph) & 230V(single ph) | LV | 200 kVA :Pole Substation | 0.2 | --> | 0.2 | 0.189 | 1.6 |  | --> | 0.19 | 0 | 0 | 0 | 0 | 0.201 | 0 |  | --> | C11 ex SRAH | SRAH: T41∥T42 | THORNSBERRY |  | 53.2715 | -7.5025
MV/LV Substation CE***319X | 10 kV | 400V(3ph) & 230V(single ph) | LV | 1000 kVA :Building Structure | 1 | --> | 1 | 0.5 | 0.8 |  | --> | 0.95 | 0 | 0 | 0 | 0 | 0.5 | 0 |  | --> | C20 ex BALLYBEGGAN | BALLYBEGGAN: T43∥T44 | TRALEE |  | 52.2702 | -9.6996
MV/LV Substation CE***323Z | 10 kV | 400V(3ph) & 230V(single ph) | LV | 400 kVA :Kiosk Substation | 0.4 | --> | 0.4 | 0.383 | 5.5 |  | --> | 0.38 | 0 | 0 | 0 | 0 | 0.402 | 0 |  | --> | C18 ex LOUGHSHINNY | LOUGHSHINNY: T42 | GLASMORE |  | 53.5212 | -6.1067
MV/LV Substation CE***324X | 10 kV | 400V(3ph) & 230V(single ph) | LV | 630 kVA :Kiosk Substation | 0.63 | --> | 0.63 | 0 | 0 | Constrained,otherwise capacity available =500kVA. | --> | 0.598 | 0 | 0 | 0 | 0 | 0.5 | 0 |  | --> | C13 ex CARRICK ON SHANNON | CARRICK ON SHANNON: T41∥T42 | CARRICK ON SHANNON |  | 53.9448 | -8.0927
MV/LV Substation CE***327X | 10 kV | 400V(3ph) & 230V(single ph) | LV | 1000 kVA :Building Structure | 1 | --> | 1 | 0.5 | 13.2 |  | --> | 0.95 | 0 | 0 | 0 | 0 | 0.5 | 0 |  | --> | C13 ex TANEY | TANEY: T101 | CARRICKMINES |  | 53.2797 | -6.2153
MV/LV Substation CE***328X | 10 kV | 400V(3ph) & 230V(single ph) | LV | 1000 kVA :Building Structure | 1 | --> | 1 | 0.5 | 13.2 |  | --> | 0.95 | 0 | 0 | 0 | 0 | 0.5 | 0 |  | --> | C13 ex TANEY | TANEY: T101 | CARRICKMINES |  | 53.2797 | -6.2152
MV/LV Substation CE***331 | 10 kV | 400V(3ph) & 230V(single ph) | LV | 200 kVA :Kiosk Substation | 0.2 | --> | 0.2 | 0.132 | 6 |  | --> | 0.19 | 0 | 0 | 0 | 0.005 | 0 | 0 | Constrained,otherwise capacity available =204kW. | --> | E15 ex ABBEYFEALE | ABBEYFEALE: T421 | TRIEN |  | 52.3848 | -9.2955
MV/LV Substation CE***338 | 20 kV | 400V(3ph) & 230V(single ph) | LV | 50 kVA :Pole Substation | 0.05 | --> | 0.05 | 0.05 | 2.8 |  | --> | 0.047 | 0 | 0 | 0 | 0 | 0 | 0 | Constrained,otherwise capacity available =49kW. | --> | C15 ex KILTIMAGH | KILTIMAGH: T41 | CASTLEBAR |  | 53.8486 | -8.982
MV/LV Substation CE***361Y | 10 kV | 400V(3ph) & 230V(single ph) | LV | 1000 kVA :Building Structure | 1 | --> | 1 | 0.5 | 1.6 |  | --> | 0.95 | 0 | 0 | 0 | 0.088 | 0.5 | 0 |  | --> | C22 ex CELBRIDGE | CELBRIDGE: T42 | GRIFFINRATH |  | 53.3374 | -6.5403
MV/LV Substation CE***362 | 20 kV | 400V(3ph) & 230V(single ph) | LV | 50 kVA :Pole Substation | 0.05 | --> | 0.05 | 0 | 0 | Constrained,otherwise capacity available =50kVA. | --> | 0.047 | 0 | 0 | 0 | 0 | 0.049 | 0 |  | --> | E15 ex DULEEK | DULEEK: T421∥T422 | DRYBRIDGE |  | 53.6809 | -6.3854
MV/LV Substation CE***378 | 10 kV | 400V(3ph) & 230V(single ph) | LV | 630 kVA :Kiosk Substation | 0.63 | --> | 0.63 | 0.491 | 4.6 |  | --> | 0.598 | 0 | 0 | 0 | 0.007 | 0.5 | 0 |  | --> | C24 ex CABRA | CABRA: T101 | FINGLAS |  | 53.362 | -6.2933
MV/LV Substation CE***397Z | 10 kV | 400V(3ph) & 230V(single ph) | LV | 100 kVA :Pole Substation | 0.1 | --> | 0.1 | 0.078 | 2.7 |  | --> | 0.095 | 0 | 0 | 0 | 0 | 0.103 | 0 |  | --> | E19 ex LONGFORD | LONGFORD: T421 | RICHMOND |  | 53.7173 | -7.8145
MV/LV Substation CE***399X | 10 kV | 400V(3ph) & 230V(single ph) | LV | 630 kVA :Building Structure | 0.63 | --> | 0.63 | 0.5 | 3.1 |  | --> | 0.598 | 0 | 0 | 0 | 0 | 0.5 | 0 |  | --> | C13 ex BALLYMOUNT | BALLYMOUNT: T41 | INCHICORE 220KV |  | 53.3183 | -6.3432
MV/LV Substation CE***4005 | 10 kV | 400V(3ph) & 230V(single ph) | LV | 400 kVA :Building Structure | 0.4 | --> | 0.4 | 0.348 | 5.5 |  | --> | 0.38 | 0 | 0 | 0 | 0 | 0 | 0 | Constrained,otherwise capacity available =407kW. | --> | C13 ex ENNISKEANE | ENNISKEANE: T41∥T42 | BANDON |  | 51.7374 | -8.9311
MV/LV Substation CE***4011 | 10 kV | 400V(3ph) & 230V(single ph) | LV | 630 kVA :Building Structure | 0.63 | --> | 0.63 | 0.5 | 1.9 |  | --> | 0.598 | 0 | 0 | 0 | 0.003 | 0.5 | 0 |  | --> | C15 ex ORANMORE | ORANMORE: T41 | GALWAY 110KV |  | 53.2691 | -8.9286
MV/LV Substation CE***4024 | 10 kV | 400V(3ph) & 230V(single ph) | LV | 100 kVA :Pole Substation | 0.1 | --> | 0.1 | 0.1 | 0.4 |  | --> | 0.095 | 0 | 0 | 0 | 0 | 0.1 | 0 |  | --> | C12 ex JOHNSTOWN | JOHNSTOWN: T42 | KILTEEL |  | 53.2331 | -6.6355
MV/LV Substation CE***4065 | 10 kV | 400V(3ph) & 230V(single ph) | LV | 630 kVA :Kiosk Substation | 0.63 | --> | 0.63 | 0.5 | 4.6 |  | --> | 0.598 | 0 | 0 | 0 | 0.038 | 0.5 | 0 |  | --> | C33 ex KILMORE | KILMORE: T103 | FINGLAS |  | 53.4055 | -6.2565
MV/LV Substation CE***407 | 20 kV | 400V(3ph) & 230V(single ph) | LV | 200 kVA :Pole Substation | 0.2 | --> | 0.2 | 0.079 | 0.8 |  | --> | 0.19 | 0 | 0 | 0 | 0.003 | 0 | 0 | Constrained,otherwise capacity available =215kW. | --> | E18 ex CARNDONAGH | CARNDONAGH: T421∥T422 | TRILLICK |  | 55.2531 | -7.259
MV/LV Substation CE***4070 | 20 kV | 400V(3ph) & 230V(single ph) | LV | 100 kVA :Pole Substation | 0.1 | --> | 0.1 | 0.074 | 3 |  | --> | 0.095 | 0 | 0 | 0 | 0 | 0 | 0 | Constrained,otherwise capacity available =103kW. | --> | C20 ex SWINFORD | SWINFORD: T41∥T42 | CASTLEBAR |  | 53.8513 | -8.8567
MV/LV Substation CE***4082 | 10 kV | 400V(3ph) & 230V(single ph) | LV | 630 kVA :Kiosk Substation | 0.63 | --> | 0.63 | 0 | 0 | Constrained,otherwise capacity available =500kVA. | --> | 0.598 | 0 | 0 | 0 | 0 | 0.5 | 0 |  | --> | C11 ex COOLCORCORAN | COOLCORCORAN: T41∥T42 | KNOCKEARAGH |  | 52.0622 | -9.5008
MV/LV Substation CE***4142 | 10 kV | 400V(3ph) & 230V(single ph) | LV | 200 kVA :Kiosk Substation | 0.2 | --> | 0.2 | 0.168 | 1.9 |  | --> | 0.19 | 0 | 0 | 0 | 0 | 0.204 | 0 |  | --> | C15 ex ORANMORE | ORANMORE: T41 | GALWAY 110KV |  | 53.2621 | -8.9318
MV/LV Substation CE***4167 | 10 kV | 400V(3ph) & 230V(single ph) | LV | 1000 kVA :Building Structure | 1 | --> | 1 | 0.5 | 11.5 |  | --> | 0.95 | 0 | 0 | 0 | 0 | 0.5 | 0 |  | --> | C12 ex CENTRAL PARK | CENTRAL PARK: T102 | CARRICKMINES |  | 53.2691 | -6.2062
MV/LV Substation CE***4168 | 10 kV | 400V(3ph) & 230V(single ph) | LV | 1000 kVA :Building Structure | 1 | --> | 1 | 0.5 | 11.5 |  | --> | 0.95 | 0 | 0 | 0 | 0 | 0.5 | 0 |  | --> | C12 ex CENTRAL PARK | CENTRAL PARK: T102 | CARRICKMINES |  | 53.2691 | -6.2064
MV/LV Substation CE***4220 | 10 kV | 400V(3ph) & 230V(single ph) | LV | 100 kVA :Pole Substation | 0.1 | --> | 0.1 | 0 | 0 | Constrained,otherwise capacity available =100kVA. | --> | 0.095 | 0 | 0 | 0 | 0 | 0 | 0 | Constrained,otherwise capacity available =100kW. | --> | C16 ex KANTURK | KANTURK: T41∥T42 | GLENLARA |  | 52.2111 | -8.9023
MV/LV Substation CE***4277 | 10 kV | 400V(3ph) & 230V(single ph) | LV | 630 kVA :Kiosk Substation | 0.63 | --> | 0.63 | 0.494 | 6.1 |  | --> | 0.598 | 0 | 0 | 0 | 0 | 0.5 | 0 |  | --> | C07 ex BEDFORD ROW | BEDFORD ROW: T43 | FRANCIS STREET |  | 53.3448 | -6.2627
MV/LV Substation CE***4281 | 10 kV | 400V(3ph) & 230V(single ph) | LV | 1000 kVA :Building Structure | 1 | --> | 1 | 0.5 | 6.1 |  | --> | 0.95 | 0 | 0 | 0 | 0 | 0.5 | 0 |  | --> | C07 ex BEDFORD ROW | BEDFORD ROW: T43 | FRANCIS STREET |  | 53.3448 | -6.2631
MV/LV Substation CE***4288 | 10 kV | 400V(3ph) & 230V(single ph) | LV | 1000 kVA :Building Structure | 1 | --> | 1 | 0.5 | 6.1 |  | --> | 0.95 | 0 | 0 | 0 | 0 | 0.5 | 0 |  | --> | C07 ex BEDFORD ROW | BEDFORD ROW: T43 | FRANCIS STREET |  | 53.3448 | -6.2632
MV/LV Substation CE***4294 | 10 kV | 400V(3ph) & 230V(single ph) | LV | 400 kVA :Kiosk Substation | 0.4 | --> | 0.4 | 0.4 | 6.1 |  | --> | 0.38 | 0 | 0 | 0 | 0 | 0.4 | 0 |  | --> | C07 ex BEDFORD ROW | BEDFORD ROW: T43 | FRANCIS STREET |  | 53.3448 | -6.2628
MV/LV Substation CE***431Y | 10 kV | 400V(3ph) & 230V(single ph) | LV | 400 kVA :Kiosk Substation | 0.4 | --> | 0.4 | 0 | 0 | Constrained,otherwise capacity available =298kVA. | --> | 0.38 | 0 | 0 | 0 | 0.003 | 0.412 | 0 |  | --> | C12 ex KILLACLOYNE | KILLACLOYNE: T41∥T42 | MIDLETON |  | 51.9139 | -8.2497
MV/LV Substation CE***433X | 10 kV | 400V(3ph) & 230V(single ph) | LV | 100 kVA :Pole Substation | 0.1 | --> | 0.1 | 0.064 | 2.4 |  | --> | 0.095 | 0 | 0 | 0 | 0.01 | 0 | 0 | Constrained,otherwise capacity available =94kW. | --> | C26 ex TINAHASK | TINAHASK: T41∥T42 | ARKLOW |  | 52.7898 | -6.1567
MV/LV Substation CE***4356 | 10 kV | 400V(3ph) & 230V(single ph) | LV | 50 kVA :Pole Substation | 0.05 | --> | 0.05 | 0.026 | 4 |  | --> | 0.047 | 0 | 0 | 0 | 0.028 | 0.023 | 0 |  | --> | E18 ex KILLINICK | KILLINICK: T421∥T422 | WEXFORD |  | 52.2746 | -6.3927
MV/LV Substation CE***444 | 10 kV | 400V(3ph) & 230V(single ph) | LV | 1000 kVA :Building Structure | 1 | --> | 1 | 0 | 0 | Constrained,otherwise capacity available =500kVA. | --> | 0.95 | 0 | 0 | 0 | 0.044 | 0.5 | 0 |  | --> | C18 ex CLONTARF | CLONTARF: T42 | FINGLAS |  | 53.3695 | -6.2007
MV/LV Substation CE***4499 | 10 kV | 400V(3ph) & 230V(single ph) | LV | 1000 kVA :Building Structure | 1 | --> | 1 | 0.5 | 1.1 |  | --> | 0.95 | 0 | 0 | 0 | 0 | 0.5 | 0 |  | --> | C47 ex BEDFORD ROW | BEDFORD ROW: T41 | FRANCIS STREET |  | 53.3435 | -6.2638
MV/LV Substation CE***450X | 10 kV | 400V(3ph) & 230V(single ph) | LV | 630 kVA :Building Structure | 0.63 | --> | 0.63 | 0.452 | 2.6 |  | --> | 0.598 | 0 | 0 | 0 | 0 | 0.5 | 0 |  | --> | C12 ex MONEENAGEISHA | MONEENAGEISHA: T42 | GALWAY 110KV |  | 53.2707 | -9.047
MV/LV Substation CE***451X | 10 kV | 400V(3ph) & 230V(single ph) | LV | 630 kVA :Building Structure | 0.63 | --> | 0.63 | 0.5 | 2.6 |  | --> | 0.598 | 0 | 0 | 0 | 0 | 0.5 | 0 |  | --> | C12 ex MONEENAGEISHA | MONEENAGEISHA: T42 | GALWAY 110KV |  | 53.2703 | -9.0486
MV/LV Substation CE***452X | 20 kV | 400V(3ph) & 230V(single ph) | LV | 100 kVA :Pole Substation | 0.1 | --> | 0.1 | 0.075 | 0.9 |  | --> | 0.095 | 0 | 0 | 0 | 0.016 | 0.087 | 0 |  | --> | C14 ex CARRAROE | CARRAROE: T42 | SCREEB |  | 53.2365 | -9.4929
MV/LV Substation CE***482X | 10 kV | 400V(3ph) & 230V(single ph) | LV | 400 kVA :Building Structure | 0.4 | --> | 0.4 | 0.381 | 2.4 |  | --> | 0.38 | 0 | 0 | 0 | 0.003 | 0 | 0 | Constrained,otherwise capacity available =399kW. | --> | C12 ex FOYNES | FOYNES: T42 | RATHKEALE |  | 52.6089 | -9.1011
MV/LV Substation CE***484 | 10 kV | 400V(3ph) & 230V(single ph) | LV | 630 kVA :Kiosk Substation | 0.63 | --> | 0.63 | 0.446 | 11.2 |  | --> | 0.598 | 0 | 0 | 0 | 0.028 | 0.5 | 0 |  | --> | C21 ex ARTANE | ARTANE: T101 | FINGLAS |  | 53.3809 | -6.2288
MV/LV Substation CE***488 | 20 kV | 400V(3ph) & 230V(single ph) | LV | 630 kVA :Kiosk Substation | 0.63 | --> | 0.63 | 0 | 0 | Constrained,otherwise capacity available =455kVA. | --> | 0.598 | 0 | 0 | 0 | 0.052 | 0 | 0 | Constrained,otherwise capacity available =500kW. | --> | E18 ex KILLYBEGS | KILLYBEGS: | N/A |  | 54.6311 | -8.4439
MV/LV Substation CE***489Y | 10 kV | 400V(3ph) & 230V(single ph) | LV | 100 kVA :Pole Substation | 0.1 | --> | 0.1 | 0.091 | 1.6 |  | --> | 0.095 | 0 | 0 | 0 | 0.004 | 0.096 | 0 |  | --> | C18 ex CELBRIDGE | CELBRIDGE: T42 | GRIFFINRATH |  | 53.3287 | -6.5283
MV/LV Substation CE***496 | 10 kV | 400V(3ph) & 230V(single ph) | LV | 200 kVA :Pole Substation | 0.2 | --> | 0.2 | 0.193 | 6.9 |  | --> | 0.19 | 0 | 0 | 0 | 0 | 0 | 0 | Constrained,otherwise capacity available =200kW. | --> | C17 ex BALLYSHANNON | BALLYSHANNON: T41∥T42 | CATHALEENS FALL |  | 54.4815 | -8.1079
MV/LV Substation CE***496 | 10 kV | 400V(3ph) & 230V(single ph) | LV | 50 kVA :Pole Substation | 0.05 | --> | 0.05 | 0.037 | 0.1 |  | --> | 0.047 | 0 | 0 | 0 | 0.003 | 0 | 0 | Constrained,otherwise capacity available =47kW. | --> | C11 ex RATHDRUM | RATHDRUM: T42 | ARKLOW |  | 52.8927 | -6.198
MV/LV Substation CE***521X | 20 kV | 400V(3ph) & 230V(single ph) | LV | 50 kVA :Pole Substation | 0.05 | --> | 0.05 | 0 | 3.3 |  | --> | 0.047 | 0 | 0 | 0 | 0 | 0.058 | 0 |  | --> | E17 ex KNOCKMULLEN | KNOCKMULLEN: T421 | GREAT ISLAND |  | 52.3648 | -6.7742
MV/LV Substation CE***525Y | 10 kV | 400V(3ph) & 230V(single ph) | LV | 200 kVA :Pole Substation | 0.2 | --> | 0.2 | 0.021 | 4 |  | --> | 0.19 | 0 | 0 | 0 | 0.014 | 0.211 | 0 |  | --> | E18 ex KILLINICK | KILLINICK: T421∥T422 | WEXFORD |  | 52.2799 | -6.3943
MV/LV Substation CE***527Y | 10 kV | 400V(3ph) & 230V(single ph) | LV | 200 kVA :Building Structure | 0.2 | --> | 0.2 | 0.161 | 2.5 |  | --> | 0.19 | 0 | 0 | 0 | 0 | 0.205 | 0 |  | --> | C18 ex NENAGH | NENAGH: T42 | NENAGH |  | 52.8616 | -8.1992
MV/LV Substation CE***537Z | 10 kV | 400V(3ph) & 230V(single ph) | LV | 630 kVA :Kiosk Substation | 0.63 | --> | 0.63 | 0 | 0 | Constrained,otherwise capacity available =500kVA. | --> | 0.598 | 0 | 0 | 0 | 0.015 | 0.5 | 0 |  | --> | E12 ex GLASMORE | GLASMORE: T422 | GLASMORE |  | 53.4498 | -6.2485
MV/LV Substation CE***546Z | 10 kV | 400V(3ph) & 230V(single ph) | LV | 200 kVA :Kiosk Substation | 0.2 | --> | 0.2 | 0.2 | 1.6 |  | --> | 0.19 | 0 | 0 | 0 | 0 | 0.2 | 0 |  | --> | C18 ex CELBRIDGE | CELBRIDGE: T42 | GRIFFINRATH |  | 53.3318 | -6.5256
MV/LV Substation CE***552Y | 10 kV | 400V(3ph) & 230V(single ph) | LV | 200 kVA :Kiosk Substation | 0.2 | --> | 0.2 | 0.156 | 0.2 |  | --> | 0.19 | 0 | 0 | 0 | 0 | 0.206 | 0 |  | --> | C18 ex LITTLE MILLS | LITTLE MILLS: T41 | DUNDALK |  | 53.9214 | -6.4015
MV/LV Substation CE***557X | 10 kV | 400V(3ph) & 230V(single ph) | LV | 200 kVA :Pole Substation | 0.2 | --> | 0.2 | 0.199 | 3 |  | --> | 0.19 | 0 | 0 | 0 | 0 | 0.2 | 0 |  | --> | C11 ex CROSSMOLINA | CROSSMOLINA: T41∥T42 | MOY |  | 54.1013 | -9.3182
MV/LV Substation CE***561X | 10 kV | 400V(3ph) & 230V(single ph) | LV | 630 kVA :Kiosk Substation | 0.63 | --> | 0.63 | 0.5 | 9.6 |  | --> | 0.598 | 0 | 0 | 0 | 0.003 | 0.5 | 0 |  | --> | C13 ex GORTLEE | GORTLEE: T41∥T42 | LETTERKENNY |  | 54.9727 | -7.7297
MV/LV Substation CE***581Y | 10 kV | 400V(3ph) & 230V(single ph) | LV | 200 kVA :Pole Substation | 0.2 | --> | 0.2 | 0.129 | 0.9 |  | --> | 0.19 | 0 | 0 | 0 | 0.002 | 0.208 | 0 |  | --> | C20 ex RATHMULLAN | RATHMULLAN: T42 | DRYBRIDGE |  | 53.7058 | -6.3783
MV/LV Substation CE***582 | 20 kV | 400V(3ph) & 230V(single ph) | LV | 400 kVA :Kiosk Substation | 0.4 | --> | 0.4 | 0.242 | 0.9 |  | --> | 0.38 | 0 | 0 | 0 | 0.002 | 0.421 | 0 |  | --> | C16 ex CARRAROE | CARRAROE: T42 | SCREEB |  | 53.2632 | -9.599
MV/LV Substation CE***592Y | 10 kV | 400V(3ph) & 230V(single ph) | LV | 200 kVA :Kiosk Substation | 0.2 | --> | 0.2 | 0.128 | 1.6 |  | --> | 0.19 | 0 | 0 | 0 | 0.023 | 0.186 | 0 |  | --> | C22 ex CELBRIDGE | CELBRIDGE: T42 | GRIFFINRATH |  | 53.3332 | -6.553
MV/LV Substation CE***610Z | 10 kV | 400V(3ph) & 230V(single ph) | LV | 400 kVA :Kiosk Substation | 0.4 | --> | 0.4 | 0.368 | 5.8 |  | --> | 0.38 | 0 | 0 | 0 | 0 | 0.404 | 0 |  | --> | C17 ex SANTRY | SANTRY: T41 | FINGLAS |  | 53.3988 | -6.2433
MV/LV Substation CE***627Z | 10 kV | 400V(3ph) & 230V(single ph) | LV | 50 kVA :Pole Substation | 0.05 | --> | 0.05 | 0.047 | 3.2 |  | --> | 0.047 | 0 | 0 | 0 | 0 | 0.049 | 0 |  | --> | C14 ex MCDONAGH | MCDONAGH: T42 | KILKENNY |  | 52.6605 | -7.211
MV/LV Substation CE***628X | 10 kV | 400V(3ph) & 230V(single ph) | LV | 400 kVA :Kiosk Substation | 0.4 | --> | 0.4 | 0.348 | 4.9 |  | --> | 0.38 | 0 | 0 | 0 | 0 | 0.407 | 0 |  | --> | C21 ex BALLINCOLLIG | BALLINCOLLIG: T41 | KILBARRY |  | 51.8875 | -8.5815
MV/LV Substation CE***648Y | 10 kV | 400V(3ph) & 230V(single ph) | LV | 50 kVA :Pole Substation | 0.05 | --> | 0.05 | 0.039 | 1.6 |  | --> | 0.047 | 0 | 0 | 0 | 0 | 0.051 | 0 |  | --> | C18 ex CELBRIDGE | CELBRIDGE: T42 | GRIFFINRATH |  | 53.3314 | -6.5292
MV/LV Substation CE***648Y | 10 kV | 400V(3ph) & 230V(single ph) | LV | 200 kVA :Pole Substation | 0.2 | --> | 0.2 | 0.12 | 0.1 | Constrained,otherwise capacity available =200kVA. | --> | 0.19 | 0 | 0 | 0 | 0 | 0 | 0 | Constrained,otherwise capacity available =200kW. | --> | C16 ex CREGG ROAD | CREGG ROAD: T41∥T42 | BALLYDINE |  | 52.3467 | -7.3912
MV/LV Substation CE***664Z | 10 kV | 400V(3ph) & 230V(single ph) | LV | 400 kVA :Kiosk Substation | 0.4 | --> | 0.4 | 0 | 0 | Constrained,otherwise capacity available =337kVA. | --> | 0.38 | 0 | 0 | 0 | 0 | 0.409 | 0 |  | --> | E17 ex GLASMORE | GLASMORE: T421 | GLASMORE |  | 53.4498 | -6.2457
MV/LV Substation CE***668Z | 20 kV | 400V(3ph) & 230V(single ph) | LV | 200 kVA :Pole Substation | 0.2 | --> | 0.2 | 0.2 | 26.7 |  | --> | 0.19 | 0 | 0 | 0 | 0.008 | 0.191 | 0 |  | --> | E12 ex WEXFORD | WEXFORD: T121∥T122 | WEXFORD |  | 52.3606 | -6.7054
MV/LV Substation CE***670X | 10 kV | 400V(3ph) & 230V(single ph) | LV | 630 kVA :Kiosk Substation | 0.63 | --> | 0.63 | 0.5 | 3 |  | --> | 0.598 | 0 | 0 | 0 | 0.007 | 0 | 0 | Constrained,otherwise capacity available =500kW. | --> | E18 ex WINDSOR | WINDSOR: T421∥T422 | CASTLEBAR |  | 53.8565 | -9.279
MV/LV Substation CE***693X | 10 kV | 400V(3ph) & 230V(single ph) | LV | 100 kVA :Pole Substation | 0.1 | --> | 0.1 | 0.089 | 5 |  | --> | 0.095 | 0 | 0 | 0 | 0 | 0.101 | 0 |  | --> | C21 ex OLDBAWN | OLDBAWN: T41 | COOKSTOWN |  | 53.2678 | -6.3594
MV/LV Substation CE***719X | 10 kV | 400V(3ph) & 230V(single ph) | LV | 200 kVA :Building Structure | 0.2 | --> | 0.2 | 0.148 | 3.9 |  | --> | 0.19 | 0 | 0 | 0 | 0 | 0.207 | 0 |  | --> | C12 ex ROSS CARBERY | ROSS CARBERY: T41∥T42 | DUNMANWAY |  | 51.5759 | -9.0292
MV/LV Substation CE***719Y | 10 kV | 400V(3ph) & 230V(single ph) | LV | 630 kVA :Building Structure | 0.63 | --> | 0.63 | 0 | 0 | Constrained,otherwise capacity available =500kVA. | --> | 0.598 | 0 | 0 | 0 | 0.042 | 0.5 | 0 |  | --> | C22 ex CAVAN | CAVAN: T42 | SHANKILL |  | 53.9867 | -7.3331
MV/LV Substation CE***720 | 10 kV | 400V(3ph) & 230V(single ph) | LV | 50 kVA :Pole Substation | 0.05 | --> | 0.05 | 0.045 | 3.2 |  | --> | 0.047 | 0 | 0 | 0 | 0 | 0.05 | 0 |  | --> | C20 ex MCDONAGH | MCDONAGH: T42 | KILKENNY |  | 52.6772 | -7.1935
MV/LV Substation CE***746X | 10 kV | 400V(3ph) & 230V(single ph) | LV | 400 kVA :Building Structure | 0.4 | --> | 0.4 | 0 | 0 | Constrained,otherwise capacity available =339kVA. | --> | 0.38 | 0 | 0 | 0 | 0 | 0.409 | 0 |  | --> | C11 ex COOLCORCORAN | COOLCORCORAN: T41∥T42 | KNOCKEARAGH |  | 52.0608 | -9.4923
MV/LV Substation CE***750 | 10 kV | 400V(3ph) & 230V(single ph) | LV | 100 kVA :Pole Substation | 0.1 | --> | 0.1 | 0.072 | 2.6 |  | --> | 0.095 | 0 | 0 | 0 | 0 | 0.103 | 0 |  | --> | C17 ex OUGHTERARD | OUGHTERARD: T41∥T42 | GALWAY 110KV |  | 53.4259 | -9.3346
MV/LV Substation CE***781Z | 10 kV | 400V(3ph) & 230V(single ph) | LV | 400 kVA :Building Structure | 0.4 | --> | 0.4 | 0.359 | 8.3 |  | --> | 0.38 | 0 | 0 | 0 | 0 | 0.404 | 0 |  | --> | C20 ex MONREAD | MONREAD: T102 | MONREAD |  | 53.2361 | -6.6458
MV/LV Substation CE***793Z | 10 kV | 400V(3ph) & 230V(single ph) | LV | 400 kVA :Kiosk Substation | 0.4 | --> | 0.4 | 0.331 | 12.3 |  | --> | 0.38 | 0 | 0 | 0 | 0.031 | 0.377 | 0 |  | --> | C23 ex MONREAD | MONREAD: T101 | MONREAD |  | 53.2375 | -6.7282
MV/LV Substation CE***801Y | 10 kV | 400V(3ph) & 230V(single ph) | LV | 630 kVA :Building Structure | 0.63 | --> | 0.63 | 0 | 0 | Constrained,otherwise capacity available =500kVA. | --> | 0.598 | 0 | 0 | 0 | 0 | 0.5 | 0 |  | --> | C19 ex CLONMINCH | CLONMINCH: T41 | THORNSBERRY |  | 53.2597 | -7.4888
MV/LV Substation CE***813Y | 10 kV | 400V(3ph) & 230V(single ph) | LV | 400 kVA :Kiosk Substation | 0.4 | --> | 0.4 | 0 | 0 | Constrained,otherwise capacity available =273kVA. | --> | 0.38 | 0 | 0 | 0 | 0 | 0 | 0 | Constrained,otherwise capacity available =411kW. | --> | C16 ex COOLCARRON | COOLCARRON: T41 | BARRYMORE |  | 52.1373 | -8.2735
MV/LV Substation CE***823X | 10 kV | 400V(3ph) & 230V(single ph) | LV | 50 kVA :Pole Substation | 0.05 | --> | 0.05 | 0.024 | 1.2 |  | --> | 0.047 | 0 | 0 | 0 | 0.007 | 0.045 | 0 |  | --> | C18 ex SCARTEEN | SCARTEEN: T41∥T42 | MALLOW |  | 52.1684 | -8.7765
MV/LV Substation CE***860X | 10 kV | 400V(3ph) & 230V(single ph) | LV | 1000 kVA :Building Structure | 1 | --> | 1 | 0.5 | 3.9 |  | --> | 0.95 | 0 | 0 | 0 | 0 | 0.5 | 0 |  | --> | C23 ex GALWAY 110KV | GALWAY 110KV: T103 | GALWAY 110KV |  | 53.2861 | -9.0363
MV/LV Substation CE***869X | 10 kV | 400V(3ph) & 230V(single ph) | LV | 400 kVA :Kiosk Substation | 0.4 | --> | 0.4 | 0.389 | 5 |  | --> | 0.38 | 0 | 0 | 0 | 0 | 0.401 | 0 |  | --> | C24 ex GALWAY 110KV | GALWAY 110KV: T102 | GALWAY 110KV |  | 53.2787 | -9.0081
MV/LV Substation CE***871Z | 20 kV | 400V(3ph) & 230V(single ph) | LV | 400 kVA :Kiosk Substation | 0.4 | --> | 0.4 | 0.389 | 1.2 |  | --> | 0.38 | 0 | 0 | 0 | 0.003 | 0.398 | 0 |  | --> | E11 ex BALLYDEHOB | BALLYDEHOB: T421 | DUNMANWAY |  | 51.526 | -9.5458
MV/LV Substation CE***876 | 10 kV | 400V(3ph) & 230V(single ph) | LV | 630 kVA :Kiosk Substation | 0.63 | --> | 0.63 | 0.5 | 4.7 |  | --> | 0.598 | 0 | 0 | 0 | 0 | 0.5 | 0 |  | --> | C12 ex DUN LAOGHAIRE | DUN LAOGHAIRE: T42 | BLACKROCK |  | 53.2918 | -6.1334
MV/LV Substation CE***881X | 20 kV | 400V(3ph) & 230V(single ph) | LV | 400 kVA :Building Structure | 0.4 | --> | 0.4 | 0 | 0 | Constrained,otherwise capacity available =259kVA. | --> | 0.38 | 0 | 0 | 0 | 0 | 0 | 0 | Constrained,otherwise capacity available =421kW. | --> | C18 ex LEE BRIDGE | LEE BRIDGE: T42 | MACROOM |  | 52.0156 | -9.0644
MV/LV Substation CE***888Y | 10 kV | 400V(3ph) & 230V(single ph) | LV | 630 kVA :Building Structure | 0.63 | --> | 0.63 | 0.252 | 1.9 |  | --> | 0.598 | 0 | 0 | 0 | 0 | 0.5 | 0 |  | --> | C12 ex ROSCOMMON | ROSCOMMON: T42 | LANESBORO |  | 53.6315 | -8.1805
MV/LV Substation CE***904 | 10 kV | 400V(3ph) & 230V(single ph) | LV | 50 kVA :Pole Substation | 0.05 | --> | 0.05 | 0 | 0 | Constrained,otherwise capacity available =50kVA. | --> | 0.047 | 0 | 0 | 0 | 0 | 0 | 0 | Constrained,otherwise capacity available =49kW. | --> | C22 ex PORTLAOISE | PORTLAOISE: T42 | PORTLAOISE |  | 53.0724 | -7.1404
MV/LV Substation CE***922X | 10 kV | 400V(3ph) & 230V(single ph) | LV | 400 kVA :Kiosk Substation | 0.4 | --> | 0.4 | 0.27 | 0.9 |  | --> | 0.38 | 0 | 0 | 0 | 0.006 | 0.413 | 0 |  | --> | C20 ex RATHMULLAN | RATHMULLAN: T42 | DRYBRIDGE |  | 53.7064 | -6.376
MV/LV Substation CE***944Y | 20 kV | 400V(3ph) & 230V(single ph) | LV | 630 kVA :Building Structure | 0.63 | --> | 0.63 | 0.427 | 2.6 |  | --> | 0.598 | 0 | 0 | 0 | 0 | 0 | 0 | Constrained,otherwise capacity available =500kW. | --> | E17 ex LISDRUM | LISDRUM: T422 | LISDRUM |  | 54.241 | -7.0004
MV/LV Substation CE***954Y | 10 kV | 400V(3ph) & 230V(single ph) | LV | 400 kVA :Kiosk Substation | 0.4 | --> | 0.4 | 0.363 | 1.9 |  | --> | 0.38 | 0 | 0 | 0 | 0 | 0.405 | 0 |  | --> | C12 ex ROSCOMMON | ROSCOMMON: T42 | LANESBORO |  | 53.6335 | -8.1819
MV/LV Substation CE***981 | 10 kV | 400V(3ph) & 230V(single ph) | LV | 630 kVA :Building Structure | 0.63 | --> | 0.63 | 0 | 0 | Constrained,otherwise capacity available =500kVA. | --> | 0.598 | 0 | 0 | 0 | 0 | 0.5 | 0 |  | --> | C14 ex NORTH QUAYS | NORTH QUAYS: T102 | POOLBEG |  | 53.3535 | -6.2468
MV/LV Substation CF***378Y | 20 kV | 400V(3ph) & 230V(single ph) | LV | 100 kVA :Pole Substation | 0.1 | --> | 0.1 | 0.091 | 3.7 |  | --> | 0.095 | 0 | 0 | 0 | 0 | 0 | 0 | Constrained,otherwise capacity available =100kW. | --> | E13 ex FOXHOLE | FOXHOLE: T421∥T422 | DUNGARVAN |  | 51.9503 | -7.731
MV/LV Substation CG***154X | 10 kV | 400V(3ph) & 230V(single ph) | LV | 50 kVA :Pole Substation | 0.05 | --> | 0.05 | 0.04 | 1.7 |  | --> | 0.047 | 0 | 0 | 0 | 0 | 0.051 | 0 |  | --> | C15 ex TULLA | TULLA: T41 | ENNIS |  | 52.8635 | -8.7364
MV/LV Substation CH***000X | 10 kV | 400V(3ph) & 230V(single ph) | LV | 630 kVA :Building Structure | 0.63 | --> | 0.63 | 0.359 | 1.1 |  | --> | 0.598 | 0 | 0 | 0 | 0 | 0.5 | 0 |  | --> | C44 ex BEDFORD ROW | BEDFORD ROW: T41 | FRANCIS STREET |  | 53.3426 | -6.2705
MV/LV Substation CH***001 | 10 kV | 400V(3ph) & 230V(single ph) | LV | 400 kVA :Kiosk Substation | 0.4 | --> | 0.4 | 0.222 | 1.2 |  | --> | 0.38 | 0 | 0 | 0 | 0 | 0.427 | 0 |  | --> | C11 ex SMEARLA | SMEARLA: T41 | TRIEN |  | 52.4458 | -9.485
MV/LV Substation CH***001 | 20 kV | 400V(3ph) & 230V(single ph) | LV | 400 kVA :Kiosk Substation | 0.4 | --> | 0.4 | 0.057 | 0.2 |  | --> | 0.38 | 0 | 0 | 0 | 0.028 | 0.421 | 0 |  | --> | C15 ex MOATE | MOATE: T42 | ATHLONE |  | 53.3958 | -7.724
MV/LV Substation CH***001 | 10 kV | 400V(3ph) & 230V(single ph) | LV | 400 kVA :Kiosk Substation | 0.4 | --> | 0.4 | 0 | 0 | Constrained,otherwise capacity available =113kVA. | --> | 0.38 | 0 | 0 | 0 | 0.033 | 0.408 | 0 |  | --> | C15 ex CLONAKILTY | CLONAKILTY: T41∥T42 | DUNMANWAY |  | 51.6232 | -8.8949
MV/LV Substation CH***001 | 20 kV | 400V(3ph) & 230V(single ph) | LV | 200 kVA :Pole Substation | 0.2 | --> | 0.2 | 0.11 | 1.7 |  | --> | 0.19 | 0 | 0 | 0 | 0.004 | 0.209 | 0 |  | --> | C17 ex TULLA | TULLA: T41 | ENNIS |  | 52.8654 | -8.7566
MV/LV Substation CH***002 | 10 kV | 400V(3ph) & 230V(single ph) | LV | 630 kVA :Kiosk Substation | 0.63 | --> | 0.63 | 0 | 0 | Constrained,otherwise capacity available =391kVA. | --> | 0.598 | 0 | 0 | 0 | 0.013 | 0.5 | 0 |  | --> | C15 ex ENNISTYMON | ENNISTYMON: T41∥T42 | ENNIS |  | 52.9425 | -9.2919
MV/LV Substation CH***002 | 10 kV | 400V(3ph) & 230V(single ph) | LV | 200 kVA :Pole Substation | 0.2 | --> | 0.2 | 0.007 | 3.9 |  | --> | 0.19 | 0 | 0 | 0 | 0 | 0.228 | 0 |  | --> | C17 ex BALLYJAMESDUFF | BALLYJAMESDUFF: T41 | SHANKILL |  | 53.862 | -7.2069
MV/LV Substation CH***002 | 20 kV | 400V(3ph) & 230V(single ph) | LV | 400 kVA :Kiosk Substation | 0.4 | --> | 0.4 | 0 | 0 | Constrained,otherwise capacity available =149kVA. | --> | 0.38 | 0 | 0 | 0 | 0.028 | 0.408 | 0 |  | --> | E13 ex BALTINGLASS | BALTINGLASS: T421∥T422 | STRATFORD |  | 52.9409 | -6.7093
MV/LV Substation CH***002 | 10 kV | 400V(3ph) & 230V(single ph) | LV | 400 kVA :Kiosk Substation | 0.4 | --> | 0.4 | 0 | 0 | Constrained,otherwise capacity available =146kVA. | --> | 0.38 | 0 | 0 | 0 | 0.02 | 0 | 0 | Constrained,otherwise capacity available =417kW. | --> | C15 ex FERMOY NORTH | FERMOY NORTH: T41∥T42 | BARRYMORE |  | 52.1417 | -8.2765
MV/LV Substation CH***003 | 10 kV | 400V(3ph) & 230V(single ph) | LV | 400 kVA :Kiosk Substation | 0.4 | --> | 0.4 | 0.34 | 3 |  | --> | 0.38 | 0 | 0 | 0 | 0 | 0.409 | 0 |  | --> | C15 ex CROSSMOLINA | CROSSMOLINA: T41∥T42 | MOY |  | 54.0988 | -9.3158
MV/LV Substation CH***003 | 10 kV | 400V(3ph) & 230V(single ph) | LV | 400 kVA :Kiosk Substation | 0.4 | --> | 0.4 | 0.277 | 5.1 |  | --> | 0.38 | 0 | 0 | 0 | 0.021 | 0.396 | 0 |  | --> | C11 ex LLOYD | LLOYD: T41∥T42 | NAVAN |  | 53.7321 | -6.8769
MV/LV Substation CH***004 | 10 kV | 400V(3ph) & 230V(single ph) | LV | 400 kVA :Kiosk Substation | 0.4 | --> | 0.4 | 0.291 | 2.7 |  | --> | 0.38 | 0 | 0 | 0 | 0.002 | 0.414 | 0 |  | --> | C17 ex KILLESHANDRA | KILLESHANDRA: T41∥T42 | GORTAWEE |  | 54.0164 | -7.5297
MV/LV Substation CH***004 | 10 kV | 400V(3ph) & 230V(single ph) | LV | 400 kVA :Kiosk Substation | 0.4 | --> | 0.4 | 0.115 | 2.4 |  | --> | 0.38 | 0 | 0 | 0 | 0.019 | 0.383 | 0 | Constrained,otherwise capacity available =423kW. | --> | C16 ex PORTLAW | PORTLAW: T41∥T42 | BUTLERSTOWN |  | 52.2884 | -7.3189
MV/LV Substation CH***004 | 10 kV | 400V(3ph) & 230V(single ph) | LV | 630 kVA :Kiosk Substation | 0.63 | --> | 0.63 | 0 | 0 | Constrained,otherwise capacity available =419kVA. | --> | 0.598 | 0 | 0 | 0 | 0 | 0.5 | 0 |  | --> | C22 ex CASTLEISLAND | CASTLEISLAND: T41∥T42 | TRALEE |  | 52.2303 | -9.4634
MV/LV Substation CH***004 | 20 kV | 400V(3ph) & 230V(single ph) | LV | 200 kVA :Kiosk Substation | 0.2 | --> | 0.2 | 0.122 | 3 |  | --> | 0.19 | 0 | 0 | 0 | 0 | 0 | 0 | Constrained,otherwise capacity available =211kW. | --> | C21 ex SWINFORD | SWINFORD: T41∥T42 | CASTLEBAR |  | 53.9818 | -9.1122
MV/LV Substation CH***004 | 10 kV | 400V(3ph) & 230V(single ph) | LV | 200 kVA :Pole Substation | 0.2 | --> | 0.2 | 0.081 | 0.8 |  | --> | 0.19 | 0 | 0 | 0 | 0 | 0.217 | 0 |  | --> | C14 ex KNOCKMULLEN | KNOCKMULLEN: T42 | GREAT ISLAND |  | 52.3898 | -6.9382
MV/LV Substation CH***004Z | 10 kV | 400V(3ph) & 230V(single ph) | LV | 200 kVA :Kiosk Substation | 0.2 | --> | 0.2 | 0.155 | 0.8 |  | --> | 0.19 | 0 | 0 | 0 | 0.008 | 0.198 | 0 |  | --> | C18 ex KNOCKMULLEN | KNOCKMULLEN: T42 | GREAT ISLAND |  | 52.3877 | -6.9384
MV/LV Substation CH***005 | 10 kV | 400V(3ph) & 230V(single ph) | LV | 100 kVA :Pole Substation | 0.1 | --> | 0.1 | 0.055 | 4 |  | --> | 0.095 | 0 | 0 | 0 | 0.002 | 0.104 | 0 |  | --> | C13 ex DUNMANWAY | DUNMANWAY: T43 | DUNMANWAY |  | 51.725 | -9.1043
MV/LV Substation CH***005 | 10 kV | 400V(3ph) & 230V(single ph) | LV | 200 kVA :Kiosk Substation | 0.2 | --> | 0.2 | 0.129 | 1.5 |  | --> | 0.19 | 0 | 0 | 0 | 0.007 | 0.203 | 0 |  | --> | C15 ex TUBBERCURRY | TUBBERCURRY: T42 | TONROE |  | 54.049 | -8.7325
MV/LV Substation CH***005 | 10 kV | 400V(3ph) & 230V(single ph) | LV | 200 kVA :Pole Substation | 0.2 | --> | 0.2 | 0.045 | 4.3 |  | --> | 0.19 | 0 | 0 | 0 | 0.004 | 0.219 | 0 |  | --> | C26 ex BAILIEBORO | BAILIEBORO: T41∥T42 | MEATH HILL |  | 53.9179 | -6.9727
MV/LV Substation CH***006 | 20 kV | 400V(3ph) & 230V(single ph) | LV | 200 kVA :Kiosk Substation | 0.2 | --> | 0.2 | 0 | 0 | Constrained,otherwise capacity available =47kVA. | --> | 0.19 | 0 | 0 | 0 | 0.011 | 0.211 | 0 |  | --> | E18 ex EDENDERRY | EDENDERRY: T421∥T422 | BLAKE |  | 53.3419 | -7.0524
MV/LV Substation CH***006 | 20 kV | 400V(3ph) & 230V(single ph) | LV | 200 kVA :Pole Substation | 0.2 | --> | 0.2 | 0 | 0 | Constrained,otherwise capacity available =116kVA. | --> | 0.19 | 0 | 0 | 0 | 0.004 | 0 | 0 | Constrained,otherwise capacity available =208kW. | --> | E12 ex PORTLAOISE | PORTLAOISE: T423∥T424 | PORTLAOISE |  | 53.0144 | -7.1457
MV/LV Substation CH***006 | 10 kV | 400V(3ph) & 230V(single ph) | LV | 400 kVA :Kiosk Substation | 0.4 | --> | 0.4 | 0.275 | 2.9 |  | --> | 0.38 | 0 | 0 | 0 | 0.007 | 0.412 | 0 |  | --> | C14 ex INCHICORE NORTH | INCHICORE NORTH: T41 | INCHICORE 220KV |  | 53.3481 | -6.3428
MV/LV Substation CH***006 | 20 kV | 400V(3ph) & 230V(single ph) | LV | 100 kVA :Pole Substation | 0.1 | --> | 0.1 | 0.085 | 2.1 |  | --> | 0.095 | 0 | 0 | 0 | 0 | 0.102 | 0 |  | --> | E18 ex NEWPORT | NEWPORT: T421 | CARROWBEG |  | 53.8849 | -9.5522
MV/LV Substation CH***007Z | 10 kV | 400V(3ph) & 230V(single ph) | LV | 400 kVA :Kiosk Substation | 0.4 | --> | 0.4 | 0.341 | 9 |  | --> | 0.38 | 0 | 0 | 0 | 0 | 0.408 | 0 |  | --> | C21 ex SINGLAND | SINGLAND: T101 | SINGLAND |  | 52.655 | -8.5979
MV/LV Substation CH***008 | 10 kV | 400V(3ph) & 230V(single ph) | LV | 400 kVA :Kiosk Substation | 0.4 | --> | 0.4 | 0.187 | 2.7 |  | --> | 0.38 | 0 | 0 | 0 | 0.03 | 0.4 | 0 |  | --> | C19 ex CALLAN | CALLAN: T41∥T42 | KILKENNY |  | 52.5427 | -7.3927
MV/LV Substation CH***009 | 10 kV | 400V(3ph) & 230V(single ph) | LV | 200 kVA :Kiosk Substation | 0.2 | --> | 0.2 | 0.1 | 6.9 |  | --> | 0.19 | 0 | 0 | 0 | 0.012 | 0 | 0 | Constrained,otherwise capacity available =202kW. | --> | E18 ex RATHKEALE | RATHKEALE: T421∥T422 | RATHKEALE |  | 52.5207 | -8.9431
MV/LV Substation CH***009 | 10 kV | 400V(3ph) & 230V(single ph) | LV | 200 kVA :Pole Substation | 0.2 | --> | 0.2 | 0 | 0 | Constrained,otherwise capacity available =72kVA. | --> | 0.19 | 0 | 0 | 0 | 0 | 0.219 | 0 |  | --> | C16 ex ATHENRY | ATHENRY: T41∥T42 | GALWAY 110KV |  | 53.3001 | -8.7506
MV/LV Substation CH***009X | 20 kV | 400V(3ph) & 230V(single ph) | LV | 50 kVA :Pole Substation | 0.05 | --> | 0.05 | 0.047 | 2.2 |  | --> | 0.047 | 0 | 0 | 0 | 0 | 0.049 | 0 |  | --> | C12 ex ROSSGEIR | ROSSGEIR: T41∥T42 | LETTERKENNY |  | 54.8258 | -7.5736
MV/LV Substation CH***011 | 10 kV | 400V(3ph) & 230V(single ph) | LV | 200 kVA :Pole Substation | 0.2 | --> | 0.2 | 0.135 | 0.9 |  | --> | 0.19 | 0 | 0 | 0 | 0.004 | 0 | 0 | Constrained,otherwise capacity available =205kW. | --> | C16 ex BANTRY | BANTRY: T41∥T42 | BALLYLICKY |  | 51.6802 | -9.4473
MV/LV Substation CH***012 | 10 kV | 400V(3ph) & 230V(single ph) | LV | 200 kVA :Pole Substation | 0.2 | --> | 0.2 | 0.125 | 8.3 |  | --> | 0.19 | 0 | 0 | 0 | 0 | 0.211 | 0 |  | --> | C25 ex BALLYBEG | BALLYBEG: T101 | CARRICKMINES |  | 52.9909 | -6.0497
MV/LV Substation CH***013 | 10 kV | 400V(3ph) & 230V(single ph) | LV | 630 kVA :Kiosk Substation | 0.63 | --> | 0.63 | 0.446 | 1.3 |  | --> | 0.598 | 0 | 0 | 0 | 0.046 | 0 | 0 | Constrained,otherwise capacity available =500kW. | --> | C25 ex KILKEE | KILKEE: T41 | TULLABRACK |  | 52.6771 | -9.6507
MV/LV Substation CH***014 | 10 kV | 400V(3ph) & 230V(single ph) | LV | 200 kVA :Pole Substation | 0.2 | --> | 0.2 | 0.139 | 1.6 |  | --> | 0.19 | 0 | 0 | 0 | 0.017 | 0.191 | 0 |  | --> | C11 ex SRAH | SRAH: T41∥T42 | THORNSBERRY |  | 53.2658 | -7.5068
MV/LV Substation CH***014X | 10 kV | 400V(3ph) & 230V(single ph) | LV | 400 kVA :Kiosk Substation | 0.4 | --> | 0.4 | 0 | 0 | Constrained,otherwise capacity available =200kVA. | --> | 0.38 | 0 | 0 | 0 | 0.028 | 0.401 | 0 |  | --> | C19 ex MALAHIDE | MALAHIDE: T41 | GLASMORE |  | 53.4517 | -6.1651
MV/LV Substation CH***015X | 10 kV | 400V(3ph) & 230V(single ph) | LV | 400 kVA :Kiosk Substation | 0.4 | --> | 0.4 | 0.359 | 2.2 |  | --> | 0.38 | 0 | 0 | 0 | 0 | 0.406 | 0 |  | --> | C18 ex KINGSCOURT | KINGSCOURT: T42 | MEATH HILL |  | 53.9095 | -6.818
MV/LV Substation CH***015Y | 20 kV | 400V(3ph) & 230V(single ph) | LV | 630 kVA :Kiosk Substation | 0.63 | --> | 0.63 | 0.5 | 1.6 |  | --> | 0.598 | 0 | 0 | 0 | 0.003 | 0.5 | 0 |  | --> | E15 ex GURRANEBANE | GURRANEBANE: T421∥T422 | OUGHTRAGH |  | 51.9478 | -10.2247
MV/LV Substation CH***017 | 20 kV | 400V(3ph) & 230V(single ph) | LV | 200 kVA :Pole Substation | 0.2 | --> | 0.2 | 0.11 | 3.2 |  | --> | 0.19 | 0 | 0 | 0 | 0.021 | 0.191 | 0 |  | --> | C18 ex BOYLE | BOYLE: T41∥T42 | CARRICK ON SHANNON |  | 53.8447 | -8.2018
MV/LV Substation CH***018 | 10 kV | 400V(3ph) & 230V(single ph) | LV | 630 kVA :Building Structure | 0.63 | --> | 0.63 | 0.378 | 2.7 |  | --> | 0.598 | 0 | 0 | 0 | 0.008 | 0.5 | 0 |  | --> | C23 ex RAMPARTS | RAMPARTS: T41 | DUNDALK |  | 54.006 | -6.3973
MV/LV Substation CH***018 | 10 kV | 400V(3ph) & 230V(single ph) | LV | 630 kVA :Building Structure | 0.63 | --> | 0.63 | 0.483 | 1.1 |  | --> | 0.598 | 0 | 0 | 0 | 0 | 0.5 | 0 |  | --> | C44 ex BEDFORD ROW | BEDFORD ROW: T41 | FRANCIS STREET |  | 53.3434 | -6.2698
MV/LV Substation CH***019 | 20 kV | 400V(3ph) & 230V(single ph) | LV | 400 kVA :Kiosk Substation | 0.4 | --> | 0.4 | 0 | 0 | Constrained,otherwise capacity available =348kVA. | --> | 0.38 | 0 | 0 | 0 | 0 | 0.407 | 0 |  | --> | E13 ex BALLINROBE | BALLINROBE: T421∥T422 | DALTON |  | 53.6286 | -9.2267
MV/LV Substation CH***019 | 20 kV | 400V(3ph) & 230V(single ph) | LV | 200 kVA :Pole Substation | 0.2 | --> | 0.2 | 0.161 | 4.1 |  | --> | 0.19 | 0 | 0 | 0 | 0 | 0 | 0 | Constrained,otherwise capacity available =205kW. | --> | E11 ex CHARLEVILLE | CHARLEVILLE: T422 | CHARLEVILLE |  | 52.4225 | -8.6604
MV/LV Substation CH***019Y | 10 kV | 400V(3ph) & 230V(single ph) | LV | 200 kVA :Kiosk Substation | 0.2 | --> | 0.2 | 0 | 0 | Constrained,otherwise capacity available =173kVA. | --> | 0.19 | 0 | 0 | 0 | 0 | 0 | 0 | Constrained,otherwise capacity available =203kW. | --> | C13 ex ROSCREA | ROSCREA: T41 | IKERRIN |  | 52.9555 | -7.8032
MV/LV Substation CH***020 | 20 kV | 400V(3ph) & 230V(single ph) | LV | 100 kVA :Pole Substation | 0.1 | --> | 0.1 | 0.033 | 3.7 |  | --> | 0.095 | 0 | 0 | 0 | 0.007 | 0.102 | 0 |  | --> | E21 ex CLARA | CLARA: T421 | THORNSBERRY |  | 53.3458 | -7.6154
MV/LV Substation CH***021Y | 10 kV | 400V(3ph) & 230V(single ph) | LV | 400 kVA :Kiosk Substation | 0.4 | --> | 0.4 | 0 | 0 | Constrained,otherwise capacity available =257kVA. | --> | 0.38 | 0 | 0 | 0 | 0.028 | 0.392 | 0 |  | --> | C13 ex COBH | COBH: T41∥T42 | COW CROSS |  | 51.8552 | -8.3243
MV/LV Substation CH***022X | 10 kV | 400V(3ph) & 230V(single ph) | LV | 400 kVA :Kiosk Substation | 0.4 | --> | 0.4 | 0.322 | 6.9 |  | --> | 0.38 | 0 | 0 | 0 | 0 | 0 | 0 | Constrained,otherwise capacity available =411kW. | --> | C17 ex BALLYSHANNON | BALLYSHANNON: T41∥T42 | CATHALEENS FALL |  | 54.5034 | -8.1838
MV/LV Substation CH***022Y | 10 kV | 400V(3ph) & 230V(single ph) | LV | 400 kVA :Kiosk Substation | 0.4 | --> | 0.4 | 0 | 0 | Constrained,otherwise capacity available =388kVA. | --> | 0.38 | 0 | 0 | 0 | 0.003 | 0.398 | 0 |  | --> | C13 ex COBH | COBH: T41∥T42 | COW CROSS |  | 51.8558 | -8.3218
MV/LV Substation CH***023 | 10 kV | 400V(3ph) & 230V(single ph) | LV | 630 kVA :Building Structure | 0.63 | --> | 0.63 | 0.303 | 3.5 |  | --> | 0.598 | 0 | 0 | 0 | 0.015 | 0 | 0 | Constrained,otherwise capacity available =500kW. | --> | C18 ex TELAYDON | TELAYDON: T42 | LISDRUM |  | 54.2487 | -6.9702
MV/LV Substation CH***028 | 10 kV | 400V(3ph) & 230V(single ph) | LV | 630 kVA :Kiosk Substation | 0.63 | --> | 0.63 | 0.457 | 1.5 |  | --> | 0.598 | 0 | 0 | 0 | 0 | 0 | 0 | Constrained,otherwise capacity available =500kW. | --> | C19 ex TURLOUGH ROAD | TURLOUGH ROAD: T43 | CASTLEBAR |  | 53.8543 | -9.3012
MV/LV Substation CH***030 | 10 kV | 400V(3ph) & 230V(single ph) | LV | 1000 kVA :Building Structure | 1 | --> | 1 | 0 | 0 | Constrained,otherwise capacity available =500kVA. | --> | 0.95 | 0 | 0 | 0 | 0 | 0.5 | 0 |  | --> | C14 ex CRANMORE | CRANMORE: T41∥T42 | SLIGO |  | 54.2701 | -8.4757
MV/LV Substation CH***031 | 20 kV | 400V(3ph) & 230V(single ph) | LV | 100 kVA :Pole Substation | 0.1 | --> | 0.1 | 0 | 0 |  | --> | 0.095 | 0 | 0 | 0 | 0.003 | 0 | 0 | Constrained,otherwise capacity available =112kW. | --> | E12 ex BUNCLODY | BUNCLODY: T421∥T422 | CRANE |  | 52.6523 | -6.6555
MV/LV Substation CH***031 | 10 kV | 400V(3ph) & 230V(single ph) | LV | 200 kVA :Pole Substation | 0.2 | --> | 0.2 | 0.145 | 3.7 |  | --> | 0.19 | 0 | 0 | 0 | 0.008 | 0.2 | 0 |  | --> | C11 ex BALLINASLOE | BALLINASLOE: T41∥T42 | SOMERSET |  | 53.3303 | -8.2118
MV/LV Substation CH***035 | 10 kV | 400V(3ph) & 230V(single ph) | LV | 630 kVA :Kiosk Substation | 0.63 | --> | 0.63 | 0 | 0 | Constrained,otherwise capacity available =500kVA. | --> | 0.598 | 0 | 0 | 0 | 0.008 | 0.5 | 0 |  | --> | C19 ex DENNEHYS CROSS | DENNEHYS CROSS: T41 | TRABEG |  | 51.8835 | -8.4912
MV/LV Substation CH***036 | 10 kV | 400V(3ph) & 230V(single ph) | LV | 200 kVA :Pole Substation | 0.2 | --> | 0.2 | 0 | 0 | Constrained,otherwise capacity available =163kVA. | --> | 0.19 | 0 | 0 | 0 | 0 | 0 | 0 | Constrained,otherwise capacity available =205kW. | --> | C17 ex HOLYCROSS ROAD | HOLYCROSS ROAD: T41∥T42 | THURLES |  | 52.7529 | -7.9543
MV/LV Substation CH***038 | 10 kV | 400V(3ph) & 230V(single ph) | LV | 200 kVA :Pole Substation | 0.2 | --> | 0.2 | 0.107 | 2.3 |  | --> | 0.19 | 0 | 0 | 0 | 0.007 | 0 | 0 | Constrained,otherwise capacity available =206kW. | --> | C15 ex KILRUSH | KILRUSH: T41∥T42 | TULLABRACK |  | 52.6389 | -9.479
MV/LV Substation CH***038 | 10 kV | 400V(3ph) & 230V(single ph) | LV | 630 kVA :Building Structure | 0.63 | --> | 0.63 | 0.261 | 9 |  | --> | 0.598 | 0 | 0 | 0 | 0.015 | 0.5 | 0 |  | --> | C12 ex MULLINGAR | MULLINGAR: T102 | MULLINGAR |  | 53.5253 | -7.34
MV/LV Substation CH***038Z | 10 kV | 400V(3ph) & 230V(single ph) | LV | 400 kVA :Kiosk Substation | 0.4 | --> | 0.4 | 0 | 0 | Constrained,otherwise capacity available =350kVA. | --> | 0.38 | 0 | 0 | 0 | 0 | 0.407 | 0 |  | --> | C19 ex CLONMINCH | CLONMINCH: T41 | THORNSBERRY |  | 53.2729 | -7.477
MV/LV Substation CH***039Z | 10 kV | 400V(3ph) & 230V(single ph) | LV | 400 kVA :Kiosk Substation | 0.4 | --> | 0.4 | 0 | 0 | Constrained,otherwise capacity available =391kVA. | --> | 0.38 | 0 | 0 | 0 | 0 | 0.4 | 0 |  | --> | C19 ex CLONMINCH | CLONMINCH: T41 | THORNSBERRY |  | 53.2713 | -7.4788
MV/LV Substation CH***040 | 10 kV | 400V(3ph) & 230V(single ph) | LV | 400 kVA :Kiosk Substation | 0.4 | --> | 0.4 | 0 | 0 | Constrained,otherwise capacity available =245kVA. | --> | 0.38 | 0 | 0 | 0 | 0.035 | 0.387 | 0 |  | --> | C12 ex GREYSTONES | GREYSTONES: T42 | FASSAROE |  | 53.1471 | -6.0728
MV/LV Substation CH***040 | 10 kV | 400V(3ph) & 230V(single ph) | LV | 400 kVA :Kiosk Substation | 0.4 | --> | 0.4 | 0.231 | 4.5 |  | --> | 0.38 | 0 | 0 | 0 | 0.003 | 0 | 0 | Constrained,otherwise capacity available =422kW. | --> | C17 ex CHURCHTOWN | CHURCHTOWN: T41 | RATHKEALE |  | 52.4532 | -9.0625
MV/LV Substation CH***044 | 10 kV | 400V(3ph) & 230V(single ph) | LV | 50 kVA :Pole Substation | 0.05 | --> | 0.05 | 0.01 | 1.6 |  | --> | 0.047 | 0 | 0 | 0 | 0.009 | 0.046 | 0 |  | --> | C11 ex SRAH | SRAH: T41∥T42 | THORNSBERRY |  | 53.2676 | -7.509
MV/LV Substation CH***047 | 10 kV | 400V(3ph) & 230V(single ph) | LV | 100 kVA :Pole Substation | 0.1 | --> | 0.1 | 0.076 | 3.1 |  | --> | 0.095 | 0 | 0 | 0 | 0 | 0.103 | 0 |  | --> | C19 ex ERRIGAL | ERRIGAL: T41 | SHANKILL |  | 54.0707 | -7.0803
MV/LV Substation CH***048 | 10 kV | 400V(3ph) & 230V(single ph) | LV | 400 kVA :Kiosk Substation | 0.4 | --> | 0.4 | 0.265 | 15.6 |  | --> | 0.38 | 0 | 0 | 0 | 0.02 | 0.399 | 0 |  | --> | C24 ex STEPHENSTOWN | STEPHENSTOWN: T102 | FINGLAS |  | 53.6095 | -6.1788
MV/LV Substation CH***048 | 10 kV | 400V(3ph) & 230V(single ph) | LV | 400 kVA :Kiosk Substation | 0.4 | --> | 0.4 | 0.303 | 1.5 |  | --> | 0.38 | 0 | 0 | 0 | 0.013 | 0.401 | 0 |  | --> | C25 ex TRAMORE | TRAMORE: T41 | BUTLERSTOWN |  | 52.1596 | -7.1536
MV/LV Substation CH***050X | 10 kV | 400V(3ph) & 230V(single ph) | LV | 400 kVA :Building Structure | 0.4 | --> | 0.4 | 0.229 | 1.1 |  | --> | 0.38 | 0 | 0 | 0 | 0 | 0.426 | 0 |  | --> | C44 ex BEDFORD ROW | BEDFORD ROW: T41 | FRANCIS STREET |  | 53.3423 | -6.271
MV/LV Substation CH***051X | 10 kV | 400V(3ph) & 230V(single ph) | LV | 50 kVA :Pole Substation | 0.05 | --> | 0.05 | 0.046 | 2.1 |  | --> | 0.047 | 0 | 0 | 0 | 0 | 0.049 | 0 |  | --> | C11 ex KILSARAN | KILSARAN: T42 | DRYBRIDGE |  | 53.8972 | -6.4427
MV/LV Substation CH***052 | 10 kV | 400V(3ph) & 230V(single ph) | LV | 630 kVA :Kiosk Substation | 0.63 | --> | 0.63 | 0.043 | 1 |  | --> | 0.598 | 0 | 0 | 0 | 0.021 | 0.5 | 0 |  | --> | C11 ex MARROWBONE LANE | MARROWBONE LANE: T42 | INCHICORE 220KV |  | 53.3356 | -6.2945
MV/LV Substation CH***053Y | 10 kV | 400V(3ph) & 230V(single ph) | LV | 400 kVA :Kiosk Substation | 0.4 | --> | 0.4 | 0.339 | 3.7 |  | --> | 0.38 | 0 | 0 | 0 | 0 | 0.409 | 0 |  | --> | C12 ex BALLINASLOE | BALLINASLOE: T41∥T42 | SOMERSET |  | 53.3278 | -8.2192
MV/LV Substation CH***053Y | 10 kV | 400V(3ph) & 230V(single ph) | LV | 100 kVA :Pole Substation | 0.1 | --> | 0.1 | 0 | 0 | Constrained,otherwise capacity available =71kVA. | --> | 0.095 | 0 | 0 | 0 | 0.007 | 0.096 | 0 |  | --> | C17 ex CARRIGALINE | CARRIGALINE: T41∥T42 | BARNAHELY |  | 51.7979 | -8.2897
MV/LV Substation CH***057 | 20 kV | 400V(3ph) & 230V(single ph) | LV | 200 kVA :Pole Substation | 0.2 | --> | 0.2 | 0 | 0 | Constrained,otherwise capacity available =109kVA. | --> | 0.19 | 0 | 0 | 0 | 0 | 0.213 | 0 |  | --> | E18 ex EDENDERRY | EDENDERRY: T421∥T422 | BLAKE |  | 53.3394 | -7.0504
MV/LV Substation CH***059 | 10 kV | 400V(3ph) & 230V(single ph) | LV | 200 kVA :Kiosk Substation | 0.2 | --> | 0.2 | 0.149 | 0.7 |  | --> | 0.19 | 0 | 0 | 0 | 0 | 0 | 0 | Constrained,otherwise capacity available =207kW. | --> | C15 ex KILMAGIG | KILMAGIG: T42 | ARKLOW |  | 52.8566 | -6.3249
MV/LV Substation CH***059Y | 10 kV | 400V(3ph) & 230V(single ph) | LV | 400 kVA :Kiosk Substation | 0.4 | --> | 0.4 | 0.335 | 2.2 |  | --> | 0.38 | 0 | 0 | 0 | 0.003 | 0 | 0 | Constrained,otherwise capacity available =407kW. | --> | C15 ex NEWCASTLEWEST | NEWCASTLEWEST: T41∥T42 | RATHKEALE |  | 52.445 | -9.0561
MV/LV Substation CH***060 | 10 kV | 400V(3ph) & 230V(single ph) | LV | 630 kVA :Building Structure | 0.63 | --> | 0.63 | 0.399 | 2.8 |  | --> | 0.598 | 0 | 0 | 0 | 0.046 | 0 | 0 | Constrained,otherwise capacity available =500kW. | --> | C13 ex PALMERSTOWN | PALMERSTOWN: T41 | FINGLAS |  | 53.3429 | -6.3765
MV/LV Substation CH***061 | 10 kV | 400V(3ph) & 230V(single ph) | LV | 400 kVA :Kiosk Substation | 0.4 | --> | 0.4 | 0.238 | 2.4 |  | --> | 0.38 | 0 | 0 | 0 | 0.053 | 0.369 | 0 |  | --> | C14 ex DUNDRUM | DUNDRUM: T42 | BLACKROCK |  | 53.2916 | -6.2499
MV/LV Substation CH***061 | 10 kV | 400V(3ph) & 230V(single ph) | LV | 630 kVA :Kiosk Substation | 0.63 | --> | 0.63 | 0.5 | 5.7 |  | --> | 0.598 | 0 | 0 | 0 | 0.028 | 0.5 | 0 |  | --> | E17 ex MOY | MOY: T421∥T422 | MOY |  | 54.1034 | -9.1599
MV/LV Substation CH***062 | 10 kV | 400V(3ph) & 230V(single ph) | LV | 630 kVA :Kiosk Substation | 0.63 | --> | 0.63 | 0.467 | 3.8 |  | --> | 0.598 | 0 | 0 | 0 | 0 | 0 | 0 | Constrained,otherwise capacity available =500kW. | --> | C13 ex TURLOUGH ROAD | TURLOUGH ROAD: T41∥T42 | CASTLEBAR |  | 53.8577 | -9.294
MV/LV Substation CH***063 | 10 kV | 400V(3ph) & 230V(single ph) | LV | 630 kVA :Kiosk Substation | 0.63 | --> | 0.63 | 0.5 | 3.8 |  | --> | 0.598 | 0 | 0 | 0 | 0 | 0 | 0 | Constrained,otherwise capacity available =500kW. | --> | C13 ex TURLOUGH ROAD | TURLOUGH ROAD: T41∥T42 | CASTLEBAR |  | 53.8572 | -9.2962
MV/LV Substation CH***068Y | 10 kV | 400V(3ph) & 230V(single ph) | LV | 200 kVA :Kiosk Substation | 0.2 | --> | 0.2 | 0 | 0 | Constrained,otherwise capacity available =98kVA. | --> | 0.19 | 0 | 0 | 0 | 0.039 | 0.174 | 0 |  | --> | C20 ex RAHEEN | RAHEEN: T42 | LIMERICK |  | 52.6246 | -8.6511
MV/LV Substation CH***069 | 10 kV | 400V(3ph) & 230V(single ph) | LV | 400 kVA :Kiosk Substation | 0.4 | --> | 0.4 | 0.36 | 2.1 |  | --> | 0.38 | 0 | 0 | 0 | 0 | 0.406 | 0 |  | --> | C16 ex LITTLE BRAY | LITTLE BRAY: T42 | FASSAROE |  | 53.2348 | -6.1381
MV/LV Substation CH***070 | 10 kV | 400V(3ph) & 230V(single ph) | LV | 200 kVA :Pole Substation | 0.2 | --> | 0.2 | 0.125 | 2.1 |  | --> | 0.19 | 0 | 0 | 0 | 0.008 | 0.203 | 0 |  | --> | C16 ex LITTLE BRAY | LITTLE BRAY: T42 | FASSAROE |  | 53.2385 | -6.1384
MV/LV Substation CH***071Y | 10 kV | 400V(3ph) & 230V(single ph) | LV | 200 kVA :Kiosk Substation | 0.2 | --> | 0.2 | 0.174 | 1.4 |  | --> | 0.19 | 0 | 0 | 0 | 0 | 0.203 | 0 |  | --> | C12 ex GRANGE (SR) | GRANGE (SR): T41∥T42 | BUTLERSTOWN |  | 52.2425 | -7.1192
MV/LV Substation CH***072 | 10 kV | 400V(3ph) & 230V(single ph) | LV | 400 kVA :Kiosk Substation | 0.4 | --> | 0.4 | 0.225 | 2.1 |  | --> | 0.38 | 0 | 0 | 0 | 0.071 | 0.352 | 0 |  | --> | C16 ex LITTLE BRAY | LITTLE BRAY: T42 | FASSAROE |  | 53.2289 | -6.1246
MV/LV Substation CH***072 | 10 kV | 400V(3ph) & 230V(single ph) | LV | 400 kVA :Kiosk Substation | 0.4 | --> | 0.4 | 0.086 | 9.2 |  | --> | 0.38 | 0 | 0 | 0 | 0.004 | 0.442 | 0 |  | --> | C17 ex MIDLETON | MIDLETON: T101 | MIDLETON |  | 51.9144 | -8.174
MV/LV Substation CH***076 | 10 kV | 400V(3ph) & 230V(single ph) | LV | 200 kVA :Kiosk Substation | 0.2 | --> | 0.2 | 0.185 | 2.4 |  | --> | 0.19 | 0 | 0 | 0 | 0 | 0 | 0 | Constrained,otherwise capacity available =202kW. | --> | C25 ex TINAHASK | TINAHASK: T41∥T42 | ARKLOW |  | 52.7905 | -6.158
MV/LV Substation CH***077X | 10 kV | 400V(3ph) & 230V(single ph) | LV | 1000 kVA :Building Structure | 1 | --> | 1 | 0 | 0 | Constrained,otherwise capacity available =500kVA. | --> | 0.95 | 0 | 0 | 0 | 0 | 0.5 | 0 |  | --> | C19 ex LOUGHLINSTOWN | LOUGHLINSTOWN: T41 | CARRICKMINES |  | 53.2427 | -6.1411
MV/LV Substation CH***079 | 10 kV | 400V(3ph) & 230V(single ph) | LV | 1000 kVA :Building Structure | 1 | --> | 1 | 0 | 0 | Constrained,otherwise capacity available =457kVA. | --> | 0.95 | 0 | 0 | 0 | 0.009 | 0.5 | 0 |  | --> | C18 ex NORTH QUAYS | NORTH QUAYS: T102 | POOLBEG |  | 53.3564 | -6.2338
MV/LV Substation CH***079 | 10 kV | 400V(3ph) & 230V(single ph) | LV | 200 kVA :Kiosk Substation | 0.2 | --> | 0.2 | 0 | 0 | Constrained,otherwise capacity available =110kVA. | --> | 0.19 | 0 | 0 | 0 | 0.012 | 0 | 0 | Constrained,otherwise capacity available =201kW. | --> | C32 ex CLOYNE | CLOYNE: T41 | MIDLETON |  | 51.862 | -8.1244
MV/LV Substation CH***079Z | 10 kV | 400V(3ph) & 230V(single ph) | LV | 400 kVA :Kiosk Substation | 0.4 | --> | 0.4 | 0 | 0 | Constrained,otherwise capacity available =327kVA. | --> | 0.38 | 0 | 0 | 0 | 0.012 | 0 | 0 | Constrained,otherwise capacity available =398kW. | --> | C15 ex PALLAS | PALLAS: T41∥T42 | PORTLAOISE |  | 53.0435 | -7.2963
MV/LV Substation CH***080X | 10 kV | 400V(3ph) & 230V(single ph) | LV | 200 kVA :Building Structure | 0.2 | --> | 0.2 | 0 | 0 | Constrained,otherwise capacity available =162kVA. | --> | 0.19 | 0 | 0 | 0 | 0.004 | 0.201 | 0 |  | --> | C13 ex GARRYOWEN | GARRYOWEN: T41 | LIMERICK |  | 52.6549 | -8.5991
MV/LV Substation CH***082Y | 10 kV | 400V(3ph) & 230V(single ph) | LV | 400 kVA :Building Structure | 0.4 | --> | 0.4 | 0.185 | 0.9 |  | --> | 0.38 | 0 | 0 | 0 | 0 | 0.432 | 0 |  | --> | C20 ex FAIRHILL | FAIRHILL: T42 | KILBARRY |  | 51.9037 | -8.4674
MV/LV Substation CH***085 | 10 kV | 400V(3ph) & 230V(single ph) | LV | 630 kVA :Kiosk Substation | 0.63 | --> | 0.63 | 0 | 0 | Constrained,otherwise capacity available =500kVA. | --> | 0.598 | 0 | 0 | 0 | 0 | 0 | 0 | Constrained,otherwise capacity available =500kW. | --> | C20 ex COLLIGAN | COLLIGAN: T41 | DUNGARVAN |  | 52.0857 | -7.6258
MV/LV Substation CH***086 | 10 kV | 400V(3ph) & 230V(single ph) | LV | 400 kVA :Kiosk Substation | 0.4 | --> | 0.4 | 0.304 | 5 |  | --> | 0.38 | 0 | 0 | 0 | 0.003 | 0.411 | 0 |  | --> | C28 ex CENTRE PARK ROAD | MARINA: T106 | MARINA |  | 51.8919 | -8.4339
MV/LV Substation CH***087 | 10 kV | 400V(3ph) & 230V(single ph) | LV | 400 kVA :Kiosk Substation | 0.4 | --> | 0.4 | 0.058 | 1.4 |  | --> | 0.38 | 0 | 0 | 0 | 0 | 0 | 0 | Constrained,otherwise capacity available =450kW. | --> | C22 ex POLLERTON | POLLERTON: T42 | CARLOW |  | 52.8365 | -6.9301
MV/LV Substation CH***087 | 10 kV | 400V(3ph) & 230V(single ph) | LV | 400 kVA :Kiosk Substation | 0.4 | --> | 0.4 | 0.26 | 11.2 |  | --> | 0.38 | 0 | 0 | 0 | 0.019 | 0.401 | 0 |  | --> | C19 ex ARTANE | ARTANE: T101 | FINGLAS |  | 53.388 | -6.2099
MV/LV Substation CH***087Y | 10 kV | 400V(3ph) & 230V(single ph) | LV | 400 kVA :Kiosk Substation | 0.4 | --> | 0.4 | 0.197 | 6.3 |  | --> | 0.38 | 0 | 0 | 0 | 0.013 | 0.417 | 0 |  | --> | C24 ex KILBARRY | KILBARRY: T43 | KILBARRY |  | 51.9069 | -8.4914
MV/LV Substation CH***089 | 10 kV | 400V(3ph) & 230V(single ph) | LV | 400 kVA :Kiosk Substation | 0.4 | --> | 0.4 | 0.3 | 1.2 |  | --> | 0.38 | 0 | 0 | 0 | 0.021 | 0 | 0 | Constrained,otherwise capacity available =393kW. | --> | C13 ex KNOCKAPHUNTA | KNOCKAPHUNTA: T41∥T42 | CASTLEBAR |  | 53.8494 | -9.2919
MV/LV Substation CH***089X | 10 kV | 400V(3ph) & 230V(single ph) | LV | 100 kVA :Pole Substation | 0.1 | --> | 0.1 | 0.058 | 1.4 |  | --> | 0.095 | 0 | 0 | 0 | 0.003 | 0.103 | 0 |  | --> | C21 ex BALLINDERRY | BALLINDERRY: T41 | MULLINGAR |  | 53.5151 | -7.3325
MV/LV Substation CH***090 | 10 kV | 400V(3ph) & 230V(single ph) | LV | 400 kVA :Kiosk Substation | 0.4 | --> | 0.4 | 0.348 | 1.2 |  | --> | 0.38 | 0 | 0 | 0 | 0.007 | 0 | 0 | Constrained,otherwise capacity available =400kW. | --> | C13 ex KNOCKAPHUNTA | KNOCKAPHUNTA: T41∥T42 | CASTLEBAR |  | 53.8497 | -9.2939
MV/LV Substation CH***094 | 10 kV | 400V(3ph) & 230V(single ph) | LV | 200 kVA :Kiosk Substation | 0.2 | --> | 0.2 | 0.054 | 4.5 |  | --> | 0.19 | 0 | 0 | 0 | 0.008 | 0 | 0 | Constrained,otherwise capacity available =213kW. | --> | C17 ex CHURCHTOWN | CHURCHTOWN: T41 | RATHKEALE |  | 52.4572 | -9.0655
MV/LV Substation CH***094X | 20 kV | 400V(3ph) & 230V(single ph) | LV | 200 kVA :Pole Substation | 0.2 | --> | 0.2 | 0.2 | 1.3 |  | --> | 0.19 | 0 | 0 | 0 | 0 | 0.2 | 0 |  | --> | E11 ex KILCULLEN | KILCULLEN: T424 | STRATFORD |  | 53.0545 | -6.7032
MV/LV Substation CH***096X | 10 kV | 400V(3ph) & 230V(single ph) | LV | 400 kVA :Building Structure | 0.4 | --> | 0.4 | 0.34 | 5.9 |  | --> | 0.38 | 0 | 0 | 0 | 0.019 | 0.389 | 0 |  | --> | C22 ex BALLINCOLLIG | BALLINCOLLIG: T42 | KILBARRY |  | 51.8852 | -8.593
MV/LV Substation CH***097Y | 20 kV | 400V(3ph) & 230V(single ph) | LV | 100 kVA :Pole Substation | 0.1 | --> | 0.1 | 0.1 | 0.8 |  | --> | 0.095 | 0 | 0 | 0 | 0 | 0 | 0 | Constrained,otherwise capacity available =100kW. | --> | E12 ex KILMACTHOMAS | KILMACTHOMAS: T421∥T422 | DUNGARVAN |  | 52.2246 | -7.3394
MV/LV Substation CH***097Z | 10 kV | 400V(3ph) & 230V(single ph) | LV | 400 kVA :Kiosk Substation | 0.4 | --> | 0.4 | 0.264 | 2.1 |  | --> | 0.38 | 0 | 0 | 0 | 0.043 | 0.375 | 0 |  | --> | C15 ex MOUNTGORRY | MOUNTGORRY: T41 | GRANGE (DR) |  | 53.4567 | -6.2136
MV/LV Substation CH***098Y | 20 kV | 400V(3ph) & 230V(single ph) | LV | 200 kVA :Pole Substation | 0.2 | --> | 0.2 | 0 | 0 | Constrained,otherwise capacity available =166kVA. | --> | 0.19 | 0 | 0 | 0 | 0 | 0.204 | 0 |  | --> | E13 ex HEADFORD | HEADFORD: T42 | CLOON |  | 53.5231 | -9.0922
MV/LV Substation CH***099 | 10 kV | 400V(3ph) & 230V(single ph) | LV | 200 kVA :Kiosk Substation | 0.2 | --> | 0.2 | 0.127 | 2.4 |  | --> | 0.19 | 0 | 0 | 0 | 0.006 | 0 | 0 | Constrained,otherwise capacity available =204kW. | --> | C25 ex TINAHASK | TINAHASK: T41∥T42 | ARKLOW |  | 52.7901 | -6.158
MV/LV Substation CH***099 | 10 kV | 400V(3ph) & 230V(single ph) | LV | 630 kVA :Building Structure | 0.63 | --> | 0.63 | 0.256 | 2.9 |  | --> | 0.598 | 0 | 0 | 0 | 0 | 0.5 | 0 |  | --> | C14 ex INCHICORE NORTH | INCHICORE NORTH: T41 | INCHICORE 220KV |  | 53.3476 | -6.3426
MV/LV Substation CH***099Y | 20 kV | 400V(3ph) & 230V(single ph) | LV | 200 kVA :Kiosk Substation | 0.2 | --> | 0.2 | 0 | 0 | Constrained,otherwise capacity available =143kVA. | --> | 0.19 | 0 | 0 | 0 | 0.015 | 0 | 0 | Constrained,otherwise capacity available =192kW. | --> | C15 ex KANTURK | KANTURK: T41∥T42 | GLENLARA |  | 52.1663 | -8.8269
MV/LV Substation CH***100 | 10 kV | 400V(3ph) & 230V(single ph) | LV | 100 kVA :Pole Substation | 0.1 | --> | 0.1 | 0 | 0 | Constrained,otherwise capacity available =82kVA. | --> | 0.095 | 0 | 0 | 0 | 0.016 | 0.085 | 0 |  | --> | C17 ex CARRIGSHANE | CARRIGSHANE: T41 | MIDLETON |  | 51.8974 | -8.1699
MV/LV Substation CH***102Z | 10 kV | 400V(3ph) & 230V(single ph) | LV | 630 kVA :Building Structure | 0.63 | --> | 0.63 | 0.5 | 9 |  | --> | 0.598 | 0 | 0 | 0 | 0 | 0.5 | 0 |  | --> | C21 ex SINGLAND | SINGLAND: T101 | SINGLAND |  | 52.6581 | -8.5942
MV/LV Substation CH***103 | 10 kV | 400V(3ph) & 230V(single ph) | LV | 200 kVA :Pole Substation | 0.2 | --> | 0.2 | 0.2 | 2.2 |  | --> | 0.19 | 0 | 0 | 0 | 0 | 0.2 | 0 |  | --> | C11 ex MORNINGTON ROAD | MORNINGTON ROAD: T41 | DRYBRIDGE |  | 53.7103 | -6.3539
MV/LV Substation CH***108 | 10 kV | 400V(3ph) & 230V(single ph) | LV | 400 kVA :Building Structure | 0.4 | --> | 0.4 | 0.111 | 0.7 |  | --> | 0.38 | 0 | 0 | 0 | 0.007 | 0.435 | 0 |  | --> | C28 ex ACADEMY STREET | ACADEMY STREET: T44 | NAVAN |  | 53.6484 | -6.686
MV/LV Substation CH***111Z | 10 kV | 400V(3ph) & 230V(single ph) | LV | 400 kVA :Kiosk Substation | 0.4 | --> | 0.4 | 0 | 0 | Constrained,otherwise capacity available =275kVA. | --> | 0.38 | 0 | 0 | 0 | 0.013 | 0 | 0 | Constrained,otherwise capacity available =405kW. | --> | C14 ex COOLMINE | COOLMINE: T42 | FINGLAS |  | 53.3865 | -6.4141
MV/LV Substation CH***115Y | 10 kV | 400V(3ph) & 230V(single ph) | LV | 630 kVA :Building Structure | 0.63 | --> | 0.63 | 0.376 | 2.7 |  | --> | 0.598 | 0 | 0 | 0 | 0 | 0.5 | 0 |  | --> | C23 ex RAMPARTS | RAMPARTS: T41 | DUNDALK |  | 54.0085 | -6.4031
MV/LV Substation CH***116X | 10 kV | 400V(3ph) & 230V(single ph) | LV | 200 kVA :Kiosk Substation | 0.2 | --> | 0.2 | 0 | 9 |  | --> | 0.19 | 0 | 0 | 0 | 0 | 0.221 | 0 |  | --> | C13 ex SINGLAND | SINGLAND: T101 | SINGLAND |  | 52.665 | -8.6033
MV/LV Substation CH***117Z | 10 kV | 400V(3ph) & 230V(single ph) | LV | 200 kVA :Kiosk Substation | 0.2 | --> | 0.2 | 0.102 | 0.2 |  | --> | 0.19 | 0 | 0 | 0 | 0.005 | 0 | 0 | Constrained,otherwise capacity available =209kW. | --> | C15 ex COOLMINE | COOLMINE: T41 | FINGLAS |  | 53.3864 | -6.4118
MV/LV Substation CH***119Y | 10 kV | 400V(3ph) & 230V(single ph) | LV | 200 kVA :Kiosk Substation | 0.2 | --> | 0.2 | 0.148 | 8.3 |  | --> | 0.19 | 0 | 0 | 0 | 0.015 | 0.192 | 0 |  | --> | C25 ex BALLYBEG | BALLYBEG: T101 | CARRICKMINES |  | 52.9866 | -6.0504
MV/LV Substation CH***119Z | 10 kV | 400V(3ph) & 230V(single ph) | LV | 400 kVA :Kiosk Substation | 0.4 | --> | 0.4 | 0 | 0 | Constrained,otherwise capacity available =297kVA. | --> | 0.38 | 0 | 0 | 0 | 0.024 | 0.39 | 0 |  | --> | C18 ex BALLYMUN | BALLYMUN: T42 | FINGLAS |  | 53.3864 | -6.2646
MV/LV Substation CH***123Y | 10 kV | 400V(3ph) & 230V(single ph) | LV | 200 kVA :Pole Substation | 0.2 | --> | 0.2 | 0.154 | 11.5 |  | --> | 0.19 | 0 | 0 | 0 | 0 | 0.207 | 0 |  | --> | C14 ex BALLYBEG | BALLYBEG: T102 | CARRICKMINES |  | 52.9942 | -6.0908
MV/LV Substation CH***128 | 10 kV | 400V(3ph) & 230V(single ph) | LV | 200 kVA :Building Structure | 0.2 | --> | 0.2 | 0.071 | 6.3 |  | --> | 0.19 | 0 | 0 | 0 | 0.006 | 0.212 | 0 |  | --> | C24 ex KILBARRY | KILBARRY: T43 | KILBARRY |  | 51.9096 | -8.4937
MV/LV Substation CH***128 | 10 kV | 400V(3ph) & 230V(single ph) | LV | 100 kVA :Pole Substation | 0.1 | --> | 0.1 | 0 | 4.2 |  | --> | 0.095 | 0 | 0 | 0 | 0.022 | 0.091 | 0 |  | --> | C14 ex LOUGHLINSTOWN | LOUGHLINSTOWN: T42 | CARRICKMINES |  | 53.2557 | -6.1244
MV/LV Substation CH***128Z | 20 kV | 400V(3ph) & 230V(single ph) | LV | 400 kVA :Kiosk Substation | 0.4 | --> | 0.4 | 0.341 | 6.9 |  | --> | 0.38 | 0 | 0 | 0 | 0 | 0 | 0 | Constrained,otherwise capacity available =408kW. | --> | E14 ex RATHKEALE | RATHKEALE: T421∥T422 | RATHKEALE |  | 52.518 | -8.7202
MV/LV Substation CH***129 | 10 kV | 400V(3ph) & 230V(single ph) | LV | 400 kVA :Kiosk Substation | 0.4 | --> | 0.4 | 0.269 | 8.9 |  | --> | 0.38 | 0 | 0 | 0 | 0.047 | 0.37 | 0 |  | --> | C21 ex STEPHENSTOWN | STEPHENSTOWN: T101 | FINGLAS |  | 53.6104 | -6.1921
MV/LV Substation CH***130 | 20 kV | 400V(3ph) & 230V(single ph) | LV | 100 kVA :Pole Substation | 0.1 | --> | 0.1 | 0 | 0 | Constrained,otherwise capacity available =74kVA. | --> | 0.095 | 0 | 0 | 0 | 0.002 | 0 | 0 | Constrained,otherwise capacity available =101kW. | --> | E12 ex PORTLAOISE | PORTLAOISE: T423∥T424 | PORTLAOISE |  | 53.0265 | -7.2964
MV/LV Substation CH***133X | 10 kV | 400V(3ph) & 230V(single ph) | LV | 1000 kVA :Building Structure | 1 | --> | 1 | 0.5 | 1.7 |  | --> | 0.95 | 0 | 0 | 0 | 0 | 0.5 | 0 |  | --> | C18 ex SHERIFF STREET | SHERIFF STREET: T42 | FRANCIS STREET |  | 53.3515 | -6.2487
MV/LV Substation CH***134 | 10 kV | 400V(3ph) & 230V(single ph) | LV | 400 kVA :Kiosk Substation | 0.4 | --> | 0.4 | 0.301 | 1.1 |  | --> | 0.38 | 0 | 0 | 0 | 0 | 0.414 | 0 |  | --> | C16 ex CAHIRCALLA | CAHIRCALLA: T41∥T42 | ENNIS |  | 52.8454 | -8.9961
MV/LV Substation CH***137 | 10 kV | 400V(3ph) & 230V(single ph) | LV | 630 kVA :Kiosk Substation | 0.63 | --> | 0.63 | 0.447 | 0.9 |  | --> | 0.598 | 0 | 0 | 0 | 0.016 | 0.5 | 0 |  | --> | C19 ex BRAY | BRAY: T41 | FASSAROE |  | 53.1963 | -6.1118
MV/LV Substation CH***138Y | 10 kV | 400V(3ph) & 230V(single ph) | LV | 200 kVA :Kiosk Substation | 0.2 | --> | 0.2 | 0.146 | 2.3 |  | --> | 0.19 | 0 | 0 | 0 | 0 | 0 | 0 | Constrained,otherwise capacity available =207kW. | --> | C15 ex GLENGOOLE | GLENGOOLE: T41 | THURLES |  | 52.7212 | -7.5776
MV/LV Substation CH***139 | 10 kV | 400V(3ph) & 230V(single ph) | LV | 200 kVA :Kiosk Substation | 0.2 | --> | 0.2 | 0.143 | 2.2 |  | --> | 0.19 | 0 | 0 | 0 | 0.028 | 0.179 | 0 |  | --> | C11 ex MORNINGTON ROAD | MORNINGTON ROAD: T41 | DRYBRIDGE |  | 53.7096 | -6.3575
MV/LV Substation CH***140X | 10 kV | 400V(3ph) & 230V(single ph) | LV | 1000 kVA :Building Structure | 1 | --> | 1 | 0.499 | 8.7 |  | --> | 0.95 | 0 | 0 | 0 | 0 | 0.5 | 0 |  | --> | C24 ex HAROLDS CROSS | HAROLDS CROSS: T102 | POOLBEG |  | 53.3314 | -6.2592
MV/LV Substation CH***140Z | 10 kV | 400V(3ph) & 230V(single ph) | LV | 400 kVA :Kiosk Substation | 0.4 | --> | 0.4 | 0.324 | 2.8 |  | --> | 0.38 | 0 | 0 | 0 | 0 | 0 | 0 | Constrained,otherwise capacity available =411kW. | --> | C17 ex PALMERSTOWN | PALMERSTOWN: T41 | FINGLAS |  | 53.3349 | -6.3741
MV/LV Substation CH***142 | 10 kV | 400V(3ph) & 230V(single ph) | LV | 50 kVA :Pole Substation | 0.05 | --> | 0.05 | 0 | 0 | Constrained,otherwise capacity available =40kVA. | --> | 0.047 | 0 | 0 | 0 | 0 | 0 | 0 | Constrained,otherwise capacity available =51kW. | --> | C11 ex BELLFIELD | BELLFIELD: T41∥T42 | CRANE |  | 52.5044 | -6.5982
MV/LV Substation CH***144X | 10 kV | 400V(3ph) & 230V(single ph) | LV | 200 kVA :Pole Substation | 0.2 | --> | 0.2 | 0 | 0 | Constrained,otherwise capacity available =176kVA. | --> | 0.19 | 0 | 0 | 0 | 0 | 0.203 | 0 |  | --> | C18 ex BALLYBAILIE | BALLYBAILIE: T41 | DUNDALK |  | 53.9153 | -6.4867
MV/LV Substation CH***144X | 10 kV | 400V(3ph) & 230V(single ph) | LV | 1000 kVA :Building Structure | 1 | --> | 1 | 0.5 | 1.7 |  | --> | 0.95 | 0 | 0 | 0 | 0 | 0.5 | 0 |  | --> | C18 ex SHERIFF STREET | SHERIFF STREET: T42 | FRANCIS STREET |  | 53.3515 | -6.2458
MV/LV Substation CH***146X | 10 kV | 400V(3ph) & 230V(single ph) | LV | 1000 kVA :Building Structure | 1 | --> | 1 | 0 | 0 | Constrained,otherwise capacity available =353kVA. | --> | 0.95 | 0 | 0 | 0 | 0 | 0.5 | 0 |  | --> | C19 ex LOUGHLINSTOWN | LOUGHLINSTOWN: T41 | CARRICKMINES |  | 53.2447 | -6.1389
MV/LV Substation CH***149Z | 10 kV | 400V(3ph) & 230V(single ph) | LV | 200 kVA :Kiosk Substation | 0.2 | --> | 0.2 | 0.12 | 15.8 |  | --> | 0.19 | 0 | 0 | 0 | 0.035 | 0.175 | 0 |  | --> | C18 ex CASTLEVIEW | CASTLEVIEW: T102 | CASTLEVIEW |  | 51.9239 | -8.3852
MV/LV Substation CH***150X | 10 kV | 400V(3ph) & 230V(single ph) | LV | 630 kVA :Kiosk Substation | 0.63 | --> | 0.63 | 0 | 0 | Constrained,otherwise capacity available =500kVA. | --> | 0.598 | 0 | 0 | 0 | 0.009 | 0.5 | 0 |  | --> | C15 ex LUCAN EAST | LUCAN EAST: T41∥T42 | GRANGE CASTLE |  | 53.352 | -6.4399
MV/LV Substation CH***150Y | 10 kV | 400V(3ph) & 230V(single ph) | LV | 50 kVA :Pole Substation | 0.05 | --> | 0.05 | 0 | 0 | Constrained,otherwise capacity available =42kVA. | --> | 0.047 | 0 | 0 | 0 | 0 | 0 | 0 | Constrained,otherwise capacity available =50kW. | --> | C11 ex KANTURK | KANTURK: T41∥T42 | GLENLARA |  | 52.1745 | -8.806
MV/LV Substation CH***151X | 10 kV | 400V(3ph) & 230V(single ph) | LV | 1000 kVA :Building Structure | 1 | --> | 1 | 0.5 | 6.5 |  | --> | 0.95 | 0 | 0 | 0 | 0 | 0.5 | 0 |  | --> | C16 ex MISERY HILL | MISERY HILL: T102 | POOLBEG |  | 53.3422 | -6.2361
MV/LV Substation CH***154X | 10 kV | 400V(3ph) & 230V(single ph) | LV | 400 kVA :Kiosk Substation | 0.4 | --> | 0.4 | 0.364 | 1.3 |  | --> | 0.38 | 0 | 0 | 0 | 0 | 0.405 | 0 |  | --> | C11 ex MULGANNON | MULGANNON: T41 | WEXFORD |  | 52.3299 | -6.4659
MV/LV Substation CH***158 | 10 kV | 400V(3ph) & 230V(single ph) | LV | 630 kVA :Kiosk Substation | 0.63 | --> | 0.63 | 0.309 | 8.5 |  | --> | 0.598 | 0 | 0 | 0 | 0.008 | 0.5 | 0 |  | --> | C15 ex MILLTOWN (DR) | MILLTOWN (DR): T101 | POOLBEG |  | 53.3265 | -6.2528
MV/LV Substation CH***162 | 10 kV | 400V(3ph) & 230V(single ph) | LV | 200 kVA :Kiosk Substation | 0.2 | --> | 0.2 | 0.186 | 2.5 |  | --> | 0.19 | 0 | 0 | 0 | 0.01 | 0.191 | 0 |  | --> | C15 ex GREYSTONES | GREYSTONES: T41 | FASSAROE |  | 53.1488 | -6.0684
MV/LV Substation CH***166 | 10 kV | 400V(3ph) & 230V(single ph) | LV | 200 kVA :Pole Substation | 0.2 | --> | 0.2 | 0 | 0 | Constrained,otherwise capacity available =172kVA. | --> | 0.19 | 0 | 0 | 0 | 0 | 0.203 | 0 |  | --> | C22 ex GREYSTONES | GREYSTONES: T42 | FASSAROE |  | 53.1307 | -6.0567
MV/LV Substation CH***168 | 10 kV | 400V(3ph) & 230V(single ph) | LV | 630 kVA :Building Structure | 0.63 | --> | 0.63 | 0.37 | 5.6 |  | --> | 0.598 | 0 | 0 | 0 | 0.038 | 0.5 | 0 |  | --> | C26 ex MILLTOWN (DR) | MILLTOWN (DR): T102 | INCHICORE 220KV |  | 53.2946 | -6.2565
MV/LV Substation CH***168X | 10 kV | 400V(3ph) & 230V(single ph) | LV | 200 kVA :Kiosk Substation | 0.2 | --> | 0.2 | 0.133 | 1.6 |  | --> | 0.19 | 0 | 0 | 0 | 0.007 | 0.202 | 0 |  | --> | C16 ex CLONDALKIN | CLONDALKIN: T42 | INCHICORE 220KV |  | 53.3215 | -6.4039
MV/LV Substation CH***168Y | 10 kV | 400V(3ph) & 230V(single ph) | LV | 400 kVA :Kiosk Substation | 0.4 | --> | 0.4 | 0.172 | 9.2 |  | --> | 0.38 | 0 | 0 | 0 | 0.04 | 0.392 | 0 |  | --> | C18 ex TRABEG | TRABEG: T101 | TRABEG |  | 51.8736 | -8.4383
MV/LV Substation CH***171Z | 10 kV | 400V(3ph) & 230V(single ph) | LV | 630 kVA :Kiosk Substation | 0.63 | --> | 0.63 | 0 | 0 | Constrained,otherwise capacity available =465kVA. | --> | 0.598 | 0 | 0 | 0 | 0.006 | 0.5 | 0 |  | --> | C24 ex POPPINTREE | POPPINTREE: T102 | FINGLAS |  | 53.404 | -6.2995
MV/LV Substation CH***172 | 10 kV | 400V(3ph) & 230V(single ph) | LV | 400 kVA :Kiosk Substation | 0.4 | --> | 0.4 | 0.302 | 0.8 |  | --> | 0.38 | 0 | 0 | 0 | 0.01 | 0.404 | 0 |  | --> | C20 ex BALLYBEGGAN | BALLYBEGGAN: T43∥T44 | TRALEE |  | 52.2696 | -9.6974
MV/LV Substation CH***175 | 10 kV | 400V(3ph) & 230V(single ph) | LV | 50 kVA :Pole Substation | 0.05 | --> | 0.05 | 0.05 | 11.3 |  | --> | 0.047 | 0 | 0 | 0 | 0 | 0.049 | 0 |  | --> | C18 ex SINGLAND | SINGLAND: T102 | SINGLAND |  | 52.6655 | -8.563
MV/LV Substation CH***177 | 10 kV | 400V(3ph) & 230V(single ph) | LV | 1000 kVA :Building Structure | 1 | --> | 1 | 0 | 0 | Constrained,otherwise capacity available =500kVA. | --> | 0.95 | 0 | 0 | 0 | 0.022 | 0.5 | 0 |  | --> | C11 ex PHIBSBORO | PHIBSBORO: T41 | FINGLAS |  | 53.3591 | -6.2831
MV/LV Substation CH***179 | 20 kV | 400V(3ph) & 230V(single ph) | LV | 50 kVA :Pole Substation | 0.05 | --> | 0.05 | 0.05 | 0.9 |  | --> | 0.047 | 0 | 0 | 0 | 0 | 0 | 0 | Constrained,otherwise capacity available =49kW. | --> | E23 ex ATHBOY | ATHBOY: T423 | NAVAN |  | 53.6109 | -6.9458
MV/LV Substation CH***179X | 10 kV | 400V(3ph) & 230V(single ph) | LV | 1000 kVA :Building Structure | 1 | --> | 1 | 0 | 0 | Constrained,otherwise capacity available =500kVA. | --> | 0.95 | 0 | 0 | 0 | 0 | 0.5 | 0 |  | --> | C12 ex SEMPERIT | SEMPERIT: T42 | GRANGE CASTLE |  | 53.3463 | -6.3715
MV/LV Substation CH***179Y | 10 kV | 400V(3ph) & 230V(single ph) | LV | 630 kVA :Kiosk Substation | 0.63 | --> | 0.63 | 0 | 0 | Constrained,otherwise capacity available =416kVA. | --> | 0.598 | 0 | 0 | 0 | 0 | 0.5 | 0 |  | --> | C14 ex NAAS | NAAS: T42 | NEWBRIDGE |  | 53.2175 | -6.6627
MV/LV Substation CH***186 | 10 kV | 400V(3ph) & 230V(single ph) | LV | 100 kVA :Pole Substation | 0.1 | --> | 0.1 | 0 | 2.3 |  | --> | 0.095 | 0 | 0 | 0 | 0.002 | 0 | 0 | Constrained,otherwise capacity available =116kW. | --> | C15 ex GLENGOOLE | GLENGOOLE: T41 | THURLES |  | 52.7498 | -7.5568
MV/LV Substation CH***186Z | 10 kV | 400V(3ph) & 230V(single ph) | LV | 100 kVA :Pole Substation | 0.1 | --> | 0.1 | 0.098 | 2.2 |  | --> | 0.095 | 0 | 0 | 0 | 0 | 0 | 0 | Constrained,otherwise capacity available =100kW. | --> | C18 ex NEWCASTLEWEST | NEWCASTLEWEST: T41∥T42 | RATHKEALE |  | 52.4389 | -9.0389
MV/LV Substation CH***187X | 10 kV | 400V(3ph) & 230V(single ph) | LV | 200 kVA :Kiosk Substation | 0.2 | --> | 0.2 | 0 | 0 | Constrained,otherwise capacity available =66kVA. | --> | 0.19 | 0 | 0 | 0 | 0 | 0.219 | 0 |  | --> | C18 ex BLAKE | BLAKE: T41∥T42 | BLAKE |  | 53.2512 | -6.8422
MV/LV Substation CH***188 | 10 kV | 400V(3ph) & 230V(single ph) | LV | 400 kVA :Kiosk Substation | 0.4 | --> | 0.4 | 0 | 0 | Constrained,otherwise capacity available =147kVA. | --> | 0.38 | 0 | 0 | 0 | 0.003 | 0.434 | 0 |  | --> | C17 ex ATHGARVAN | ATHGARVAN: T41 | NEWBRIDGE |  | 53.1804 | -6.7985
MV/LV Substation CH***188 | 10 kV | 400V(3ph) & 230V(single ph) | LV | 200 kVA :Pole Substation | 0.2 | --> | 0.2 | 0.16 | 4.5 |  | --> | 0.19 | 0 | 0 | 0 | 0 | 0.206 | 0 |  | --> | C15 ex MAYFIELD | MAYFIELD: T41 | KILBARRY |  | 51.9069 | -8.4058
MV/LV Substation CH***190X | 10 kV | 400V(3ph) & 230V(single ph) | LV | 200 kVA :Kiosk Substation | 0.2 | --> | 0.2 | 0.178 | 1 |  | --> | 0.19 | 0 | 0 | 0 | 0 | 0.203 | 0 |  | --> | C16 ex RAHANS | RAHANS: T41 | MOY |  | 54.1091 | -9.1484
MV/LV Substation CH***196Y | 20 kV | 400V(3ph) & 230V(single ph) | LV | 50 kVA :Pole Substation | 0.05 | --> | 0.05 | 0.046 | 4.4 |  | --> | 0.047 | 0 | 0 | 0 | 0 | 0 | 0 | Constrained,otherwise capacity available =49kW. | --> | E19 ex SLANE | SLANE: T421 | DRYBRIDGE |  | 53.7281 | -6.6555
MV/LV Substation CH***197 | 10 kV | 400V(3ph) & 230V(single ph) | LV | 100 kVA :Pole Substation | 0.1 | --> | 0.1 | 0 | 0 | Constrained,otherwise capacity available =25kVA. | --> | 0.095 | 0 | 0 | 0 | 0.005 | 0.106 | 0 |  | --> | C19 ex MILFORD (NR) | MILFORD (NR): T41∥T42 | LETTERKENNY |  | 55.0358 | -7.6447
MV/LV Substation CH***198X | 10 kV | 400V(3ph) & 230V(single ph) | LV | 1000 kVA :Building Structure | 1 | --> | 1 | 0.402 | 2.8 |  | --> | 0.95 | 0 | 0 | 0 | 0 | 0 | 0 | Constrained,otherwise capacity available =500kW. | --> | C13 ex PALMERSTOWN | PALMERSTOWN: T41 | FINGLAS |  | 53.3467 | -6.3781
MV/LV Substation CH***199X | 10 kV | 400V(3ph) & 230V(single ph) | LV | 400 kVA :Building Structure | 0.4 | --> | 0.4 | 0.232 | 2.8 |  | --> | 0.38 | 0 | 0 | 0 | 0 | 0 | 0 | Constrained,otherwise capacity available =425kW. | --> | C13 ex PALMERSTOWN | PALMERSTOWN: T41 | FINGLAS |  | 53.3457 | -6.3752
MV/LV Substation CH***205 | 20 kV | 400V(3ph) & 230V(single ph) | LV | 200 kVA :Pole Substation | 0.2 | --> | 0.2 | 0.131 | 4.3 |  | --> | 0.19 | 0 | 0 | 0 | 0.013 | 0 | 0 | Constrained,otherwise capacity available =196kW. | --> | E12 ex MOVILLE | MOVILLE: T421∥T422 | TRILLICK |  | 55.1913 | -7.0355
MV/LV Substation CH***205X | 10 kV | 400V(3ph) & 230V(single ph) | LV | 50 kVA :Pole Substation | 0.05 | --> | 0.05 | 0 | 0 | Constrained,otherwise capacity available =43kVA. | --> | 0.047 | 0 | 0 | 0 | 0 | 0.05 | 0 |  | --> | C22 ex SKIBBEREEN | SKIBBEREEN: T41∥T42 | DUNMANWAY |  | 51.5397 | -9.3514
MV/LV Substation CH***208X | 10 kV | 400V(3ph) & 230V(single ph) | LV | 400 kVA :Building Structure | 0.4 | --> | 0.4 | 0.39 | 1.9 |  | --> | 0.38 | 0 | 0 | 0 | 0 | 0.401 | 0 |  | --> | C17 ex ORANMORE | ORANMORE: T41 | GALWAY 110KV |  | 53.2791 | -8.9312
MV/LV Substation CH***209X | 10 kV | 400V(3ph) & 230V(single ph) | LV | 200 kVA :Kiosk Substation | 0.2 | --> | 0.2 | 0 | 0 | Constrained,otherwise capacity available =141kVA. | --> | 0.19 | 0 | 0 | 0 | 0.016 | 0 | 0 | Constrained,otherwise capacity available =191kW. | --> | C21 ex PALLAS | PALLAS: T41∥T42 | PORTLAOISE |  | 53.0393 | -7.3126
MV/LV Substation CH***210Y | 10 kV | 400V(3ph) & 230V(single ph) | LV | 400 kVA :Kiosk Substation | 0.4 | --> | 0.4 | 0.297 | 11.3 |  | --> | 0.38 | 0 | 0 | 0 | 0.003 | 0.412 | 0 |  | --> | C20 ex SINGLAND | SINGLAND: T102 | SINGLAND |  | 52.6604 | -8.6039
MV/LV Substation CH***211X | 10 kV | 400V(3ph) & 230V(single ph) | LV | 630 kVA :Kiosk Substation | 0.63 | --> | 0.63 | 0 | 0 | Constrained,otherwise capacity available =435kVA. | --> | 0.598 | 0 | 0 | 0 | 0 | 0 | 0 | Constrained,otherwise capacity available =500kW. | --> | C19 ex PALLAS | PALLAS: T41∥T42 | PORTLAOISE |  | 53.0347 | -7.2973
MV/LV Substation CH***211Y | 10 kV | 400V(3ph) & 230V(single ph) | LV | 400 kVA :Kiosk Substation | 0.4 | --> | 0.4 | 0 | 0 | Constrained,otherwise capacity available =355kVA. | --> | 0.38 | 0 | 0 | 0 | 0 | 0.407 | 0 |  | --> | E13 ex DALTON | DALTON: T421∥T422 | DALTON |  | 53.7202 | -8.9949
MV/LV Substation CH***214X | 10 kV | 400V(3ph) & 230V(single ph) | LV | 400 kVA :Kiosk Substation | 0.4 | --> | 0.4 | 0.268 | 1.6 |  | --> | 0.38 | 0 | 0 | 0 | 0.014 | 0.405 | 0 |  | --> | C16 ex CLONDALKIN | CLONDALKIN: T42 | INCHICORE 220KV |  | 53.3199 | -6.4076
MV/LV Substation CH***217Z | 10 kV | 400V(3ph) & 230V(single ph) | LV | 200 kVA :Kiosk Substation | 0.2 | --> | 0.2 | 0 | 0 | Constrained,otherwise capacity available =143kVA. | --> | 0.19 | 0 | 0 | 0 | 0 | 0.208 | 0 |  | --> | C19 ex CLONMINCH | CLONMINCH: T41 | THORNSBERRY |  | 53.2714 | -7.4762
MV/LV Substation CH***222 | 10 kV | 400V(3ph) & 230V(single ph) | LV | 100 kVA :Pole Substation | 0.1 | --> | 0.1 | 0 | 4 |  | --> | 0.095 | 0 | 0 | 0 | 0 | 0 | 0 | Constrained,otherwise capacity available =114kW. | --> | C19 ex LISMORE | LISMORE: T41∥T42 | DUNGARVAN |  | 52.0925 | -8.0044
MV/LV Substation CH***222X | 10 kV | 400V(3ph) & 230V(single ph) | LV | 1000 kVA :Building Structure | 1 | --> | 1 | 0 | 0 | Constrained,otherwise capacity available =500kVA. | --> | 0.95 | 0 | 0 | 0 | 0 | 0.5 | 0 |  | --> | C19 ex LOUGHLINSTOWN | LOUGHLINSTOWN: T41 | CARRICKMINES |  | 53.2444 | -6.139
MV/LV Substation CH***222X | 10 kV | 400V(3ph) & 230V(single ph) | LV | 200 kVA :Pole Substation | 0.2 | --> | 0.2 | 0.2 | 3.7 |  | --> | 0.19 | 0 | 0 | 0 | 0 | 0.2 | 0 |  | --> | C20 ex CASTLEBLAYNEY | CASTLEBLAYNEY: T42 | DUNDALK |  | 54.1129 | -6.726
MV/LV Substation CH***222X | 20 kV | 400V(3ph) & 230V(single ph) | LV | 400 kVA :Kiosk Substation | 0.4 | --> | 0.4 | 0.251 | 6.9 |  | --> | 0.38 | 0 | 0 | 0 | 0 | 0 | 0 | Constrained,otherwise capacity available =420kW. | --> | E11 ex RATHKEALE | RATHKEALE: T421∥T422 | RATHKEALE |  | 52.6008 | -8.9691
MV/LV Substation CH***223X | 10 kV | 400V(3ph) & 230V(single ph) | LV | 1000 kVA :Building Structure | 1 | --> | 1 | 0 | 0 | Constrained,otherwise capacity available =500kVA. | --> | 0.95 | 0 | 0 | 0 | 0 | 0.5 | 0 |  | --> | C19 ex LOUGHLINSTOWN | LOUGHLINSTOWN: T41 | CARRICKMINES |  | 53.2416 | -6.1401
MV/LV Substation CH***225X | 10 kV | 400V(3ph) & 230V(single ph) | LV | 200 kVA :Kiosk Substation | 0.2 | --> | 0.2 | 0.174 | 0.2 |  | --> | 0.19 | 0 | 0 | 0 | 0.007 | 0 | 0 | Constrained,otherwise capacity available =196kW. | --> | C16 ex DUNGLOE | DUNGLOE: T42 | ARDNAGAPPARY |  | 54.9498 | -8.3551
MV/LV Substation CH***229Y | 20 kV | 400V(3ph) & 230V(single ph) | LV | 50 kVA :Pole Substation | 0.05 | --> | 0.05 | 0 | 0 | Constrained,otherwise capacity available =40kVA. | --> | 0.047 | 0 | 0 | 0 | 0 | 0.051 | 0 |  | --> | C21 ex MACETOWN | MACETOWN: T101 | MACETOWN |  | 53.4715 | -6.5381
MV/LV Substation CH***231X | 10 kV | 400V(3ph) & 230V(single ph) | LV | 400 kVA :Building Structure | 0.4 | --> | 0.4 | 0.212 | 2.8 |  | --> | 0.38 | 0 | 0 | 0 | 0 | 0.428 | 0 |  | --> | C16 ex CORBALLY | CORBALLY: T41∥T42 | ARDNACRUSHA |  | 52.6659 | -8.6221
MV/LV Substation CH***231X | 10 kV | 400V(3ph) & 230V(single ph) | LV | 400 kVA :Building Structure | 0.4 | --> | 0.4 | 0.393 | 7.5 |  | --> | 0.38 | 0 | 0 | 0 | 0 | 0.4 | 0 |  | --> | C24 ex CARRICKMINES | CARRICKMINES: T42 | CARRICKMINES |  | 53.2463 | -6.1478
MV/LV Substation CH***232 | 10 kV | 400V(3ph) & 230V(single ph) | LV | 1000 kVA :Building Structure | 1 | --> | 1 | 0 | 0 | Constrained,otherwise capacity available =500kVA. | --> | 0.95 | 0 | 0 | 0 | 0.02 | 0.5 | 0 |  | --> | C13 ex TUAM SOUTH | TUAM SOUTH: T42 | CLOON |  | 53.515 | -8.8526
MV/LV Substation CH***235X | 10 kV | 400V(3ph) & 230V(single ph) | LV | 400 kVA :Kiosk Substation | 0.4 | --> | 0.4 | 0.291 | 2.9 |  | --> | 0.38 | 0 | 0 | 0 | 0.003 | 0.413 | 0 |  | --> | C19 ex CASTLEBLAYNEY | CASTLEBLAYNEY: T41 | DUNDALK |  | 54.1123 | -6.7464
MV/LV Substation CH***236X | 10 kV | 400V(3ph) & 230V(single ph) | LV | 400 kVA :Kiosk Substation | 0.4 | --> | 0.4 | 0.258 | 1.6 |  | --> | 0.38 | 0 | 0 | 0 | 0.013 | 0.408 | 0 |  | --> | C16 ex CLONDALKIN | CLONDALKIN: T42 | INCHICORE 220KV |  | 53.318 | -6.4123
MV/LV Substation CH***237Y | 20 kV | 400V(3ph) & 230V(single ph) | LV | 100 kVA :Pole Substation | 0.1 | --> | 0.1 | 0.093 | 4.1 |  | --> | 0.095 | 0 | 0 | 0 | 0 | 0 | 0 | Constrained,otherwise capacity available =100kW. | --> | E11 ex CHARLEVILLE | CHARLEVILLE: T422 | CHARLEVILLE |  | 52.339 | -8.6703
MV/LV Substation CH***237Z | 10 kV | 400V(3ph) & 230V(single ph) | LV | 400 kVA :Kiosk Substation | 0.4 | --> | 0.4 | 0 | 0 | Constrained,otherwise capacity available =380kVA. | --> | 0.38 | 0 | 0 | 0 | 0 | 0.403 | 0 |  | --> | C24 ex POPPINTREE | POPPINTREE: T102 | FINGLAS |  | 53.4043 | -6.2977
MV/LV Substation CH***238X | 20 kV | 400V(3ph) & 230V(single ph) | LV | 50 kVA :Pole Substation | 0.05 | --> | 0.05 | 0.031 | 2.2 |  | --> | 0.047 | 0 | 0 | 0 | 0.004 | 0 | 0 | Constrained,otherwise capacity available =47kW. | --> | E17 ex BALLYMACARRY | BALLYMACARRY: T421 | TRILLICK |  | 55.0864 | -7.4621
MV/LV Substation CH***242 | 20 kV | 400V(3ph) & 230V(single ph) | LV | 400 kVA :Kiosk Substation | 0.4 | --> | 0.4 | 0.235 | 0.2 | Constrained,otherwise capacity available =306kVA. | --> | 0.38 | 0 | 0 | 0 | 0.013 | 0.4 | 0 |  | --> | C12 ex SCARIFF | SCARIFF: T42 | ENNIS |  | 52.912 | -8.5306
MV/LV Substation CH***242 | 10 kV | 400V(3ph) & 230V(single ph) | LV | 630 kVA :Kiosk Substation | 0.63 | --> | 0.63 | 0.419 | 8.5 |  | --> | 0.598 | 0 | 0 | 0 | 0.021 | 0.5 | 0 |  | --> | C21 ex MILLTOWN (DR) | MILLTOWN (DR): T101 | POOLBEG |  | 53.3203 | -6.2457
MV/LV Substation CH***243 | 10 kV | 400V(3ph) & 230V(single ph) | LV | 100 kVA :Pole Substation | 0.1 | --> | 0.1 | 0.061 | 3.2 |  | --> | 0.095 | 0 | 0 | 0 | 0.006 | 0.099 | 0 |  | --> | C15 ex BOYLE | BOYLE: T41∥T42 | CARRICK ON SHANNON |  | 53.9694 | -8.2943
MV/LV Substation CH***247X | 10 kV | 400V(3ph) & 230V(single ph) | LV | 400 kVA :Kiosk Substation | 0.4 | --> | 0.4 | 0.24 | 1.6 |  | --> | 0.38 | 0 | 0 | 0 | 0.013 | 0.411 | 0 |  | --> | C16 ex CLONDALKIN | CLONDALKIN: T42 | INCHICORE 220KV |  | 53.3193 | -6.4129
MV/LV Substation CH***248Z | 10 kV | 400V(3ph) & 230V(single ph) | LV | 400 kVA :Kiosk Substation | 0.4 | --> | 0.4 | 0 | 0 | Constrained,otherwise capacity available =346kVA. | --> | 0.38 | 0 | 0 | 0 | 0 | 0.407 | 0 |  | --> | C11 ex NAAS | NAAS: T41 | NEWBRIDGE |  | 53.2107 | -6.6543
MV/LV Substation CH***251 | 10 kV | 400V(3ph) & 230V(single ph) | LV | 400 kVA :Kiosk Substation | 0.4 | --> | 0.4 | 0.3 | 4.6 |  | --> | 0.38 | 0 | 0 | 0 | 0.034 | 0.379 | 0 |  | --> | C19 ex BALLINCLEA | BALLINCLEA: T41 | CHERRYWOOD |  | 53.2616 | -6.1333
MV/LV Substation CH***251Z | 20 kV | 400V(3ph) & 230V(single ph) | LV | 200 kVA :Kiosk Substation | 0.2 | --> | 0.2 | 0 | 0 | Constrained,otherwise capacity available =197kVA. | --> | 0.19 | 0 | 0 | 0 | 0 | 0 | 0 | Constrained,otherwise capacity available =200kW. | --> | E14 ex EMYVALE | EMYVALE: T422 | LISDRUM |  | 54.3583 | -7.026
MV/LV Substation CH***252X | 20 kV | 400V(3ph) & 230V(single ph) | LV | 50 kVA :Pole Substation | 0.05 | --> | 0.05 | 0 | 0 | Constrained,otherwise capacity available =37kVA. | --> | 0.047 | 0 | 0 | 0 | 0 | 0.051 | 0 |  | --> | C12 ex BALLYHAUNIS | BALLYHAUNIS: T41∥T42 | DALTON |  | 53.7621 | -8.7558
MV/LV Substation CH***254Y | 10 kV | 400V(3ph) & 230V(single ph) | LV | 200 kVA :Kiosk Substation | 0.2 | --> | 0.2 | 0 | 0 | Constrained,otherwise capacity available =134kVA. | --> | 0.19 | 0 | 0 | 0 | 0.025 | 0.183 | 0 |  | --> | C23 ex MACETOWN | MACETOWN: T101 | MACETOWN |  | 53.41 | -6.4714
MV/LV Substation CH***255Y | 20 kV | 400V(3ph) & 230V(single ph) | LV | 400 kVA :Kiosk Substation | 0.4 | --> | 0.4 | 0.271 | 1.3 |  | --> | 0.38 | 0 | 0 | 0 | 0.007 | 0.412 | 0 |  | --> | C17 ex ROOSKY | ROOSKY: T41 | RICHMOND |  | 53.7765 | -8.1074
MV/LV Substation CH***265X | 10 kV | 400V(3ph) & 230V(single ph) | LV | 630 kVA :Building Structure | 0.63 | --> | 0.63 | 0.5 | 1.5 |  | --> | 0.598 | 0 | 0 | 0 | 0 | 0.5 | 0 |  | --> | C14 ex GLOUCESTER PLACE | GLOUCESTER PLACE: T42 | MCDERMOTT |  | 53.3519 | -6.2581
MV/LV Substation CH***267X | 10 kV | 400V(3ph) & 230V(single ph) | LV | 100 kVA :Pole Substation | 0.1 | --> | 0.1 | 0.075 | 2.3 |  | --> | 0.095 | 0 | 0 | 0 | 0.002 | 0.101 | 0 |  | --> | C15 ex CASTLECOMER | CASTLECOMER: T41∥T42 | BALLYRAGGET |  | 52.8711 | -7.1659
MV/LV Substation CH***273Y | 10 kV | 400V(3ph) & 230V(single ph) | LV | 400 kVA :Building Structure | 0.4 | --> | 0.4 | 0 | 0 | Constrained,otherwise capacity available =275kVA. | --> | 0.38 | 0 | 0 | 0 | 0 | 0.419 | 0 |  | --> | C18 ex BALLINACURRA | BALLINACURRA: T42 | LIMERICK |  | 52.6493 | -8.6354
MV/LV Substation CH***273Z | 10 kV | 400V(3ph) & 230V(single ph) | LV | 400 kVA :Kiosk Substation | 0.4 | --> | 0.4 | 0.344 | 8.9 |  | --> | 0.38 | 0 | 0 | 0 | 0.017 | 0.39 | 0 |  | --> | C21 ex STEPHENSTOWN | STEPHENSTOWN: T101 | FINGLAS |  | 53.6132 | -6.2012
MV/LV Substation CH***277X | 10 kV | 400V(3ph) & 230V(single ph) | LV | 100 kVA :Pole Substation | 0.1 | --> | 0.1 | 0.096 | 5 |  | --> | 0.095 | 0 | 0 | 0 | 0 | 0.1 | 0 |  | --> | C12 ex BALLYRICKARD | BALLYRICKARD: T41∥T42 | TRALEE |  | 52.2912 | -9.8281
MV/LV Substation CH***278X | 10 kV | 400V(3ph) & 230V(single ph) | LV | 400 kVA :Building Structure | 0.4 | --> | 0.4 | 0.282 | 2.8 |  | --> | 0.38 | 0 | 0 | 0 | 0 | 0 | 0 | Constrained,otherwise capacity available =417kW. | --> | C13 ex PALMERSTOWN | PALMERSTOWN: T41 | FINGLAS |  | 53.3453 | -6.3771
MV/LV Substation CH***278Z | 20 kV | 400V(3ph) & 230V(single ph) | LV | 200 kVA :Kiosk Substation | 0.2 | --> | 0.2 | 0 | 0 | Constrained,otherwise capacity available =181kVA. | --> | 0.19 | 0 | 0 | 0 | 0 | 0.202 | 0 |  | --> | E23 ex BALTRASNA | BALTRASNA: T121 | BALTRASNA |  | 53.5866 | -6.2941
MV/LV Substation CH***279X | 10 kV | 400V(3ph) & 230V(single ph) | LV | 400 kVA :Kiosk Substation | 0.4 | --> | 0.4 | 0 | 0 | Constrained,otherwise capacity available =223kVA. | --> | 0.38 | 0 | 0 | 0 | 0.01 | 0.416 | 0 |  | --> | E12 ex GLASMORE | GLASMORE: T422 | GLASMORE |  | 53.4525 | -6.2403
MV/LV Substation CH***282 | 10 kV | 400V(3ph) & 230V(single ph) | LV | 50 kVA :Pole Substation | 0.05 | --> | 0.05 | 0 | 0 | Constrained,otherwise capacity available =49kVA. | --> | 0.047 | 0 | 0 | 0 | 0 | 0.049 | 0 |  | --> | C19 ex MILFORD (NR) | MILFORD (NR): T41∥T42 | LETTERKENNY |  | 55.0959 | -7.5565
MV/LV Substation CH***283Z | 10 kV | 400V(3ph) & 230V(single ph) | LV | 400 kVA :Building Structure | 0.4 | --> | 0.4 | 0.196 | 6.3 |  | --> | 0.38 | 0 | 0 | 0 | 0 | 0.422 | 0 |  | --> | C24 ex KILBARRY | KILBARRY: T43 | KILBARRY |  | 51.9117 | -8.4916
MV/LV Substation CH***284Y | 10 kV | 400V(3ph) & 230V(single ph) | LV | 50 kVA :Pole Substation | 0.05 | --> | 0.05 | 0.046 | 0.8 |  | --> | 0.047 | 0 | 0 | 0 | 0 | 0.049 | 0 |  | --> | C11 ex BALLYMOTE | BALLYMOTE: T41 | SLIGO |  | 54.0733 | -8.5661
MV/LV Substation CH***284Y | 10 kV | 400V(3ph) & 230V(single ph) | LV | 400 kVA :Kiosk Substation | 0.4 | --> | 0.4 | 0 | 0 | Constrained,otherwise capacity available =344kVA. | --> | 0.38 | 0 | 0 | 0 | 0.003 | 0 | 0 | Constrained,otherwise capacity available =405kW. | --> | C20 ex PORTLAOISE | PORTLAOISE: T42 | PORTLAOISE |  | 53.0361 | -7.2743
MV/LV Substation CH***286Z | 10 kV | 400V(3ph) & 230V(single ph) | LV | 400 kVA :Kiosk Substation | 0.4 | --> | 0.4 | 0.17 | 0.2 | Constrained,otherwise capacity available =348kVA. | --> | 0.38 | 0 | 0 | 0 | 0 | 0.407 | 0 |  | --> | C15 ex TALBOTS INCH | TALBOTS INCH: T41∥T42 | KILKENNY |  | 52.6711 | -7.2711
MV/LV Substation CH***290X | 10 kV | 400V(3ph) & 230V(single ph) | LV | 630 kVA :Kiosk Substation | 0.63 | --> | 0.63 | 0 | 0 | Constrained,otherwise capacity available =325kVA. | --> | 0.598 | 0 | 0 | 0 | 0.032 | 0.5 | 0 |  | --> | E17 ex GLASMORE | GLASMORE: T421 | GLASMORE |  | 53.4494 | -6.238
MV/LV Substation CH***292 | 10 kV | 400V(3ph) & 230V(single ph) | LV | 400 kVA :Kiosk Substation | 0.4 | --> | 0.4 | 0.336 | 12.2 |  | --> | 0.38 | 0 | 0 | 0 | 0.003 | 0.406 | 0 |  | --> | C32 ex SALTHILL | SALTHILL: T102 | SALTHILL |  | 53.2863 | -9.0764
MV/LV Substation CH***292Y | 10 kV | 400V(3ph) & 230V(single ph) | LV | 400 kVA :Kiosk Substation | 0.4 | --> | 0.4 | 0.4 | 9 |  | --> | 0.38 | 0 | 0 | 0 | 0 | 0.4 | 0 |  | --> | C21 ex SINGLAND | SINGLAND: T101 | SINGLAND |  | 52.6597 | -8.5899
MV/LV Substation CH***294 | 20 kV | 400V(3ph) & 230V(single ph) | LV | 50 kVA :Pole Substation | 0.05 | --> | 0.05 | 0.03 | 7.5 |  | --> | 0.047 | 0 | 0 | 0 | 0.009 | 0.043 | 0 |  | --> | C06 ex AHANE | AHANE: T102 | AHANE |  | 52.6887 | -8.5066
MV/LV Substation CH***294Z | 10 kV | 400V(3ph) & 230V(single ph) | LV | 400 kVA :Kiosk Substation | 0.4 | --> | 0.4 | 0.324 | 2.1 |  | --> | 0.38 | 0 | 0 | 0 | 0 | 0.411 | 0 |  | --> | C15 ex MOUNTGORRY | MOUNTGORRY: T41 | GRANGE (DR) |  | 53.4584 | -6.2193
MV/LV Substation CH***295X | 10 kV | 400V(3ph) & 230V(single ph) | LV | 630 kVA :Building Structure | 0.63 | --> | 0.63 | 0 | 0 | Constrained,otherwise capacity available =349kVA. | --> | 0.598 | 0 | 0 | 0 | 0.021 | 0.5 | 0 |  | --> | C12 ex SEMPERIT | SEMPERIT: T42 | GRANGE CASTLE |  | 53.3445 | -6.3705
MV/LV Substation CH***296 | 20 kV | 400V(3ph) & 230V(single ph) | LV | 200 kVA :Pole Substation | 0.2 | --> | 0.2 | 0 | 0 | Constrained,otherwise capacity available =116kVA. | --> | 0.19 | 0 | 0 | 0 | 0.007 | 0 | 0 | Constrained,otherwise capacity available =205kW. | --> | E12 ex LUMCLOON | LUMCLOON: T421∥T422 | DALLOW |  | 53.2703 | -7.8282
MV/LV Substation CH***297X | 10 kV | 400V(3ph) & 230V(single ph) | LV | 630 kVA :Building Structure | 0.63 | --> | 0.63 | 0 | 0 | Constrained,otherwise capacity available =500kVA. | --> | 0.598 | 0 | 0 | 0 | 0.156 | 0 | 0 | Constrained,otherwise capacity available =473kW. | --> | C13 ex DONEGAL | DONEGAL: T41∥T42 | CATHALEENS FALL |  | 54.6353 | -8.1181
MV/LV Substation CH***298Z | 10 kV | 400V(3ph) & 230V(single ph) | LV | 50 kVA :Pole Substation | 0.05 | --> | 0.05 | 0.05 | 2.5 |  | --> | 0.047 | 0 | 0 | 0 | 0 | 0.049 | 0 |  | --> | C16 ex KILCULLEN | KILCULLEN: T42 | STRATFORD |  | 53.1192 | -6.8487
MV/LV Substation CH***300Z | 10 kV | 400V(3ph) & 230V(single ph) | LV | 200 kVA :Kiosk Substation | 0.2 | --> | 0.2 | 0.146 | 8.9 |  | --> | 0.19 | 0 | 0 | 0 | 0.007 | 0.2 | 0 |  | --> | C21 ex STEPHENSTOWN | STEPHENSTOWN: T101 | FINGLAS |  | 53.6142 | -6.2014
MV/LV Substation CH***301 | 10 kV | 400V(3ph) & 230V(single ph) | LV | 1000 kVA :Building Structure | 1 | --> | 1 | 0.5 | 2.1 |  | --> | 0.95 | 0 | 0 | 0 | 0 | 0.5 | 0 |  | --> | C17 ex SOUTH KING STREET | SOUTH KING STREET: T42 | FRANCIS STREET |  | 53.3408 | -6.2624
MV/LV Substation CH***301Z | 10 kV | 400V(3ph) & 230V(single ph) | LV | 200 kVA :Kiosk Substation | 0.2 | --> | 0.2 | 0.142 | 15.6 |  | --> | 0.19 | 0 | 0 | 0 | 0.008 | 0.2 | 0 |  | --> | C22 ex STEPHENSTOWN | STEPHENSTOWN: T102 | FINGLAS |  | 53.6136 | -6.2025
MV/LV Substation CH***302X | 20 kV | 400V(3ph) & 230V(single ph) | LV | 200 kVA :Kiosk Substation | 0.2 | --> | 0.2 | 0.182 | 4 |  | --> | 0.19 | 0 | 0 | 0 | 0 | 0.202 | 0 |  | --> | E12 ex KILLINICK | KILLINICK: T421∥T422 | WEXFORD |  | 52.2397 | -6.3524
MV/LV Substation CH***304Y | 10 kV | 400V(3ph) & 230V(single ph) | LV | 400 kVA :Kiosk Substation | 0.4 | --> | 0.4 | 0.373 | 2.2 |  | --> | 0.38 | 0 | 0 | 0 | 0 | 0.403 | 0 |  | --> | C16 ex MANOR STREET | MANOR STREET: T42 | WATERFORD |  | 52.2509 | -7.1045
MV/LV Substation CH***305 | 10 kV | 400V(3ph) & 230V(single ph) | LV | 100 kVA :Building Structure | 0.1 | --> | 0.1 | 0.071 | 5 |  | --> | 0.095 | 0 | 0 | 0 | 0 | 0.103 | 0 |  | --> | C12 ex BALLYRICKARD | BALLYRICKARD: T41∥T42 | TRALEE |  | 52.2899 | -9.8237
MV/LV Substation CH***308 | 20 kV | 400V(3ph) & 230V(single ph) | LV | 100 kVA :Pole Substation | 0.1 | --> | 0.1 | 0 | 0 | Constrained,otherwise capacity available =83kVA. | --> | 0.095 | 0 | 0 | 0 | 0 | 0.102 | 0 |  | --> | C21 ex MILFORD (NR) | MILFORD (NR): T41∥T42 | LETTERKENNY |  | 55.1739 | -7.7898
MV/LV Substation CH***311 | 10 kV | 400V(3ph) & 230V(single ph) | LV | 100 kVA :Pole Substation | 0.1 | --> | 0.1 | 0.083 | 1.6 |  | --> | 0.095 | 0 | 0 | 0 | 0.004 | 0.098 | 0 |  | --> | C11 ex SRAH | SRAH: T41∥T42 | THORNSBERRY |  | 53.2697 | -7.5061
MV/LV Substation CH***316 | 10 kV | 400V(3ph) & 230V(single ph) | LV | 400 kVA :Building Structure | 0.4 | --> | 0.4 | 0.4 | 2.7 |  | --> | 0.38 | 0 | 0 | 0 | 0 | 0.4 | 0 |  | --> | C18 ex GREENHILLS | GREENHILLS: T42 | INCHICORE 220KV |  | 53.3133 | -6.3381
MV/LV Substation CH***316Z | 20 kV | 400V(3ph) & 230V(single ph) | LV | 50 kVA :Pole Substation | 0.05 | --> | 0.05 | 0 | 0 | Constrained,otherwise capacity available =50kVA. | --> | 0.047 | 0 | 0 | 0 | 0 | 0.049 | 0 |  | --> | C24 ex MACETOWN | MACETOWN: T102 | MACETOWN |  | 53.4561 | -6.3992
MV/LV Substation CH***320Y | 10 kV | 400V(3ph) & 230V(single ph) | LV | 630 kVA :Kiosk Substation | 0.63 | --> | 0.63 | 0 | 0 | Constrained,otherwise capacity available =330kVA. | --> | 0.598 | 0 | 0 | 0 | 0.003 | 0 | 0 | Constrained,otherwise capacity available =500kW. | --> | C19 ex PALLAS | PALLAS: T41∥T42 | PORTLAOISE |  | 53.0347 | -7.3005
MV/LV Substation CH***330 | 10 kV | 400V(3ph) & 230V(single ph) | LV | 100 kVA :Pole Substation | 0.1 | --> | 0.1 | 0.088 | 3 |  | --> | 0.095 | 0 | 0 | 0 | 0 | 0 | 0 | Constrained,otherwise capacity available =101kW. | --> | C13 ex SWINFORD | SWINFORD: T41∥T42 | CASTLEBAR |  | 53.8921 | -9.0204
MV/LV Substation CH***336Z | 10 kV | 400V(3ph) & 230V(single ph) | LV | 200 kVA :Kiosk Substation | 0.2 | --> | 0.2 | 0.093 | 1.6 |  | --> | 0.19 | 0 | 0 | 0 | 0.018 | 0.197 | 0 |  | --> | C17 ex SALLINS | SALLINS: T41 | GRIFFINRATH |  | 53.2907 | -6.6844
MV/LV Substation CH***343 | 20 kV | 400V(3ph) & 230V(single ph) | LV | 200 kVA :Pole Substation | 0.2 | --> | 0.2 | 0 | 0 | Constrained,otherwise capacity available =124kVA. | --> | 0.19 | 0 | 0 | 0 | 0.004 | 0 | 0 | Constrained,otherwise capacity available =207kW. | --> | C13 ex CLOYNE | CLOYNE: T41 | MIDLETON |  | 51.83 | -8.0218
MV/LV Substation CH***343Z | 10 kV | 400V(3ph) & 230V(single ph) | LV | 400 kVA :Kiosk Substation | 0.4 | --> | 0.4 | 0.295 | 0.6 |  | --> | 0.38 | 0 | 0 | 0 | 0 | 0.416 | 0 |  | --> | C16 ex BALBRIGGAN | BALBRIGGAN: T42 | GLASMORE |  | 53.6105 | -6.1856
MV/LV Substation CH***349X | 10 kV | 400V(3ph) & 230V(single ph) | LV | 630 kVA :Kiosk Substation | 0.63 | --> | 0.63 | 0 | 0 | Constrained,otherwise capacity available =399kVA. | --> | 0.598 | 0 | 0 | 0 | 0.016 | 0.5 | 0 |  | --> | C12 ex LUCAN EAST | LUCAN EAST: T41∥T42 | GRANGE CASTLE |  | 53.3525 | -6.4582
MV/LV Substation CH***349Z | 10 kV | 400V(3ph) & 230V(single ph) | LV | 50 kVA :Pole Substation | 0.05 | --> | 0.05 | 0 | 0 | Constrained,otherwise capacity available =36kVA. | --> | 0.047 | 0 | 0 | 0 | 0 | 0 | 0 | Constrained,otherwise capacity available =51kW. | --> | E11 ex ASHBOURNE | ASHBOURNE: T421 | FINGLAS |  | 53.4339 | -6.3409
MV/LV Substation CH***357X | 10 kV | 400V(3ph) & 230V(single ph) | LV | 50 kVA :Pole Substation | 0.05 | --> | 0.05 | 0 | 0 | Constrained,otherwise capacity available =41kVA. | --> | 0.047 | 0 | 0 | 0 | 0 | 0.05 | 0 |  | --> | C22 ex SKIBBEREEN | SKIBBEREEN: T41∥T42 | DUNMANWAY |  | 51.5427 | -9.3501
MV/LV Substation CH***360 | 10 kV | 400V(3ph) & 230V(single ph) | LV | 630 kVA :Kiosk Substation | 0.63 | --> | 0.63 | 0.212 | 8.5 |  | --> | 0.598 | 0 | 0 | 0 | 0.008 | 0.5 | 0 |  | --> | C15 ex MILLTOWN (DR) | MILLTOWN (DR): T101 | POOLBEG |  | 53.3244 | -6.2567
MV/LV Substation CH***365 | 10 kV | 400V(3ph) & 230V(single ph) | LV | 400 kVA :Kiosk Substation | 0.4 | --> | 0.4 | 0.317 | 2 |  | --> | 0.38 | 0 | 0 | 0 | 0.007 | 0.405 | 0 |  | --> | C22 ex TYCOR | TYCOR: T41∥T42 | WATERFORD |  | 52.2596 | -7.1415
MV/LV Substation CH***366X | 10 kV | 400V(3ph) & 230V(single ph) | LV | 100 kVA :Pole Substation | 0.1 | --> | 0.1 | 0.1 | 5 |  | --> | 0.095 | 0 | 0 | 0 | 0 | 0.1 | 0 |  | --> | C12 ex BALLYRICKARD | BALLYRICKARD: T41∥T42 | TRALEE |  | 52.2911 | -9.8231
MV/LV Substation CH***368 | 20 kV | 400V(3ph) & 230V(single ph) | LV | 100 kVA :Pole Substation | 0.1 | --> | 0.1 | 0 | 0 | Constrained,otherwise capacity available =62kVA. | --> | 0.095 | 0 | 0 | 0 | 0.004 | 0 | 0 | Constrained,otherwise capacity available =101kW. | --> | E14 ex BEALNABLATH | BEALNABLATH: T421 | BANDON |  | 51.866 | -8.8889
MV/LV Substation CH***376X | 10 kV | 400V(3ph) & 230V(single ph) | LV | 100 kVA :Pole Substation | 0.1 | --> | 0.1 | 0 | 0 | Constrained,otherwise capacity available =70kVA. | --> | 0.095 | 0 | 0 | 0 | 0.008 | 0.096 | 0 |  | --> | C18 ex CAVAN | CAVAN: T42 | SHANKILL |  | 54.0014 | -7.3624
MV/LV Substation CH***385Z | 20 kV | 400V(3ph) & 230V(single ph) | LV | 630 kVA :Kiosk Substation | 0.63 | --> | 0.63 | 0 | 0 | Constrained,otherwise capacity available =384kVA. | --> | 0.598 | 0 | 0 | 0 | 0.037 | 0.5 | 0 |  | --> | E20 ex GLASMORE | GLASMORE: T422 | GLASMORE |  | 53.5222 | -6.1705
MV/LV Substation CH***388Z | 10 kV | 400V(3ph) & 230V(single ph) | LV | 400 kVA :Building Structure | 0.4 | --> | 0.4 | 0.4 | 2.8 |  | --> | 0.38 | 0 | 0 | 0 | 0 | 0 | 0 | Constrained,otherwise capacity available =400kW. | --> | C17 ex PALMERSTOWN | PALMERSTOWN: T41 | FINGLAS |  | 53.3372 | -6.3732
MV/LV Substation CH***392X | 10 kV | 400V(3ph) & 230V(single ph) | LV | 400 kVA :Kiosk Substation | 0.4 | --> | 0.4 | 0.319 | 9.6 |  | --> | 0.38 | 0 | 0 | 0 | 0 | 0.412 | 0 |  | --> | C14 ex GORTLEE | GORTLEE: T41∥T42 | LETTERKENNY |  | 54.9612 | -7.7579
MV/LV Substation CH***394Y | 20 kV | 400V(3ph) & 230V(single ph) | LV | 400 kVA :Kiosk Substation | 0.4 | --> | 0.4 | 0.354 | 5.6 |  | --> | 0.38 | 0 | 0 | 0 | 0.003 | 0.403 | 0 |  | --> | E18 ex CRANE | CRANE: T122 | CRANE |  | 52.5146 | -6.2829
MV/LV Substation CH***395 | 10 kV | 400V(3ph) & 230V(single ph) | LV | 200 kVA :Kiosk Substation | 0.2 | --> | 0.2 | 0.16 | 5 |  | --> | 0.19 | 0 | 0 | 0 | 0 | 0.206 | 0 |  | --> | C18 ex BALLYRICKARD | BALLYRICKARD: T41∥T42 | TRALEE |  | 52.2684 | -9.7105
MV/LV Substation CH***399Y | 10 kV | 400V(3ph) & 230V(single ph) | LV | 400 kVA :Kiosk Substation | 0.4 | --> | 0.4 | 0.169 | 2.7 |  | --> | 0.38 | 0 | 0 | 0 | 0.009 | 0.425 | 0 |  | --> | C17 ex OLDCASTLE | OLDCASTLE: T41 | MULLINGAR |  | 53.7682 | -7.1601
MV/LV Substation CH***4014 | 10 kV | 400V(3ph) & 230V(single ph) | LV | 400 kVA :Building Structure | 0.4 | --> | 0.4 | 0 | 0 | Constrained,otherwise capacity available =274kVA. | --> | 0.38 | 0 | 0 | 0 | 0 | 0.419 | 0 |  | --> | C17 ex UNIDARE | UNIDARE: T41 | FINGLAS |  | 53.4031 | -6.3067
MV/LV Substation CH***4015 | 20 kV | 400V(3ph) & 230V(single ph) | LV | 400 kVA :Kiosk Substation | 0.4 | --> | 0.4 | 0.345 | 5.6 |  | --> | 0.38 | 0 | 0 | 0 | 0 | 0.408 | 0 |  | --> | E18 ex CRANE | CRANE: T122 | CRANE |  | 52.5076 | -6.2802
MV/LV Substation CH***4017 | 10 kV | 400V(3ph) & 230V(single ph) | LV | 50 kVA :Pole Substation | 0.05 | --> | 0.05 | 0.041 | 0.7 |  | --> | 0.047 | 0 | 0 | 0 | 0.007 | 0.042 | 0 |  | --> | C32 ex ACADEMY STREET | ACADEMY STREET: T44 | NAVAN |  | 53.6436 | -6.6961
MV/LV Substation CH***401Z | 10 kV | 400V(3ph) & 230V(single ph) | LV | 50 kVA :Pole Substation | 0.05 | --> | 0.05 | 0.049 | 2.7 |  | --> | 0.047 | 0 | 0 | 0 | 0 | 0.049 | 0 |  | --> | E19 ex LONGFORD | LONGFORD: T421 | RICHMOND |  | 53.7082 | -7.8192
MV/LV Substation CH***4023 | 10 kV | 400V(3ph) & 230V(single ph) | LV | 50 kVA :Pole Substation | 0.05 | --> | 0.05 | 0 | 0 | Constrained,otherwise capacity available =50kVA. | --> | 0.047 | 0 | 0 | 0 | 0.008 | 0 | 0 | Constrained,otherwise capacity available =41kW. | --> | C11 ex BELLFIELD | BELLFIELD: T41∥T42 | CRANE |  | 52.5082 | -6.5917
MV/LV Substation CH***4027 | 10 kV | 400V(3ph) & 230V(single ph) | LV | 50 kVA :Pole Substation | 0.05 | --> | 0.05 | 0.045 | 1.5 |  | --> | 0.047 | 0 | 0 | 0 | 0.004 | 0.046 | 0 |  | --> | C18 ex TUBBERCURRY | TUBBERCURRY: T42 | TONROE |  | 54.0464 | -8.6843
MV/LV Substation CH***4030 | 10 kV | 400V(3ph) & 230V(single ph) | LV | 630 kVA :Building Structure | 0.63 | --> | 0.63 | 0.452 | 2.3 |  | --> | 0.598 | 0 | 0 | 0 | 0 | 0.5 | 0 |  | --> | C20 ex RINEANNA | RINEANNA: T41 | DRUMLINE |  | 52.7167 | -8.8785
MV/LV Substation CH***4036 | 10 kV | 400V(3ph) & 230V(single ph) | LV | 50 kVA :Pole Substation | 0.05 | --> | 0.05 | 0.042 | 0.9 |  | --> | 0.047 | 0 | 0 | 0 | 0 | 0.05 | 0 |  | --> | C11 ex BRAY | BRAY: T41 | FASSAROE |  | 53.1914 | -6.1671
MV/LV Substation CH***4043 | 20 kV | 400V(3ph) & 230V(single ph) | LV | 200 kVA :Pole Substation | 0.2 | --> | 0.2 | 0 | 0 | Constrained,otherwise capacity available =145kVA. | --> | 0.19 | 0 | 0 | 0 | 0.004 | 0.204 | 0 |  | --> | C12 ex BALLYHAUNIS | BALLYHAUNIS: T41∥T42 | DALTON |  | 53.7648 | -8.7584
MV/LV Substation CH***404X | 20 kV | 400V(3ph) & 230V(single ph) | LV | 200 kVA :Pole Substation | 0.2 | --> | 0.2 | 0 | 0 | Constrained,otherwise capacity available =107kVA. | --> | 0.19 | 0 | 0 | 0 | 0 | 0.213 | 0 |  | --> | E18 ex CREAGH | CREAGH: T421∥T422 | ATHLONE |  | 53.3952 | -8.3362
MV/LV Substation CH***405 | 10 kV | 400V(3ph) & 230V(single ph) | LV | 50 kVA :Pole Substation | 0.05 | --> | 0.05 | 0.048 | 2.7 |  | --> | 0.047 | 0 | 0 | 0 | 0 | 0.049 | 0 |  | --> | E19 ex LONGFORD | LONGFORD: T421 | RICHMOND |  | 53.7077 | -7.8146
MV/LV Substation CH***405 | 10 kV | 400V(3ph) & 230V(single ph) | LV | 200 kVA :Pole Substation | 0.2 | --> | 0.2 | 0 | 0 | Constrained,otherwise capacity available =119kVA. | --> | 0.19 | 0 | 0 | 0 | 0.007 | 0.205 | 0 |  | --> | C18 ex BUTTEVANT | BUTTEVANT: T41∥T42 | MALLOW |  | 52.2714 | -8.7289
MV/LV Substation CH***4054 | 10 kV | 400V(3ph) & 230V(single ph) | LV | 400 kVA :Building Structure | 0.4 | --> | 0.4 | 0 | 0 | Constrained,otherwise capacity available =383kVA. | --> | 0.38 | 0 | 0 | 0 | 0 | 0.402 | 0 |  | --> | C39 ex COLLEGE PARK | COLLEGE PARK: T103 | COLLEGE PARK |  | 53.423 | -6.3786
MV/LV Substation CH***4057 | 10 kV | 400V(3ph) & 230V(single ph) | LV | 400 kVA :Kiosk Substation | 0.4 | --> | 0.4 | 0.332 | 2.5 |  | --> | 0.38 | 0 | 0 | 0 | 0 | 0.41 | 0 |  | --> | C11 ex GREYSTONES | GREYSTONES: T41 | FASSAROE |  | 53.1397 | -6.0818
MV/LV Substation CH***4059 | 10 kV | 400V(3ph) & 230V(single ph) | LV | 400 kVA :Building Structure | 0.4 | --> | 0.4 | 0.38 | 2.8 |  | --> | 0.38 | 0 | 0 | 0 | 0 | 0 | 0 | Constrained,otherwise capacity available =403kW. | --> | C13 ex PALMERSTOWN | PALMERSTOWN: T41 | FINGLAS |  | 53.3446 | -6.3777
MV/LV Substation CH***405X | 10 kV | 400V(3ph) & 230V(single ph) | LV | 1000 kVA :Building Structure | 1 | --> | 1 | 0.5 | 1.7 |  | --> | 0.95 | 0 | 0 | 0 | 0 | 0.5 | 0 |  | --> | C12 ex SHERIFF STREET | SHERIFF STREET: T42 | FRANCIS STREET |  | 53.3488 | -6.2474
MV/LV Substation CH***406 | 10 kV | 400V(3ph) & 230V(single ph) | LV | 100 kVA :Pole Substation | 0.1 | --> | 0.1 | 0 | 0 | Constrained,otherwise capacity available =83kVA. | --> | 0.095 | 0 | 0 | 0 | 0 | 0.102 | 0 |  | --> | C14 ex GREYSTONES | GREYSTONES: T42 | FASSAROE |  | 53.1752 | -6.1838
MV/LV Substation CH***4069 | 10 kV | 400V(3ph) & 230V(single ph) | LV | 400 kVA :Building Structure | 0.4 | --> | 0.4 | 0.4 | 0.5 |  | --> | 0.38 | 0 | 0 | 0 | 0 | 0.4 | 0 |  | --> | C12 ex CHARLESTOWN | CHARLESTOWN: T41 | TONROE |  | 53.9598 | -8.7935
MV/LV Substation CH***4070 | 20 kV | 400V(3ph) & 230V(single ph) | LV | 50 kVA :Pole Substation | 0.05 | --> | 0.05 | 0.05 | 5.7 |  | --> | 0.047 | 0 | 0 | 0 | 0 | 0.049 | 0 |  | --> | E14 ex MOY | MOY: T421∥T422 | MOY |  | 54.2152 | -9.2238
MV/LV Substation CH***4083 | 10 kV | 400V(3ph) & 230V(single ph) | LV | 400 kVA :Kiosk Substation | 0.4 | --> | 0.4 | 0.344 | 1.6 |  | --> | 0.38 | 0 | 0 | 0 | 0.003 | 0.405 | 0 |  | --> | C20 ex CELBRIDGE | CELBRIDGE: T42 | GRIFFINRATH |  | 53.326 | -6.5469
MV/LV Substation CH***4086 | 20 kV | 400V(3ph) & 230V(single ph) | LV | 50 kVA :Pole Substation | 0.05 | --> | 0.05 | 0 | 0 | Constrained,otherwise capacity available =5kVA. | --> | 0.047 | 0 | 0 | 0 | 0 | 0.056 | 0 |  | --> | C11 ex KILDARE | KILDARE: T41∥T42 | NEWBRIDGE |  | 53.1554 | -6.9648
MV/LV Substation CH***4090 | 20 kV | 400V(3ph) & 230V(single ph) | LV | 100 kVA :Pole Substation | 0.1 | --> | 0.1 | 0 | 0 | Constrained,otherwise capacity available =100kVA. | --> | 0.095 | 0 | 0 | 0 | 0 | 0.1 | 0 |  | --> | C16 ex CARRICK ON SHANNON | CARRICK ON SHANNON: T41∥T42 | CARRICK ON SHANNON |  | 53.8453 | -8.1819
MV/LV Substation CH***4092 | 10 kV | 400V(3ph) & 230V(single ph) | LV | 630 kVA :Kiosk Substation | 0.63 | --> | 0.63 | 0.5 | 3.5 |  | --> | 0.598 | 0 | 0 | 0 | 0.076 | 0.5 | 0 |  | --> | C12 ex FORTUNESTOWN | FORTUNESTOWN: T102 | INCHICORE 220KV |  | 53.2896 | -6.4053
MV/LV Substation CH***4099 | 20 kV | 400V(3ph) & 230V(single ph) | LV | 50 kVA :Pole Substation | 0.05 | --> | 0.05 | 0.045 | 1.8 |  | --> | 0.047 | 0 | 0 | 0 | 0 | 0.05 | 0 |  | --> | E13 ex CARRIGALLEN | CARRIGALLEN: T421 | CARRICK ON SHANNON |  | 53.9707 | -7.6481
MV/LV Substation CH***409X | 10 kV | 400V(3ph) & 230V(single ph) | LV | 50 kVA :Pole Substation | 0.05 | --> | 0.05 | 0.047 | 12.2 |  | --> | 0.047 | 0 | 0 | 0 | 0.003 | 0.046 | 0 |  | --> | C36 ex SALTHILL | SALTHILL: T102 | SALTHILL |  | 53.2944 | -9.0871
MV/LV Substation CH***4102 | 10 kV | 400V(3ph) & 230V(single ph) | LV | 1000 kVA :Building Structure | 1 | --> | 1 | 0.5 | 2.1 |  | --> | 0.95 | 0 | 0 | 0 | 0 | 0.5 | 0 |  | --> | C20 ex SALLYNOGGIN ROAD | SALLYNOGGIN ROAD: T42 | CHERRYWOOD |  | 53.2851 | -6.1401
MV/LV Substation CH***4109 | 10 kV | 400V(3ph) & 230V(single ph) | LV | 1000 kVA :Building Structure | 1 | --> | 1 | 0 | 0 | Constrained,otherwise capacity available =500kVA. | --> | 0.95 | 0 | 0 | 0 | 0 | 0.5 | 0 |  | --> | C28 ex POPPINTREE | POPPINTREE: T102 | FINGLAS |  | 53.4045 | -6.306
MV/LV Substation CH***411 | 10 kV | 400V(3ph) & 230V(single ph) | LV | 400 kVA :Kiosk Substation | 0.4 | --> | 0.4 | 0.26 | 4.7 |  | --> | 0.38 | 0 | 0 | 0 | 0.031 | 0.389 | 0 |  | --> | C13 ex OAKFIELD | OAKFIELD: T41 | SLIGO |  | 54.2678 | -8.595
MV/LV Substation CH***4110 | 10 kV | 400V(3ph) & 230V(single ph) | LV | 1000 kVA :Building Structure | 1 | --> | 1 | 0 | 0 | Constrained,otherwise capacity available =500kVA. | --> | 0.95 | 0 | 0 | 0 | 0 | 0.5 | 0 |  | --> | C28 ex POPPINTREE | POPPINTREE: T102 | FINGLAS |  | 53.4045 | -6.3061
MV/LV Substation CH***4111 | 10 kV | 400V(3ph) & 230V(single ph) | LV | 630 kVA :Kiosk Substation | 0.63 | --> | 0.63 | 0.5 | 9.3 |  | --> | 0.598 | 0 | 0 | 0 | 0.082 | 0.5 | 0 |  | --> | C28 ex KILMORE | KILMORE: T102 | FINGLAS |  | 53.4055 | -6.1776
MV/LV Substation CH***4112 | 10 kV | 400V(3ph) & 230V(single ph) | LV | 630 kVA :Building Structure | 0.63 | --> | 0.63 | 0.5 | 9.3 |  | --> | 0.598 | 0 | 0 | 0 | 0.083 | 0.5 | 0 |  | --> | C28 ex KILMORE | KILMORE: T102 | FINGLAS |  | 53.4065 | -6.1764
MV/LV Substation CH***4119 | 10 kV | 400V(3ph) & 230V(single ph) | LV | 400 kVA :Kiosk Substation | 0.4 | --> | 0.4 | 0 | 0 | Constrained,otherwise capacity available =393kVA. | --> | 0.38 | 0 | 0 | 0 | 0.004 | 0.396 | 0 |  | --> | C17 ex CARRICKMINES | CARRICKMINES: T41 | CARRICKMINES |  | 53.2419 | -6.2024
MV/LV Substation CH***4119 | 10 kV | 400V(3ph) & 230V(single ph) | LV | 1000 kVA :Building Structure | 1 | --> | 1 | 0.5 | 8.7 |  | --> | 0.95 | 0 | 0 | 0 | 0 | 0.5 | 0 |  | --> | C24 ex HAROLDS CROSS | HAROLDS CROSS: T102 | POOLBEG |  | 53.3314 | -6.2587
MV/LV Substation CH***411X | 10 kV | 400V(3ph) & 230V(single ph) | LV | 200 kVA :Kiosk Substation | 0.2 | --> | 0.2 | 0.142 | 1.6 |  | --> | 0.19 | 0 | 0 | 0 | 0.01 | 0.198 | 0 |  | --> | C16 ex CLONDALKIN | CLONDALKIN: T42 | INCHICORE 220KV |  | 53.3198 | -6.4123
MV/LV Substation CH***4120 | 10 kV | 400V(3ph) & 230V(single ph) | LV | 400 kVA :Kiosk Substation | 0.4 | --> | 0.4 | 0 | 0 | Constrained,otherwise capacity available =268kVA. | --> | 0.38 | 0 | 0 | 0 | 0.023 | 0.396 | 0 |  | --> | C19 ex LOUGHSHINNY | LOUGHSHINNY: T41 | GLASMORE |  | 53.573 | -6.1078
MV/LV Substation CH***4120 | 20 kV | 400V(3ph) & 230V(single ph) | LV | 50 kVA :Pole Substation | 0.05 | --> | 0.05 | 0 | 0 | Constrained,otherwise capacity available =40kVA. | --> | 0.047 | 0 | 0 | 0 | 0 | 0.051 | 0 |  | --> | C14 ex CARRICK ON SHANNON | CARRICK ON SHANNON: T41∥T42 | CARRICK ON SHANNON |  | 53.9896 | -8.0614
MV/LV Substation CH***412X | 10 kV | 400V(3ph) & 230V(single ph) | LV | 400 kVA :Kiosk Substation | 0.4 | --> | 0.4 | 0 | 0 | Constrained,otherwise capacity available =255kVA. | --> | 0.38 | 0 | 0 | 0 | 0.004 | 0.418 | 0 |  | --> | C19 ex SEMPERIT | SEMPERIT: T41 | GRANGE CASTLE |  | 53.3481 | -6.3474
MV/LV Substation CH***413 | 10 kV | 400V(3ph) & 230V(single ph) | LV | 630 kVA :Kiosk Substation | 0.63 | --> | 0.63 | 0.265 | 2.9 |  | --> | 0.598 | 0 | 0 | 0 | 0 | 0.5 | 0 |  | --> | C24 ex WOLFE TONE STREET | WOLFE TONE STREET: T102 | FINGLAS |  | 53.3469 | -6.2749
MV/LV Substation CH***4134 | 10 kV | 400V(3ph) & 230V(single ph) | LV | 400 kVA :Kiosk Substation | 0.4 | --> | 0.4 | 0.351 | 2.8 |  | --> | 0.38 | 0 | 0 | 0 | 0 | 0 | 0 | Constrained,otherwise capacity available =407kW. | --> | C17 ex PALMERSTOWN | PALMERSTOWN: T41 | FINGLAS |  | 53.3401 | -6.3789
MV/LV Substation CH***4135 | 10 kV | 400V(3ph) & 230V(single ph) | LV | 1000 kVA :Building Structure | 1 | --> | 1 | 0 | 0 | Constrained,otherwise capacity available =500kVA. | --> | 0.95 | 0 | 0 | 0 | 0 | 0.5 | 0 |  | --> | C19 ex LOUGHLINSTOWN | LOUGHLINSTOWN: T41 | CARRICKMINES |  | 53.2439 | -6.1416
MV/LV Substation CH***4136 | 10 kV | 400V(3ph) & 230V(single ph) | LV | 1000 kVA :Building Structure | 1 | --> | 1 | 0 | 0 | Constrained,otherwise capacity available =500kVA. | --> | 0.95 | 0 | 0 | 0 | 0 | 0.5 | 0 |  | --> | C19 ex LOUGHLINSTOWN | LOUGHLINSTOWN: T41 | CARRICKMINES |  | 53.244 | -6.1417
MV/LV Substation CH***4138 | 10 kV | 400V(3ph) & 230V(single ph) | LV | 200 kVA :Kiosk Substation | 0.2 | --> | 0.2 | 0.184 | 2.7 |  | --> | 0.19 | 0 | 0 | 0 | 0 | 0.202 | 0 |  | --> | C11 ex RAMPARTS | RAMPARTS: T41 | DUNDALK |  | 53.9896 | -6.4023
MV/LV Substation CH***4139 | 10 kV | 400V(3ph) & 230V(single ph) | LV | 400 kVA :Kiosk Substation | 0.4 | --> | 0.4 | 0 | 0 | Constrained,otherwise capacity available =337kVA. | --> | 0.38 | 0 | 0 | 0 | 0 | 0.409 | 0 |  | --> | C12 ex SEMPERIT | SEMPERIT: T42 | GRANGE CASTLE |  | 53.3387 | -6.3727
MV/LV Substation CH***4139 | 10 kV | 400V(3ph) & 230V(single ph) | LV | 1000 kVA :Building Structure | 1 | --> | 1 | 0 | 0 | Constrained,otherwise capacity available =500kVA. | --> | 0.95 | 0 | 0 | 0 | 0 | 0.5 | 0 |  | --> | C19 ex LOUGHLINSTOWN | LOUGHLINSTOWN: T41 | CARRICKMINES |  | 53.2417 | -6.139
MV/LV Substation CH***4144 | 10 kV | 400V(3ph) & 230V(single ph) | LV | 630 kVA :Kiosk Substation | 0.63 | --> | 0.63 | 0.5 | 4.2 |  | --> | 0.598 | 0 | 0 | 0 | 0 | 0.5 | 0 |  | --> | C18 ex LOUGHLINSTOWN | LOUGHLINSTOWN: T42 | CARRICKMINES |  | 53.2496 | -6.1592
MV/LV Substation CH***4152 | 10 kV | 400V(3ph) & 230V(single ph) | LV | 400 kVA :Building Structure | 0.4 | --> | 0.4 | 0 | 0 | Constrained,otherwise capacity available =168kVA. | --> | 0.38 | 0 | 0 | 0 | 0 | 0.414 | 0 |  | --> | C17 ex LOUGHREA | LOUGHREA: T41∥T42 | SOMERSET |  | 53.2044 | -8.5494
MV/LV Substation CH***4156 | 10 kV | 400V(3ph) & 230V(single ph) | LV | 1000 kVA :Building Structure | 1 | --> | 1 | 0 | 0 | Constrained,otherwise capacity available =500kVA. | --> | 0.95 | 0 | 0 | 0 | 0 | 0.5 | 0 |  | --> | C28 ex POPPINTREE | POPPINTREE: T102 | FINGLAS |  | 53.4032 | -6.3052
MV/LV Substation CH***415X | 10 kV | 400V(3ph) & 230V(single ph) | LV | 1000 kVA :Building Structure | 1 | --> | 1 | 0.5 | 2.5 |  | --> | 0.95 | 0 | 0 | 0 | 0 | 0.5 | 0 |  | --> | C17 ex GRANBY ROW | GRANBY ROW: T41 | MCDERMOTT |  | 53.3499 | -6.2662
MV/LV Substation CH***4160 | 10 kV | 400V(3ph) & 230V(single ph) | LV | 630 kVA :Kiosk Substation | 0.63 | --> | 0.63 | 0.5 | 2 |  | --> | 0.598 | 0 | 0 | 0 | 0 | 0.5 | 0 |  | --> | C12 ex FAIRVIEW | FAIRVIEW: T41 | MCDERMOTT |  | 53.3628 | -6.2179
MV/LV Substation CH***4165 | 10 kV | 400V(3ph) & 230V(single ph) | LV | 400 kVA :Kiosk Substation | 0.4 | --> | 0.4 | 0 | 0 | Constrained,otherwise capacity available =350kVA. | --> | 0.38 | 0 | 0 | 0 | 0.145 | 0.255 | 0 |  | --> | C20 ex GARRYOWEN | GARRYOWEN: T42 | LIMERICK |  | 52.6467 | -8.6095
MV/LV Substation CH***4176 | 10 kV | 400V(3ph) & 230V(single ph) | LV | 1000 kVA :Building Structure | 1 | --> | 1 | 0 | 0 | Constrained,otherwise capacity available =500kVA. | --> | 0.95 | 0 | 0 | 0 | 0 | 0.5 | 0 |  | --> | C19 ex LOUGHLINSTOWN | LOUGHLINSTOWN: T41 | CARRICKMINES |  | 53.243 | -6.1423
MV/LV Substation CH***4177 | 10 kV | 400V(3ph) & 230V(single ph) | LV | 1000 kVA :Building Structure | 1 | --> | 1 | 0 | 0 | Constrained,otherwise capacity available =500kVA. | --> | 0.95 | 0 | 0 | 0 | 0 | 0.5 | 0 |  | --> | C19 ex LOUGHLINSTOWN | LOUGHLINSTOWN: T41 | CARRICKMINES |  | 53.243 | -6.1424
MV/LV Substation CH***4178 | 10 kV | 400V(3ph) & 230V(single ph) | LV | 630 kVA :Building Structure | 0.63 | --> | 0.63 | 0 | 0 | Constrained,otherwise capacity available =500kVA. | --> | 0.598 | 0 | 0 | 0 | 0 | 0.5 | 0 |  | --> | C19 ex LOUGHLINSTOWN | LOUGHLINSTOWN: T41 | CARRICKMINES |  | 53.2425 | -6.1419
MV/LV Substation CH***417X | 10 kV | 400V(3ph) & 230V(single ph) | LV | 400 kVA :Building Structure | 0.4 | --> | 0.4 | 0.326 | 1.6 |  | --> | 0.38 | 0 | 0 | 0 | 0.003 | 0.407 | 0 |  | --> | C19 ex SALLINS | SALLINS: T41 | GRIFFINRATH |  | 53.2888 | -6.7521
MV/LV Substation CH***4185 | 20 kV | 400V(3ph) & 230V(single ph) | LV | 630 kVA :Kiosk Substation | 0.63 | --> | 0.63 | 0 | 0 | Constrained,otherwise capacity available =498kVA. | --> | 0.598 | 0 | 0 | 0 | 0.16 | 0 | 0 | Constrained,otherwise capacity available =481kW. | --> | E15 ex ASHBOURNE | ASHBOURNE: T421 | FINGLAS |  | 53.5079 | -6.4143
MV/LV Substation CH***4185 | 10 kV | 400V(3ph) & 230V(single ph) | LV | 400 kVA :Kiosk Substation | 0.4 | --> | 0.4 | 0.4 | 4.5 |  | --> | 0.38 | 0 | 0 | 0 | 0 | 0.4 | 0 |  | --> | C15 ex MAYFIELD | MAYFIELD: T41 | KILBARRY |  | 51.9205 | -8.4105
MV/LV Substation CH***419 | 20 kV | 400V(3ph) & 230V(single ph) | LV | 100 kVA :Pole Substation | 0.1 | --> | 0.1 | 0.07 | 0.8 |  | --> | 0.095 | 0 | 0 | 0 | 0 | 0 | 0 | Constrained,otherwise capacity available =104kW. | --> | E14 ex CARNDONAGH | CARNDONAGH: T421∥T422 | TRILLICK |  | 55.2447 | -7.2746
MV/LV Substation CH***4196 | 10 kV | 400V(3ph) & 230V(single ph) | LV | 630 kVA :Kiosk Substation | 0.63 | --> | 0.63 | 0.464 | 15.8 |  | --> | 0.598 | 0 | 0 | 0 | 0.042 | 0.5 | 0 |  | --> | C18 ex CASTLEVIEW | CASTLEVIEW: T102 | CASTLEVIEW |  | 51.9193 | -8.3918
MV/LV Substation CH***4203 | 20 kV | 400V(3ph) & 230V(single ph) | LV | 50 kVA :Pole Substation | 0.05 | --> | 0.05 | 0.05 | 3.6 |  | --> | 0.047 | 0 | 0 | 0 | 0 | 0.049 | 0 |  | --> | E15 ex BALLYCROSSAUN | BALLYCROSSAUN: T421∥T422 | SOMERSET |  | 53.0968 | -8.1707
MV/LV Substation CH***4206 | 10 kV | 400V(3ph) & 230V(single ph) | LV | 630 kVA :Building Structure | 0.63 | --> | 0.63 | 0.494 | 8.7 |  | --> | 0.598 | 0 | 0 | 0 | 0 | 0.5 | 0 |  | --> | C24 ex HAROLDS CROSS | HAROLDS CROSS: T102 | POOLBEG |  | 53.3307 | -6.2623
MV/LV Substation CH***420Z | 10 kV | 400V(3ph) & 230V(single ph) | LV | 200 kVA :Kiosk Substation | 0.2 | --> | 0.2 | 0 | 0 | Constrained,otherwise capacity available =163kVA. | --> | 0.19 | 0 | 0 | 0 | 0 | 0.205 | 0 |  | --> | C15 ex LUCAN EAST | LUCAN EAST: T41∥T42 | GRANGE CASTLE |  | 53.3593 | -6.4403
MV/LV Substation CH***421 | 10 kV | 400V(3ph) & 230V(single ph) | LV | 400 kVA :Kiosk Substation | 0.4 | --> | 0.4 | 0.312 | 5.4 |  | --> | 0.38 | 0 | 0 | 0 | 0.011 | 0.401 | 0 |  | --> | C20 ex TRIMMS LANE | TRIMMS LANE: T42 | SALTHILL |  | 53.2667 | -9.0682
MV/LV Substation CH***4210 | 20 kV | 400V(3ph) & 230V(single ph) | LV | 400 kVA :Kiosk Substation | 0.4 | --> | 0.4 | 0 | 0 | Constrained,otherwise capacity available =355kVA. | --> | 0.38 | 0 | 0 | 0 | 0.03 | 0.375 | 0 |  | --> | E17 ex BALTRASNA | BALTRASNA: T121 | BALTRASNA |  | 53.5152 | -6.5388
MV/LV Substation CH***4218 | 10 kV | 400V(3ph) & 230V(single ph) | LV | 400 kVA :Kiosk Substation | 0.4 | --> | 0.4 | 0.4 | 2.1 |  | --> | 0.38 | 0 | 0 | 0 | 0 | 0.4 | 0 |  | --> | C16 ex LITTLE BRAY | LITTLE BRAY: T42 | FASSAROE |  | 53.2313 | -6.1378
MV/LV Substation CH***4220 | 20 kV | 400V(3ph) & 230V(single ph) | LV | 100 kVA :Pole Substation | 0.1 | --> | 0.1 | 0 | 0 | Constrained,otherwise capacity available =52kVA. | --> | 0.095 | 0 | 0 | 0 | 0 | 0.106 | 0 |  | --> | E17 ex ACADEMY STREET | ACADEMY STREET: T421∥T422 | NAVAN |  | 53.5878 | -6.7424
MV/LV Substation CH***422X | 10 kV | 400V(3ph) & 230V(single ph) | LV | 50 kVA :Pole Substation | 0.05 | --> | 0.05 | 0.038 | 12.2 |  | --> | 0.047 | 0 | 0 | 0 | 0 | 0.051 | 0 |  | --> | C36 ex SALTHILL | SALTHILL: T102 | SALTHILL |  | 53.2969 | -9.0859
MV/LV Substation CH***4230 | 20 kV | 400V(3ph) & 230V(single ph) | LV | 400 kVA :Kiosk Substation | 0.4 | --> | 0.4 | 0.298 | 2.6 |  | --> | 0.38 | 0 | 0 | 0 | 0.004 | 0.411 | 0 |  | --> | E19 ex KILCOCK | KILCOCK: T421 | GRIFFINRATH |  | 53.4015 | -6.67
MV/LV Substation CH***4235 | 10 kV | 400V(3ph) & 230V(single ph) | LV | 100 kVA :Pole Substation | 0.1 | --> | 0.1 | 0 | 0 | Constrained,otherwise capacity available =84kVA. | --> | 0.095 | 0 | 0 | 0 | 0 | 0.102 | 0 |  | --> | C23 ex CLONMINCH | CLONMINCH: T41 | THORNSBERRY |  | 53.2645 | -7.4809
MV/LV Substation CH***4256 | 10 kV | 400V(3ph) & 230V(single ph) | LV | 1000 kVA :Building Structure | 1 | --> | 1 | 0.5 | 2.9 |  | --> | 0.95 | 0 | 0 | 0 | 0 | 0.5 | 0 |  | --> | C24 ex WOLFE TONE STREET | WOLFE TONE STREET: T102 | FINGLAS |  | 53.3473 | -6.2746
MV/LV Substation CH***427 | 10 kV | 400V(3ph) & 230V(single ph) | LV | 400 kVA :Kiosk Substation | 0.4 | --> | 0.4 | 0.231 | 4.4 |  | --> | 0.38 | 0 | 0 | 0 | 0.007 | 0.418 | 0 |  | --> | C19 ex RINGASKIDDY 110KV | RINGASKIDDY 110KV: T42 | BARNAHELY |  | 51.8496 | -8.3342
MV/LV Substation CH***4275 | 10 kV | 400V(3ph) & 230V(single ph) | LV | 400 kVA :Kiosk Substation | 0.4 | --> | 0.4 | 0 | 0 | Constrained,otherwise capacity available =383kVA. | --> | 0.38 | 0 | 0 | 0 | 0.019 | 0.382 | 0 |  | --> | C16 ex LUCAN EAST | LUCAN EAST: T41∥T42 | GRANGE CASTLE |  | 53.3652 | -6.4393
MV/LV Substation CH***427X | 10 kV | 400V(3ph) & 230V(single ph) | LV | 400 kVA :Kiosk Substation | 0.4 | --> | 0.4 | 0.216 | 2.8 |  | --> | 0.38 | 0 | 0 | 0 | 0 | 0 | 0 | Constrained,otherwise capacity available =427kW. | --> | C17 ex PALMERSTOWN | PALMERSTOWN: T41 | FINGLAS |  | 53.3367 | -6.3703
MV/LV Substation CH***428 | 10 kV | 400V(3ph) & 230V(single ph) | LV | 50 kVA :Pole Substation | 0.05 | --> | 0.05 | 0 | 0 | Constrained,otherwise capacity available =35kVA. | --> | 0.047 | 0 | 0 | 0 | 0 | 0.051 | 0 |  | --> | C15 ex BALLYBAILIE | BALLYBAILIE: T41 | DUNDALK |  | 53.8851 | -6.5658
MV/LV Substation CH***4286 | 20 kV | 400V(3ph) & 230V(single ph) | LV | 630 kVA :Kiosk Substation | 0.63 | --> | 0.63 | 0 | 0 | Constrained,otherwise capacity available =500kVA. | --> | 0.598 | 0 | 0 | 0 | 0.003 | 0.5 | 0 |  | --> | E23 ex BALTRASNA | BALTRASNA: T121 | BALTRASNA |  | 53.5647 | -6.3837
MV/LV Substation CH***428X | 10 kV | 400V(3ph) & 230V(single ph) | LV | 200 kVA :Kiosk Substation | 0.2 | --> | 0.2 | 0.138 | 2.8 |  | --> | 0.19 | 0 | 0 | 0 | 0 | 0 | 0 | Constrained,otherwise capacity available =209kW. | --> | C17 ex PALMERSTOWN | PALMERSTOWN: T41 | FINGLAS |  | 53.3353 | -6.3691
MV/LV Substation CH***4292 | 10 kV | 400V(3ph) & 230V(single ph) | LV | 400 kVA :Kiosk Substation | 0.4 | --> | 0.4 | 0 | 0 | Constrained,otherwise capacity available =359kVA. | --> | 0.38 | 0 | 0 | 0 | 0 | 0.406 | 0 |  | --> | C22 ex MIDLETON | MIDLETON: T102 | MIDLETON |  | 51.901 | -8.1683
MV/LV Substation CH***4301 | 20 kV | 400V(3ph) & 230V(single ph) | LV | 630 kVA :Kiosk Substation | 0.63 | --> | 0.63 | 0.5 | 5.6 |  | --> | 0.598 | 0 | 0 | 0 | 0 | 0.5 | 0 |  | --> | E13 ex CRANE | CRANE: T122 | CRANE |  | 52.4492 | -6.3539
MV/LV Substation CH***4301 | 10 kV | 400V(3ph) & 230V(single ph) | LV | 400 kVA :Kiosk Substation | 0.4 | --> | 0.4 | 0 | 0 | Constrained,otherwise capacity available =359kVA. | --> | 0.38 | 0 | 0 | 0 | 0 | 0.406 | 0 |  | --> | C27 ex POPPINTREE | POPPINTREE: T101 | FINGLAS |  | 53.4019 | -6.3032
MV/LV Substation CH***4316 | 10 kV | 400V(3ph) & 230V(single ph) | LV | 1000 kVA :Building Structure | 1 | --> | 1 | 0.5 | 9.7 |  | --> | 0.95 | 0 | 0 | 0 | 0.004 | 0.5 | 0 |  | --> | C28 ex ARTANE | ARTANE: T102 | FINGLAS |  | 53.3871 | -6.2015
MV/LV Substation CH***4332 | 10 kV | 400V(3ph) & 230V(single ph) | LV | 400 kVA :Kiosk Substation | 0.4 | --> | 0.4 | 0.4 | 8.7 |  | --> | 0.38 | 0 | 0 | 0 | 0 | 0.4 | 0 |  | --> | C24 ex HAROLDS CROSS | HAROLDS CROSS: T102 | POOLBEG |  | 53.331 | -6.2625
MV/LV Substation CH***434 | 10 kV | 400V(3ph) & 230V(single ph) | LV | 50 kVA :Pole Substation | 0.05 | --> | 0.05 | 0.032 | 5 |  | --> | 0.047 | 0 | 0 | 0 | 0.007 | 0.044 | 0 |  | --> | C12 ex BALLYRICKARD | BALLYRICKARD: T41∥T42 | TRALEE |  | 52.2915 | -9.8331
MV/LV Substation CH***4348 | 10 kV | 400V(3ph) & 230V(single ph) | LV | 400 kVA :Kiosk Substation | 0.4 | --> | 0.4 | 0.4 | 2.8 |  | --> | 0.38 | 0 | 0 | 0 | 0 | 0.4 | 0 |  | --> | C19 ex CLONARD | CLONARD: T41∥T42 | WEXFORD |  | 52.3214 | -6.4959
MV/LV Substation CH***4357 | 20 kV | 400V(3ph) & 230V(single ph) | LV | 50 kVA :Pole Substation | 0.05 | --> | 0.05 | 0.05 | 2.2 |  | --> | 0.047 | 0 | 0 | 0 | 0 | 0.049 | 0 |  | --> | E11 ex CLONROCHE | CLONROCHE: T421∥T422 | WEXFORD |  | 52.4343 | -6.7038
MV/LV Substation CH***4358 | 10 kV | 400V(3ph) & 230V(single ph) | LV | 400 kVA :Kiosk Substation | 0.4 | --> | 0.4 | 0.37 | 2.4 |  | --> | 0.38 | 0 | 0 | 0 | 0 | 0 | 0 | Constrained,otherwise capacity available =404kW. | --> | C12 ex FOYNES | FOYNES: T42 | RATHKEALE |  | 52.6107 | -9.0981
MV/LV Substation CH***435Z | 10 kV | 400V(3ph) & 230V(single ph) | LV | 400 kVA :Kiosk Substation | 0.4 | --> | 0.4 | 0 | 0 | Constrained,otherwise capacity available =323kVA. | --> | 0.38 | 0 | 0 | 0 | 0 | 0.411 | 0 |  | --> | C22 ex MACETOWN | MACETOWN: T102 | MACETOWN |  | 53.3964 | -6.4385
MV/LV Substation CH***4369 | 10 kV | 400V(3ph) & 230V(single ph) | LV | 1000 kVA :Building Structure | 1 | --> | 1 | 0.5 | 8.7 |  | --> | 0.95 | 0 | 0 | 0 | 0.003 | 0.5 | 0 |  | --> | C24 ex HAROLDS CROSS | HAROLDS CROSS: T102 | POOLBEG |  | 53.3313 | -6.2599
MV/LV Substation CH***436Y | 10 kV | 400V(3ph) & 230V(single ph) | LV | 200 kVA :Pole Substation | 0.2 | --> | 0.2 | 0 | 0 | Constrained,otherwise capacity available =153kVA. | --> | 0.19 | 0 | 0 | 0 | 0 | 0 | 0 | Constrained,otherwise capacity available =207kW. | --> | C17 ex TEMPLEMORE | TEMPLEMORE: T41 | IKERRIN |  | 52.7962 | -7.8274
MV/LV Substation CH***4370 | 10 kV | 400V(3ph) & 230V(single ph) | LV | 1000 kVA :Building Structure | 1 | --> | 1 | 0 | 0 | Constrained,otherwise capacity available =500kVA. | --> | 0.95 | 0 | 0 | 0 | 0 | 0.5 | 0 |  | --> | C43 ex COLLEGE PARK | COLLEGE PARK: T103 | COLLEGE PARK |  | 53.4133 | -6.3957
MV/LV Substation CH***4371 | 10 kV | 400V(3ph) & 230V(single ph) | LV | 630 kVA :Kiosk Substation | 0.63 | --> | 0.63 | 0 | 0 | Constrained,otherwise capacity available =500kVA. | --> | 0.598 | 0 | 0 | 0 | 0 | 0.5 | 0 |  | --> | C43 ex COLLEGE PARK | COLLEGE PARK: T103 | COLLEGE PARK |  | 53.4121 | -6.3936
MV/LV Substation CH***4371 | 10 kV | 400V(3ph) & 230V(single ph) | LV | 400 kVA :Kiosk Substation | 0.4 | --> | 0.4 | 0.4 | 2.4 |  | --> | 0.38 | 0 | 0 | 0 | 0 | 0.383 | 0 | Constrained,otherwise capacity available =400kW. | --> | C11 ex PORTLAW | PORTLAW: T41∥T42 | BUTLERSTOWN |  | 52.2894 | -7.3182
MV/LV Substation CH***4379 | 10 kV | 400V(3ph) & 230V(single ph) | LV | 630 kVA :Kiosk Substation | 0.63 | --> | 0.63 | 0.5 | 2.7 |  | --> | 0.598 | 0 | 0 | 0 | 0 | 0.5 | 0 |  | --> | C16 ex WHITEHALL | WHITEHALL: T41 | FINGLAS |  | 53.3701 | -6.2477
MV/LV Substation CH***4471 | 10 kV | 400V(3ph) & 230V(single ph) | LV | 1000 kVA :Building Structure | 1 | --> | 1 | 0.5 | 5.7 |  | --> | 0.95 | 0 | 0 | 0 | 0 | 0.5 | 0 |  | --> | C13 ex HAROLDS CROSS | HAROLDS CROSS: T101 | POOLBEG |  | 53.3315 | -6.2622
MV/LV Substation CH***4487 | 10 kV | 400V(3ph) & 230V(single ph) | LV | 1000 kVA :Building Structure | 1 | --> | 1 | 0 | 5.7 |  | --> | 0.95 | 0 | 0 | 0 | 0.024 | 0.5 | 0 |  | --> | C13 ex HAROLDS CROSS | HAROLDS CROSS: T101 | POOLBEG |  | 53.3307 | -6.2633
MV/LV Substation CH***4488 | 10 kV | 400V(3ph) & 230V(single ph) | LV | 1000 kVA :Building Structure | 1 | --> | 1 | 0.5 | 5.7 |  | --> | 0.95 | 0 | 0 | 0 | 0 | 0.5 | 0 |  | --> | C13 ex HAROLDS CROSS | HAROLDS CROSS: T101 | POOLBEG |  | 53.3319 | -6.2638
MV/LV Substation CH***449X | 10 kV | 400V(3ph) & 230V(single ph) | LV | 1000 kVA :Building Structure | 1 | --> | 1 | 0.48 | 1.7 |  | --> | 0.95 | 0 | 0 | 0 | 0.01 | 0.5 | 0 |  | --> | C24 ex PEMBROKE | PEMBROKE: T42 | RINGSEND |  | 53.3424 | -6.2321
MV/LV Substation CH***4520 | 10 kV | 400V(3ph) & 230V(single ph) | LV | 1000 kVA :Building Structure | 1 | --> | 1 | 0.5 | 2.1 |  | --> | 0.95 | 0 | 0 | 0 | 0.007 | 0.5 | 0 |  | --> | C17 ex SOUTH KING STREET | SOUTH KING STREET: T42 | FRANCIS STREET |  | 53.3411 | -6.2612
MV/LV Substation CH***452X | 20 kV | 400V(3ph) & 230V(single ph) | LV | 100 kVA :Pole Substation | 0.1 | --> | 0.1 | 0.077 | 3.7 |  | --> | 0.095 | 0 | 0 | 0 | 0.003 | 0.099 | 0 |  | --> | E21 ex CLARA | CLARA: T421 | THORNSBERRY |  | 53.3505 | -7.6229
MV/LV Substation CH***455 | 20 kV | 400V(3ph) & 230V(single ph) | LV | 100 kVA :Pole Substation | 0.1 | --> | 0.1 | 0.075 | 2 |  | --> | 0.095 | 0 | 0 | 0 | 0 | 0.103 | 0 |  | --> | C16 ex CAPPAMORE | CAPPAMORE: T41∥T42 | ARDNACRUSHA |  | 52.6061 | -8.2554
MV/LV Substation CH***456X | 10 kV | 400V(3ph) & 230V(single ph) | LV | 400 kVA :Kiosk Substation | 0.4 | --> | 0.4 | 0.287 | 7.3 |  | --> | 0.38 | 0 | 0 | 0 | 0.04 | 0.375 | 0 |  | --> | C23 ex PELLETSTOWN | PELLETSTOWN: T101 | FINGLAS |  | 53.377 | -6.3882
MV/LV Substation CH***461 | 20 kV | 400V(3ph) & 230V(single ph) | LV | 630 kVA :Kiosk Substation | 0.63 | --> | 0.63 | 0.481 | 7.4 |  | --> | 0.598 | 0 | 0 | 0 | 0.001 | 0 | 0 | Constrained,otherwise capacity available =500kW. | --> | E14 ex ARIGNA | ARIGNA: T121 | ARIGNA |  | 54.0477 | -8.0414
MV/LV Substation CH***462Z | 10 kV | 400V(3ph) & 230V(single ph) | LV | 1000 kVA :Building Structure | 1 | --> | 1 | 0 | 0 | Constrained,otherwise capacity available =500kVA. | --> | 0.95 | 0 | 0 | 0 | 0 | 0.5 | 0 |  | --> | C27 ex POPPINTREE | POPPINTREE: T101 | FINGLAS |  | 53.4032 | -6.3042
MV/LV Substation CH***463 | 10 kV | 400V(3ph) & 230V(single ph) | LV | 630 kVA :Building Structure | 0.63 | --> | 0.63 | 0 | 0 | Constrained,otherwise capacity available =500kVA. | --> | 0.598 | 0 | 0 | 0 | 0.004 | 0.5 | 0 |  | --> | C13 ex CLONMINCH | CLONMINCH: T41 | THORNSBERRY |  | 53.2736 | -7.4845
MV/LV Substation CH***463Y | 10 kV | 400V(3ph) & 230V(single ph) | LV | 400 kVA :Kiosk Substation | 0.4 | --> | 0.4 | 0.277 | 11.5 |  | --> | 0.38 | 0 | 0 | 0 | 0 | 0.418 | 0 |  | --> | C14 ex BALLYBEG | BALLYBEG: T102 | CARRICKMINES |  | 52.9949 | -6.091
MV/LV Substation CH***476 | 10 kV | 400V(3ph) & 230V(single ph) | LV | 50 kVA :Pole Substation | 0.05 | --> | 0.05 | 0.023 | 2.9 |  | --> | 0.047 | 0 | 0 | 0 | 0 | 0.053 | 0 |  | --> | C17 ex DUNLEER | DUNLEER: T41∥T42 | DRYBRIDGE |  | 53.8591 | -6.4083
MV/LV Substation CH***476Y | 10 kV | 400V(3ph) & 230V(single ph) | LV | 400 kVA :Kiosk Substation | 0.4 | --> | 0.4 | 0 | 0 | Constrained,otherwise capacity available =385kVA. | --> | 0.38 | 0 | 0 | 0 | 0 | 0 | 0 | Constrained,otherwise capacity available =402kW. | --> | C14 ex LEE BRIDGE | LEE BRIDGE: T42 | MACROOM |  | 51.903 | -8.9551
MV/LV Substation CH***477Z | 10 kV | 400V(3ph) & 230V(single ph) | LV | 1000 kVA :Building Structure | 1 | --> | 1 | 0 | 0 | Constrained,otherwise capacity available =500kVA. | --> | 0.95 | 0 | 0 | 0 | 0 | 0.5 | 0 |  | --> | C27 ex POPPINTREE | POPPINTREE: T101 | FINGLAS |  | 53.4032 | -6.3041
MV/LV Substation CH***478Z | 10 kV | 400V(3ph) & 230V(single ph) | LV | 1000 kVA :Building Structure | 1 | --> | 1 | 0 | 0 | Constrained,otherwise capacity available =500kVA. | --> | 0.95 | 0 | 0 | 0 | 0 | 0.5 | 0 |  | --> | C28 ex POPPINTREE | POPPINTREE: T102 | FINGLAS |  | 53.4034 | -6.3027
MV/LV Substation CH***479Z | 10 kV | 400V(3ph) & 230V(single ph) | LV | 1000 kVA :Building Structure | 1 | --> | 1 | 0 | 0 | Constrained,otherwise capacity available =500kVA. | --> | 0.95 | 0 | 0 | 0 | 0 | 0.5 | 0 |  | --> | C28 ex POPPINTREE | POPPINTREE: T102 | FINGLAS |  | 53.4034 | -6.3027
MV/LV Substation CH***480Z | 10 kV | 400V(3ph) & 230V(single ph) | LV | 50 kVA :Pole Substation | 0.05 | --> | 0.05 | 0 | 0 | Constrained,otherwise capacity available =50kVA. | --> | 0.047 | 0 | 0 | 0 | 0 | 0.049 | 0 |  | --> | E20 ex GLASMORE | GLASMORE: T422 | GLASMORE |  | 53.5164 | -6.1174
MV/LV Substation CH***480Z | 10 kV | 400V(3ph) & 230V(single ph) | LV | 630 kVA :Building Structure | 0.63 | --> | 0.63 | 0 | 0 | Constrained,otherwise capacity available =500kVA. | --> | 0.598 | 0 | 0 | 0 | 0 | 0.5 | 0 |  | --> | C28 ex POPPINTREE | POPPINTREE: T102 | FINGLAS |  | 53.4046 | -6.302
MV/LV Substation CH***482Z | 10 kV | 400V(3ph) & 230V(single ph) | LV | 630 kVA :Building Structure | 0.63 | --> | 0.63 | 0 | 0 | Constrained,otherwise capacity available =500kVA. | --> | 0.598 | 0 | 0 | 0 | 0 | 0.5 | 0 |  | --> | C28 ex POPPINTREE | POPPINTREE: T102 | FINGLAS |  | 53.4049 | -6.3033
MV/LV Substation CH***483X | 20 kV | 400V(3ph) & 230V(single ph) | LV | 400 kVA :Building Structure | 0.4 | --> | 0.4 | 0 | 0 | Constrained,otherwise capacity available =400kVA. | --> | 0.38 | 0 | 0 | 0 | 0 | 0.4 | 0 |  | --> | C15 ex BALLYHAUNIS | BALLYHAUNIS: T41∥T42 | DALTON |  | 53.7604 | -8.7201
MV/LV Substation CH***487 | 10 kV | 400V(3ph) & 230V(single ph) | LV | 200 kVA :Pole Substation | 0.2 | --> | 0.2 | 0.112 | 2.6 |  | --> | 0.19 | 0 | 0 | 0 | 0.023 | 0.188 | 0 |  | --> | C26 ex CLIFDEN | CLIFDEN: T41∥T42 | GALWAY 110KV |  | 53.4891 | -10.0256
MV/LV Substation CH***488Y | 10 kV | 400V(3ph) & 230V(single ph) | LV | 400 kVA :Kiosk Substation | 0.4 | --> | 0.4 | 0 | 0 | Constrained,otherwise capacity available =318kVA. | --> | 0.38 | 0 | 0 | 0 | 0 | 0.412 | 0 |  | --> | C22 ex CAVAN | CAVAN: T42 | SHANKILL |  | 53.9931 | -7.3592
MV/LV Substation CH***496Z | 20 kV | 400V(3ph) & 230V(single ph) | LV | 100 kVA :Pole Substation | 0.1 | --> | 0.1 | 0.096 | 0.6 |  | --> | 0.095 | 0 | 0 | 0 | 0.004 | 0.095 | 0 |  | --> | C12 ex BALBRIGGAN | BALBRIGGAN: T42 | GLASMORE |  | 53.6093 | -6.2226
MV/LV Substation CH***496Z | 20 kV | 400V(3ph) & 230V(single ph) | LV | 400 kVA :Kiosk Substation | 0.4 | --> | 0.4 | 0 | 0 | Constrained,otherwise capacity available =344kVA. | --> | 0.38 | 0 | 0 | 0 | 0.009 | 0.399 | 0 |  | --> | E20 ex GLASMORE | GLASMORE: T422 | GLASMORE |  | 53.524 | -6.1704
MV/LV Substation CH***502Z | 10 kV | 400V(3ph) & 230V(single ph) | LV | 400 kVA :Building Structure | 0.4 | --> | 0.4 | 0.357 | 9.2 |  | --> | 0.38 | 0 | 0 | 0 | 0 | 0.406 | 0 |  | --> | C12 ex TRABEG | TRABEG: T101 | TRABEG |  | 51.8844 | -8.4612
MV/LV Substation CH***509X | 10 kV | 400V(3ph) & 230V(single ph) | LV | 400 kVA :Kiosk Substation | 0.4 | --> | 0.4 | 0.288 | 25.1 |  | --> | 0.38 | 0 | 0 | 0 | 0 | 0.417 | 0 |  | --> | C20 ex ARKLOW | ARKLOW: T101∥T102 | ARKLOW |  | 52.8125 | -6.153
MV/LV Substation CH***510X | 10 kV | 400V(3ph) & 230V(single ph) | LV | 400 kVA :Kiosk Substation | 0.4 | --> | 0.4 | 0.279 | 1.6 |  | --> | 0.38 | 0 | 0 | 0 | 0.013 | 0.405 | 0 |  | --> | C16 ex CLONDALKIN | CLONDALKIN: T42 | INCHICORE 220KV |  | 53.3193 | -6.4098
MV/LV Substation CH***511 | 10 kV | 400V(3ph) & 230V(single ph) | LV | 200 kVA :Pole Substation | 0.2 | --> | 0.2 | 0.081 | 0.7 |  | --> | 0.19 | 0 | 0 | 0 | 0.022 | 0.194 | 0 |  | --> | C12 ex AGHAMORE | AGHAMORE: T42 | LANESBORO |  | 53.6716 | -7.9855
MV/LV Substation CH***511Z | 10 kV | 400V(3ph) & 230V(single ph) | LV | 630 kVA :Building Structure | 0.63 | --> | 0.63 | 0.5 | 6.3 |  | --> | 0.598 | 0 | 0 | 0 | 0 | 0.5 | 0 |  | --> | C24 ex KILBARRY | KILBARRY: T43 | KILBARRY |  | 51.9081 | -8.4897
MV/LV Substation CH***512 | 20 kV | 400V(3ph) & 230V(single ph) | LV | 50 kVA :Pole Substation | 0.05 | --> | 0.05 | 0.034 | 3.7 |  | --> | 0.047 | 0 | 0 | 0 | 0 | 0.051 | 0 |  | --> | E21 ex CLARA | CLARA: T421 | THORNSBERRY |  | 53.3463 | -7.6187
MV/LV Substation CH***513Y | 10 kV | 400V(3ph) & 230V(single ph) | LV | 400 kVA :Kiosk Substation | 0.4 | --> | 0.4 | 0 | 0 | Constrained,otherwise capacity available =353kVA. | --> | 0.38 | 0 | 0 | 0 | 0 | 0.407 | 0 |  | --> | C22 ex MIDLETON | MIDLETON: T102 | MIDLETON |  | 51.9005 | -8.1701
MV/LV Substation CH***519X | 10 kV | 400V(3ph) & 230V(single ph) | LV | 400 kVA :Kiosk Substation | 0.4 | --> | 0.4 | 0.368 | 25.1 |  | --> | 0.38 | 0 | 0 | 0 | 0.007 | 0.397 | 0 |  | --> | C22 ex ARKLOW | ARKLOW: T101∥T102 | ARKLOW |  | 52.7938 | -6.1727
MV/LV Substation CH***522 | 20 kV | 400V(3ph) & 230V(single ph) | LV | 200 kVA :Pole Substation | 0.2 | --> | 0.2 | 0.149 | 1.6 |  | --> | 0.19 | 0 | 0 | 0 | 0.003 | 0.204 | 0 |  | --> | E18 ex GURRANEBANE | GURRANEBANE: T421∥T422 | OUGHTRAGH |  | 51.9065 | -10.3359
MV/LV Substation CH***527Z | 10 kV | 400V(3ph) & 230V(single ph) | LV | 400 kVA :Kiosk Substation | 0.4 | --> | 0.4 | 0 | 0 | Constrained,otherwise capacity available =294kVA. | --> | 0.38 | 0 | 0 | 0 | 0.017 | 0.398 | 0 |  | --> | C39 ex COLLEGE PARK | COLLEGE PARK: T103 | COLLEGE PARK |  | 53.4325 | -6.3758
MV/LV Substation CH***530 | 10 kV | 400V(3ph) & 230V(single ph) | LV | 200 kVA :Kiosk Substation | 0.2 | --> | 0.2 | 0.18 | 2.1 |  | --> | 0.19 | 0 | 0 | 0 | 0 | 0.203 | 0 |  | --> | C16 ex SALLYNOGGIN ROAD | SALLYNOGGIN ROAD: T42 | CHERRYWOOD |  | 53.2823 | -6.1216
MV/LV Substation CH***532Y | 10 kV | 400V(3ph) & 230V(single ph) | LV | 200 kVA :Kiosk Substation | 0.2 | --> | 0.2 | 0.16 | 4.8 |  | --> | 0.19 | 0 | 0 | 0 | 0.003 | 0.203 | 0 |  | --> | C21 ex ATHY | ATHY: T101 | ATHY |  | 53.0163 | -7.1385
MV/LV Substation CH***533X | 10 kV | 400V(3ph) & 230V(single ph) | LV | 200 kVA :Kiosk Substation | 0.2 | --> | 0.2 | 0.107 | 5.1 |  | --> | 0.19 | 0 | 0 | 0 | 0.019 | 0 | 0 | Constrained,otherwise capacity available =193kW. | --> | C15 ex CASTLEKNOCK | CASTLEKNOCK: T41∥T42 | FINGLAS |  | 53.3716 | -6.3439
MV/LV Substation CH***535Z | 10 kV | 400V(3ph) & 230V(single ph) | LV | 200 kVA :Kiosk Substation | 0.2 | --> | 0.2 | 0 | 0 | Constrained,otherwise capacity available =187kVA. | --> | 0.19 | 0 | 0 | 0 | 0 | 0.201 | 0 |  | --> | C39 ex COLLEGE PARK | COLLEGE PARK: T103 | COLLEGE PARK |  | 53.4325 | -6.3776
MV/LV Substation CH***541 | 20 kV | 400V(3ph) & 230V(single ph) | LV | 200 kVA :Pole Substation | 0.2 | --> | 0.2 | 0 | 0 | Constrained,otherwise capacity available =187kVA. | --> | 0.19 | 0 | 0 | 0 | 0 | 0 | 0 | Constrained,otherwise capacity available =201kW. | --> | E18 ex KILLYBEGS | KILLYBEGS: | N/A |  | 54.6441 | -8.4362
MV/LV Substation CH***541X | 10 kV | 400V(3ph) & 230V(single ph) | LV | 630 kVA :Building Structure | 0.63 | --> | 0.63 | 0 | 0 | Constrained,otherwise capacity available =500kVA. | --> | 0.598 | 0 | 0 | 0 | 0.027 | 0.5 | 0 |  | --> | C16 ex COOLCORCORAN | COOLCORCORAN: T41∥T42 | KNOCKEARAGH |  | 52.0602 | -9.5126
MV/LV Substation CH***541Z | 10 kV | 400V(3ph) & 230V(single ph) | LV | 100 kVA :Pole Substation | 0.1 | --> | 0.1 | 0 | 0 | Constrained,otherwise capacity available =82kVA. | --> | 0.095 | 0 | 0 | 0 | 0.009 | 0.092 | 0 |  | --> | C39 ex COLLEGE PARK | COLLEGE PARK: T103 | COLLEGE PARK |  | 53.4354 | -6.38
MV/LV Substation CH***542 | 20 kV | 400V(3ph) & 230V(single ph) | LV | 100 kVA :Pole Substation | 0.1 | --> | 0.1 | 0.086 | 2.2 |  | --> | 0.095 | 0 | 0 | 0 | 0.002 | 0 | 0 | Constrained,otherwise capacity available =99kW. | --> | E17 ex BALLYMACARRY | BALLYMACARRY: T421 | TRILLICK |  | 55.0843 | -7.4606
MV/LV Substation CH***543Z | 10 kV | 400V(3ph) & 230V(single ph) | LV | 630 kVA :Building Structure | 0.63 | --> | 0.63 | 0.5 | 15.8 |  | --> | 0.598 | 0 | 0 | 0 | 0.007 | 0.5 | 0 |  | --> | C36 ex CASTLEVIEW | CASTLEVIEW: T102 | CASTLEVIEW |  | 51.8998 | -8.3333
MV/LV Substation CH***545 | 10 kV | 400V(3ph) & 230V(single ph) | LV | 100 kVA :Pole Substation | 0.1 | --> | 0.1 | 0 | 0 | Constrained,otherwise capacity available =38kVA. | --> | 0.095 | 0 | 0 | 0 | 0.007 | 0.101 | 0 |  | --> | C17 ex CARRIGALINE | CARRIGALINE: T41∥T42 | BARNAHELY |  | 51.7972 | -8.2794
MV/LV Substation CH***549 | 10 kV | 400V(3ph) & 230V(single ph) | LV | 400 kVA :Building Structure | 0.4 | --> | 0.4 | 0.046 | 5.4 |  | --> | 0.38 | 0 | 0 | 0 | 0.02 | 0.431 | 0 |  | --> | C20 ex TEMPLEOGUE | TEMPLEOGUE: T41 | MILLTOWN (DR) |  | 53.2949 | -6.3128
MV/LV Substation CH***549X | 10 kV | 400V(3ph) & 230V(single ph) | LV | 400 kVA :Kiosk Substation | 0.4 | --> | 0.4 | 0 | 0 | Constrained,otherwise capacity available =365kVA. | --> | 0.38 | 0 | 0 | 0 | 0 | 0.405 | 0 |  | --> | C15 ex CULLION | CULLION: T41∥T42 | LETTERKENNY |  | 54.9549 | -7.6202
MV/LV Substation CH***550X | 10 kV | 400V(3ph) & 230V(single ph) | LV | 100 kVA :Pole Substation | 0.1 | --> | 0.1 | 0 | 0 | Constrained,otherwise capacity available =97kVA. | --> | 0.095 | 0 | 0 | 0 | 0 | 0.1 | 0 |  | --> | C12 ex SKIBBEREEN | SKIBBEREEN: T41∥T42 | DUNMANWAY |  | 51.5482 | -9.2605
MV/LV Substation CH***552Z | 10 kV | 400V(3ph) & 230V(single ph) | LV | 50 kVA :Pole Substation | 0.05 | --> | 0.05 | 0.04 | 0.1 |  | --> | 0.047 | 0 | 0 | 0 | 0.004 | 0.046 | 0 |  | --> | C17 ex ROSEHILL | ROSEHILL: T41 | KILKENNY |  | 52.6004 | -7.3085
MV/LV Substation CH***560X | 10 kV | 400V(3ph) & 230V(single ph) | LV | 200 kVA :Building Structure | 0.2 | --> | 0.2 | 0.186 | 2.8 |  | --> | 0.19 | 0 | 0 | 0 | 0.035 | 0 | 0 | Constrained,otherwise capacity available =164kW. | --> | C13 ex PALMERSTOWN | PALMERSTOWN: T41 | FINGLAS |  | 53.3442 | -6.3732
MV/LV Substation CH***560Y | 20 kV | 400V(3ph) & 230V(single ph) | LV | 200 kVA :Kiosk Substation | 0.2 | --> | 0.2 | 0.145 | 4.4 |  | --> | 0.19 | 0 | 0 | 0 | 0.01 | 0 | 0 | Constrained,otherwise capacity available =198kW. | --> | E21 ex SLANE | SLANE: T421 | DRYBRIDGE |  | 53.7122 | -6.5403
MV/LV Substation CH***563X | 20 kV | 400V(3ph) & 230V(single ph) | LV | 100 kVA :Pole Substation | 0.1 | --> | 0.1 | 0.089 | 1.3 |  | --> | 0.095 | 0 | 0 | 0 | 0.002 | 0.099 | 0 |  | --> | E11 ex KILCARRAGH | KILCARRAGH: T421∥T422 | BUTLERSTOWN |  | 52.2708 | -6.9919
MV/LV Substation CH***575 | 20 kV | 400V(3ph) & 230V(single ph) | LV | 50 kVA :Pole Substation | 0.05 | --> | 0.05 | 0.03 | 2.2 |  | --> | 0.047 | 0 | 0 | 0 | 0 | 0.052 | 0 |  | --> | C12 ex ROSSGEIR | ROSSGEIR: T41∥T42 | LETTERKENNY |  | 54.8084 | -7.5313
MV/LV Substation CH***575X | 10 kV | 400V(3ph) & 230V(single ph) | LV | 100 kVA :Pole Substation | 0.1 | --> | 0.1 | 0.052 | 0.2 |  | --> | 0.095 | 0 | 0 | 0 | 0 | 0.106 | 0 |  | --> | C18 ex LITTLE MILLS | LITTLE MILLS: T41 | DUNDALK |  | 53.9235 | -6.3988
MV/LV Substation CH***576X | 10 kV | 400V(3ph) & 230V(single ph) | LV | 1000 kVA :Building Structure | 1 | --> | 1 | 0 | 0 | Constrained,otherwise capacity available =500kVA. | --> | 0.95 | 0 | 0 | 0 | 0 | 0.5 | 0 |  | --> | C11 ex NEWMARKET (DR) | NEWMARKET (DR): T41 | FRANCIS STREET |  | 53.3414 | -6.2696
MV/LV Substation CH***578 | 10 kV | 400V(3ph) & 230V(single ph) | LV | 400 kVA :Kiosk Substation | 0.4 | --> | 0.4 | 0.192 | 1.6 |  | --> | 0.38 | 0 | 0 | 0 | 0.063 | 0.365 | 0 |  | --> | C12 ex DODDER ROAD | DODDER ROAD: T42 | MILLTOWN (DR) |  | 53.3063 | -6.2531
MV/LV Substation CH***580 | 20 kV | 400V(3ph) & 230V(single ph) | LV | 100 kVA :Pole Substation | 0.1 | --> | 0.1 | 0 | 5.3 |  | --> | 0.095 | 0 | 0 | 0 | 0.008 | 0.106 | 0 |  | --> | E17 ex BUSH | BUSH: T421∥T422 | DUNDALK |  | 54.0359 | -6.1854
MV/LV Substation CH***581Y | 10 kV | 400V(3ph) & 230V(single ph) | LV | 200 kVA :Kiosk Substation | 0.2 | --> | 0.2 | 0.127 | 1.6 |  | --> | 0.19 | 0 | 0 | 0 | 0.036 | 0.173 | 0 |  | --> | C20 ex CELBRIDGE | CELBRIDGE: T42 | GRIFFINRATH |  | 53.3279 | -6.5477
MV/LV Substation CH***582 | 10 kV | 400V(3ph) & 230V(single ph) | LV | 200 kVA :Pole Substation | 0.2 | --> | 0.2 | 0.171 | 3 |  | --> | 0.19 | 0 | 0 | 0 | 0 | 0.203 | 0 |  | --> | C11 ex CROSSMOLINA | CROSSMOLINA: T41∥T42 | MOY |  | 54.0962 | -9.3206
MV/LV Substation CH***585Y | 10 kV | 400V(3ph) & 230V(single ph) | LV | 630 kVA :Kiosk Substation | 0.63 | --> | 0.63 | 0 | 0 | Constrained,otherwise capacity available =500kVA. | --> | 0.598 | 0 | 0 | 0 | 0 | 0.5 | 0 |  | --> | C22 ex CAVAN | CAVAN: T42 | SHANKILL |  | 53.9933 | -7.3579
MV/LV Substation CH***593Z | 10 kV | 400V(3ph) & 230V(single ph) | LV | 400 kVA :Kiosk Substation | 0.4 | --> | 0.4 | 0.39 | 2.8 |  | --> | 0.38 | 0 | 0 | 0 | 0 | 0 | 0 | Constrained,otherwise capacity available =401kW. | --> | C11 ex PALMERSTOWN | PALMERSTOWN: T41 | FINGLAS |  | 53.3545 | -6.3512
MV/LV Substation CH***597Y | 20 kV | 400V(3ph) & 230V(single ph) | LV | 200 kVA :Pole Substation | 0.2 | --> | 0.2 | 0 | 0 | Constrained,otherwise capacity available =168kVA. | --> | 0.19 | 0 | 0 | 0 | 0 | 0 | 0 | Constrained,otherwise capacity available =204kW. | --> | C13 ex CLOYNE | CLOYNE: T41 | MIDLETON |  | 51.8296 | -8.0815
MV/LV Substation CH***598X | 10 kV | 400V(3ph) & 230V(single ph) | LV | 200 kVA :Kiosk Substation | 0.2 | --> | 0.2 | 0 | 0 | Constrained,otherwise capacity available =137kVA. | --> | 0.19 | 0 | 0 | 0 | 0.003 | 0 | 0 | Constrained,otherwise capacity available =206kW. | --> | C24 ex RAMSTOWN | RAMSTOWN: T41∥T42 | CRANE |  | 52.676 | -6.3015
MV/LV Substation CH***612 | 10 kV | 400V(3ph) & 230V(single ph) | LV | 400 kVA :Kiosk Substation | 0.4 | --> | 0.4 | 0.255 | 5.6 |  | --> | 0.38 | 0 | 0 | 0 | 0 | 0.422 | 0 |  | --> | C26 ex MILLTOWN (DR) | MILLTOWN (DR): T102 | INCHICORE 220KV |  | 53.2921 | -6.2582
MV/LV Substation CH***612Z | 20 kV | 400V(3ph) & 230V(single ph) | LV | 100 kVA :Pole Substation | 0.1 | --> | 0.1 | 0.078 | 4 |  | --> | 0.095 | 0 | 0 | 0 | 0 | 0.103 | 0 |  | --> | E20 ex KILLINICK | KILLINICK: T421∥T422 | WEXFORD |  | 52.2506 | -6.5142
MV/LV Substation CH***621X | 10 kV | 400V(3ph) & 230V(single ph) | LV | 400 kVA :Kiosk Substation | 0.4 | --> | 0.4 | 0.284 | 1.4 |  | --> | 0.38 | 0 | 0 | 0 | 0.011 | 0.406 | 0 |  | --> | C12 ex GRANGE (SR) | GRANGE (SR): T41∥T42 | BUTLERSTOWN |  | 52.2406 | -7.116
MV/LV Substation CH***622X | 10 kV | 400V(3ph) & 230V(single ph) | LV | 200 kVA :Pole Substation | 0.2 | --> | 0.2 | 0.184 | 4.6 |  | --> | 0.19 | 0 | 0 | 0 | 0 | 0.202 | 0 |  | --> | C12 ex BALLYRAINE | BALLYRAINE: T41∥T42 | LETTERKENNY |  | 54.9564 | -7.7133
MV/LV Substation CH***624Z | 10 kV | 400V(3ph) & 230V(single ph) | LV | 200 kVA :Kiosk Substation | 0.2 | --> | 0.2 | 0 | 0 | Constrained,otherwise capacity available =93kVA. | --> | 0.19 | 0 | 0 | 0 | 0 | 0.216 | 0 |  | --> | C18 ex MOUNTGORRY | MOUNTGORRY: T42 | GRANGE (DR) |  | 53.4496 | -6.1855
MV/LV Substation CH***635Z | 20 kV | 400V(3ph) & 230V(single ph) | LV | 400 kVA :Kiosk Substation | 0.4 | --> | 0.4 | 0 | 0 | Constrained,otherwise capacity available =307kVA. | --> | 0.38 | 0 | 0 | 0 | 0.01 | 0.403 | 0 |  | --> | E20 ex GLASMORE | GLASMORE: T422 | GLASMORE |  | 53.5235 | -6.1735
MV/LV Substation CH***638X | 10 kV | 400V(3ph) & 230V(single ph) | LV | 200 kVA :Kiosk Substation | 0.2 | --> | 0.2 | 0.159 | 1.3 |  | --> | 0.19 | 0 | 0 | 0 | 0.013 | 0 | 0 | Constrained,otherwise capacity available =192kW. | --> | C26 ex KILKEE | KILKEE: T41 | TULLABRACK |  | 52.7293 | -9.5284
MV/LV Substation CH***639X | 10 kV | 400V(3ph) & 230V(single ph) | LV | 630 kVA :Building Structure | 0.63 | --> | 0.63 | 0.5 | 1.5 |  | --> | 0.598 | 0 | 0 | 0 | 0 | 0.5 | 0 |  | --> | C20 ex GLOUCESTER PLACE | GLOUCESTER PLACE: T42 | MCDERMOTT |  | 53.357 | -6.2557
MV/LV Substation CH***642 | 20 kV | 400V(3ph) & 230V(single ph) | LV | 100 kVA :Pole Substation | 0.1 | --> | 0.1 | 0.076 | 1.3 |  | --> | 0.095 | 0 | 0 | 0 | 0.003 | 0.099 | 0 |  | --> | E11 ex KILCARRAGH | KILCARRAGH: T421∥T422 | BUTLERSTOWN |  | 52.2691 | -6.9959
MV/LV Substation CH***643 | 10 kV | 400V(3ph) & 230V(single ph) | LV | 630 kVA :Kiosk Substation | 0.63 | --> | 0.63 | 0 | 0 | Constrained,otherwise capacity available =399kVA. | --> | 0.598 | 0 | 0 | 0 | 0 | 0.5 | 0 |  | --> | C15 ex LEESON STREET | LEESON STREET: T41 | MILLTOWN (DR) |  | 53.326 | -6.2546
MV/LV Substation CH***644 | 20 kV | 400V(3ph) & 230V(single ph) | LV | 100 kVA :Pole Substation | 0.1 | --> | 0.1 | 0.075 | 1.3 |  | --> | 0.095 | 0 | 0 | 0 | 0 | 0.103 | 0 |  | --> | E11 ex KILCARRAGH | KILCARRAGH: T421∥T422 | BUTLERSTOWN |  | 52.2703 | -6.996
MV/LV Substation CH***644Z | 10 kV | 400V(3ph) & 230V(single ph) | LV | 630 kVA :Kiosk Substation | 0.63 | --> | 0.63 | 0.5 | 0.9 |  | --> | 0.598 | 0 | 0 | 0 | 0.01 | 0.5 | 0 |  | --> | C19 ex FAIRHILL | FAIRHILL: T42 | KILBARRY |  | 51.9041 | -8.4922
MV/LV Substation CH***646Y | 20 kV | 400V(3ph) & 230V(single ph) | LV | 50 kVA :Pole Substation | 0.05 | --> | 0.05 | 0 | 0 | Constrained,otherwise capacity available =48kVA. | --> | 0.047 | 0 | 0 | 0 | 0.007 | 0 | 0 | Constrained,otherwise capacity available =42kW. | --> | E12 ex PORTLAOISE | PORTLAOISE: T423∥T424 | PORTLAOISE |  | 53.0156 | -7.1445
MV/LV Substation CH***649Y | 10 kV | 400V(3ph) & 230V(single ph) | LV | 400 kVA :Kiosk Substation | 0.4 | --> | 0.4 | 0.293 | 1.5 |  | --> | 0.38 | 0 | 0 | 0 | 0.009 | 0.406 | 0 |  | --> | C13 ex MOUNT MISERY | MOUNT MISERY: T41 | WATERFORD |  | 52.2624 | -7.0929
MV/LV Substation CH***651 | 10 kV | 400V(3ph) & 230V(single ph) | LV | 100 kVA :Pole Substation | 0.1 | --> | 0.1 | 0.019 | 1.3 |  | --> | 0.095 | 0 | 0 | 0 | 0.003 | 0 | 0 | Constrained,otherwise capacity available =108kW. | --> | C26 ex KILKEE | KILKEE: T41 | TULLABRACK |  | 52.7313 | -9.5258
MV/LV Substation CH***654X | 10 kV | 400V(3ph) & 230V(single ph) | LV | 200 kVA :Kiosk Substation | 0.2 | --> | 0.2 | 0 | 0 | Constrained,otherwise capacity available =114kVA. | --> | 0.19 | 0 | 0 | 0 | 0 | 0.213 | 0 |  | --> | C13 ex BUTTEVANT | BUTTEVANT: T41∥T42 | MALLOW |  | 52.2165 | -8.5875
MV/LV Substation CH***659 | 10 kV | 400V(3ph) & 230V(single ph) | LV | 200 kVA :Building Structure | 0.2 | --> | 0.2 | 0.153 | 4.1 |  | --> | 0.19 | 0 | 0 | 0 | 0 | 0.207 | 0 |  | --> | C21 ex MOUNT MERRION | MOUNT MERRION: T41 | CARRICKMINES |  | 53.3011 | -6.1998
MV/LV Substation CH***670X | 10 kV | 400V(3ph) & 230V(single ph) | LV | 200 kVA :Pole Substation | 0.2 | --> | 0.2 | 0.053 | 2.2 |  | --> | 0.19 | 0 | 0 | 0 | 0 | 0.221 | 0 |  | --> | C26 ex KELLS | KELLS: T41∥T42 | NAVAN |  | 53.6876 | -6.8392
MV/LV Substation CH***671Z | 20 kV | 400V(3ph) & 230V(single ph) | LV | 200 kVA :Kiosk Substation | 0.2 | --> | 0.2 | 0.186 | 3.9 |  | --> | 0.19 | 0 | 0 | 0 | 0 | 0 | 0 | Constrained,otherwise capacity available =201kW. | --> | E16 ex ASHBOURNE | ASHBOURNE: T422 | FINGLAS |  | 53.5025 | -6.39
MV/LV Substation CH***674Y | 10 kV | 400V(3ph) & 230V(single ph) | LV | 400 kVA :Kiosk Substation | 0.4 | --> | 0.4 | 0 | 0 | Constrained,otherwise capacity available =171kVA. | --> | 0.38 | 0 | 0 | 0 | 0 | 0.434 | 0 |  | --> | C17 ex CLONMINCH | CLONMINCH: T41 | THORNSBERRY |  | 53.2749 | -7.4917
MV/LV Substation CH***678Y | 20 kV | 400V(3ph) & 230V(single ph) | LV | 50 kVA :Pole Substation | 0.05 | --> | 0.05 | 0 | 0 | Constrained,otherwise capacity available =49kVA. | --> | 0.047 | 0 | 0 | 0 | 0.01 | 0.038 | 0 |  | --> | E21 ex GLENAMADDY | GLENAMADDY: T422 | ATHLONE |  | 53.6405 | -8.6801
MV/LV Substation CH***687 | 10 kV | 400V(3ph) & 230V(single ph) | LV | 400 kVA :Kiosk Substation | 0.4 | --> | 0.4 | 0.284 | 4.2 |  | --> | 0.38 | 0 | 0 | 0 | 0.019 | 0.397 | 0 |  | --> | C12 ex LOUGHLINSTOWN | LOUGHLINSTOWN: T42 | CARRICKMINES |  | 53.2475 | -6.1333
MV/LV Substation CH***688X | 10 kV | 400V(3ph) & 230V(single ph) | LV | 50 kVA :Pole Substation | 0.05 | --> | 0.05 | 0 | 0 | Constrained,otherwise capacity available =41kVA. | --> | 0.047 | 0 | 0 | 0 | 0 | 0.05 | 0 |  | --> | C18 ex BALLYBAILIE | BALLYBAILIE: T41 | DUNDALK |  | 53.9187 | -6.4825
MV/LV Substation CH***688Y | 10 kV | 400V(3ph) & 230V(single ph) | LV | 400 kVA :Kiosk Substation | 0.4 | --> | 0.4 | 0.37 | 4.8 |  | --> | 0.38 | 0 | 0 | 0 | 0.008 | 0.396 | 0 |  | --> | C19 ex ATHY | ATHY: T101 | ATHY |  | 52.9901 | -6.977
MV/LV Substation CH***690 | 10 kV | 400V(3ph) & 230V(single ph) | LV | 630 kVA :Building Structure | 0.63 | --> | 0.63 | 0 | 0 | Constrained,otherwise capacity available =500kVA. | --> | 0.598 | 0 | 0 | 0 | 0 | 0.5 | 0 |  | --> | C15 ex LEESON STREET | LEESON STREET: T41 | MILLTOWN (DR) |  | 53.3261 | -6.2661
MV/LV Substation CH***695X | 20 kV | 400V(3ph) & 230V(single ph) | LV | 400 kVA :Kiosk Substation | 0.4 | --> | 0.4 | 0.237 | 6.3 |  | --> | 0.38 | 0 | 0 | 0 | 0.016 | 0 | 0 | Constrained,otherwise capacity available =407kW. | --> | E12 ex BAGENALSTOWN | BAGENALSTOWN: T421∥T422 | CARLOW |  | 52.7008 | -6.9585
MV/LV Substation CH***700 | 10 kV | 400V(3ph) & 230V(single ph) | LV | 50 kVA :Pole Substation | 0.05 | --> | 0.05 | 0.032 | 1.4 |  | --> | 0.047 | 0 | 0 | 0 | 0.003 | 0 | 0 | Constrained,otherwise capacity available =48kW. | --> | C20 ex POLLERTON | POLLERTON: T42 | CARLOW |  | 52.8321 | -6.8972
MV/LV Substation CH***700Z | 10 kV | 400V(3ph) & 230V(single ph) | LV | 200 kVA :Kiosk Substation | 0.2 | --> | 0.2 | 0 | 0 | Constrained,otherwise capacity available =169kVA. | --> | 0.19 | 0 | 0 | 0 | 0.002 | 0.202 | 0 |  | --> | C19 ex DOUGLAS | DOUGLAS: T42 | TRABEG |  | 51.8912 | -8.416
MV/LV Substation CH***701 | 20 kV | 400V(3ph) & 230V(single ph) | LV | 400 kVA :Kiosk Substation | 0.4 | --> | 0.4 | 0.202 | 5.1 |  | --> | 0.38 | 0 | 0 | 0 | 0.013 | 0.416 | 0 |  | --> | E15 ex BALLYBUNION | BALLYBUNION: T421∥T422 | TRIEN |  | 52.5134 | -9.671
MV/LV Substation CH***706Y | 10 kV | 400V(3ph) & 230V(single ph) | LV | 200 kVA :Kiosk Substation | 0.2 | --> | 0.2 | 0 | 0 | Constrained,otherwise capacity available =139kVA. | --> | 0.19 | 0 | 0 | 0 | 0.015 | 0.193 | 0 |  | --> | C23 ex ATHLONE | ATHLONE: T41 | ATHLONE |  | 53.4379 | -7.9323
MV/LV Substation CH***707X | 10 kV | 400V(3ph) & 230V(single ph) | LV | 400 kVA :Kiosk Substation | 0.4 | --> | 0.4 | 0.283 | 3.1 |  | --> | 0.38 | 0 | 0 | 0 | 0.018 | 0.399 | 0 |  | --> | C19 ex TRABEG | TRABEG: T102 | TRABEG |  | 51.8642 | -8.4376
MV/LV Substation CH***708Y | 20 kV | 400V(3ph) & 230V(single ph) | LV | 200 kVA :Pole Substation | 0.2 | --> | 0.2 | 0.178 | 2.5 |  | --> | 0.19 | 0 | 0 | 0 | 0 | 0 | 0 | Constrained,otherwise capacity available =203kW. | --> | E15 ex TULLOW | TULLOW: T421 | CARLOW |  | 52.8045 | -6.7457
MV/LV Substation CH***710 | 10 kV | 400V(3ph) & 230V(single ph) | LV | 200 kVA :Kiosk Substation | 0.2 | --> | 0.2 | 0 | 0 | Constrained,otherwise capacity available =156kVA. | --> | 0.19 | 0 | 0 | 0 | 0.006 | 0 | 0 | Constrained,otherwise capacity available =199kW. | --> | C11 ex BELLFIELD | BELLFIELD: T41∥T42 | CRANE |  | 52.5079 | -6.5868
MV/LV Substation CH***712 | 10 kV | 400V(3ph) & 230V(single ph) | LV | 100 kVA :Pole Substation | 0.1 | --> | 0.1 | 0 | 0 | Constrained,otherwise capacity available =72kVA. | --> | 0.095 | 0 | 0 | 0 | 0.003 | 0.1 | 0 |  | --> | C17 ex CARRIGALINE | CARRIGALINE: T41∥T42 | BARNAHELY |  | 51.7962 | -8.2836
MV/LV Substation CH***714 | 10 kV | 400V(3ph) & 230V(single ph) | LV | 630 kVA :Kiosk Substation | 0.63 | --> | 0.63 | 0.5 | 3.1 |  | --> | 0.598 | 0 | 0 | 0 | 0 | 0.5 | 0 |  | --> | C14 ex CRUMLIN | CRUMLIN: T42 | INCHICORE 220KV |  | 53.3135 | -6.3235
MV/LV Substation CH***716X | 20 kV | 400V(3ph) & 230V(single ph) | LV | 400 kVA :Kiosk Substation | 0.4 | --> | 0.4 | 0.299 | 2.6 |  | --> | 0.38 | 0 | 0 | 0 | 0.028 | 0.386 | 0 |  | --> | E19 ex KILCOCK | KILCOCK: T421 | GRIFFINRATH |  | 53.3934 | -6.6732
MV/LV Substation CH***717X | 20 kV | 400V(3ph) & 230V(single ph) | LV | 400 kVA :Kiosk Substation | 0.4 | --> | 0.4 | 0.329 | 2.6 |  | --> | 0.38 | 0 | 0 | 0 | 0 | 0.411 | 0 |  | --> | E19 ex KILCOCK | KILCOCK: T421 | GRIFFINRATH |  | 53.3915 | -6.672
MV/LV Substation CH***718X | 20 kV | 400V(3ph) & 230V(single ph) | LV | 400 kVA :Kiosk Substation | 0.4 | --> | 0.4 | 0.332 | 2.6 |  | --> | 0.38 | 0 | 0 | 0 | 0 | 0.41 | 0 |  | --> | E19 ex KILCOCK | KILCOCK: T421 | GRIFFINRATH |  | 53.3919 | -6.6693
MV/LV Substation CH***718Y | 10 kV | 400V(3ph) & 230V(single ph) | LV | 1000 kVA :Building Structure | 1 | --> | 1 | 0.5 | 9 |  | --> | 0.95 | 0 | 0 | 0 | 0 | 0.5 | 0 |  | --> | C21 ex SINGLAND | SINGLAND: T101 | SINGLAND |  | 52.658 | -8.5941
MV/LV Substation CH***719Y | 10 kV | 400V(3ph) & 230V(single ph) | LV | 1000 kVA :Building Structure | 1 | --> | 1 | 0.5 | 9 |  | --> | 0.95 | 0 | 0 | 0 | 0 | 0.5 | 0 |  | --> | C21 ex SINGLAND | SINGLAND: T101 | SINGLAND |  | 52.6552 | -8.5947
MV/LV Substation CH***729Y | 20 kV | 400V(3ph) & 230V(single ph) | LV | 400 kVA :Kiosk Substation | 0.4 | --> | 0.4 | 0.328 | 4.4 |  | --> | 0.38 | 0 | 0 | 0 | 0.007 | 0 | 0 | Constrained,otherwise capacity available =403kW. | --> | E21 ex SLANE | SLANE: T421 | DRYBRIDGE |  | 53.7099 | -6.5462
MV/LV Substation CH***731X | 10 kV | 400V(3ph) & 230V(single ph) | LV | 200 kVA :Pole Substation | 0.2 | --> | 0.2 | 0.192 | 1.9 |  | --> | 0.19 | 0 | 0 | 0 | 0 | 0.2 | 0 |  | --> | C12 ex ROSCOMMON | ROSCOMMON: T42 | LANESBORO |  | 53.639 | -8.2052
MV/LV Substation CH***733Z | 20 kV | 400V(3ph) & 230V(single ph) | LV | 200 kVA :Kiosk Substation | 0.2 | --> | 0.2 | 0.2 | 1.3 |  | --> | 0.19 | 0 | 0 | 0 | 0 | 0.2 | 0 |  | --> | E11 ex KILCULLEN | KILCULLEN: T424 | STRATFORD |  | 53.0568 | -6.7029
MV/LV Substation CH***735 | 20 kV | 400V(3ph) & 230V(single ph) | LV | 200 kVA :Pole Substation | 0.2 | --> | 0.2 | 0.091 | 1.6 |  | --> | 0.19 | 0 | 0 | 0 | 0 | 0.216 | 0 |  | --> | E11 ex MILLTOWN (SR) | MILLTOWN (SR): T421 | OUGHTRAGH |  | 52.1439 | -9.7148
MV/LV Substation CH***741 | 10 kV | 400V(3ph) & 230V(single ph) | LV | 630 kVA :Kiosk Substation | 0.63 | --> | 0.63 | 0.383 | 2.1 |  | --> | 0.598 | 0 | 0 | 0 | 0.021 | 0.5 | 0 |  | --> | C13 ex TEMPLEOGUE | TEMPLEOGUE: T42 | MILLTOWN (DR) |  | 53.2962 | -6.2934
MV/LV Substation CH***744 | 10 kV | 400V(3ph) & 230V(single ph) | LV | 630 kVA :Building Structure | 0.63 | --> | 0.63 | 0.5 | 1.1 |  | --> | 0.598 | 0 | 0 | 0 | 0 | 0.5 | 0 |  | --> | C47 ex BEDFORD ROW | BEDFORD ROW: T41 | FRANCIS STREET |  | 53.344 | -6.2608
MV/LV Substation CH***747 | 10 kV | 400V(3ph) & 230V(single ph) | LV | 200 kVA :Pole Substation | 0.2 | --> | 0.2 | 0 | 0 | Constrained,otherwise capacity available =111kVA. | --> | 0.19 | 0 | 0 | 0 | 0.023 | 0.188 | 0 |  | --> | E20 ex GLASMORE | GLASMORE: T422 | GLASMORE |  | 53.5149 | -6.1112
MV/LV Substation CH***751Z | 20 kV | 400V(3ph) & 230V(single ph) | LV | 200 kVA :Kiosk Substation | 0.2 | --> | 0.2 | 0.187 | 8.6 |  | --> | 0.19 | 0 | 0 | 0 | 0 | 0.201 | 0 |  | --> | E18 ex BALTRASNA | BALTRASNA: T122 | BALTRASNA |  | 53.5065 | -6.46
MV/LV Substation CH***755 | 10 kV | 400V(3ph) & 230V(single ph) | LV | 1000 kVA :Building Structure | 1 | --> | 1 | 0.195 | 0.7 |  | --> | 0.95 | 0 | 0 | 0 | 0 | 0.5 | 0 |  | --> | C17 ex GLOUCESTER PLACE | GLOUCESTER PLACE: T41 | MCDERMOTT |  | 53.3496 | -6.2657
MV/LV Substation CH***755Z | 10 kV | 400V(3ph) & 230V(single ph) | LV | 630 kVA :Kiosk Substation | 0.63 | --> | 0.63 | 0.266 | 0.9 |  | --> | 0.598 | 0 | 0 | 0 | 0.003 | 0.5 | 0 |  | --> | C20 ex MULGANNON | MULGANNON: T42 | WEXFORD |  | 52.3044 | -6.4583
MV/LV Substation CH***757X | 10 kV | 400V(3ph) & 230V(single ph) | LV | 630 kVA :Building Structure | 0.63 | --> | 0.63 | 0.5 | 2.1 |  | --> | 0.598 | 0 | 0 | 0 | 0 | 0.5 | 0 |  | --> | C18 ex SOUTH KING STREET | SOUTH KING STREET: T42 | FRANCIS STREET |  | 53.3412 | -6.2686
MV/LV Substation CH***760X | 10 kV | 400V(3ph) & 230V(single ph) | LV | 100 kVA :Pole Substation | 0.1 | --> | 0.1 | 0 | 0 | Constrained,otherwise capacity available =80kVA. | --> | 0.095 | 0 | 0 | 0 | 0.001 | 0.102 | 0 |  | --> | C18 ex BALLYBAILIE | BALLYBAILIE: T41 | DUNDALK |  | 53.9469 | -6.5436
MV/LV Substation CH***760Z | 20 kV | 400V(3ph) & 230V(single ph) | LV | 400 kVA :Kiosk Substation | 0.4 | --> | 0.4 | 0 | 0 | Constrained,otherwise capacity available =326kVA. | --> | 0.38 | 0 | 0 | 0 | 0.148 | 0 | 0 | Constrained,otherwise capacity available =255kW. | --> | E15 ex ASHBOURNE | ASHBOURNE: T421 | FINGLAS |  | 53.5085 | -6.4072
MV/LV Substation CH***761Z | 20 kV | 400V(3ph) & 230V(single ph) | LV | 400 kVA :Kiosk Substation | 0.4 | --> | 0.4 | 0 | 0 | Constrained,otherwise capacity available =182kVA. | --> | 0.38 | 0 | 0 | 0 | 0.195 | 0 | 0 | Constrained,otherwise capacity available =227kW. | --> | E15 ex ASHBOURNE | ASHBOURNE: T421 | FINGLAS |  | 53.5076 | -6.4069
MV/LV Substation CH***763Y | 10 kV | 400V(3ph) & 230V(single ph) | LV | 200 kVA :Kiosk Substation | 0.2 | --> | 0.2 | 0 | 0 | Constrained,otherwise capacity available =190kVA. | --> | 0.19 | 0 | 0 | 0 | 0 | 0.201 | 0 |  | --> | C23 ex ATHLONE | ATHLONE: T41 | ATHLONE |  | 53.4346 | -7.935
MV/LV Substation CH***773Z | 10 kV | 400V(3ph) & 230V(single ph) | LV | 200 kVA :Kiosk Substation | 0.2 | --> | 0.2 | 0 | 0 | Constrained,otherwise capacity available =173kVA. | --> | 0.19 | 0 | 0 | 0 | 0.022 | 0.18 | 0 |  | --> | C17 ex NAAS | NAAS: T41 | NEWBRIDGE |  | 53.2131 | -6.6796
MV/LV Substation CH***775X | 10 kV | 400V(3ph) & 230V(single ph) | LV | 200 kVA :Kiosk Substation | 0.2 | --> | 0.2 | 0.154 | 2.2 |  | --> | 0.19 | 0 | 0 | 0 | 0 | 0.207 | 0 |  | --> | C13 ex MALLOW | MALLOW: T41 | MALLOW |  | 52.1386 | -8.6461
MV/LV Substation CH***780Y | 10 kV | 400V(3ph) & 230V(single ph) | LV | 630 kVA :Kiosk Substation | 0.63 | --> | 0.63 | 0 | 0 | Constrained,otherwise capacity available =500kVA. | --> | 0.598 | 0 | 0 | 0 | 0 | 0.5 | 0 |  | --> | C22 ex MIDLETON | MIDLETON: T102 | MIDLETON |  | 51.9107 | -8.1945
MV/LV Substation CH***786Y | 10 kV | 400V(3ph) & 230V(single ph) | LV | 630 kVA :Kiosk Substation | 0.63 | --> | 0.63 | 0 | 0 | Constrained,otherwise capacity available =475kVA. | --> | 0.598 | 0 | 0 | 0 | 0.003 | 0.5 | 0 |  | --> | C23 ex CLONMINCH | CLONMINCH: T41 | THORNSBERRY |  | 53.2654 | -7.4698
MV/LV Substation CH***788Z | 10 kV | 400V(3ph) & 230V(single ph) | LV | 50 kVA :Pole Substation | 0.05 | --> | 0.05 | 0.027 | 1.7 |  | --> | 0.047 | 0 | 0 | 0 | 0 | 0.052 | 0 |  | --> | C24 ex BISHOPSTOWN | BISHOPSTOWN: T42 | KILBARRY |  | 51.8638 | -8.5145
MV/LV Substation CH***789 | 10 kV | 400V(3ph) & 230V(single ph) | LV | 400 kVA :Kiosk Substation | 0.4 | --> | 0.4 | 0.327 | 1.4 |  | --> | 0.38 | 0 | 0 | 0 | 0.007 | 0 | 0 | Constrained,otherwise capacity available =403kW. | --> | C20 ex POLLERTON | POLLERTON: T42 | CARLOW |  | 52.8249 | -6.8956
MV/LV Substation CH***792X | 20 kV | 400V(3ph) & 230V(single ph) | LV | 200 kVA :Pole Substation | 0.2 | --> | 0.2 | 0.194 | 1.6 |  | --> | 0.19 | 0 | 0 | 0 | 0 | 0.2 | 0 |  | --> | E16 ex MILLTOWN (SR) | MILLTOWN (SR): T422 | OUGHTRAGH |  | 52.108 | -9.7787
MV/LV Substation CH***795 | 20 kV | 400V(3ph) & 230V(single ph) | LV | 100 kVA :Pole Substation | 0.1 | --> | 0.1 | 0.052 | 1.8 |  | --> | 0.095 | 0 | 0 | 0 | 0.01 | 0.096 | 0 |  | --> | C26 ex DUNDALK | DUNDALK: T41 | DUNDALK |  | 54.002 | -6.5777
MV/LV Substation CH***797 | 20 kV | 400V(3ph) & 230V(single ph) | LV | 50 kVA :Pole Substation | 0.05 | --> | 0.05 | 0.04 | 1.4 |  | --> | 0.047 | 0 | 0 | 0 | 0 | 0.051 | 0 |  | --> | E18 ex GARRANACANTY | GARRANACANTY: T422 | TIPPERARY |  | 52.5531 | -8.177
MV/LV Substation CH***804X | 10 kV | 400V(3ph) & 230V(single ph) | LV | 630 kVA :Building Structure | 0.63 | --> | 0.63 | 0 | 0 | Constrained,otherwise capacity available =500kVA. | --> | 0.598 | 0 | 0 | 0 | 0 | 0.5 | 0 |  | --> | C41 ex NORTH QUAYS | NORTH QUAYS: T102 | POOLBEG |  | 53.3507 | -6.2356
MV/LV Substation CH***811 | 20 kV | 400V(3ph) & 230V(single ph) | LV | 200 kVA :Kiosk Substation | 0.2 | --> | 0.2 | 0 | 0 | Constrained,otherwise capacity available =197kVA. | --> | 0.19 | 0 | 0 | 0 | 0 | 0.2 | 0 |  | --> | E14 ex DALTON | DALTON: T421∥T422 | DALTON |  | 53.7862 | -8.9138
MV/LV Substation CH***814 | 10 kV | 400V(3ph) & 230V(single ph) | LV | 400 kVA :Kiosk Substation | 0.4 | --> | 0.4 | 0.309 | 6 |  | --> | 0.38 | 0 | 0 | 0 | 0.004 | 0 | 0 | Constrained,otherwise capacity available =409kW. | --> | E15 ex ABBEYFEALE | ABBEYFEALE: T421 | TRIEN |  | 52.3868 | -9.3007
MV/LV Substation CH***820X | 10 kV | 400V(3ph) & 230V(single ph) | LV | 200 kVA :Kiosk Substation | 0.2 | --> | 0.2 | 0.125 | 8.3 |  | --> | 0.19 | 0 | 0 | 0 | 0.041 | 0.168 | 0 |  | --> | C12 ex MONREAD | MONREAD: T102 | MONREAD |  | 53.2304 | -6.659
MV/LV Substation CH***840 | 10 kV | 400V(3ph) & 230V(single ph) | LV | 100 kVA :Pole Substation | 0.1 | --> | 0.1 | 0.034 | 0.4 |  | --> | 0.095 | 0 | 0 | 0 | 0.006 | 0 | 0 | Constrained,otherwise capacity available =103kW. | --> | C15 ex GARRYSPILLANE | GARRYSPILLANE: T41 | TIPPERARY |  | 52.3709 | -8.3443
MV/LV Substation CH***840 | 10 kV | 400V(3ph) & 230V(single ph) | LV | 200 kVA :Kiosk Substation | 0.2 | --> | 0.2 | 0.113 | 3.4 |  | --> | 0.19 | 0 | 0 | 0 | 0.007 | 0.205 | 0 |  | --> | C15 ex STICKILLEN | STICKILLEN: T41∥T42 | DRYBRIDGE |  | 53.8469 | -6.5369
MV/LV Substation CH***841Y | 20 kV | 400V(3ph) & 230V(single ph) | LV | 200 kVA :Kiosk Substation | 0.2 | --> | 0.2 | 0 | 0 | Constrained,otherwise capacity available =125kVA. | --> | 0.19 | 0 | 0 | 0 | 0.005 | 0.206 | 0 |  | --> | E17 ex DULEEK | DULEEK: T421∥T422 | DRYBRIDGE |  | 53.628 | -6.5297
MV/LV Substation CH***843X | 10 kV | 400V(3ph) & 230V(single ph) | LV | 1000 kVA :Building Structure | 1 | --> | 1 | 0 | 0 | Constrained,otherwise capacity available =500kVA. | --> | 0.95 | 0 | 0 | 0 | 0 | 0.5 | 0 |  | --> | C18 ex NORTH QUAYS | NORTH QUAYS: T102 | POOLBEG |  | 53.3564 | -6.2339
MV/LV Substation CH***843Y | 10 kV | 400V(3ph) & 230V(single ph) | LV | 400 kVA :Kiosk Substation | 0.4 | --> | 0.4 | 0 | 0 | Constrained,otherwise capacity available =298kVA. | --> | 0.38 | 0 | 0 | 0 | 0.015 | 0.399 | 0 |  | --> | C13 ex RAHEEN | RAHEEN: T41 | LIMERICK |  | 52.6212 | -8.6447
MV/LV Substation CH***844Z | 20 kV | 400V(3ph) & 230V(single ph) | LV | 200 kVA :Pole Substation | 0.2 | --> | 0.2 | 0.171 | 4 |  | --> | 0.19 | 0 | 0 | 0 | 0.017 | 0.186 | 0 |  | --> | E12 ex KILLINICK | KILLINICK: T421∥T422 | WEXFORD |  | 52.2369 | -6.3564
MV/LV Substation CH***849Y | 20 kV | 400V(3ph) & 230V(single ph) | LV | 50 kVA :Pole Substation | 0.05 | --> | 0.05 | 0 | 0 | Constrained,otherwise capacity available =48kVA. | --> | 0.047 | 0 | 0 | 0 | 0 | 0.049 | 0 |  | --> | E17 ex JULIANSTOWN | JULIANSTOWN: T421∥T422 | DRYBRIDGE |  | 53.6749 | -6.2799
MV/LV Substation CH***852Y | 20 kV | 400V(3ph) & 230V(single ph) | LV | 400 kVA :Kiosk Substation | 0.4 | --> | 0.4 | 0 | 0 | Constrained,otherwise capacity available =297kVA. | --> | 0.38 | 0 | 0 | 0 | 0.005 | 0.41 | 0 |  | --> | E12 ex ACADEMY STREET | ACADEMY STREET: T421∥T422 | NAVAN |  | 53.6357 | -6.6495
MV/LV Substation CH***858 | 10 kV | 400V(3ph) & 230V(single ph) | LV | 1000 kVA :Building Structure | 1 | --> | 1 | 0 | 0 | Constrained,otherwise capacity available =500kVA. | --> | 0.95 | 0 | 0 | 0 | 0 | 0.5 | 0 |  | --> | C11 ex NEWMARKET (DR) | NEWMARKET (DR): T41 | FRANCIS STREET |  | 53.3417 | -6.2694
MV/LV Substation CH***859 | 10 kV | 400V(3ph) & 230V(single ph) | LV | 200 kVA :Pole Substation | 0.2 | --> | 0.2 | 0.164 | 0.4 |  | --> | 0.19 | 0 | 0 | 0 | 0 | 0 | 0 | Constrained,otherwise capacity available =205kW. | --> | C25 ex GARRYSPILLANE | GARRYSPILLANE: T41 | TIPPERARY |  | 52.4346 | -8.4123
MV/LV Substation CH***859Z | 20 kV | 400V(3ph) & 230V(single ph) | LV | 200 kVA :Kiosk Substation | 0.2 | --> | 0.2 | 0.183 | 12.9 |  | --> | 0.19 | 0 | 0 | 0 | 0.02 | 0.181 | 0 |  | --> | E12 ex COOLROE | COOLROE: T122 | COOLROE |  | 51.8763 | -8.6634
MV/LV Substation CH***861Y | 20 kV | 400V(3ph) & 230V(single ph) | LV | 100 kVA :Pole Substation | 0.1 | --> | 0.1 | 0.079 | 1.9 |  | --> | 0.095 | 0 | 0 | 0 | 0.003 | 0.099 | 0 |  | --> | C20 ex ROSCOMMON | ROSCOMMON: T42 | LANESBORO |  | 53.7773 | -8.2447
MV/LV Substation CH***862X | 10 kV | 400V(3ph) & 230V(single ph) | LV | 1000 kVA :Building Structure | 1 | --> | 1 | 0.5 | 1.7 |  | --> | 0.95 | 0 | 0 | 0 | 0 | 0.5 | 0 |  | --> | C12 ex SHERIFF STREET | SHERIFF STREET: T42 | FRANCIS STREET |  | 53.3489 | -6.2474
MV/LV Substation CH***872X | 20 kV | 400V(3ph) & 230V(single ph) | LV | 200 kVA :Kiosk Substation | 0.2 | --> | 0.2 | 0.12 | 0.4 |  | --> | 0.19 | 0 | 0 | 0 | 0.031 | 0.179 | 0 |  | --> | E33 ex TRIM | TRIM: T421 | NAVAN |  | 53.4874 | -6.8095
MV/LV Substation CH***880 | 10 kV | 400V(3ph) & 230V(single ph) | LV | 400 kVA :Kiosk Substation | 0.4 | --> | 0.4 | 0 | 0 | Constrained,otherwise capacity available =283kVA. | --> | 0.38 | 0 | 0 | 0 | 0.009 | 0.408 | 0 |  | --> | C22 ex GREYSTONES | GREYSTONES: T42 | FASSAROE |  | 53.1283 | -6.0636
MV/LV Substation CH***881 | 10 kV | 400V(3ph) & 230V(single ph) | LV | 630 kVA :Building Structure | 0.63 | --> | 0.63 | 0 | 0 | Constrained,otherwise capacity available =403kVA. | --> | 0.598 | 0 | 0 | 0 | 0.039 | 0.5 | 0 |  | --> | C22 ex GREYSTONES | GREYSTONES: T42 | FASSAROE |  | 53.1272 | -6.0634
MV/LV Substation CH***882 | 10 kV | 400V(3ph) & 230V(single ph) | LV | 400 kVA :Kiosk Substation | 0.4 | --> | 0.4 | 0 | 0 | Constrained,otherwise capacity available =342kVA. | --> | 0.38 | 0 | 0 | 0 | 0.018 | 0.389 | 0 |  | --> | C22 ex GREYSTONES | GREYSTONES: T42 | FASSAROE |  | 53.1293 | -6.0659
MV/LV Substation CH***883 | 10 kV | 400V(3ph) & 230V(single ph) | LV | 400 kVA :Kiosk Substation | 0.4 | --> | 0.4 | 0 | 0 | Constrained,otherwise capacity available =302kVA. | --> | 0.38 | 0 | 0 | 0 | 0.007 | 0.407 | 0 |  | --> | C22 ex GREYSTONES | GREYSTONES: T42 | FASSAROE |  | 53.129 | -6.0691
MV/LV Substation CH***884 | 10 kV | 400V(3ph) & 230V(single ph) | LV | 400 kVA :Kiosk Substation | 0.4 | --> | 0.4 | 0 | 0 | Constrained,otherwise capacity available =251kVA. | --> | 0.38 | 0 | 0 | 0 | 0.096 | 0.321 | 0 |  | --> | C22 ex GREYSTONES | GREYSTONES: T42 | FASSAROE |  | 53.1276 | -6.0714
MV/LV Substation CH***884 | 20 kV | 400V(3ph) & 230V(single ph) | LV | 200 kVA :Pole Substation | 0.2 | --> | 0.2 | 0.18 | 5.1 |  | --> | 0.19 | 0 | 0 | 0 | 0 | 0.203 | 0 |  | --> | E15 ex BALLYBUNION | BALLYBUNION: T421∥T422 | TRIEN |  | 52.5165 | -9.6691
MV/LV Substation CH***889 | 20 kV | 400V(3ph) & 230V(single ph) | LV | 100 kVA :Pole Substation | 0.1 | --> | 0.1 | 0 | 0 | Constrained,otherwise capacity available =82kVA. | --> | 0.095 | 0 | 0 | 0 | 0.003 | 0.099 | 0 |  | --> | E12 ex CARRIGSHANE | CARRIGSHANE: T422 | MIDLETON |  | 51.9154 | -8.1216
MV/LV Substation CH***890X | 20 kV | 400V(3ph) & 230V(single ph) | LV | 100 kVA :Pole Substation | 0.1 | --> | 0.1 | 0.096 | 3.7 |  | --> | 0.095 | 0 | 0 | 0 | 0 | 0.1 | 0 |  | --> | E15 ex JENKINSTOWN | JENKINSTOWN: T421∥T422 | DUNDALK |  | 54.0374 | -6.3151
MV/LV Substation CH***890Y | 10 kV | 400V(3ph) & 230V(single ph) | LV | 400 kVA :Kiosk Substation | 0.4 | --> | 0.4 | 0.293 | 0.8 |  | --> | 0.38 | 0 | 0 | 0 | 0.007 | 0.409 | 0 |  | --> | C14 ex KNOCKMULLEN | KNOCKMULLEN: T42 | GREAT ISLAND |  | 52.3891 | -6.9354
MV/LV Substation CH***894 | 10 kV | 400V(3ph) & 230V(single ph) | LV | 400 kVA :Kiosk Substation | 0.4 | --> | 0.4 | 0 | 0 | Constrained,otherwise capacity available =279kVA. | --> | 0.38 | 0 | 0 | 0 | 0.007 | 0.411 | 0 |  | --> | C22 ex GREYSTONES | GREYSTONES: T42 | FASSAROE |  | 53.1269 | -6.065
MV/LV Substation CH***895 | 10 kV | 400V(3ph) & 230V(single ph) | LV | 100 kVA :Pole Substation | 0.1 | --> | 0.1 | 0.085 | 3.8 |  | --> | 0.095 | 0 | 0 | 0 | 0 | 0.102 | 0 |  | --> | C19 ex KINGSCOURT | KINGSCOURT: T41 | MEATH HILL |  | 53.8487 | -6.8079
MV/LV Substation CH***897X | 10 kV | 400V(3ph) & 230V(single ph) | LV | 400 kVA :Kiosk Substation | 0.4 | --> | 0.4 | 0 | 0 | Constrained,otherwise capacity available =347kVA. | --> | 0.38 | 0 | 0 | 0 | 0.004 | 0 | 0 | Constrained,otherwise capacity available =403kW. | --> | C11 ex BELLFIELD | BELLFIELD: T41∥T42 | CRANE |  | 52.5049 | -6.5865
MV/LV Substation CH***900 | 10 kV | 400V(3ph) & 230V(single ph) | LV | 630 kVA :Kiosk Substation | 0.63 | --> | 0.63 | 0 | 0 | Constrained,otherwise capacity available =179kVA. | --> | 0.598 | 0 | 0 | 0 | 0.039 | 0.5 | 0 |  | --> | C22 ex GREYSTONES | GREYSTONES: T42 | FASSAROE |  | 53.1234 | -6.0767
MV/LV Substation CH***900X | 10 kV | 400V(3ph) & 230V(single ph) | LV | 400 kVA :Kiosk Substation | 0.4 | --> | 0.4 | 0.29 | 1.4 |  | --> | 0.38 | 0 | 0 | 0 | 0.024 | 0.391 | 0 |  | --> | C12 ex GRANGE (SR) | GRANGE (SR): T41∥T42 | BUTLERSTOWN |  | 52.2429 | -7.1176
MV/LV Substation CH***900X | 10 kV | 400V(3ph) & 230V(single ph) | LV | 400 kVA :Kiosk Substation | 0.4 | --> | 0.4 | 0 | 0 | Constrained,otherwise capacity available =242kVA. | --> | 0.38 | 0 | 0 | 0 | 0.028 | 0.394 | 0 |  | --> | C16 ex SAGGART | SAGGART: T41∥T42 | GRANGE CASTLE |  | 53.2803 | -6.4748
MV/LV Substation CH***902 | 10 kV | 400V(3ph) & 230V(single ph) | LV | 630 kVA :Kiosk Substation | 0.63 | --> | 0.63 | 0 | 0 | Constrained,otherwise capacity available =500kVA. | --> | 0.598 | 0 | 0 | 0 | 0.027 | 0.5 | 0 |  | --> | C22 ex GREYSTONES | GREYSTONES: T42 | FASSAROE |  | 53.125 | -6.0763
MV/LV Substation CH***904X | 10 kV | 400V(3ph) & 230V(single ph) | LV | 200 kVA :Kiosk Substation | 0.2 | --> | 0.2 | 0.127 | 12.2 |  | --> | 0.19 | 0 | 0 | 0 | 0.002 | 0.208 | 0 |  | --> | C28 ex SALTHILL | SALTHILL: T102 | SALTHILL |  | 53.2658 | -9.1288
MV/LV Substation CH***906 | 10 kV | 400V(3ph) & 230V(single ph) | LV | 50 kVA :Pole Substation | 0.05 | --> | 0.05 | 0.023 | 12.2 |  | --> | 0.047 | 0 | 0 | 0 | 0.015 | 0.037 | 0 |  | --> | C36 ex SALTHILL | SALTHILL: T102 | SALTHILL |  | 53.2958 | -9.0847
MV/LV Substation CH***907X | 10 kV | 400V(3ph) & 230V(single ph) | LV | 50 kVA :Pole Substation | 0.05 | --> | 0.05 | 0 | 0 | Constrained,otherwise capacity available =26kVA. | --> | 0.047 | 0 | 0 | 0 | 0 | 0 | 0 | Constrained,otherwise capacity available =52kW. | --> | C11 ex BELLFIELD | BELLFIELD: T41∥T42 | CRANE |  | 52.5091 | -6.5887
MV/LV Substation CH***908 | 10 kV | 400V(3ph) & 230V(single ph) | LV | 400 kVA :Kiosk Substation | 0.4 | --> | 0.4 | 0.336 | 2.5 |  | --> | 0.38 | 0 | 0 | 0 | 0.012 | 0.396 | 0 |  | --> | C11 ex GREYSTONES | GREYSTONES: T41 | FASSAROE |  | 53.1378 | -6.0824
MV/LV Substation CH***913X | 20 kV | 400V(3ph) & 230V(single ph) | LV | 630 kVA :Kiosk Substation | 0.63 | --> | 0.63 | 0 | 0 | Constrained,otherwise capacity available =500kVA. | --> | 0.598 | 0 | 0 | 0 | 0.004 | 0.5 | 0 |  | --> | E12 ex BALLINROBE | BALLINROBE: T421∥T422 | DALTON |  | 53.6233 | -9.2205
MV/LV Substation CH***916 | 10 kV | 400V(3ph) & 230V(single ph) | LV | 400 kVA :Kiosk Substation | 0.4 | --> | 0.4 | 0 | 0 | Constrained,otherwise capacity available =185kVA. | --> | 0.38 | 0 | 0 | 0 | 0.021 | 0.41 | 0 |  | --> | C22 ex GREYSTONES | GREYSTONES: T42 | FASSAROE |  | 53.1267 | -6.0681
MV/LV Substation CH***920Z | 10 kV | 400V(3ph) & 230V(single ph) | LV | 630 kVA :Kiosk Substation | 0.63 | --> | 0.63 | 0.354 | 0.9 |  | --> | 0.598 | 0 | 0 | 0 | 0 | 0.5 | 0 |  | --> | C14 ex MULGANNON | MULGANNON: T42 | WEXFORD |  | 52.3393 | -6.462
MV/LV Substation CH***924 | 20 kV | 400V(3ph) & 230V(single ph) | LV | 400 kVA :Kiosk Substation | 0.4 | --> | 0.4 | 0 | 0 | Constrained,otherwise capacity available =341kVA. | --> | 0.38 | 0 | 0 | 0 | 0 | 0.408 | 0 |  | --> | E17 ex MANORHAMILTON | MANORHAMILTON: T422 | SLIGO |  | 54.2294 | -8.2986
MV/LV Substation CH***925 | 10 kV | 400V(3ph) & 230V(single ph) | LV | 630 kVA :Kiosk Substation | 0.63 | --> | 0.63 | 0.459 | 9.8 |  | --> | 0.598 | 0 | 0 | 0 | 0.012 | 0.5 | 0 |  | --> | C13 ex KILCOOLE | KILCOOLE: T41∥T42 | FASSAROE |  | 53.0906 | -6.1122
MV/LV Substation CH***926X | 20 kV | 400V(3ph) & 230V(single ph) | LV | 200 kVA :Pole Substation | 0.2 | --> | 0.2 | 0.126 | 2.8 |  | --> | 0.19 | 0 | 0 | 0 | 0 | 0.21 | 0 |  | --> | E12 ex LONGFORD | LONGFORD: T422 | RICHMOND |  | 53.8222 | -7.7679
MV/LV Substation CH***926Y | 10 kV | 400V(3ph) & 230V(single ph) | LV | 200 kVA :Kiosk Substation | 0.2 | --> | 0.2 | 0.172 | 0.3 |  | --> | 0.19 | 0 | 0 | 0 | 0 | 0 | 0 | Constrained,otherwise capacity available =203kW. | --> | C15 ex DRUMBEAR | DRUMBEAR: T41∥T42 | LISDRUM |  | 54.2163 | -6.849
MV/LV Substation CH***931 | 10 kV | 400V(3ph) & 230V(single ph) | LV | 630 kVA :Kiosk Substation | 0.63 | --> | 0.63 | 0 | 0 | Constrained,otherwise capacity available =500kVA. | --> | 0.598 | 0 | 0 | 0 | 0 | 0.5 | 0 |  | --> | C22 ex GREYSTONES | GREYSTONES: T42 | FASSAROE |  | 53.1266 | -6.072
MV/LV Substation CH***931X | 10 kV | 400V(3ph) & 230V(single ph) | LV | 1000 kVA :Building Structure | 1 | --> | 1 | 0 | 0 | Constrained,otherwise capacity available =500kVA. | --> | 0.95 | 0 | 0 | 0 | 0 | 0.5 | 0 |  | --> | C23 ex PHIBSBORO | PHIBSBORO: T41 | FINGLAS |  | 53.3504 | -6.279
MV/LV Substation CH***932 | 10 kV | 400V(3ph) & 230V(single ph) | LV | 400 kVA :Kiosk Substation | 0.4 | --> | 0.4 | 0.225 | 2 |  | --> | 0.38 | 0 | 0 | 0 | 0.037 | 0.388 | 0 |  | --> | C14 ex FAIRVIEW | FAIRVIEW: T41 | MCDERMOTT |  | 53.3756 | -6.2331
MV/LV Substation CH***933 | 10 kV | 400V(3ph) & 230V(single ph) | LV | 200 kVA :Kiosk Substation | 0.2 | --> | 0.2 | 0.149 | 2.5 |  | --> | 0.19 | 0 | 0 | 0 | 0.003 | 0.204 | 0 |  | --> | C11 ex GREYSTONES | GREYSTONES: T41 | FASSAROE |  | 53.1351 | -6.0839
MV/LV Substation CH***935 | 10 kV | 400V(3ph) & 230V(single ph) | LV | 200 kVA :Kiosk Substation | 0.2 | --> | 0.2 | 0.094 | 2.5 |  | --> | 0.19 | 0 | 0 | 0 | 0.029 | 0.185 | 0 |  | --> | C11 ex GREYSTONES | GREYSTONES: T41 | FASSAROE |  | 53.1349 | -6.0809
MV/LV Substation CH***935X | 20 kV | 400V(3ph) & 230V(single ph) | LV | 200 kVA :Kiosk Substation | 0.2 | --> | 0.2 | 0.182 | 3 |  | --> | 0.19 | 0 | 0 | 0 | 0.003 | 0 | 0 | Constrained,otherwise capacity available =199kW. | --> | E17 ex WINDSOR | WINDSOR: T421∥T422 | CASTLEBAR |  | 53.8102 | -9.1392
MV/LV Substation CH***942 | 10 kV | 400V(3ph) & 230V(single ph) | LV | 400 kVA :Kiosk Substation | 0.4 | --> | 0.4 | 0.283 | 2 |  | --> | 0.38 | 0 | 0 | 0 | 0.017 | 0.4 | 0 |  | --> | C14 ex FAIRVIEW | FAIRVIEW: T41 | MCDERMOTT |  | 53.3759 | -6.2292
MV/LV Substation CH***942X | 20 kV | 400V(3ph) & 230V(single ph) | LV | 200 kVA :Pole Substation | 0.2 | --> | 0.2 | 0.176 | 6.9 |  | --> | 0.19 | 0 | 0 | 0 | 0 | 0 | 0 | Constrained,otherwise capacity available =203kW. | --> | E11 ex RATHKEALE | RATHKEALE: T421∥T422 | RATHKEALE |  | 52.6019 | -8.9717
MV/LV Substation CH***943Y | 10 kV | 400V(3ph) & 230V(single ph) | LV | 200 kVA :Kiosk Substation | 0.2 | --> | 0.2 | 0 | 0 | Constrained,otherwise capacity available =171kVA. | --> | 0.19 | 0 | 0 | 0 | 0 | 0.203 | 0 |  | --> | C23 ex CLONMINCH | CLONMINCH: T41 | THORNSBERRY |  | 53.2646 | -7.4675
MV/LV Substation CH***944X | 10 kV | 400V(3ph) & 230V(single ph) | LV | 200 kVA :Kiosk Substation | 0.2 | --> | 0.2 | 0.12 | 1.4 |  | --> | 0.19 | 0 | 0 | 0 | 0.005 | 0.207 | 0 |  | --> | C21 ex BALLINDERRY | BALLINDERRY: T41 | MULLINGAR |  | 53.5139 | -7.3307
MV/LV Substation CH***949Y | 10 kV | 400V(3ph) & 230V(single ph) | LV | 200 kVA :Pole Substation | 0.2 | --> | 0.2 | 0.168 | 2.4 |  | --> | 0.19 | 0 | 0 | 0 | 0 | 0.204 | 0 |  | --> | C18 ex BALLYMAHON | BALLYMAHON: T41∥T42 | ATHLONE |  | 53.5682 | -7.766
MV/LV Substation CH***951 | 20 kV | 400V(3ph) & 230V(single ph) | LV | 100 kVA :Pole Substation | 0.1 | --> | 0.1 | 0.07 | 7.4 |  | --> | 0.095 | 0 | 0 | 0 | 0 | 0 | 0 | Constrained,otherwise capacity available =104kW. | --> | E14 ex ARIGNA | ARIGNA: T121 | ARIGNA |  | 54.0492 | -8.038
MV/LV Substation CH***954Z | 10 kV | 400V(3ph) & 230V(single ph) | LV | 200 kVA :Kiosk Substation | 0.2 | --> | 0.2 | 0 | 0 | Constrained,otherwise capacity available =187kVA. | --> | 0.19 | 0 | 0 | 0 | 0 | 0.201 | 0 |  | --> | C11 ex MORRISTOWN | MORRISTOWN: T41∥T42 | NEWBRIDGE |  | 53.1743 | -6.8149
MV/LV Substation CH***957X | 10 kV | 400V(3ph) & 230V(single ph) | LV | 50 kVA :Pole Substation | 0.05 | --> | 0.05 | 0.029 | 0.4 |  | --> | 0.047 | 0 | 0 | 0 | 0 | 0 | 0 | Constrained,otherwise capacity available =52kW. | --> | C15 ex GARRYSPILLANE | GARRYSPILLANE: T41 | TIPPERARY |  | 52.3686 | -8.3431
MV/LV Substation CH***968X | 10 kV | 400V(3ph) & 230V(single ph) | LV | 400 kVA :Kiosk Substation | 0.4 | --> | 0.4 | 0.327 | 2.5 |  | --> | 0.38 | 0 | 0 | 0 | 0 | 0.411 | 0 |  | --> | E17 ex GARRANACANTY | GARRANACANTY: T421 | TIPPERARY |  | 52.4743 | -8.1656
MV/LV Substation CH***978 | 10 kV | 400V(3ph) & 230V(single ph) | LV | 50 kVA :Pole Substation | 0.05 | --> | 0.05 | 0.05 | 2.9 |  | --> | 0.047 | 0 | 0 | 0 | 0 | 0.049 | 0 |  | --> | C17 ex DUNLEER | DUNLEER: T41∥T42 | DRYBRIDGE |  | 53.8592 | -6.4127
MV/LV Substation CH***979 | 10 kV | 400V(3ph) & 230V(single ph) | LV | 50 kVA :Pole Substation | 0.05 | --> | 0.05 | 0.007 | 2 |  | --> | 0.047 | 0 | 0 | 0 | 0.007 | 0.048 | 0 |  | --> | C17 ex BALLYTIVNAN | BALLYTIVNAN: T41 | SLIGO |  | 54.3063 | -8.5472
MV/LV Substation CH***990X | 10 kV | 400V(3ph) & 230V(single ph) | LV | 400 kVA :Kiosk Substation | 0.4 | --> | 0.4 | 0.297 | 5.1 |  | --> | 0.38 | 0 | 0 | 0 | 0.024 | 0.39 | 0 |  | --> | C11 ex LLOYD | LLOYD: T41∥T42 | NAVAN |  | 53.7337 | -6.8783
MV/LV Substation CH***998 | 10 kV | 400V(3ph) & 230V(single ph) | LV | 200 kVA :Building Structure | 0.2 | --> | 0.2 | 0.114 | 4.6 |  | --> | 0.19 | 0 | 0 | 0 | 0.002 | 0.211 | 0 |  | --> | C19 ex BALLINCLEA | BALLINCLEA: T41 | CHERRYWOOD |  | 53.2639 | -6.1274
MV/LV Substation CI***014 | 10 kV | 400V(3ph) & 230V(single ph) | LV | 200 kVA :Kiosk Substation | 0.2 | --> | 0.2 | 0.149 | 1.3 |  | --> | 0.19 | 0 | 0 | 0 | 0.007 | 0 | 0 | Constrained,otherwise capacity available =200kW. | --> | C16 ex KILKEE | KILKEE: T41 | TULLABRACK |  | 52.6824 | -9.6428
MV/LV Substation CI***016 | 10 kV | 400V(3ph) & 230V(single ph) | LV | 400 kVA :Building Structure | 0.4 | --> | 0.4 | 0 | 0 | Constrained,otherwise capacity available =317kVA. | --> | 0.38 | 0 | 0 | 0 | 0.007 | 0.405 | 0 |  | --> | C25 ex CASTLEISLAND | CASTLEISLAND: T41∥T42 | TRALEE |  | 52.2307 | -9.4685
MV/LV Substation CI***021 | 10 kV | 400V(3ph) & 230V(single ph) | LV | 200 kVA :Pole Substation | 0.2 | --> | 0.2 | 0.173 | 5.8 |  | --> | 0.19 | 0 | 0 | 0 | 0.003 | 0.2 | 0 |  | --> | C22 ex CLOON | CLOON: T42 | CLOON |  | 53.5128 | -8.8507
MV/LV Substation CI***026 | 10 kV | 400V(3ph) & 230V(single ph) | LV | 200 kVA :Pole Substation | 0.2 | --> | 0.2 | 0.06 | 5.1 |  | --> | 0.19 | 0 | 0 | 0 | 0 | 0.221 | 0 |  | --> | C12 ex LLOYD | LLOYD: T41∥T42 | NAVAN |  | 53.7288 | -6.8846
MV/LV Substation CI***026 | 10 kV | 400V(3ph) & 230V(single ph) | LV | 1000 kVA :Building Structure | 1 | --> | 1 | 0.325 | 6.1 |  | --> | 0.95 | 0 | 0 | 0 | 0 | 0.5 | 0 |  | --> | C10 ex BEDFORD ROW | BEDFORD ROW: T43 | FRANCIS STREET |  | 53.3437 | -6.267
MV/LV Substation CI***026X | 10 kV | 400V(3ph) & 230V(single ph) | LV | 200 kVA :Kiosk Substation | 0.2 | --> | 0.2 | 0.187 | 4.3 |  | --> | 0.19 | 0 | 0 | 0 | 0 | 0.201 | 0 |  | --> | C26 ex BAILIEBORO | BAILIEBORO: T41∥T42 | MEATH HILL |  | 53.9183 | -6.9728
MV/LV Substation CI***031Y | 20 kV | 400V(3ph) & 230V(single ph) | LV | 630 kVA :Kiosk Substation | 0.63 | --> | 0.63 | 0 | 0 | Constrained,otherwise capacity available =500kVA. | --> | 0.598 | 0 | 0 | 0 | 0 | 0.5 | 0 |  | --> | E11 ex BALLINROBE | BALLINROBE: T421∥T422 | DALTON |  | 53.6159 | -9.2154
MV/LV Substation CI***036Y | 10 kV | 400V(3ph) & 230V(single ph) | LV | 1000 kVA :Building Structure | 1 | --> | 1 | 0.5 | 2.6 |  | --> | 0.95 | 0 | 0 | 0 | 0 | 0.5 | 0 |  | --> | C11 ex HEADFORD ROAD | HEADFORD ROAD: T41 | GALWAY 110KV |  | 53.276 | -9.0493
MV/LV Substation CI***046 | 10 kV | 400V(3ph) & 230V(single ph) | LV | 400 kVA :Kiosk Substation | 0.4 | --> | 0.4 | 0 | 0 | Constrained,otherwise capacity available =356kVA. | --> | 0.38 | 0 | 0 | 0 | 0.008 | 0.397 | 0 |  | --> | C12 ex CRANMORE | CRANMORE: T41∥T42 | SLIGO |  | 54.2631 | -8.4704
MV/LV Substation CI***053 | 20 kV | 400V(3ph) & 230V(single ph) | LV | 400 kVA :Building Structure | 0.4 | --> | 0.4 | 0.248 | 1.3 |  | --> | 0.38 | 0 | 0 | 0 | 0.022 | 0.4 | 0 |  | --> | E13 ex KILCARRAGH | KILCARRAGH: T421∥T422 | BUTLERSTOWN |  | 52.1503 | -6.9969
MV/LV Substation CI***058 | 10 kV | 400V(3ph) & 230V(single ph) | LV | 400 kVA :Building Structure | 0.4 | --> | 0.4 | 0.248 | 2.8 |  | --> | 0.38 | 0 | 0 | 0 | 0 | 0.423 | 0 |  | --> | C13 ex CORBALLY | CORBALLY: T41∥T42 | ARDNACRUSHA |  | 52.6688 | -8.6248
MV/LV Substation CI***069Z | 10 kV | 400V(3ph) & 230V(single ph) | LV | 630 kVA :Building Structure | 0.63 | --> | 0.63 | 0 | 0 | Constrained,otherwise capacity available =453kVA. | --> | 0.598 | 0 | 0 | 0 | 0 | 0.5 | 0 |  | --> | C22 ex GARRYOWEN | GARRYOWEN: T42 | LIMERICK |  | 52.6493 | -8.5761
MV/LV Substation CI***070Z | 10 kV | 400V(3ph) & 230V(single ph) | LV | 400 kVA :Building Structure | 0.4 | --> | 0.4 | 0 | 0 | Constrained,otherwise capacity available =169kVA. | --> | 0.38 | 0 | 0 | 0 | 0 | 0.435 | 0 |  | --> | C22 ex GARRYOWEN | GARRYOWEN: T42 | LIMERICK |  | 52.6481 | -8.5742
MV/LV Substation CI***071Y | 10 kV | 400V(3ph) & 230V(single ph) | LV | 630 kVA :Kiosk Substation | 0.63 | --> | 0.63 | 0.5 | 4.9 |  | --> | 0.598 | 0 | 0 | 0 | 0 | 0.5 | 0 |  | --> | C19 ex KILMORE | KILMORE: T101 | FINGLAS |  | 53.4075 | -6.2477
MV/LV Substation CI***075Y | 20 kV | 400V(3ph) & 230V(single ph) | LV | 200 kVA :Pole Substation | 0.2 | --> | 0.2 | 0 | 0 | Constrained,otherwise capacity available =60kVA. | --> | 0.19 | 0 | 0 | 0 | 0 | 0 | 0 | Constrained,otherwise capacity available =221kW. | --> | E22 ex ROSCREA | ROSCREA: T42 | IKERRIN |  | 52.9627 | -7.8566
MV/LV Substation CI***094X | 10 kV | 400V(3ph) & 230V(single ph) | LV | 400 kVA :Building Structure | 0.4 | --> | 0.4 | 0 | 0 | Constrained,otherwise capacity available =363kVA. | --> | 0.38 | 0 | 0 | 0 | 0.007 | 0 | 0 | Constrained,otherwise capacity available =398kW. | --> | C11 ex DONEGAL | DONEGAL: T41∥T42 | CATHALEENS FALL |  | 54.6592 | -8.0877
MV/LV Substation CI***098Z | 10 kV | 400V(3ph) & 230V(single ph) | LV | 200 kVA :Kiosk Substation | 0.2 | --> | 0.2 | 0.144 | 4.8 |  | --> | 0.19 | 0 | 0 | 0 | 0.013 | 0.194 | 0 |  | --> | C21 ex ATHY | ATHY: T101 | ATHY |  | 53.0111 | -7.1348
MV/LV Substation CI***100 | 10 kV | 400V(3ph) & 230V(single ph) | LV | 400 kVA :Kiosk Substation | 0.4 | --> | 0.4 | 0.368 | 2.8 |  | --> | 0.38 | 0 | 0 | 0 | 0.003 | 0.401 | 0 |  | --> | C15 ex RINEANNA | RINEANNA: T42 | DRUMLINE |  | 52.7008 | -8.889
MV/LV Substation CI***101Y | 10 kV | 400V(3ph) & 230V(single ph) | LV | 200 kVA :Kiosk Substation | 0.2 | --> | 0.2 | 0.136 | 0.3 |  | --> | 0.19 | 0 | 0 | 0 | 0.02 | 0.188 | 0 |  | --> | C21 ex NENAGH | NENAGH: T41 | NENAGH |  | 52.8594 | -8.207
MV/LV Substation CI***118 | 10 kV | 400V(3ph) & 230V(single ph) | LV | 200 kVA :Pole Substation | 0.2 | --> | 0.2 | 0.14 | 11.3 |  | --> | 0.19 | 0 | 0 | 0 | 0.003 | 0.206 | 0 |  | --> | C12 ex ENNIS | ENNIS: T102 | ENNIS |  | 52.8388 | -8.9758
MV/LV Substation CI***142Y | 10 kV | 400V(3ph) & 230V(single ph) | LV | 400 kVA :Kiosk Substation | 0.4 | --> | 0.4 | 0.016 | 0 | Constrained,otherwise capacity available =305kVA. | --> | 0.38 | 0 | 0 | 0 | 0.007 | 0.407 | 0 |  | --> | C14 ex SWORDS | SWORDS: T42 | GLASMORE |  | 53.4657 | -6.2409
MV/LV Substation CI***143 | 10 kV | 400V(3ph) & 230V(single ph) | LV | 1000 kVA :Building Structure | 1 | --> | 1 | 0 | 0 | Constrained,otherwise capacity available =500kVA. | --> | 0.95 | 0 | 0 | 0 | 0 | 0.5 | 0 |  | --> | C26 ex CITYWEST | CITYWEST: T102 | INCHICORE 220KV |  | 53.2819 | -6.4221
MV/LV Substation CI***145Y | 10 kV | 400V(3ph) & 230V(single ph) | LV | 400 kVA :Building Structure | 0.4 | --> | 0.4 | 0 | 0 | Constrained,otherwise capacity available =289kVA. | --> | 0.38 | 0 | 0 | 0 | 0 | 0.417 | 0 |  | --> | C35 ex SEMPERIT | SEMPERIT: T43 | GRANGE CASTLE |  | 53.329 | -6.3461
MV/LV Substation CI***146 | 10 kV | 400V(3ph) & 230V(single ph) | LV | 1000 kVA :Building Structure | 1 | --> | 1 | 0 | 0 | Constrained,otherwise capacity available =500kVA. | --> | 0.95 | 0 | 0 | 0 | 0 | 0.5 | 0 |  | --> | C26 ex CITYWEST | CITYWEST: T102 | INCHICORE 220KV |  | 53.2819 | -6.4222
MV/LV Substation CI***146Z | 10 kV | 400V(3ph) & 230V(single ph) | LV | 400 kVA :Kiosk Substation | 0.4 | --> | 0.4 | 0 | 0 | Constrained,otherwise capacity available =333kVA. | --> | 0.38 | 0 | 0 | 0 | 0 | 0.41 | 0 |  | --> | C12 ex SEMPERIT | SEMPERIT: T42 | GRANGE CASTLE |  | 53.3436 | -6.3613
MV/LV Substation CI***156 | 10 kV | 400V(3ph) & 230V(single ph) | LV | 630 kVA :Building Structure | 0.63 | --> | 0.63 | 0 | 0 | Constrained,otherwise capacity available =500kVA. | --> | 0.598 | 0 | 0 | 0 | 0 | 0.5 | 0 |  | --> | C26 ex CITYWEST | CITYWEST: T102 | INCHICORE 220KV |  | 53.282 | -6.4221
MV/LV Substation CI***166X | 10 kV | 400V(3ph) & 230V(single ph) | LV | 630 kVA :Kiosk Substation | 0.63 | --> | 0.63 | 0.5 | 5.2 |  | --> | 0.598 | 0 | 0 | 0 | 0.021 | 0.5 | 0 |  | --> | C12 ex KILFLYNN | KILFLYNN: T41∥T42 | TRALEE |  | 52.4034 | -9.6188
MV/LV Substation CI***174Y | 10 kV | 400V(3ph) & 230V(single ph) | LV | 630 kVA :Kiosk Substation | 0.63 | --> | 0.63 | 0.494 | 1.5 |  | --> | 0.598 | 0 | 0 | 0 | 0 | 0.5 | 0 |  | --> | C15 ex DERRYCRAMPH | DERRYCRAMPH: T41∥T42 | SHANKILL |  | 53.9899 | -7.3584
MV/LV Substation CI***189Y | 10 kV | 400V(3ph) & 230V(single ph) | LV | 400 kVA :Building Structure | 0.4 | --> | 0.4 | 0 | 0 | Constrained,otherwise capacity available =18kVA. | --> | 0.38 | 0 | 0 | 0 | 0 | 0.456 | 0 |  | --> | C17 ex LOUGHREA | LOUGHREA: T41∥T42 | SOMERSET |  | 53.2043 | -8.5464
MV/LV Substation CI***199 | 10 kV | 400V(3ph) & 230V(single ph) | LV | 400 kVA :Kiosk Substation | 0.4 | --> | 0.4 | 0 | 0 | Constrained,otherwise capacity available =360kVA. | --> | 0.38 | 0 | 0 | 0 | 0 | 0.406 | 0 |  | --> | C26 ex CITYWEST | CITYWEST: T102 | INCHICORE 220KV |  | 53.2895 | -6.4169
MV/LV Substation CI***204X | 20 kV | 400V(3ph) & 230V(single ph) | LV | 630 kVA :Kiosk Substation | 0.63 | --> | 0.63 | 0.5 | 1.1 |  | --> | 0.598 | 0 | 0 | 0 | 0 | 0 | 0 | Constrained,otherwise capacity available =500kW. | --> | E12 ex BELMULLET | BELMULLET: T421 | BELLACORICK |  | 54.2218 | -9.9882
MV/LV Substation CI***207Z | 10 kV | 400V(3ph) & 230V(single ph) | LV | 630 kVA :Building Structure | 0.63 | --> | 0.63 | 0 | 0 | Constrained,otherwise capacity available =460kVA. | --> | 0.598 | 0 | 0 | 0 | 0 | 0.5 | 0 |  | --> | C22 ex GRANGE (DR) | GRANGE (DR): T42 | GRANGE (DR) |  | 53.4044 | -6.1824
MV/LV Substation CI***220Y | 10 kV | 400V(3ph) & 230V(single ph) | LV | 400 kVA :Kiosk Substation | 0.4 | --> | 0.4 | 0.277 | 1.5 |  | --> | 0.38 | 0 | 0 | 0 | 0.003 | 0.415 | 0 |  | --> | C13 ex ROSCOMMON | ROSCOMMON: T41 | LANESBORO |  | 53.6279 | -8.1893
MV/LV Substation CI***238Z | 10 kV | 400V(3ph) & 230V(single ph) | LV | 1000 kVA :Building Structure | 1 | --> | 1 | 0 | 0 | Constrained,otherwise capacity available =500kVA. | --> | 0.95 | 0 | 0 | 0 | 0 | 0.5 | 0 |  | --> | C18 ex POPPINTREE | POPPINTREE: T102 | FINGLAS |  | 53.395 | -6.263
MV/LV Substation CI***241Z | 10 kV | 400V(3ph) & 230V(single ph) | LV | 400 kVA :Building Structure | 0.4 | --> | 0.4 | 0 | 0 | Constrained,otherwise capacity available =300kVA. | --> | 0.38 | 0 | 0 | 0 | 0 | 0.415 | 0 |  | --> | C31 ex KILBARRY | KILBARRY: T101 | KILBARRY |  | 51.9275 | -8.4642
MV/LV Substation CI***296 | 10 kV | 400V(3ph) & 230V(single ph) | LV | 400 kVA :Kiosk Substation | 0.4 | --> | 0.4 | 0.209 | 9.7 |  | --> | 0.38 | 0 | 0 | 0 | 0.017 | 0.411 | 0 |  | --> | C30 ex ARTANE | ARTANE: T102 | FINGLAS |  | 53.3799 | -6.1813
MV/LV Substation CI***302Y | 10 kV | 400V(3ph) & 230V(single ph) | LV | 200 kVA :Kiosk Substation | 0.2 | --> | 0.2 | 0 | 0 | Constrained,otherwise capacity available =186kVA. | --> | 0.19 | 0 | 0 | 0 | 0 | 0.201 | 0 |  | --> | E13 ex DALTON | DALTON: T421∥T422 | DALTON |  | 53.7173 | -9.0019
MV/LV Substation CI***305Z | 10 kV | 400V(3ph) & 230V(single ph) | LV | 630 kVA :Building Structure | 0.63 | --> | 0.63 | 0 | 0 | Constrained,otherwise capacity available =237kVA. | --> | 0.598 | 0 | 0 | 0 | 0 | 0.5 | 0 |  | --> | C22 ex GARRYOWEN | GARRYOWEN: T42 | LIMERICK |  | 52.6519 | -8.5755
MV/LV Substation CI***310Z | 20 kV | 400V(3ph) & 230V(single ph) | LV | 630 kVA :Kiosk Substation | 0.63 | --> | 0.63 | 0 | 0 | Constrained,otherwise capacity available =342kVA. | --> | 0.598 | 0 | 0 | 0 | 0 | 0.5 | 0 |  | --> | E15 ex JULIANSTOWN | JULIANSTOWN: T421∥T422 | DRYBRIDGE |  | 53.6388 | -6.2634
MV/LV Substation CI***348 | 10 kV | 400V(3ph) & 230V(single ph) | LV | 400 kVA :Building Structure | 0.4 | --> | 0.4 | 0.296 | 2.2 |  | --> | 0.38 | 0 | 0 | 0 | 0 | 0.415 | 0 |  | --> | C16 ex SPA ROAD | SPA ROAD: T41∥T42 | DOON |  | 52.3544 | -7.6998
MV/LV Substation CI***359Y | 10 kV | 400V(3ph) & 230V(single ph) | LV | 400 kVA :Kiosk Substation | 0.4 | --> | 0.4 | 0.38 | 3.4 |  | --> | 0.38 | 0 | 0 | 0 | 0 | 0 | 0 | Constrained,otherwise capacity available =403kW. | --> | C18 ex GRAIGUE | GRAIGUE: T42 | CARLOW |  | 52.8393 | -6.9462
MV/LV Substation CI***367 | 10 kV | 400V(3ph) & 230V(single ph) | LV | 400 kVA :Building Structure | 0.4 | --> | 0.4 | 0.251 | 2.6 |  | --> | 0.38 | 0 | 0 | 0 | 0 | 0.422 | 0 |  | --> | C13 ex MONEENAGEISHA | MONEENAGEISHA: T41 | GALWAY 110KV |  | 53.2762 | -9.0435
MV/LV Substation CI***384Y | 10 kV | 400V(3ph) & 230V(single ph) | LV | 630 kVA :Kiosk Substation | 0.63 | --> | 0.63 | 0 | 0 | Constrained,otherwise capacity available =500kVA. | --> | 0.598 | 0 | 0 | 0 | 0.003 | 0.5 | 0 |  | --> | C17 ex LOUGHREA | LOUGHREA: T41∥T42 | SOMERSET |  | 53.2033 | -8.5823
MV/LV Substation CI***398Y | 10 kV | 400V(3ph) & 230V(single ph) | LV | 630 kVA :Building Structure | 0.63 | --> | 0.63 | 0 | 0 | Constrained,otherwise capacity available =500kVA. | --> | 0.598 | 0 | 0 | 0 | 0 | 0 | 0 | Constrained,otherwise capacity available =500kW. | --> | C21 ex COLLIGAN | COLLIGAN: T41 | DUNGARVAN |  | 52.0915 | -7.623
MV/LV Substation CI***4019 | 10 kV | 400V(3ph) & 230V(single ph) | LV | 400 kVA :Building Structure | 0.4 | --> | 0.4 | 0.274 | 9 |  | --> | 0.38 | 0 | 0 | 0 | 0.031 | 0.386 | 0 |  | --> | C12 ex MULLINGAR | MULLINGAR: T102 | MULLINGAR |  | 53.5232 | -7.3413
MV/LV Substation CI***4029 | 10 kV | 400V(3ph) & 230V(single ph) | LV | 200 kVA :Kiosk Substation | 0.2 | --> | 0.2 | 0.181 | 2 |  | --> | 0.19 | 0 | 0 | 0 | 0.002 | 0.2 | 0 |  | --> | C18 ex CARRICKMACROSS | CARRICKMACROSS: T42 | MEATH HILL |  | 53.9675 | -6.7074
MV/LV Substation CI***4064 | 10 kV | 400V(3ph) & 230V(single ph) | LV | 100 kVA :Pole Substation | 0.1 | --> | 0.1 | 0.096 | 0.5 |  | --> | 0.095 | 0 | 0 | 0 | 0 | 0.1 | 0 |  | --> | C11 ex CHARLESTOWN | CHARLESTOWN: T41 | TONROE |  | 53.9482 | -8.8783
MV/LV Substation CI***4074 | 10 kV | 400V(3ph) & 230V(single ph) | LV | 1000 kVA :Building Structure | 1 | --> | 1 | 0.5 | 3.2 |  | --> | 0.95 | 0 | 0 | 0 | 0.062 | 0.5 | 0 |  | --> | C14 ex MCDONAGH | MCDONAGH: T42 | KILKENNY |  | 52.6498 | -7.2097
MV/LV Substation CI***4086 | 10 kV | 400V(3ph) & 230V(single ph) | LV | 1000 kVA :Building Structure | 1 | --> | 1 | 0 | 0 | Constrained,otherwise capacity available =500kVA. | --> | 0.95 | 0 | 0 | 0 | 0 | 0.5 | 0 |  | --> | C25 ex CASTLEVIEW | CASTLEVIEW: T101 | CASTLEVIEW |  | 51.8863 | -8.4027
MV/LV Substation CI***4087 | 10 kV | 400V(3ph) & 230V(single ph) | LV | 1000 kVA :Building Structure | 1 | --> | 1 | 0 | 0 | Constrained,otherwise capacity available =500kVA. | --> | 0.95 | 0 | 0 | 0 | 0 | 0.5 | 0 |  | --> | C25 ex CASTLEVIEW | CASTLEVIEW: T101 | CASTLEVIEW |  | 51.8863 | -8.4027
MV/LV Substation CI***4088 | 10 kV | 400V(3ph) & 230V(single ph) | LV | 400 kVA :Kiosk Substation | 0.4 | --> | 0.4 | 0 | 0 | Constrained,otherwise capacity available =175kVA. | --> | 0.38 | 0 | 0 | 0 | 0.049 | 0.382 | 0 |  | --> | C26 ex CITYWEST | CITYWEST: T102 | INCHICORE 220KV |  | 53.2878 | -6.4213
MV/LV Substation CI***4088 | 10 kV | 400V(3ph) & 230V(single ph) | LV | 1000 kVA :Building Structure | 1 | --> | 1 | 0 | 0 | Constrained,otherwise capacity available =500kVA. | --> | 0.95 | 0 | 0 | 0 | 0 | 0.5 | 0 |  | --> | C25 ex CASTLEVIEW | CASTLEVIEW: T101 | CASTLEVIEW |  | 51.8869 | -8.4028
MV/LV Substation CI***4089 | 10 kV | 400V(3ph) & 230V(single ph) | LV | 400 kVA :Kiosk Substation | 0.4 | --> | 0.4 | 0 | 0 | Constrained,otherwise capacity available =223kVA. | --> | 0.38 | 0 | 0 | 0 | 0.065 | 0.358 | 0 |  | --> | C26 ex CITYWEST | CITYWEST: T102 | INCHICORE 220KV |  | 53.2876 | -6.4183
MV/LV Substation CI***4103 | 10 kV | 400V(3ph) & 230V(single ph) | LV | 400 kVA :Kiosk Substation | 0.4 | --> | 0.4 | 0 | 0 | Constrained,otherwise capacity available =343kVA. | --> | 0.38 | 0 | 0 | 0 | 0.01 | 0.398 | 0 |  | --> | C21 ex ENNISTYMON | ENNISTYMON: T41∥T42 | ENNIS |  | 52.9287 | -9.3344
MV/LV Substation CI***4124 | 10 kV | 400V(3ph) & 230V(single ph) | LV | 630 kVA :Kiosk Substation | 0.63 | --> | 0.63 | 0.137 | 0.1 | Constrained,otherwise capacity available =500kVA. | --> | 0.598 | 0 | 0 | 0 | 0 | 0.5 | 0 |  | --> | C17 ex SANDYFORD | SANDYFORD: T41 | CARRICKMINES |  | 53.2664 | -6.2028
MV/LV Substation CI***4147 | 10 kV | 400V(3ph) & 230V(single ph) | LV | 1000 kVA :Building Structure | 1 | --> | 1 | 0.5 | 4.7 |  | --> | 0.95 | 0 | 0 | 0 | 0 | 0.5 | 0 |  | --> | C23 ex CITYWEST | CITYWEST: T101 | INCHICORE 220KV |  | 53.2849 | -6.4277
MV/LV Substation CI***4161 | 10 kV | 400V(3ph) & 230V(single ph) | LV | 1000 kVA :Building Structure | 1 | --> | 1 | 0 | 0 | Constrained,otherwise capacity available =500kVA. | --> | 0.95 | 0 | 0 | 0 | 0 | 0.5 | 0 |  | --> | C20 ex DOCK ROAD | DOCK ROAD: T41∥T42 | LIMERICK |  | 52.6416 | -8.6465
MV/LV Substation CI***4164 | 10 kV | 400V(3ph) & 230V(single ph) | LV | 630 kVA :Building Structure | 0.63 | --> | 0.63 | 0 | 0 | Constrained,otherwise capacity available =353kVA. | --> | 0.598 | 0 | 0 | 0 | 0 | 0.5 | 0 |  | --> | C22 ex GARRYOWEN | GARRYOWEN: T42 | LIMERICK |  | 52.6509 | -8.5759
MV/LV Substation CI***4171 | 10 kV | 400V(3ph) & 230V(single ph) | LV | 400 kVA :Kiosk Substation | 0.4 | --> | 0.4 | 0.248 | 1.2 |  | --> | 0.38 | 0 | 0 | 0 | 0 | 0.421 | 0 |  | --> | C17 ex TRIM | TRIM: T41∥T42 | NAVAN |  | 53.5528 | -6.762
MV/LV Substation CI***418X | 10 kV | 400V(3ph) & 230V(single ph) | LV | 200 kVA :Kiosk Substation | 0.2 | --> | 0.2 | 0 | 0 | Constrained,otherwise capacity available =73kVA. | --> | 0.19 | 0 | 0 | 0 | 0 | 0.219 | 0 |  | --> | C17 ex TOGHER | TOGHER: T41 | TRABEG |  | 51.8708 | -8.4816
MV/LV Substation CI***4197 | 20 kV | 400V(3ph) & 230V(single ph) | LV | 200 kVA :Kiosk Substation | 0.2 | --> | 0.2 | 0 | 0 | Constrained,otherwise capacity available =168kVA. | --> | 0.19 | 0 | 0 | 0 | 0 | 0.204 | 0 |  | --> | E15 ex JULIANSTOWN | JULIANSTOWN: T421∥T422 | DRYBRIDGE |  | 53.6374 | -6.2585
MV/LV Substation CI***4218 | 10 kV | 400V(3ph) & 230V(single ph) | LV | 400 kVA :Kiosk Substation | 0.4 | --> | 0.4 | 0.264 | 4.7 |  | --> | 0.38 | 0 | 0 | 0 | 0 | 0.421 | 0 |  | --> | C23 ex CITYWEST | CITYWEST: T101 | INCHICORE 220KV |  | 53.294 | -6.414
MV/LV Substation CI***4226 | 10 kV | 400V(3ph) & 230V(single ph) | LV | 400 kVA :Kiosk Substation | 0.4 | --> | 0.4 | 0.257 | 25.1 |  | --> | 0.38 | 0 | 0 | 0 | 0.019 | 0.401 | 0 |  | --> | C19 ex ARKLOW | ARKLOW: T101∥T102 | ARKLOW |  | 52.8032 | -6.1481
MV/LV Substation CI***4235 | 20 kV | 400V(3ph) & 230V(single ph) | LV | 400 kVA :Kiosk Substation | 0.4 | --> | 0.4 | 0 | 0 | Constrained,otherwise capacity available =342kVA. | --> | 0.38 | 0 | 0 | 0 | 0.014 | 0.393 | 0 |  | --> | C15 ex KILMONEY | KILMONEY: T41∥T42 | TRABEG |  | 51.8108 | -8.5356
MV/LV Substation CI***4248 | 10 kV | 400V(3ph) & 230V(single ph) | LV | 1000 kVA :Building Structure | 1 | --> | 1 | 0.5 | 6.1 |  | --> | 0.95 | 0 | 0 | 0 | 0 | 0.5 | 0 |  | --> | C21 ex BEDFORD ROW | BEDFORD ROW: T43 | FRANCIS STREET |  | 53.3464 | -6.2504
MV/LV Substation CI***4254 | 10 kV | 400V(3ph) & 230V(single ph) | LV | 1000 kVA :Building Structure | 1 | --> | 1 | 0.5 | 1.6 |  | --> | 0.95 | 0 | 0 | 0 | 0 | 0 | 0 | Constrained,otherwise capacity available =500kW. | --> | C20 ex CLONSHAUGH | CLONSHAUGH: T41 | FINGLAS |  | 53.4121 | -6.2169
MV/LV Substation CI***4275 | 10 kV | 400V(3ph) & 230V(single ph) | LV | 630 kVA :Building Structure | 0.63 | --> | 0.63 | 0.5 | 5.5 |  | --> | 0.598 | 0 | 0 | 0 | 0 | 0.5 | 0 |  | --> | C21 ex MCDONAGH | MCDONAGH: T41 | KILKENNY |  | 52.6571 | -7.2469
MV/LV Substation CI***4279 | 10 kV | 400V(3ph) & 230V(single ph) | LV | 400 kVA :Building Structure | 0.4 | --> | 0.4 | 0.324 | 0.4 |  | --> | 0.38 | 0 | 0 | 0 | 0 | 0.411 | 0 |  | --> | C16 ex JOHNSTOWN | JOHNSTOWN: T42 | KILTEEL |  | 53.2485 | -6.5959
MV/LV Substation CI***4290 | 10 kV | 400V(3ph) & 230V(single ph) | LV | 400 kVA :Building Structure | 0.4 | --> | 0.4 | 0.338 | 0.4 |  | --> | 0.38 | 0 | 0 | 0 | 0.008 | 0.401 | 0 |  | --> | C16 ex JOHNSTOWN | JOHNSTOWN: T42 | KILTEEL |  | 53.2533 | -6.5677
MV/LV Substation CI***4372 | 10 kV | 400V(3ph) & 230V(single ph) | LV | 630 kVA :Building Structure | 0.63 | --> | 0.63 | 0.319 | 15.8 |  | --> | 0.598 | 0 | 0 | 0 | 0 | 0.5 | 0 |  | --> | C26 ex CASTLEVIEW | CASTLEVIEW: T102 | CASTLEVIEW |  | 51.8886 | -8.4079
MV/LV Substation CI***4398 | 10 kV | 400V(3ph) & 230V(single ph) | LV | 400 kVA :Building Structure | 0.4 | --> | 0.4 | 0 | 0 | Constrained,otherwise capacity available =362kVA. | --> | 0.38 | 0 | 0 | 0 | 0.007 | 0.398 | 0 |  | --> | C15 ex TERMONFECKIN ROAD | TERMONFECKIN ROAD: T41∥T42 | DRYBRIDGE |  | 53.7167 | -6.3532
MV/LV Substation CI***4412 | 10 kV | 400V(3ph) & 230V(single ph) | LV | 50 kVA :Pole Substation | 0.05 | --> | 0.05 | 0.045 | 7.3 |  | --> | 0.047 | 0 | 0 | 0 | 0 | 0.05 | 0 |  | --> | C13 ex GARRYCASTLE | GARRYCASTLE: T41 | ATHLONE |  | 53.4278 | -7.9246
MV/LV Substation CI***456Y | 10 kV | 400V(3ph) & 230V(single ph) | LV | 200 kVA :Pole Substation | 0.2 | --> | 0.2 | 0 | 0 | Constrained,otherwise capacity available =190kVA. | --> | 0.19 | 0 | 0 | 0 | 0 | 0 | 0 | Constrained,otherwise capacity available =201kW. | --> | C12 ex ROSCREA | ROSCREA: T42 | IKERRIN |  | 52.9588 | -7.7767
MV/LV Substation CI***458Y | 10 kV | 400V(3ph) & 230V(single ph) | LV | 630 kVA :Building Structure | 0.63 | --> | 0.63 | 0.34 | 0.3 | Constrained,otherwise capacity available =500kVA. | --> | 0.598 | 0 | 0 | 0 | 0.023 | 0.5 | 0 |  | --> | C17 ex ATHLONE | ATHLONE: T42 | ATHLONE |  | 53.424 | -7.9379
MV/LV Substation CI***461X | 10 kV | 400V(3ph) & 230V(single ph) | LV | 1000 kVA :Building Structure | 1 | --> | 1 | 0.5 | 3.9 |  | --> | 0.95 | 0 | 0 | 0 | 0 | 0.5 | 0 |  | --> | C13 ex GALWAY 110KV | GALWAY 110KV: T103 | GALWAY 110KV |  | 53.2979 | -9.0066
MV/LV Substation CI***462X | 10 kV | 400V(3ph) & 230V(single ph) | LV | 1000 kVA :Building Structure | 1 | --> | 1 | 0.5 | 3.9 |  | --> | 0.95 | 0 | 0 | 0 | 0 | 0.5 | 0 |  | --> | C13 ex GALWAY 110KV | GALWAY 110KV: T103 | GALWAY 110KV |  | 53.2985 | -9.0079
MV/LV Substation CI***4804 | 20 kV | 400V(3ph) & 230V(single ph) | LV | 630 kVA :Kiosk Substation | 0.63 | --> | 0.63 | 0 | 0 | Constrained,otherwise capacity available =500kVA. | --> | 0.598 | 0 | 0 | 0 | 0 | 0.5 | 0 |  | --> | E18 ex BALLINDERRY | BALLINDERRY: T422 | MULLINGAR |  | 53.52 | -7.2904
MV/LV Substation CI***504Z | 10 kV | 400V(3ph) & 230V(single ph) | LV | 50 kVA :Pole Substation | 0.05 | --> | 0.05 | 0 | 0 | Constrained,otherwise capacity available =24kVA. | --> | 0.047 | 0 | 0 | 0 | 0 | 0.053 | 0 |  | --> | C20 ex KILDARE | KILDARE: T41∥T42 | NEWBRIDGE |  | 53.1733 | -6.8966
MV/LV Substation CI***509Z | 20 kV | 400V(3ph) & 230V(single ph) | LV | 100 kVA :Pole Substation | 0.1 | --> | 0.1 | 0 | 0 | Constrained,otherwise capacity available =96kVA. | --> | 0.095 | 0 | 0 | 0 | 0 | 0.1 | 0 |  | --> | C14 ex KILDARE | KILDARE: T41∥T42 | NEWBRIDGE |  | 53.1832 | -6.9113
MV/LV Substation CI***519Z | 10 kV | 400V(3ph) & 230V(single ph) | LV | 630 kVA :Kiosk Substation | 0.63 | --> | 0.63 | 0 | 0 | Constrained,otherwise capacity available =500kVA. | --> | 0.598 | 0 | 0 | 0 | 0 | 0.5 | 0 |  | --> | C13 ex POPPINTREE | POPPINTREE: T101 | FINGLAS |  | 53.4297 | -6.2647
MV/LV Substation CI***538X | 10 kV | 400V(3ph) & 230V(single ph) | LV | 400 kVA :Building Structure | 0.4 | --> | 0.4 | 0 | 0 | Constrained,otherwise capacity available =326kVA. | --> | 0.38 | 0 | 0 | 0 | 0 | 0.411 | 0 |  | --> | C19 ex JOHNSTOWN | JOHNSTOWN: T41 | KILTEEL |  | 53.2295 | -6.6388
MV/LV Substation CI***554 | 20 kV | 400V(3ph) & 230V(single ph) | LV | 50 kVA :Pole Substation | 0.05 | --> | 0.05 | 0.043 | 3.3 |  | --> | 0.047 | 0 | 0 | 0 | 0 | 0.05 | 0 |  | --> | E11 ex BIRDHILL | BIRDHILL: T421 | ARDNACRUSHA |  | 52.7585 | -8.3343
MV/LV Substation CI***582 | 20 kV | 400V(3ph) & 230V(single ph) | LV | 50 kVA :Pole Substation | 0.05 | --> | 0.05 | 0.05 | 11.5 |  | --> | 0.047 | 0 | 0 | 0 | 0 | 0.049 | 0 |  | --> | C27 ex SALTHILL | SALTHILL: T101 | SALTHILL |  | 53.3221 | -9.1773
MV/LV Substation CI***606X | 10 kV | 400V(3ph) & 230V(single ph) | LV | 400 kVA :Kiosk Substation | 0.4 | --> | 0.4 | 0 | 0 | Constrained,otherwise capacity available =315kVA. | --> | 0.38 | 0 | 0 | 0 | 0.011 | 0.401 | 0 |  | --> | C12 ex CULLION | CULLION: T41∥T42 | LETTERKENNY |  | 54.94 | -7.7338
MV/LV Substation CI***614 | 10 kV | 400V(3ph) & 230V(single ph) | LV | 630 kVA :Kiosk Substation | 0.63 | --> | 0.63 | 0.5 | 2.6 |  | --> | 0.598 | 0 | 0 | 0 | 0 | 0.5 | 0 |  | --> | C20 ex MONEENAGEISHA | MONEENAGEISHA: T42 | GALWAY 110KV |  | 53.2799 | -9.0464
MV/LV Substation CI***663Z | 10 kV | 400V(3ph) & 230V(single ph) | LV | 1000 kVA :Building Structure | 1 | --> | 1 | 0 | 0 | Constrained,otherwise capacity available =500kVA. | --> | 0.95 | 0 | 0 | 0 | 0.002 | 0.5 | 0 |  | --> | C11 ex KILBARRY | KILBARRY: T101 | KILBARRY |  | 51.906 | -8.4746
MV/LV Substation CI***664Z | 10 kV | 400V(3ph) & 230V(single ph) | LV | 1000 kVA :Building Structure | 1 | --> | 1 | 0 | 0 | Constrained,otherwise capacity available =500kVA. | --> | 0.95 | 0 | 0 | 0 | 0.002 | 0.5 | 0 |  | --> | C11 ex KILBARRY | KILBARRY: T101 | KILBARRY |  | 51.9068 | -8.4748
MV/LV Substation CI***668X | 20 kV | 400V(3ph) & 230V(single ph) | LV | 50 kVA :Pole Substation | 0.05 | --> | 0.05 | 0.025 | 1.6 |  | --> | 0.047 | 0 | 0 | 0 | 0 | 0.053 | 0 |  | --> | E16 ex MILLTOWN (SR) | MILLTOWN (SR): T422 | OUGHTRAGH |  | 52.14 | -9.7185
MV/LV Substation CI***685 | 10 kV | 400V(3ph) & 230V(single ph) | LV | 200 kVA :Kiosk Substation | 0.2 | --> | 0.2 | 0.133 | 11.3 |  | --> | 0.19 | 0 | 0 | 0 | 0.009 | 0.2 | 0 |  | --> | C18 ex SINGLAND | SINGLAND: T102 | SINGLAND |  | 52.6652 | -8.5756
MV/LV Substation CI***691X | 10 kV | 400V(3ph) & 230V(single ph) | LV | 1000 kVA :Building Structure | 1 | --> | 1 | 0.5 | 3.4 |  | --> | 0.95 | 0 | 0 | 0 | 0 | 0.5 | 0 |  | --> | C12 ex BELGARD | BELGARD: T42 | COOKSTOWN |  | 53.2889 | -6.3738
MV/LV Substation CI***708X | 10 kV | 400V(3ph) & 230V(single ph) | LV | 400 kVA :Kiosk Substation | 0.4 | --> | 0.4 | 0.297 | 3.4 |  | --> | 0.38 | 0 | 0 | 0 | 0.001 | 0.414 | 0 |  | --> | C12 ex MAYFIELD | MAYFIELD: T42 | KILBARRY |  | 51.9164 | -8.4239
MV/LV Substation CI***721Y | 10 kV | 400V(3ph) & 230V(single ph) | LV | 630 kVA :Building Structure | 0.63 | --> | 0.63 | 0.5 | 1.6 |  | --> | 0.598 | 0 | 0 | 0 | 0 | 0.5 | 0 |  | --> | C11 ex SRAH | SRAH: T41∥T42 | THORNSBERRY |  | 53.2688 | -7.4994
MV/LV Substation CI***751X | 10 kV | 400V(3ph) & 230V(single ph) | LV | 400 kVA :Building Structure | 0.4 | --> | 0.4 | 0.338 | 8.9 |  | --> | 0.38 | 0 | 0 | 0 | 0 | 0.409 | 0 |  | --> | C11 ex CARROWBEG | CARROWBEG: T41∥T42 | CARROWBEG |  | 53.8001 | -9.5465
MV/LV Substation CI***763 | 10 kV | 400V(3ph) & 230V(single ph) | LV | 50 kVA :Pole Substation | 0.05 | --> | 0.05 | 0.043 | 2.1 |  | --> | 0.047 | 0 | 0 | 0 | 0 | 0.05 | 0 |  | --> | C21 ex WATERFORD IND EST | WATERFORD IND EST: T41 | BUTLERSTOWN |  | 52.2441 | -7.1302
MV/LV Substation CI***777 | 10 kV | 400V(3ph) & 230V(single ph) | LV | 630 kVA :Building Structure | 0.63 | --> | 0.63 | 0.109 | 2.6 |  | --> | 0.598 | 0 | 0 | 0 | 0.078 | 0.5 | 0 |  | --> | C17 ex HEADFORD ROAD | HEADFORD ROAD: T41 | GALWAY 110KV |  | 53.2803 | -9.0495
MV/LV Substation CI***797X | 10 kV | 400V(3ph) & 230V(single ph) | LV | 400 kVA :Building Structure | 0.4 | --> | 0.4 | 0.31 | 11.1 |  | --> | 0.38 | 0 | 0 | 0 | 0 | 0.414 | 0 |  | --> | C11 ex FORTUNESTOWN | FORTUNESTOWN: T101 | INCHICORE 220KV |  | 53.293 | -6.426
MV/LV Substation CI***799Z | 10 kV | 400V(3ph) & 230V(single ph) | LV | 400 kVA :Kiosk Substation | 0.4 | --> | 0.4 | 0.21 | 0.2 | Constrained,otherwise capacity available =370kVA. | --> | 0.38 | 0 | 0 | 0 | 0 | 0.404 | 0 |  | --> | C16 ex NEWBROOK | NEWBROOK: T42 | MULLINGAR |  | 53.5154 | -7.3612
MV/LV Substation CI***806X | 20 kV | 400V(3ph) & 230V(single ph) | LV | 200 kVA :Pole Substation | 0.2 | --> | 0.2 | 0.179 | 1.3 |  | --> | 0.19 | 0 | 0 | 0 | 0 | 0.203 | 0 |  | --> | E12 ex KILCARRAGH | KILCARRAGH: T421∥T422 | BUTLERSTOWN |  | 52.2384 | -7.0998
MV/LV Substation CI***819X | 10 kV | 400V(3ph) & 230V(single ph) | LV | 200 kVA :Building Structure | 0.2 | --> | 0.2 | 0.027 | 4.7 |  | --> | 0.19 | 0 | 0 | 0 | 0 | 0.225 | 0 |  | --> | C23 ex CITYWEST | CITYWEST: T101 | INCHICORE 220KV |  | 53.2963 | -6.4174
MV/LV Substation CI***828X | 10 kV | 400V(3ph) & 230V(single ph) | LV | 400 kVA :Kiosk Substation | 0.4 | --> | 0.4 | 0.333 | 11.1 |  | --> | 0.38 | 0 | 0 | 0 | 0 | 0.41 | 0 |  | --> | C17 ex FORTUNESTOWN | FORTUNESTOWN: T101 | INCHICORE 220KV |  | 53.2848 | -6.4414
MV/LV Substation CI***834X | 10 kV | 400V(3ph) & 230V(single ph) | LV | 400 kVA :Building Structure | 0.4 | --> | 0.4 | 0 | 4.7 |  | --> | 0.38 | 0 | 0 | 0 | 0.148 | 0.326 | 0 |  | --> | C23 ex CITYWEST | CITYWEST: T101 | INCHICORE 220KV |  | 53.2879 | -6.4264
MV/LV Substation CI***863 | 10 kV | 400V(3ph) & 230V(single ph) | LV | 50 kVA :Pole Substation | 0.05 | --> | 0.05 | 0.048 | 1.2 |  | --> | 0.047 | 0 | 0 | 0 | 0.004 | 0.045 | 0 |  | --> | C15 ex SCREEB | SCREEB: T41 | SCREEB |  | 53.3197 | -9.7348
MV/LV Substation CI***872X | 10 kV | 400V(3ph) & 230V(single ph) | LV | 1000 kVA :Building Structure | 1 | --> | 1 | 0.5 | 1 |  | --> | 0.95 | 0 | 0 | 0 | 0 | 0.5 | 0 |  | --> | C13 ex MANOR STREET | MANOR STREET: T41 | WATERFORD |  | 52.2607 | -7.1102
MV/LV Substation CI***886Z | 10 kV | 400V(3ph) & 230V(single ph) | LV | 1000 kVA :Building Structure | 1 | --> | 1 | 0 | 0 | Constrained,otherwise capacity available =500kVA. | --> | 0.95 | 0 | 0 | 0 | 0 | 0.5 | 0 |  | --> | C25 ex CASTLEVIEW | CASTLEVIEW: T101 | CASTLEVIEW |  | 51.887 | -8.4046
MV/LV Substation CI***924Y | 10 kV | 400V(3ph) & 230V(single ph) | LV | 400 kVA :Kiosk Substation | 0.4 | --> | 0.4 | 0.34 | 0.3 | Constrained,otherwise capacity available =400kVA. | --> | 0.38 | 0 | 0 | 0 | 0 | 0.4 | 0 |  | --> | C17 ex ATHLONE | ATHLONE: T42 | ATHLONE |  | 53.4275 | -7.9393
MV/LV Substation CI***933 | 10 kV | 400V(3ph) & 230V(single ph) | LV | 200 kVA :Pole Substation | 0.2 | --> | 0.2 | 0.198 | 2 |  | --> | 0.19 | 0 | 0 | 0 | 0 | 0.2 | 0 |  | --> | C16 ex KENMARE | KENMARE: T42 | KNOCKEARAGH |  | 51.8867 | -9.5781
MV/LV Substation CI***940Z | 10 kV | 400V(3ph) & 230V(single ph) | LV | 1000 kVA :Building Structure | 1 | --> | 1 | 0 | 0 | Constrained,otherwise capacity available =500kVA. | --> | 0.95 | 0 | 0 | 0 | 0 | 0.5 | 0 |  | --> | C25 ex CASTLEVIEW | CASTLEVIEW: T101 | CASTLEVIEW |  | 51.8859 | -8.4057
MV/LV Substation CI***944Y | 20 kV | 400V(3ph) & 230V(single ph) | LV | 400 kVA :Kiosk Substation | 0.4 | --> | 0.4 | 0 | 0 | Constrained,otherwise capacity available =235kVA. | --> | 0.38 | 0 | 0 | 0 | 0.011 | 0.413 | 0 |  | --> | E12 ex ACADEMY STREET | ACADEMY STREET: T421∥T422 | NAVAN |  | 53.6352 | -6.6458
MV/LV Substation CI***947 | 10 kV | 400V(3ph) & 230V(single ph) | LV | 630 kVA :Kiosk Substation | 0.63 | --> | 0.63 | 0.305 | 14.2 |  | --> | 0.598 | 0 | 0 | 0 | 0.007 | 0.5 | 0 |  | --> | C26 ex HEUSTON SQUARE | HEUSTON SQUARE: T102 | INCHICORE 220KV |  | 53.3449 | -6.2765
MV/LV Substation CI***950X | 10 kV | 400V(3ph) & 230V(single ph) | LV | 630 kVA :Kiosk Substation | 0.63 | --> | 0.63 | 0.406 | 0.9 |  | --> | 0.598 | 0 | 0 | 0 | 0 | 0.5 | 0 |  | --> | C14 ex MULGANNON | MULGANNON: T42 | WEXFORD |  | 52.3372 | -6.4601
MV/LV Substation CI***964X | 10 kV | 400V(3ph) & 230V(single ph) | LV | 1000 kVA :Building Structure | 1 | --> | 1 | 0 | 0 | Constrained,otherwise capacity available =500kVA. | --> | 0.95 | 0 | 0 | 0 | 0 | 0.5 | 0 |  | --> | C16 ex SAGGART | SAGGART: T41∥T42 | GRANGE CASTLE |  | 53.2859 | -6.4506
MV/LV Substation CJ***4146 | 20 kV | 400V(3ph) & 230V(single ph) | LV | 630 kVA :Building Structure | 0.63 | --> | 0.63 | 0 | 0 | Constrained,otherwise capacity available =500kVA. | --> | 0.598 | 0 | 0 | 0 | 0 | 0.5 | 0 |  | --> | E11 ex BALLINROBE | BALLINROBE: T421∥T422 | DALTON |  | 53.6195 | -9.2189
MV/LV Substation CJ***4431 | 10 kV | 400V(3ph) & 230V(single ph) | LV | 1000 kVA :Building Structure | 1 | --> | 1 | 0 | 0 | Constrained,otherwise capacity available =500kVA. | --> | 0.95 | 0 | 0 | 0 | 0 | 0 | 0 | Constrained,otherwise capacity available =500kW. | --> | C18 ex MOUNTRATH | MOUNTRATH: T41∥T42 | PORTLAOISE |  | 52.9981 | -7.4711
MV/LV Substation CJ***569Z | 10 kV | 400V(3ph) & 230V(single ph) | LV | 630 kVA :Building Structure | 0.63 | --> | 0.63 | 0 | 0 | Constrained,otherwise capacity available =500kVA. | --> | 0.598 | 0 | 0 | 0 | 0 | 0.5 | 0 |  | --> | C23 ex COLLEGE PARK | COLLEGE PARK: T101 | COLLEGE PARK |  | 53.4202 | -6.3473
MV/LV Substation CK***752 | 20 kV | 400V(3ph) & 230V(single ph) | LV | 100 kVA :Pole Substation | 0.1 | --> | 0.1 | 0.064 | 1.5 |  | --> | 0.095 | 0 | 0 | 0 | 0 | 0.105 | 0 |  | --> | E15 ex BEALISTOWN | BEALISTOWN: T421∥T422 | GREAT ISLAND |  | 52.2378 | -6.733
MV/LV Substation CK***832Z | 20 kV | 400V(3ph) & 230V(single ph) | LV | 50 kVA :Pole Substation | 0.05 | --> | 0.05 | 0.041 | 1.5 |  | --> | 0.047 | 0 | 0 | 0 | 0 | 0.05 | 0 |  | --> | E15 ex BEALISTOWN | BEALISTOWN: T421∥T422 | GREAT ISLAND |  | 52.2391 | -6.7243
MV/LV Substation CL***001X | 10 kV | 400V(3ph) & 230V(single ph) | LV | 100 kVA :Pole Substation | 0.1 | --> | 0.1 | 0.09 | 0.9 |  | --> | 0.095 | 0 | 0 | 0 | 0.007 | 0.094 | 0 |  | --> | C14 ex DRUMQUIN | DRUMQUIN: T42 | ENNIS |  | 52.8094 | -8.9795
MV/LV Substation CL***001Z | 10 kV | 400V(3ph) & 230V(single ph) | LV | 400 kVA :Kiosk Substation | 0.4 | --> | 0.4 | 0 | 0 | Constrained,otherwise capacity available =296kVA. | --> | 0.38 | 0 | 0 | 0 | 0.031 | 0.383 | 0 |  | --> | C14 ex GORESBRIDGE | GORESBRIDGE: T41∥T42 | KILKENNY |  | 52.6066 | -6.9197
MV/LV Substation CL***002 | 10 kV | 400V(3ph) & 230V(single ph) | LV | 630 kVA :Kiosk Substation | 0.63 | --> | 0.63 | 0.219 | 0.8 |  | --> | 0.598 | 0 | 0 | 0 | 0.022 | 0.5 | 0 |  | --> | C11 ex KILSHANNY | KILSHANNY: T41 | CAHIR |  | 52.2692 | -8.2697
MV/LV Substation CL***002X | 10 kV | 400V(3ph) & 230V(single ph) | LV | 400 kVA :Kiosk Substation | 0.4 | --> | 0.4 | 0.289 | 2.4 |  | --> | 0.38 | 0 | 0 | 0 | 0.014 | 0.402 | 0 |  | --> | C18 ex MOUNT MERRION | MOUNT MERRION: T42 | CARRICKMINES |  | 53.2989 | -6.1964
MV/LV Substation CL***002X | 10 kV | 400V(3ph) & 230V(single ph) | LV | 630 kVA :Building Structure | 0.63 | --> | 0.63 | 0.469 | 3.1 |  | --> | 0.598 | 0 | 0 | 0 | 0 | 0.5 | 0 |  | --> | C13 ex MERRION SQUARE | MERRION SQUARE: T41 | RINGSEND |  | 53.3412 | -6.2525
MV/LV Substation CL***002Y | 10 kV | 400V(3ph) & 230V(single ph) | LV | 200 kVA :Pole Substation | 0.2 | --> | 0.2 | 0.123 | 5.6 |  | --> | 0.19 | 0 | 0 | 0 | 0 | 0.211 | 0 |  | --> | E14 ex CRANE | CRANE: T122 | CRANE |  | 52.5416 | -6.551
MV/LV Substation CL***003 | 10 kV | 400V(3ph) & 230V(single ph) | LV | 400 kVA :Building Structure | 0.4 | --> | 0.4 | 0.169 | 3.7 |  | --> | 0.38 | 0 | 0 | 0 | 0.156 | 0.27 | 0 |  | --> | C18 ex SALLINS | SALLINS: T42 | GRIFFINRATH |  | 53.3104 | -6.6849
MV/LV Substation CL***004 | 10 kV | 400V(3ph) & 230V(single ph) | LV | 630 kVA :Kiosk Substation | 0.63 | --> | 0.63 | 0.5 | 1 |  | --> | 0.598 | 0 | 0 | 0 | 0 | 0.5 | 0 |  | --> | C17 ex MANOR STREET | MANOR STREET: T41 | WATERFORD |  | 52.2622 | -7.1105
MV/LV Substation CL***004 | 10 kV | 400V(3ph) & 230V(single ph) | LV | 200 kVA :Pole Substation | 0.2 | --> | 0.2 | 0.119 | 6.9 |  | --> | 0.19 | 0 | 0 | 0 | 0.007 | 0 | 0 | Constrained,otherwise capacity available =205kW. | --> | C16 ex BALLYSHANNON | BALLYSHANNON: T41∥T42 | CATHALEENS FALL |  | 54.5045 | -8.1921
MV/LV Substation CL***005 | 10 kV | 400V(3ph) & 230V(single ph) | LV | 400 kVA :Kiosk Substation | 0.4 | --> | 0.4 | 0 | 0 | Constrained,otherwise capacity available =314kVA. | --> | 0.38 | 0 | 0 | 0 | 0.008 | 0 | 0 | Constrained,otherwise capacity available =404kW. | --> | C14 ex GARDEN CITY | GARDEN CITY: T41∥T42 | ARKLOW |  | 52.6771 | -6.2799
MV/LV Substation CL***005 | 10 kV | 400V(3ph) & 230V(single ph) | LV | 630 kVA :Building Structure | 0.63 | --> | 0.63 | 0.5 | 2 |  | --> | 0.598 | 0 | 0 | 0 | 0 | 0.5 | 0 |  | --> | C11 ex BALLYTIVNAN | BALLYTIVNAN: T41 | SLIGO |  | 54.2817 | -8.4619
MV/LV Substation CL***006 | 10 kV | 400V(3ph) & 230V(single ph) | LV | 400 kVA :Building Structure | 0.4 | --> | 0.4 | 0 | 0 | Constrained,otherwise capacity available =192kVA. | --> | 0.38 | 0 | 0 | 0 | 0.007 | 0.424 | 0 |  | --> | C12 ex CRANMORE | CRANMORE: T41∥T42 | SLIGO |  | 54.2647 | -8.468
MV/LV Substation CL***006 | 10 kV | 400V(3ph) & 230V(single ph) | LV | 200 kVA :Kiosk Substation | 0.2 | --> | 0.2 | 0 | 0 | Constrained,otherwise capacity available =127kVA. | --> | 0.19 | 0 | 0 | 0 | 0.035 | 0.174 | 0 |  | --> | C16 ex BALLYHAUNIS | BALLYHAUNIS: T41∥T42 | DALTON |  | 53.7606 | -8.7682
MV/LV Substation CL***007 | 10 kV | 400V(3ph) & 230V(single ph) | LV | 630 kVA :Kiosk Substation | 0.63 | --> | 0.63 | 0 | 0 | Constrained,otherwise capacity available =381kVA. | --> | 0.598 | 0 | 0 | 0 | 0 | 0.5 | 0 |  | --> | C17 ex BALLYHAUNIS | BALLYHAUNIS: T41∥T42 | DALTON |  | 53.7628 | -8.766
MV/LV Substation CL***007 | 10 kV | 400V(3ph) & 230V(single ph) | LV | 200 kVA :Kiosk Substation | 0.2 | --> | 0.2 | 0.165 | 3.2 |  | --> | 0.19 | 0 | 0 | 0 | 0 | 0.205 | 0 |  | --> | C20 ex ATHY | ATHY: T102 | ATHY |  | 52.995 | -6.9792
MV/LV Substation CL***007 | 10 kV | 400V(3ph) & 230V(single ph) | LV | 630 kVA :Kiosk Substation | 0.63 | --> | 0.63 | 0 | 0 | Constrained,otherwise capacity available =410kVA. | --> | 0.598 | 0 | 0 | 0 | 0 | 0.5 | 0 |  | --> | C18 ex BALLINACURRA | BALLINACURRA: T42 | LIMERICK |  | 52.6559 | -8.6279
MV/LV Substation CL***008X | 10 kV | 400V(3ph) & 230V(single ph) | LV | 100 kVA :Pole Substation | 0.1 | --> | 0.1 | 0.096 | 2.9 |  | --> | 0.095 | 0 | 0 | 0 | 0 | 0.1 | 0 |  | --> | C21 ex CASTLEBLAYNEY | CASTLEBLAYNEY: T41 | DUNDALK |  | 54.1673 | -6.8336
MV/LV Substation CL***010X | 10 kV | 400V(3ph) & 230V(single ph) | LV | 100 kVA :Pole Substation | 0.1 | --> | 0.1 | 0.036 | 2.6 |  | --> | 0.095 | 0 | 0 | 0 | 0.003 | 0.105 | 0 |  | --> | C20 ex GURTEEN | GURTEEN: T41 | TONROE |  | 53.9973 | -8.5245
MV/LV Substation CL***011 | 10 kV | 400V(3ph) & 230V(single ph) | LV | 400 kVA :Kiosk Substation | 0.4 | --> | 0.4 | 0.184 | 1.1 |  | --> | 0.38 | 0 | 0 | 0 | 0.01 | 0.422 | 0 |  | --> | C15 ex CAHIRCALLA | CAHIRCALLA: T41∥T42 | ENNIS |  | 52.8149 | -8.9663
MV/LV Substation CL***011X | 10 kV | 400V(3ph) & 230V(single ph) | LV | 50 kVA :Pole Substation | 0.05 | --> | 0.05 | 0.038 | 2.7 |  | --> | 0.047 | 0 | 0 | 0 | 0.003 | 0.047 | 0 |  | --> | C22 ex BALLYARD | BALLYARD: T41∥T42 | TRALEE |  | 52.2514 | -9.7076
MV/LV Substation CL***011X | 10 kV | 400V(3ph) & 230V(single ph) | LV | 50 kVA :Pole Substation | 0.05 | --> | 0.05 | 0.05 | 3.4 |  | --> | 0.047 | 0 | 0 | 0 | 0 | 0.049 | 0 |  | --> | C12 ex CAUSEWAY | CAUSEWAY: T41∥T42 | TRALEE |  | 52.4591 | -9.728
MV/LV Substation CL***012 | 10 kV | 400V(3ph) & 230V(single ph) | LV | 100 kVA :Pole Substation | 0.1 | --> | 0.1 | 0.046 | 1.6 |  | --> | 0.095 | 0 | 0 | 0 | 0.026 | 0.08 | 0 |  | --> | C12 ex SRAH | SRAH: T41∥T42 | THORNSBERRY |  | 53.2821 | -7.5018
MV/LV Substation CL***013X | 10 kV | 400V(3ph) & 230V(single ph) | LV | 400 kVA :Kiosk Substation | 0.4 | --> | 0.4 | 0 | 0 | Constrained,otherwise capacity available =28kVA. | --> | 0.38 | 0 | 0 | 0 | 0 | 0 | 0 | Constrained,otherwise capacity available =448kW. | --> | C14 ex GARDEN CITY | GARDEN CITY: T41∥T42 | ARKLOW |  | 52.6808 | -6.278
MV/LV Substation CL***014 | 10 kV | 400V(3ph) & 230V(single ph) | LV | 200 kVA :Pole Substation | 0.2 | --> | 0.2 | 0.185 | 11.5 |  | --> | 0.19 | 0 | 0 | 0 | 0 | 0.202 | 0 |  | --> | C18 ex BALLYBEG | BALLYBEG: T102 | CARRICKMINES |  | 52.9565 | -6.1657
MV/LV Substation CL***014X | 10 kV | 400V(3ph) & 230V(single ph) | LV | 50 kVA :Pole Substation | 0.05 | --> | 0.05 | 0.027 | 2.7 |  | --> | 0.047 | 0 | 0 | 0 | 0.027 | 0.024 | 0 |  | --> | C22 ex BALLYARD | BALLYARD: T41∥T42 | TRALEE |  | 52.2424 | -9.7204
MV/LV Substation CL***014X | 10 kV | 400V(3ph) & 230V(single ph) | LV | 50 kVA :Pole Substation | 0.05 | --> | 0.05 | 0.031 | 5.2 |  | --> | 0.047 | 0 | 0 | 0 | 0 | 0.051 | 0 |  | --> | C12 ex KILFLYNN | KILFLYNN: T41∥T42 | TRALEE |  | 52.3861 | -9.5892
MV/LV Substation CL***015 | 20 kV | 400V(3ph) & 230V(single ph) | LV | 100 kVA :Pole Substation | 0.1 | --> | 0.1 | 0.06 | 3.7 |  | --> | 0.095 | 0 | 0 | 0 | 0 | 0 | 0 | Constrained,otherwise capacity available =106kW. | --> | E17 ex FOXHOLE | FOXHOLE: T421∥T422 | DUNGARVAN |  | 51.938 | -7.8533
MV/LV Substation CL***015 | 10 kV | 400V(3ph) & 230V(single ph) | LV | 400 kVA :Kiosk Substation | 0.4 | --> | 0.4 | 0.302 | 3.1 |  | --> | 0.38 | 0 | 0 | 0 | 0.002 | 0.412 | 0 |  | --> | C19 ex ERRIGAL | ERRIGAL: T41 | SHANKILL |  | 54.0759 | -7.0877
MV/LV Substation CL***015 | 10 kV | 400V(3ph) & 230V(single ph) | LV | 100 kVA :Pole Substation | 0.1 | --> | 0.1 | 0.087 | 8.9 |  | --> | 0.095 | 0 | 0 | 0 | 0.003 | 0.098 | 0 |  | --> | C11 ex CARROWBEG | CARROWBEG: T41∥T42 | CARROWBEG |  | 53.7984 | -9.5396
MV/LV Substation CL***015Y | 10 kV | 400V(3ph) & 230V(single ph) | LV | 400 kVA :Kiosk Substation | 0.4 | --> | 0.4 | 0 | 0 | Constrained,otherwise capacity available =379kVA. | --> | 0.38 | 0 | 0 | 0 | 0.006 | 0 | 0 | Constrained,otherwise capacity available =396kW. | --> | C11 ex GARDEN CITY | GARDEN CITY: T41∥T42 | ARKLOW |  | 52.6769 | -6.2749
MV/LV Substation CL***016 | 10 kV | 400V(3ph) & 230V(single ph) | LV | 400 kVA :Building Structure | 0.4 | --> | 0.4 | 0 | 0 | Constrained,otherwise capacity available =192kVA. | --> | 0.38 | 0 | 0 | 0 | 0.039 | 0.39 | 0 |  | --> | C22 ex POPPINTREE | POPPINTREE: T102 | FINGLAS |  | 53.3929 | -6.2926
MV/LV Substation CL***016 | 10 kV | 400V(3ph) & 230V(single ph) | LV | 200 kVA :Kiosk Substation | 0.2 | --> | 0.2 | 0 | 0 | Constrained,otherwise capacity available =17kVA. | --> | 0.19 | 0 | 0 | 0 | 0.016 | 0 | 0 | Constrained,otherwise capacity available =209kW. | --> | C14 ex GARDEN CITY | GARDEN CITY: T41∥T42 | ARKLOW |  | 52.6781 | -6.2745
MV/LV Substation CL***016Z | 20 kV | 400V(3ph) & 230V(single ph) | LV | 200 kVA :Kiosk Substation | 0.2 | --> | 0.2 | 0 | 0 | Constrained,otherwise capacity available =170kVA. | --> | 0.19 | 0 | 0 | 0 | 0 | 0 | 0 | Constrained,otherwise capacity available =204kW. | --> | C11 ex MOUNTMELLICK | MOUNTMELLICK: T41∥T42 | PORTLAOISE |  | 53.1518 | -7.5237
MV/LV Substation CL***019 | 10 kV | 400V(3ph) & 230V(single ph) | LV | 200 kVA :Kiosk Substation | 0.2 | --> | 0.2 | 0.133 | 3.1 |  | --> | 0.19 | 0 | 0 | 0 | 0.021 | 0.188 | 0 |  | --> | C19 ex TRABEG | TRABEG: T102 | TRABEG |  | 51.8665 | -8.4537
MV/LV Substation CL***019Y | 10 kV | 400V(3ph) & 230V(single ph) | LV | 200 kVA :Kiosk Substation | 0.2 | --> | 0.2 | 0 | 0 | Constrained,otherwise capacity available =83kVA. | --> | 0.19 | 0 | 0 | 0 | 0.002 | 0.215 | 0 |  | --> | C23 ex ATHLONE | ATHLONE: T41 | ATHLONE |  | 53.4324 | -7.9433
MV/LV Substation CL***020Z | 10 kV | 400V(3ph) & 230V(single ph) | LV | 400 kVA :Kiosk Substation | 0.4 | --> | 0.4 | 0 | 0 | Constrained,otherwise capacity available =286kVA. | --> | 0.38 | 0 | 0 | 0 | 0.009 | 0.407 | 0 |  | --> | C16 ex BALLINACURRA | BALLINACURRA: T42 | LIMERICK |  | 52.6372 | -8.6364
MV/LV Substation CL***021Y | 10 kV | 400V(3ph) & 230V(single ph) | LV | 100 kVA :Pole Substation | 0.1 | --> | 0.1 | 0.037 | 0.6 |  | --> | 0.095 | 0 | 0 | 0 | 0 | 0.109 | 0 |  | --> | C17 ex ATHBOY | ATHBOY: T42 | NAVAN |  | 53.7167 | -7.0622
MV/LV Substation CL***021Y | 10 kV | 400V(3ph) & 230V(single ph) | LV | 50 kVA :Pole Substation | 0.05 | --> | 0.05 | 0 | 0 | Constrained,otherwise capacity available =39kVA. | --> | 0.047 | 0 | 0 | 0 | 0 | 0.051 | 0 |  | --> | C29 ex GRANGE CASTLE | GRANGE CASTLE: T101 | INCHICORE 220KV |  | 53.3194 | -6.4662
MV/LV Substation CL***021Z | 10 kV | 400V(3ph) & 230V(single ph) | LV | 100 kVA :Pole Substation | 0.1 | --> | 0.1 | 0 | 0 | Constrained,otherwise capacity available =58kVA. | --> | 0.095 | 0 | 0 | 0 | 0 | 0.106 | 0 |  | --> | C18 ex BALGADDY | BALGADDY: T42 | GRANGE CASTLE |  | 53.3502 | -6.4204
MV/LV Substation CL***023 | 10 kV | 400V(3ph) & 230V(single ph) | LV | 200 kVA :Pole Substation | 0.2 | --> | 0.2 | 0 | 0 | Constrained,otherwise capacity available =196kVA. | --> | 0.19 | 0 | 0 | 0 | 0 | 0.2 | 0 |  | --> | C16 ex ATHENRY | ATHENRY: T41∥T42 | GALWAY 110KV |  | 53.297 | -8.7466
MV/LV Substation CL***024X | 10 kV | 400V(3ph) & 230V(single ph) | LV | 200 kVA :Building Structure | 0.2 | --> | 0.2 | 0.04 | 5 |  | --> | 0.19 | 0 | 0 | 0 | 0.047 | 0.174 | 0 |  | --> | C28 ex CENTRE PARK ROAD | MARINA: T106 | MARINA |  | 51.8916 | -8.4426
MV/LV Substation CL***024Y | 10 kV | 400V(3ph) & 230V(single ph) | LV | 200 kVA :Kiosk Substation | 0.2 | --> | 0.2 | 0 | 0 | Constrained,otherwise capacity available =130kVA. | --> | 0.19 | 0 | 0 | 0 | 0.007 | 0 | 0 | Constrained,otherwise capacity available =203kW. | --> | C20 ex ROSCREA | ROSCREA: T42 | IKERRIN |  | 52.9498 | -7.8041
MV/LV Substation CL***024Z | 10 kV | 400V(3ph) & 230V(single ph) | LV | 200 kVA :Kiosk Substation | 0.2 | --> | 0.2 | 0.136 | 3.2 |  | --> | 0.19 | 0 | 0 | 0 | 0 | 0.209 | 0 |  | --> | C20 ex ATHY | ATHY: T102 | ATHY |  | 52.9985 | -6.9808
MV/LV Substation CL***024Z | 20 kV | 400V(3ph) & 230V(single ph) | LV | 100 kVA :Pole Substation | 0.1 | --> | 0.1 | 0.091 | 3.4 |  | --> | 0.095 | 0 | 0 | 0 | 0 | 0.1 | 0 |  | --> | E18 ex CLONMINCH | CLONMINCH: T422 | THORNSBERRY |  | 53.235 | -7.5322
MV/LV Substation CL***025 | 10 kV | 400V(3ph) & 230V(single ph) | LV | 400 kVA :Kiosk Substation | 0.4 | --> | 0.4 | 0.274 | 5 |  | --> | 0.38 | 0 | 0 | 0 | 0 | 0.419 | 0 |  | --> | C21 ex BALLYRICKARD | BALLYRICKARD: T41∥T42 | TRALEE |  | 52.2679 | -9.7239
MV/LV Substation CL***025Z | 20 kV | 400V(3ph) & 230V(single ph) | LV | 50 kVA :Pole Substation | 0.05 | --> | 0.05 | 0.049 | 3.3 |  | --> | 0.047 | 0 | 0 | 0 | 0.003 | 0.046 | 0 |  | --> | E18 ex CRATLOE | CRATLOE: T421∥T422 | ARDNACRUSHA |  | 52.7174 | -8.8105
MV/LV Substation CL***026 | 10 kV | 400V(3ph) & 230V(single ph) | LV | 400 kVA :Kiosk Substation | 0.4 | --> | 0.4 | 0.319 | 2.6 |  | --> | 0.38 | 0 | 0 | 0 | 0.006 | 0.406 | 0 |  | --> | C29 ex CLIFDEN | CLIFDEN: T41∥T42 | GALWAY 110KV |  | 53.4874 | -9.9842
MV/LV Substation CL***026X | 20 kV | 400V(3ph) & 230V(single ph) | LV | 50 kVA :Pole Substation | 0.05 | --> | 0.05 | 0 | 0 | Constrained,otherwise capacity available =48kVA. | --> | 0.047 | 0 | 0 | 0 | 0 | 0 | 0 | Constrained,otherwise capacity available =49kW. | --> | E17 ex PORTLAOISE | PORTLAOISE: T423∥T424 | PORTLAOISE |  | 53.0091 | -7.3053
MV/LV Substation CL***027 | 10 kV | 400V(3ph) & 230V(single ph) | LV | 630 kVA :Building Structure | 0.63 | --> | 0.63 | 0.337 | 1.1 |  | --> | 0.598 | 0 | 0 | 0 | 0.01 | 0.5 | 0 |  | --> | C16 ex KIMMAGE | KIMMAGE: T42 | INCHICORE 220KV |  | 53.3223 | -6.3025
MV/LV Substation CL***027 | 10 kV | 400V(3ph) & 230V(single ph) | LV | 630 kVA :Kiosk Substation | 0.63 | --> | 0.63 | 0 | 0 | Constrained,otherwise capacity available =500kVA. | --> | 0.598 | 0 | 0 | 0 | 0.022 | 0 | 0 | Constrained,otherwise capacity available =500kW. | --> | C16 ex PALLAS | PALLAS: T41∥T42 | PORTLAOISE |  | 53.0348 | -7.3213
MV/LV Substation CL***027Z | 20 kV | 400V(3ph) & 230V(single ph) | LV | 50 kVA :Pole Substation | 0.05 | --> | 0.05 | 0.047 | 5.3 |  | --> | 0.047 | 0 | 0 | 0 | 0 | 0.049 | 0 |  | --> | E17 ex BUSH | BUSH: T421∥T422 | DUNDALK |  | 54.0557 | -6.2
MV/LV Substation CL***029 | 20 kV | 400V(3ph) & 230V(single ph) | LV | 200 kVA :Pole Substation | 0.2 | --> | 0.2 | 0 | 0 | Constrained,otherwise capacity available =150kVA. | --> | 0.19 | 0 | 0 | 0 | 0.003 | 0 | 0 | Constrained,otherwise capacity available =204kW. | --> | E18 ex BUNCLODY | BUNCLODY: T421∥T422 | CRANE |  | 52.6356 | -6.6227
MV/LV Substation CL***029Y | 20 kV | 400V(3ph) & 230V(single ph) | LV | 50 kVA :Pole Substation | 0.05 | --> | 0.05 | 0.048 | 2.8 |  | --> | 0.047 | 0 | 0 | 0 | 0 | 0.049 | 0 |  | --> | C14 ex CASHEL | CASHEL: T42 | CAHIR |  | 52.5967 | -7.9666
MV/LV Substation CL***031 | 10 kV | 400V(3ph) & 230V(single ph) | LV | 630 kVA :Kiosk Substation | 0.63 | --> | 0.63 | 0.5 | 0.8 |  | --> | 0.598 | 0 | 0 | 0 | 0.017 | 0.5 | 0 |  | --> | C11 ex BALLYBEGGAN | BALLYBEGGAN: T43∥T44 | TRALEE |  | 52.2748 | -9.6928
MV/LV Substation CL***032 | 20 kV | 400V(3ph) & 230V(single ph) | LV | 100 kVA :Pole Substation | 0.1 | --> | 0.1 | 0.088 | 1.6 |  | --> | 0.095 | 0 | 0 | 0 | 0 | 0.101 | 0 |  | --> | E17 ex INCH | INCH: T421∥T422 | OUGHTRAGH |  | 52.2329 | -10.1836
MV/LV Substation CL***032 | 10 kV | 400V(3ph) & 230V(single ph) | LV | 100 kVA :Pole Substation | 0.1 | --> | 0.1 | 0.068 | 3.1 |  | --> | 0.095 | 0 | 0 | 0 | 0.006 | 0.098 | 0 |  | --> | C17 ex ERRIGAL | ERRIGAL: T41 | SHANKILL |  | 54.0766 | -7.0947
MV/LV Substation CL***032 | 10 kV | 400V(3ph) & 230V(single ph) | LV | 1000 kVA :Building Structure | 1 | --> | 1 | 0.5 | 5.6 |  | --> | 0.95 | 0 | 0 | 0 | 0.02 | 0.5 | 0 |  | --> | C24 ex MILLTOWN (DR) | MILLTOWN (DR): T102 | INCHICORE 220KV |  | 53.3131 | -6.239
MV/LV Substation CL***032X | 10 kV | 400V(3ph) & 230V(single ph) | LV | 50 kVA :Pole Substation | 0.05 | --> | 0.05 | 0.05 | 3.4 |  | --> | 0.047 | 0 | 0 | 0 | 0 | 0.049 | 0 |  | --> | C12 ex CAUSEWAY | CAUSEWAY: T41∥T42 | TRALEE |  | 52.462 | -9.6898
MV/LV Substation CL***032Y | 10 kV | 400V(3ph) & 230V(single ph) | LV | 400 kVA :Kiosk Substation | 0.4 | --> | 0.4 | 0 | 0 | Constrained,otherwise capacity available =305kVA. | --> | 0.38 | 0 | 0 | 0 | 0.019 | 0.394 | 0 |  | --> | C22 ex COBH | COBH: T41∥T42 | COW CROSS |  | 51.8551 | -8.3056
MV/LV Substation CL***033Y | 20 kV | 400V(3ph) & 230V(single ph) | LV | 50 kVA :Pole Substation | 0.05 | --> | 0.05 | 0.05 | 11.9 |  | --> | 0.047 | 0 | 0 | 0 | 0 | 0 | 0 | Constrained,otherwise capacity available =49kW. | --> | E18 ex WESTPORT | WESTPORT: T421∥T422 | CASTLEBAR |  | 53.8332 | -9.4761
MV/LV Substation CL***033Y | 10 kV | 400V(3ph) & 230V(single ph) | LV | 400 kVA :Kiosk Substation | 0.4 | --> | 0.4 | 0 | 0 | Constrained,otherwise capacity available =336kVA. | --> | 0.38 | 0 | 0 | 0 | 0.004 | 0.405 | 0 |  | --> | C22 ex COBH | COBH: T41∥T42 | COW CROSS |  | 51.8538 | -8.3087
MV/LV Substation CL***034Y | 10 kV | 400V(3ph) & 230V(single ph) | LV | 400 kVA :Kiosk Substation | 0.4 | --> | 0.4 | 0 | 0 | Constrained,otherwise capacity available =225kVA. | --> | 0.38 | 0 | 0 | 0 | 0.004 | 0.422 | 0 |  | --> | C22 ex COBH | COBH: T41∥T42 | COW CROSS |  | 51.8554 | -8.3095
MV/LV Substation CL***035 | 10 kV | 400V(3ph) & 230V(single ph) | LV | 200 kVA :Pole Substation | 0.2 | --> | 0.2 | 0.148 | 2 |  | --> | 0.19 | 0 | 0 | 0 | 0 | 0.207 | 0 |  | --> | C18 ex CARRICKMACROSS | CARRICKMACROSS: T42 | MEATH HILL |  | 53.9801 | -6.7153
MV/LV Substation CL***035X | 20 kV | 400V(3ph) & 230V(single ph) | LV | 50 kVA :Pole Substation | 0.05 | --> | 0.05 | 0 | 0 | Constrained,otherwise capacity available =19kVA. | --> | 0.047 | 0 | 0 | 0 | 0.007 | 0.046 | 0 |  | --> | E18 ex MANORHAMILTON | MANORHAMILTON: T422 | SLIGO |  | 54.3089 | -8.1782
MV/LV Substation CL***036 | 10 kV | 400V(3ph) & 230V(single ph) | LV | 100 kVA :Pole Substation | 0.1 | --> | 0.1 | 0 | 0 | Constrained,otherwise capacity available =52kVA. | --> | 0.095 | 0 | 0 | 0 | 0.005 | 0.101 | 0 |  | --> | C17 ex CARRICKMACROSS | CARRICKMACROSS: T41 | MEATH HILL |  | 53.9794 | -6.7117
MV/LV Substation CL***036 | 10 kV | 400V(3ph) & 230V(single ph) | LV | 50 kVA :Pole Substation | 0.05 | --> | 0.05 | 0 | 0 | Constrained,otherwise capacity available =38kVA. | --> | 0.047 | 0 | 0 | 0 | 0 | 0.051 | 0 |  | --> | C12 ex CRANMORE | CRANMORE: T41∥T42 | SLIGO |  | 54.2604 | -8.4553
MV/LV Substation CL***036 | 10 kV | 400V(3ph) & 230V(single ph) | LV | 630 kVA :Building Structure | 0.63 | --> | 0.63 | 0 | 0 | Constrained,otherwise capacity available =347kVA. | --> | 0.598 | 0 | 0 | 0 | 0.031 | 0.5 | 0 |  | --> | C14 ex NEWMARKET (DR) | NEWMARKET (DR): T41 | FRANCIS STREET |  | 53.3329 | -6.2849
MV/LV Substation CL***036Y | 20 kV | 400V(3ph) & 230V(single ph) | LV | 200 kVA :Pole Substation | 0.2 | --> | 0.2 | 0.141 | 2.2 |  | --> | 0.19 | 0 | 0 | 0 | 0.003 | 0.205 | 0 |  | --> | E15 ex CLONROCHE | CLONROCHE: T421∥T422 | WEXFORD |  | 52.4485 | -6.7158
MV/LV Substation CL***037X | 10 kV | 400V(3ph) & 230V(single ph) | LV | 400 kVA :Kiosk Substation | 0.4 | --> | 0.4 | 0.21 | 0.2 | Constrained,otherwise capacity available =400kVA. | --> | 0.38 | 0 | 0 | 0 | 0 | 0.4 | 0 |  | --> | C16 ex NEWBROOK | NEWBROOK: T42 | MULLINGAR |  | 53.5144 | -7.3659